## 4-15-2016 Avoided Costs
Relevant
Rule(s)
Avoided Energy Cost (All but Solar PV) |  | 28.9155 | MWh | Puc 903.02 (i)(2) & (i)(6) a. | (See "AC calc" tab)
Avoided Energy Cost (Solar PV) |  | 30.9938 | MWh | Puc 903.02 (i)(2) & (i)(7) b. | (See "AC calc" tab)
Avoided Capacity Costs |  | 3.1119 | kW-month | Puc 903.02 (i)(3) | (See "Capacity" tab)
Portion of Surplus Generation During Peak Hour |  | 0.01142% |  | Puc 903.02 (i)(6) b. | (See "Capacity" tab)
(All but Solar PV)
Portion of Surplus Generation During Peak Hour |  | 0.009853% |  | Puc 903.02 (i)(7) c. | (See "Capacity" tab)
(Solar PV)

## AC calc
Calculation of Avoided Energy Costs for Surplus Net Metered Generation Pursuant to Puc 903.02 | [9 empty] | Data Sources:
2015 & 2016 SMD Hourly Data
http://www.iso-ne.com/isoexpress/web/reports/pricing/-/tree/zone-info
Generation Other than Solar Average Costs for LMP & Regulation = I18 | [8 empty] | 28.0434
Average Distribution System Line Loss Multiplier = | [8 empty] | 1.0311
Avg. Hourly Avoided Costs Grossed up for Dist. Line Losses | [8 empty] | 28.9155
Solar Weighted Average Costs for LMP & Regulation = (J18/D18) | [8 empty] | 30.0589
Average Distribution System Line Loss Multiplier = | [8 empty] | 1.0311
Solar Wtd. Avg. Cost Grossed up for Dist. Line Losses | [8 empty] | 30.9938
Average Distribution System Line Loss Multiplier = | [8 empty] | 1.0311 | See "Losses" tab
In $/MWH (megawatt hours)
[6 empty] | NH LZ | Gen. rel.** | G+H*** | D*I
"Month" | "Day" | "Hour" | "AC Power (W)" | Date | Hour | RTLMP* | Anc. Svcs. | Total Cost | Weighted Cost
|  | SUM or Average: | 4942643 |  |  | 27.0434 | 1 | 28.0434 | 148570505.66
4 | 1 | 01:00 | 0 | 2015-04-01 | 1 | 30.08 | 1 | 31.08 | 0
4 | 1 | 02:00 | 0 | 2015-04-01 | 2 | 32.96 | 1 | 33.96 | 0 | * NH LZ RTLMP = New Hampshire Load Zone Real Time Locational Marginal Price
4 | 1 | 03:00 | 0 | 2015-04-01 | 3 | 34.49 | 1 | 35.49 | 0 | ** Generation Related Ancillary Services info not readily available.
4 | 1 | 04:00 | 0 | 2015-04-01 | 4 | 25.47 | 1 | 26.47 | 0 | Used simplifying assumption of $1.00/MWh
4 | 1 | 05:00 | 0 | 2015-04-01 | 5 | 35.16 | 1 | 36.16 | 0 | ***Puc 903.02 (i)(6) b. uses 8760 hours
4 | 1 | 06:00 | 0 | 2015-04-01 | 6 | 37.66 | 1 | 38.66 | 0
4 | 1 | 07:00 | 29 | 2015-04-01 | 7 | 51.09 | 1 | 52.09 | 1510.61
4 | 1 | 08:00 | 466 | 2015-04-01 | 8 | 56.98 | 1 | 57.98 | 27018.68
4 | 1 | 09:00 | 778 | 2015-04-01 | 9 | 55.04 | 1 | 56.04 | 43599.12
4 | 1 | 10:00 | 1102 | 2015-04-01 | 10 | 51.72 | 1 | 52.72 | 58097.44
4 | 1 | 11:00 | 1140 | 2015-04-01 | 11 | 34.62 | 1 | 35.62 | 40606.8
4 | 1 | 12:00 | 744 | 2015-04-01 | 12 | 33.02 | 1 | 34.02 | 25310.88
4 | 1 | 13:00 | 723 | 2015-04-01 | 13 | 30.7 | 1 | 31.7 | 22919.1
4 | 1 | 14:00 | 647 | 2015-04-01 | 14 | 30.37 | 1 | 31.37 | 20296.39
4 | 1 | 15:00 | 1070 | 2015-04-01 | 15 | 27.2 | 1 | 28.2 | 30174
4 | 1 | 16:00 | 667 | 2015-04-01 | 16 | 23.25 | 1 | 24.25 | 16174.75
4 | 1 | 17:00 | 41 | 2015-04-01 | 17 | 26.24 | 1 | 27.24 | 1116.84
4 | 1 | 18:00 | 0 | 2015-04-01 | 18 | 29.18 | 1 | 30.18 | 0
4 | 1 | 19:00 | 0 | 2015-04-01 | 19 | 32.8 | 1 | 33.8 | 0
4 | 1 | 20:00 | 0 | 2015-04-01 | 20 | 41.63 | 1 | 42.63 | 0
4 | 1 | 21:00 | 0 | 2015-04-01 | 21 | 36.02 | 1 | 37.02 | 0
4 | 1 | 22:00 | 0 | 2015-04-01 | 22 | 27.05 | 1 | 28.05 | 0
4 | 1 | 23:00 | 0 | 2015-04-01 | 23 | 17.47 | 1 | 18.47 | 0
4 | 1 | 24:00 | 0 | 2015-04-01 | 24 | -44.43 | 1 | -43.43 | 0
4 | 2 | 01:00 | 0 | 2015-04-02 | 1 | 17.86 | 1 | 18.86 | 0
4 | 2 | 02:00 | 0 | 2015-04-02 | 2 | 19.81 | 1 | 20.81 | 0
4 | 2 | 03:00 | 0 | 2015-04-02 | 3 | 24.72 | 1 | 25.72 | 0
4 | 2 | 04:00 | 0 | 2015-04-02 | 4 | 22.81 | 1 | 23.81 | 0
4 | 2 | 05:00 | 0 | 2015-04-02 | 5 | 24.32 | 1 | 25.32 | 0
4 | 2 | 06:00 | 0 | 2015-04-02 | 6 | 35 | 1 | 36 | 0
4 | 2 | 07:00 | 39 | 2015-04-02 | 7 | 42.43 | 1 | 43.43 | 1693.77
4 | 2 | 08:00 | 802 | 2015-04-02 | 8 | 45.25 | 1 | 46.25 | 37092.5
4 | 2 | 09:00 | 1182 | 2015-04-02 | 9 | 43.01 | 1 | 44.01 | 52019.82
4 | 2 | 10:00 | 1723 | 2015-04-02 | 10 | 38.76 | 1 | 39.76 | 68506.48
4 | 2 | 11:00 | 2058 | 2015-04-02 | 11 | 37.57 | 1 | 38.57 | 79377.06
4 | 2 | 12:00 | 606 | 2015-04-02 | 12 | 28.64 | 1 | 29.64 | 17961.84
4 | 2 | 13:00 | 1134 | 2015-04-02 | 13 | 21.2 | 1 | 22.2 | 25174.8
4 | 2 | 14:00 | 955 | 2015-04-02 | 14 | 21.63 | 1 | 22.63 | 21611.65
4 | 2 | 15:00 | 778 | 2015-04-02 | 15 | 20.86 | 1 | 21.86 | 17007.08
4 | 2 | 16:00 | 601 | 2015-04-02 | 16 | 20.09 | 1 | 21.09 | 12675.09
4 | 2 | 17:00 | 237 | 2015-04-02 | 17 | 18.13 | 1 | 19.13 | 4533.81
4 | 2 | 18:00 | 4 | 2015-04-02 | 18 | 19.93 | 1 | 20.93 | 83.72
4 | 2 | 19:00 | 0 | 2015-04-02 | 19 | 20.33 | 1 | 21.33 | 0
4 | 2 | 20:00 | 0 | 2015-04-02 | 20 | 21.37 | 1 | 22.37 | 0
4 | 2 | 21:00 | 0 | 2015-04-02 | 21 | 20.95 | 1 | 21.95 | 0
4 | 2 | 22:00 | 0 | 2015-04-02 | 22 | 19.87 | 1 | 20.87 | 0
4 | 2 | 23:00 | 0 | 2015-04-02 | 23 | 14.8 | 1 | 15.8 | 0
4 | 2 | 24:00 | 0 | 2015-04-02 | 24 | 7.51 | 1 | 8.51 | 0
4 | 3 | 01:00 | 0 | 2015-04-03 | 1 | 20.88 | 1 | 21.88 | 0
4 | 3 | 02:00 | 0 | 2015-04-03 | 2 | 23.79 | 1 | 24.79 | 0
4 | 3 | 03:00 | 0 | 2015-04-03 | 3 | 18.86 | 1 | 19.86 | 0
4 | 3 | 04:00 | 0 | 2015-04-03 | 4 | 18.1 | 1 | 19.1 | 0
4 | 3 | 05:00 | 0 | 2015-04-03 | 5 | 22.93 | 1 | 23.93 | 0
4 | 3 | 06:00 | 0 | 2015-04-03 | 6 | 23.51 | 1 | 24.51 | 0
4 | 3 | 07:00 | 152 | 2015-04-03 | 7 | 33.75 | 1 | 34.75 | 5282
4 | 3 | 08:00 | 1137 | 2015-04-03 | 8 | 21.13 | 1 | 22.13 | 25161.81
4 | 3 | 09:00 | 1908 | 2015-04-03 | 9 | 21.55 | 1 | 22.55 | 43025.4
4 | 3 | 10:00 | 2348 | 2015-04-03 | 10 | 41.84 | 1 | 42.84 | 100588.32
4 | 3 | 11:00 | 2542 | 2015-04-03 | 11 | 37.62 | 1 | 38.62 | 98172.04
4 | 3 | 12:00 | 1279 | 2015-04-03 | 12 | 25.28 | 1 | 26.28 | 33612.12
4 | 3 | 13:00 | 1039 | 2015-04-03 | 13 | 25.71 | 1 | 26.71 | 27751.69
4 | 3 | 14:00 | 679 | 2015-04-03 | 14 | 22.82 | 1 | 23.82 | 16173.78
4 | 3 | 15:00 | 677 | 2015-04-03 | 15 | 21.33 | 1 | 22.33 | 15117.41
4 | 3 | 16:00 | 536 | 2015-04-03 | 16 | 27.16 | 1 | 28.16 | 15093.76
4 | 3 | 17:00 | 48 | 2015-04-03 | 17 | 29.89 | 1 | 30.89 | 1482.72
4 | 3 | 18:00 | 0 | 2015-04-03 | 18 | 43.37 | 1 | 44.37 | 0
4 | 3 | 19:00 | 0 | 2015-04-03 | 19 | 37.44 | 1 | 38.44 | 0
4 | 3 | 20:00 | 0 | 2015-04-03 | 20 | 37.1 | 1 | 38.1 | 0
4 | 3 | 21:00 | 0 | 2015-04-03 | 21 | 25.56 | 1 | 26.56 | 0
4 | 3 | 22:00 | 0 | 2015-04-03 | 22 | 25.03 | 1 | 26.03 | 0
4 | 3 | 23:00 | 0 | 2015-04-03 | 23 | 24.74 | 1 | 25.74 | 0
4 | 3 | 24:00 | 0 | 2015-04-03 | 24 | 21.9 | 1 | 22.9 | 0
4 | 4 | 01:00 | 0 | 2015-04-04 | 1 | 17.84 | 1 | 18.84 | 0
4 | 4 | 02:00 | 0 | 2015-04-04 | 2 | 16.14 | 1 | 17.14 | 0
4 | 4 | 03:00 | 0 | 2015-04-04 | 3 | 15.25 | 1 | 16.25 | 0
4 | 4 | 04:00 | 0 | 2015-04-04 | 4 | 15.03 | 1 | 16.03 | 0
4 | 4 | 05:00 | 0 | 2015-04-04 | 5 | 18.22 | 1 | 19.22 | 0
4 | 4 | 06:00 | 0 | 2015-04-04 | 6 | 17.16 | 1 | 18.16 | 0
4 | 4 | 07:00 | 51 | 2015-04-04 | 7 | 12.1 | 1 | 13.1 | 668.1
4 | 4 | 08:00 | 870 | 2015-04-04 | 8 | 12.3 | 1 | 13.3 | 11571
4 | 4 | 09:00 | 1197 | 2015-04-04 | 9 | 17.87 | 1 | 18.87 | 22587.39
4 | 4 | 10:00 | 1693 | 2015-04-04 | 10 | 14.12 | 1 | 15.12 | 25598.16
4 | 4 | 11:00 | 2636 | 2015-04-04 | 11 | 17.71 | 1 | 18.71 | 49319.56
4 | 4 | 12:00 | 2175 | 2015-04-04 | 12 | 17.34 | 1 | 18.34 | 39889.5
4 | 4 | 13:00 | 1591 | 2015-04-04 | 13 | 11.27 | 1 | 12.27 | 19521.57
4 | 4 | 14:00 | 1170 | 2015-04-04 | 14 | 8.7 | 1 | 9.7 | 11349
4 | 4 | 15:00 | 689 | 2015-04-04 | 15 | 5.33 | 1 | 6.33 | 4361.37
4 | 4 | 16:00 | 632 | 2015-04-04 | 16 | 10.95 | 1 | 11.95 | 7552.4
4 | 4 | 17:00 | 550 | 2015-04-04 | 17 | 1.27 | 1 | 2.27 | 1248.5
4 | 4 | 18:00 | 4 | 2015-04-04 | 18 | 11.13 | 1 | 12.13 | 48.52
4 | 4 | 19:00 | 0 | 2015-04-04 | 19 | 12.63 | 1 | 13.63 | 0
4 | 4 | 20:00 | 0 | 2015-04-04 | 20 | 15.08 | 1 | 16.08 | 0
4 | 4 | 21:00 | 0 | 2015-04-04 | 21 | 17.98 | 1 | 18.98 | 0
4 | 4 | 22:00 | 0 | 2015-04-04 | 22 | 16.85 | 1 | 17.85 | 0
4 | 4 | 23:00 | 0 | 2015-04-04 | 23 | 17.07 | 1 | 18.07 | 0
4 | 4 | 24:00 | 0 | 2015-04-04 | 24 | -55.04 | 1 | -54.04 | 0
4 | 5 | 01:00 | 0 | 2015-04-05 | 1 | 12.83 | 1 | 13.83 | 0
4 | 5 | 02:00 | 0 | 2015-04-05 | 2 | 15.42 | 1 | 16.42 | 0
4 | 5 | 03:00 | 0 | 2015-04-05 | 3 | 11.6 | 1 | 12.6 | 0
4 | 5 | 04:00 | 0 | 2015-04-05 | 4 | 18.06 | 1 | 19.06 | 0
4 | 5 | 05:00 | 0 | 2015-04-05 | 5 | 16.08 | 1 | 17.08 | 0
4 | 5 | 06:00 | 0 | 2015-04-05 | 6 | 17.74 | 1 | 18.74 | 0
4 | 5 | 07:00 | 6 | 2015-04-05 | 7 | 17.45 | 1 | 18.45 | 110.7
4 | 5 | 08:00 | 150 | 2015-04-05 | 8 | 7.35 | 1 | 8.35 | 1252.5
4 | 5 | 09:00 | 773 | 2015-04-05 | 9 | 11.98 | 1 | 12.98 | 10033.54
4 | 5 | 10:00 | 975 | 2015-04-05 | 10 | 14.86 | 1 | 15.86 | 15463.5
4 | 5 | 11:00 | 866 | 2015-04-05 | 11 | 4.92 | 1 | 5.92 | 5126.72
4 | 5 | 12:00 | 908 | 2015-04-05 | 12 | 9.35 | 1 | 10.35 | 9397.8
4 | 5 | 13:00 | 1217 | 2015-04-05 | 13 | 18.17 | 1 | 19.17 | 23329.89
4 | 5 | 14:00 | 888 | 2015-04-05 | 14 | 16.88 | 1 | 17.88 | 15877.44
4 | 5 | 15:00 | 781 | 2015-04-05 | 15 | 4.24 | 1 | 5.24 | 4092.44
4 | 5 | 16:00 | 585 | 2015-04-05 | 16 | 9.44 | 1 | 10.44 | 6107.4
4 | 5 | 17:00 | 292 | 2015-04-05 | 17 | 8.72 | 1 | 9.72 | 2838.24
4 | 5 | 18:00 | 4 | 2015-04-05 | 18 | 16.86 | 1 | 17.86 | 71.44
4 | 5 | 19:00 | 0 | 2015-04-05 | 19 | 17.52 | 1 | 18.52 | 0
4 | 5 | 20:00 | 0 | 2015-04-05 | 20 | 27.21 | 1 | 28.21 | 0
4 | 5 | 21:00 | 0 | 2015-04-05 | 21 | 25.91 | 1 | 26.91 | 0
4 | 5 | 22:00 | 0 | 2015-04-05 | 22 | 24.12 | 1 | 25.12 | 0
4 | 5 | 23:00 | 0 | 2015-04-05 | 23 | 17.93 | 1 | 18.93 | 0
4 | 5 | 24:00 | 0 | 2015-04-05 | 24 | 2.64 | 1 | 3.64 | 0
4 | 6 | 01:00 | 0 | 2015-04-06 | 1 | 14.01 | 1 | 15.01 | 0
4 | 6 | 02:00 | 0 | 2015-04-06 | 2 | 17 | 1 | 18 | 0
4 | 6 | 03:00 | 0 | 2015-04-06 | 3 | 17.99 | 1 | 18.99 | 0
4 | 6 | 04:00 | 0 | 2015-04-06 | 4 | 16.09 | 1 | 17.09 | 0
4 | 6 | 05:00 | 0 | 2015-04-06 | 5 | 12.4 | 1 | 13.4 | 0
4 | 6 | 06:00 | 0 | 2015-04-06 | 6 | 16.57 | 1 | 17.57 | 0
4 | 6 | 07:00 | 4 | 2015-04-06 | 7 | 28.82 | 1 | 29.82 | 119.28
4 | 6 | 08:00 | 83 | 2015-04-06 | 8 | 38.87 | 1 | 39.87 | 3309.21
4 | 6 | 09:00 | 745 | 2015-04-06 | 9 | 26.05 | 1 | 27.05 | 20152.25
4 | 6 | 10:00 | 501 | 2015-04-06 | 10 | 25.03 | 1 | 26.03 | 13041.03
4 | 6 | 11:00 | 1006 | 2015-04-06 | 11 | 23.07 | 1 | 24.07 | 24214.42
4 | 6 | 12:00 | 618 | 2015-04-06 | 12 | 22.44 | 1 | 23.44 | 14485.92
4 | 6 | 13:00 | 622 | 2015-04-06 | 13 | 21.62 | 1 | 22.62 | 14069.64
4 | 6 | 14:00 | 1319 | 2015-04-06 | 14 | 20.49 | 1 | 21.49 | 28345.31
4 | 6 | 15:00 | 1412 | 2015-04-06 | 15 | 20.47 | 1 | 21.47 | 30315.64
4 | 6 | 16:00 | 1415 | 2015-04-06 | 16 | 20.09 | 1 | 21.09 | 29842.35
4 | 6 | 17:00 | 712 | 2015-04-06 | 17 | 20.29 | 1 | 21.29 | 15158.48
4 | 6 | 18:00 | 6 | 2015-04-06 | 18 | 21.26 | 1 | 22.26 | 133.56
4 | 6 | 19:00 | 0 | 2015-04-06 | 19 | 22.84 | 1 | 23.84 | 0
4 | 6 | 20:00 | 0 | 2015-04-06 | 20 | 36.8 | 1 | 37.8 | 0
4 | 6 | 21:00 | 0 | 2015-04-06 | 21 | 46.77 | 1 | 47.77 | 0
4 | 6 | 22:00 | 0 | 2015-04-06 | 22 | 34.58 | 1 | 35.58 | 0
4 | 6 | 23:00 | 0 | 2015-04-06 | 23 | 23.23 | 1 | 24.23 | 0
4 | 6 | 24:00 | 0 | 2015-04-06 | 24 | 22.58 | 1 | 23.58 | 0
4 | 7 | 01:00 | 0 | 2015-04-07 | 1 | 27.7 | 1 | 28.7 | 0
4 | 7 | 02:00 | 0 | 2015-04-07 | 2 | 34.98 | 1 | 35.98 | 0
4 | 7 | 03:00 | 0 | 2015-04-07 | 3 | 31.15 | 1 | 32.15 | 0
4 | 7 | 04:00 | 0 | 2015-04-07 | 4 | 27.92 | 1 | 28.92 | 0
4 | 7 | 05:00 | 0 | 2015-04-07 | 5 | 23.33 | 1 | 24.33 | 0
4 | 7 | 06:00 | 0 | 2015-04-07 | 6 | 19.29 | 1 | 20.29 | 0
4 | 7 | 07:00 | 69 | 2015-04-07 | 7 | 37.84 | 1 | 38.84 | 2679.96
4 | 7 | 08:00 | 987 | 2015-04-07 | 8 | 51.82 | 1 | 52.82 | 52133.34
4 | 7 | 09:00 | 1844 | 2015-04-07 | 9 | 50.94 | 1 | 51.94 | 95777.36
4 | 7 | 10:00 | 2492 | 2015-04-07 | 10 | 45.02 | 1 | 46.02 | 114681.84
4 | 7 | 11:00 | 2934 | 2015-04-07 | 11 | 57.32 | 1 | 58.32 | 171110.88
4 | 7 | 12:00 | 3026 | 2015-04-07 | 12 | 56.13 | 1 | 57.13 | 172875.38
4 | 7 | 13:00 | 2880 | 2015-04-07 | 13 | 55.47 | 1 | 56.47 | 162633.6
4 | 7 | 14:00 | 2707 | 2015-04-07 | 14 | 41.11 | 1 | 42.11 | 113991.77
4 | 7 | 15:00 | 2079 | 2015-04-07 | 15 | 40.64 | 1 | 41.64 | 86569.56
4 | 7 | 16:00 | 1577 | 2015-04-07 | 16 | 52.85 | 1 | 53.85 | 84921.45
4 | 7 | 17:00 | 661 | 2015-04-07 | 17 | 58.41 | 1 | 59.41 | 39270.01
4 | 7 | 18:00 | 10 | 2015-04-07 | 18 | 52.41 | 1 | 53.41 | 534.1
4 | 7 | 19:00 | 0 | 2015-04-07 | 19 | 56.16 | 1 | 57.16 | 0
4 | 7 | 20:00 | 0 | 2015-04-07 | 20 | 63.6 | 1 | 64.6 | 0
4 | 7 | 21:00 | 0 | 2015-04-07 | 21 | 59.99 | 1 | 60.99 | 0
4 | 7 | 22:00 | 0 | 2015-04-07 | 22 | 43.77 | 1 | 44.77 | 0
4 | 7 | 23:00 | 0 | 2015-04-07 | 23 | 32.78 | 1 | 33.78 | 0
4 | 7 | 24:00 | 0 | 2015-04-07 | 24 | 36.71 | 1 | 37.71 | 0
4 | 8 | 01:00 | 0 | 2015-04-08 | 1 | 37.48 | 1 | 38.48 | 0
4 | 8 | 02:00 | 0 | 2015-04-08 | 2 | 42.7 | 1 | 43.7 | 0
4 | 8 | 03:00 | 0 | 2015-04-08 | 3 | 38.11 | 1 | 39.11 | 0
4 | 8 | 04:00 | 0 | 2015-04-08 | 4 | 34.99 | 1 | 35.99 | 0
4 | 8 | 05:00 | 0 | 2015-04-08 | 5 | 45.34 | 1 | 46.34 | 0
4 | 8 | 06:00 | 0 | 2015-04-08 | 6 | 55.37 | 1 | 56.37 | 0
4 | 8 | 07:00 | 21 | 2015-04-08 | 7 | 66.18 | 1 | 67.18 | 1410.78
4 | 8 | 08:00 | 1079 | 2015-04-08 | 8 | 73.04 | 1 | 74.04 | 79889.16
4 | 8 | 09:00 | 1853 | 2015-04-08 | 9 | 54.07 | 1 | 55.07 | 102044.71
4 | 8 | 10:00 | 2519 | 2015-04-08 | 10 | 38.44 | 1 | 39.44 | 99349.36
4 | 8 | 11:00 | 2841 | 2015-04-08 | 11 | 41.5 | 1 | 42.5 | 120742.5
4 | 8 | 12:00 | 2899 | 2015-04-08 | 12 | 42.04 | 1 | 43.04 | 124772.96
4 | 8 | 13:00 | 2344 | 2015-04-08 | 13 | 45.66 | 1 | 46.66 | 109371.04
4 | 8 | 14:00 | 2413 | 2015-04-08 | 14 | 51.78 | 1 | 52.78 | 127358.14
4 | 8 | 15:00 | 681 | 2015-04-08 | 15 | 62.31 | 1 | 63.31 | 43114.11
4 | 8 | 16:00 | 1277 | 2015-04-08 | 16 | 61.8 | 1 | 62.8 | 80195.6
4 | 8 | 17:00 | 583 | 2015-04-08 | 17 | 57.18 | 1 | 58.18 | 33918.94
4 | 8 | 18:00 | 1 | 2015-04-08 | 18 | 70.56 | 1 | 71.56 | 71.56
4 | 8 | 19:00 | 0 | 2015-04-08 | 19 | 81.99 | 1 | 82.99 | 0
4 | 8 | 20:00 | 0 | 2015-04-08 | 20 | 77.75 | 1 | 78.75 | 0
4 | 8 | 21:00 | 0 | 2015-04-08 | 21 | 78.16 | 1 | 79.16 | 0
4 | 8 | 22:00 | 0 | 2015-04-08 | 22 | 68.86 | 1 | 69.86 | 0
4 | 8 | 23:00 | 0 | 2015-04-08 | 23 | 49.46 | 1 | 50.46 | 0
4 | 8 | 24:00 | 0 | 2015-04-08 | 24 | 63.31 | 1 | 64.31 | 0
4 | 9 | 01:00 | 0 | 2015-04-09 | 1 | 47.62 | 1 | 48.62 | 0
4 | 9 | 02:00 | 0 | 2015-04-09 | 2 | 41.35 | 1 | 42.35 | 0
4 | 9 | 03:00 | 0 | 2015-04-09 | 3 | 44.68 | 1 | 45.68 | 0
4 | 9 | 04:00 | 0 | 2015-04-09 | 4 | 43.98 | 1 | 44.98 | 0
4 | 9 | 05:00 | 0 | 2015-04-09 | 5 | 43.5 | 1 | 44.5 | 0
4 | 9 | 06:00 | 0 | 2015-04-09 | 6 | 14.66 | 1 | 15.66 | 0
4 | 9 | 07:00 | 280 | 2015-04-09 | 7 | 53.77 | 1 | 54.77 | 15335.6
4 | 9 | 08:00 | 1292 | 2015-04-09 | 8 | 67.31 | 1 | 68.31 | 88256.52
4 | 9 | 09:00 | 2082 | 2015-04-09 | 9 | 64.09 | 1 | 65.09 | 135517.38
4 | 9 | 10:00 | 2473 | 2015-04-09 | 10 | 60.13 | 1 | 61.13 | 151174.49
4 | 9 | 11:00 | 3049 | 2015-04-09 | 11 | 44.53 | 1 | 45.53 | 138820.97
4 | 9 | 12:00 | 3133 | 2015-04-09 | 12 | 48.71 | 1 | 49.71 | 155741.43
4 | 9 | 13:00 | 2557 | 2015-04-09 | 13 | 59.45 | 1 | 60.45 | 154570.65
4 | 9 | 14:00 | 1962 | 2015-04-09 | 14 | 62.48 | 1 | 63.48 | 124547.76
4 | 9 | 15:00 | 1940 | 2015-04-09 | 15 | 42.28 | 1 | 43.28 | 83963.2
4 | 9 | 16:00 | 1696 | 2015-04-09 | 16 | 32.27 | 1 | 33.27 | 56425.92
4 | 9 | 17:00 | 638 | 2015-04-09 | 17 | 32.04 | 1 | 33.04 | 21079.52
4 | 9 | 18:00 | 5 | 2015-04-09 | 18 | 31.54 | 1 | 32.54 | 162.7
4 | 9 | 19:00 | 0 | 2015-04-09 | 19 | 31.42 | 1 | 32.42 | 0
4 | 9 | 20:00 | 0 | 2015-04-09 | 20 | 33.54 | 1 | 34.54 | 0
4 | 9 | 21:00 | 0 | 2015-04-09 | 21 | 48.21 | 1 | 49.21 | 0
4 | 9 | 22:00 | 0 | 2015-04-09 | 22 | 37.41 | 1 | 38.41 | 0
4 | 9 | 23:00 | 0 | 2015-04-09 | 23 | 25.96 | 1 | 26.96 | 0
4 | 9 | 24:00 | 0 | 2015-04-09 | 24 | 20.62 | 1 | 21.62 | 0
4 | 10 | 01:00 | 0 | 2015-04-10 | 1 | 32.19 | 1 | 33.19 | 0
4 | 10 | 02:00 | 0 | 2015-04-10 | 2 | 27.29 | 1 | 28.29 | 0
4 | 10 | 03:00 | 0 | 2015-04-10 | 3 | 23.48 | 1 | 24.48 | 0
4 | 10 | 04:00 | 0 | 2015-04-10 | 4 | 23.48 | 1 | 24.48 | 0
4 | 10 | 05:00 | 0 | 2015-04-10 | 5 | 24.53 | 1 | 25.53 | 0
4 | 10 | 06:00 | 0 | 2015-04-10 | 6 | 27.54 | 1 | 28.54 | 0
4 | 10 | 07:00 | 334 | 2015-04-10 | 7 | 40.78 | 1 | 41.78 | 13954.52
4 | 10 | 08:00 | 1334 | 2015-04-10 | 8 | 38.41 | 1 | 39.41 | 52572.94
4 | 10 | 09:00 | 2224 | 2015-04-10 | 9 | 40.31 | 1 | 41.31 | 91873.44
4 | 10 | 10:00 | 2825 | 2015-04-10 | 10 | 34.08 | 1 | 35.08 | 99101
4 | 10 | 11:00 | 3190 | 2015-04-10 | 11 | 36.09 | 1 | 37.09 | 118317.1
4 | 10 | 12:00 | 3147 | 2015-04-10 | 12 | 37.15 | 1 | 38.15 | 120058.05
4 | 10 | 13:00 | 3071 | 2015-04-10 | 13 | 31.09 | 1 | 32.09 | 98548.39
4 | 10 | 14:00 | 2940 | 2015-04-10 | 14 | 30.21 | 1 | 31.21 | 91757.4
4 | 10 | 15:00 | 2249 | 2015-04-10 | 15 | 29.05 | 1 | 30.05 | 67582.45
4 | 10 | 16:00 | 1617 | 2015-04-10 | 16 | 25.63 | 1 | 26.63 | 43060.71
4 | 10 | 17:00 | 790 | 2015-04-10 | 17 | 32.29 | 1 | 33.29 | 26299.1
4 | 10 | 18:00 | 4 | 2015-04-10 | 18 | 30.91 | 1 | 31.91 | 127.64
4 | 10 | 19:00 | 0 | 2015-04-10 | 19 | 29.43 | 1 | 30.43 | 0
4 | 10 | 20:00 | 0 | 2015-04-10 | 20 | 31.15 | 1 | 32.15 | 0
4 | 10 | 21:00 | 0 | 2015-04-10 | 21 | 33.15 | 1 | 34.15 | 0
4 | 10 | 22:00 | 0 | 2015-04-10 | 22 | 31.56 | 1 | 32.56 | 0
4 | 10 | 23:00 | 0 | 2015-04-10 | 23 | 21.88 | 1 | 22.88 | 0
4 | 10 | 24:00 | 0 | 2015-04-10 | 24 | 22.96 | 1 | 23.96 | 0
4 | 11 | 01:00 | 0 | 2015-04-11 | 1 | 23.07 | 1 | 24.07 | 0
4 | 11 | 02:00 | 0 | 2015-04-11 | 2 | 22.8 | 1 | 23.8 | 0
4 | 11 | 03:00 | 0 | 2015-04-11 | 3 | 23.51 | 1 | 24.51 | 0
4 | 11 | 04:00 | 0 | 2015-04-11 | 4 | 23.37 | 1 | 24.37 | 0
4 | 11 | 05:00 | 0 | 2015-04-11 | 5 | 23.47 | 1 | 24.47 | 0
4 | 11 | 06:00 | 0 | 2015-04-11 | 6 | 15.28 | 1 | 16.28 | 0
4 | 11 | 07:00 | 93 | 2015-04-11 | 7 | 18.5 | 1 | 19.5 | 1813.5
4 | 11 | 08:00 | 1201 | 2015-04-11 | 8 | 19.08 | 1 | 20.08 | 24116.08
4 | 11 | 09:00 | 1949 | 2015-04-11 | 9 | 18.61 | 1 | 19.61 | 38219.89
4 | 11 | 10:00 | 2497 | 2015-04-11 | 10 | 19.66 | 1 | 20.66 | 51588.02
4 | 11 | 11:00 | 2524 | 2015-04-11 | 11 | 17.4 | 1 | 18.4 | 46441.6
4 | 11 | 12:00 | 2633 | 2015-04-11 | 12 | 15.35 | 1 | 16.35 | 43049.55
4 | 11 | 13:00 | 2783 | 2015-04-11 | 13 | 14.68 | 1 | 15.68 | 43637.44
4 | 11 | 14:00 | 2063 | 2015-04-11 | 14 | 16.04 | 1 | 17.04 | 35153.52
4 | 11 | 15:00 | 1689 | 2015-04-11 | 15 | 16.55 | 1 | 17.55 | 29641.95
4 | 11 | 16:00 | 945 | 2015-04-11 | 16 | 15.11 | 1 | 16.11 | 15223.95
4 | 11 | 17:00 | 427 | 2015-04-11 | 17 | 15.53 | 1 | 16.53 | 7058.31
4 | 11 | 18:00 | 0 | 2015-04-11 | 18 | 15.2 | 1 | 16.2 | 0
4 | 11 | 19:00 | 0 | 2015-04-11 | 19 | 15.6 | 1 | 16.6 | 0
4 | 11 | 20:00 | 0 | 2015-04-11 | 20 | 14.46 | 1 | 15.46 | 0
4 | 11 | 21:00 | 0 | 2015-04-11 | 21 | 19.91 | 1 | 20.91 | 0
4 | 11 | 22:00 | 0 | 2015-04-11 | 22 | 17.41 | 1 | 18.41 | 0
4 | 11 | 23:00 | 0 | 2015-04-11 | 23 | 8.76 | 1 | 9.76 | 0
4 | 11 | 24:00 | 0 | 2015-04-11 | 24 | 5.51 | 1 | 6.51 | 0
4 | 12 | 01:00 | 0 | 2015-04-12 | 1 | 13.66 | 1 | 14.66 | 0
4 | 12 | 02:00 | 0 | 2015-04-12 | 2 | 16.97 | 1 | 17.97 | 0
4 | 12 | 03:00 | 0 | 2015-04-12 | 3 | 13.76 | 1 | 14.76 | 0
4 | 12 | 04:00 | 0 | 2015-04-12 | 4 | 14.71 | 1 | 15.71 | 0
4 | 12 | 05:00 | 0 | 2015-04-12 | 5 | 14.74 | 1 | 15.74 | 0
4 | 12 | 06:00 | 0 | 2015-04-12 | 6 | 15.36 | 1 | 16.36 | 0
4 | 12 | 07:00 | 341 | 2015-04-12 | 7 | 14.83 | 1 | 15.83 | 5398.03
4 | 12 | 08:00 | 1277 | 2015-04-12 | 8 | 14.66 | 1 | 15.66 | 19997.82
4 | 12 | 09:00 | 2134 | 2015-04-12 | 9 | 20.49 | 1 | 21.49 | 45859.66
4 | 12 | 10:00 | 2782 | 2015-04-12 | 10 | 18.36 | 1 | 19.36 | 53859.52
4 | 12 | 11:00 | 3124 | 2015-04-12 | 11 | 18.07 | 1 | 19.07 | 59574.68
4 | 12 | 12:00 | 3308 | 2015-04-12 | 12 | 17.81 | 1 | 18.81 | 62223.48
4 | 12 | 13:00 | 3296 | 2015-04-12 | 13 | 17.33 | 1 | 18.33 | 60415.68
4 | 12 | 14:00 | 2944 | 2015-04-12 | 14 | 14.77 | 1 | 15.77 | 46426.88
4 | 12 | 15:00 | 2473 | 2015-04-12 | 15 | 11.29 | 1 | 12.29 | 30393.17
4 | 12 | 16:00 | 1743 | 2015-04-12 | 16 | 14.7 | 1 | 15.7 | 27365.1
4 | 12 | 17:00 | 826 | 2015-04-12 | 17 | 18.77 | 1 | 19.77 | 16330.02
4 | 12 | 18:00 | 5 | 2015-04-12 | 18 | 23.42 | 1 | 24.42 | 122.1
4 | 12 | 19:00 | 0 | 2015-04-12 | 19 | 17.67 | 1 | 18.67 | 0
4 | 12 | 20:00 | 0 | 2015-04-12 | 20 | 29.65 | 1 | 30.65 | 0
4 | 12 | 21:00 | 0 | 2015-04-12 | 21 | 30.18 | 1 | 31.18 | 0
4 | 12 | 22:00 | 0 | 2015-04-12 | 22 | 40.92 | 1 | 41.92 | 0
4 | 12 | 23:00 | 0 | 2015-04-12 | 23 | 14.01 | 1 | 15.01 | 0
4 | 12 | 24:00 | 0 | 2015-04-12 | 24 | 9.67 | 1 | 10.67 | 0
4 | 13 | 01:00 | 0 | 2015-04-13 | 1 | 14.84 | 1 | 15.84 | 0
4 | 13 | 02:00 | 0 | 2015-04-13 | 2 | 17.6 | 1 | 18.6 | 0
4 | 13 | 03:00 | 0 | 2015-04-13 | 3 | 14.77 | 1 | 15.77 | 0
4 | 13 | 04:00 | 0 | 2015-04-13 | 4 | 14.45 | 1 | 15.45 | 0
4 | 13 | 05:00 | 0 | 2015-04-13 | 5 | 13.96 | 1 | 14.96 | 0
4 | 13 | 06:00 | 0 | 2015-04-13 | 6 | 14.4 | 1 | 15.4 | 0
4 | 13 | 07:00 | 276 | 2015-04-13 | 7 | 17.93 | 1 | 18.93 | 5224.68
4 | 13 | 08:00 | 1093 | 2015-04-13 | 8 | 28.99 | 1 | 29.99 | 32779.07
4 | 13 | 09:00 | 1976 | 2015-04-13 | 9 | 36.79 | 1 | 37.79 | 74673.04
4 | 13 | 10:00 | 2362 | 2015-04-13 | 10 | 35.31 | 1 | 36.31 | 85764.22
4 | 13 | 11:00 | 2797 | 2015-04-13 | 11 | 24.97 | 1 | 25.97 | 72638.09
4 | 13 | 12:00 | 2522 | 2015-04-13 | 12 | 24.3 | 1 | 25.3 | 63806.6
4 | 13 | 13:00 | 2421 | 2015-04-13 | 13 | 28.67 | 1 | 29.67 | 71831.07
4 | 13 | 14:00 | 2380 | 2015-04-13 | 14 | 20.6 | 1 | 21.6 | 51408
4 | 13 | 15:00 | 1771 | 2015-04-13 | 15 | 20.66 | 1 | 21.66 | 38359.86
4 | 13 | 16:00 | 1209 | 2015-04-13 | 16 | 20.56 | 1 | 21.56 | 26066.04
4 | 13 | 17:00 | 35 | 2015-04-13 | 17 | 21.83 | 1 | 22.83 | 799.05
4 | 13 | 18:00 | 0 | 2015-04-13 | 18 | 21.05 | 1 | 22.05 | 0
4 | 13 | 19:00 | 0 | 2015-04-13 | 19 | 22.17 | 1 | 23.17 | 0
4 | 13 | 20:00 | 0 | 2015-04-13 | 20 | 30.8 | 1 | 31.8 | 0
4 | 13 | 21:00 | 0 | 2015-04-13 | 21 | 27.01 | 1 | 28.01 | 0
4 | 13 | 22:00 | 0 | 2015-04-13 | 22 | 35.97 | 1 | 36.97 | 0
4 | 13 | 23:00 | 0 | 2015-04-13 | 23 | 14.84 | 1 | 15.84 | 0
4 | 13 | 24:00 | 0 | 2015-04-13 | 24 | 11.05 | 1 | 12.05 | 0
4 | 14 | 01:00 | 0 | 2015-04-14 | 1 | 15.48 | 1 | 16.48 | 0
4 | 14 | 02:00 | 0 | 2015-04-14 | 2 | 14.54 | 1 | 15.54 | 0
4 | 14 | 03:00 | 0 | 2015-04-14 | 3 | 14.15 | 1 | 15.15 | 0
4 | 14 | 04:00 | 0 | 2015-04-14 | 4 | 13.92 | 1 | 14.92 | 0
4 | 14 | 05:00 | 0 | 2015-04-14 | 5 | 14.17 | 1 | 15.17 | 0
4 | 14 | 06:00 | 0 | 2015-04-14 | 6 | 15.51 | 1 | 16.51 | 0
4 | 14 | 07:00 | 23 | 2015-04-14 | 7 | 12.35 | 1 | 13.35 | 307.05
4 | 14 | 08:00 | 387 | 2015-04-14 | 8 | 16.61 | 1 | 17.61 | 6815.07
4 | 14 | 09:00 | 655 | 2015-04-14 | 9 | 20.29 | 1 | 21.29 | 13944.95
4 | 14 | 10:00 | 972 | 2015-04-14 | 10 | 23.52 | 1 | 24.52 | 23833.44
4 | 14 | 11:00 | 1044 | 2015-04-14 | 11 | 27.18 | 1 | 28.18 | 29419.92
4 | 14 | 12:00 | 1111 | 2015-04-14 | 12 | 21.16 | 1 | 22.16 | 24619.76
4 | 14 | 13:00 | 1142 | 2015-04-14 | 13 | 19.94 | 1 | 20.94 | 23913.48
4 | 14 | 14:00 | 1004 | 2015-04-14 | 14 | 22.55 | 1 | 23.55 | 23644.2
4 | 14 | 15:00 | 506 | 2015-04-14 | 15 | 22.94 | 1 | 23.94 | 12113.64
4 | 14 | 16:00 | 689 | 2015-04-14 | 16 | 24.87 | 1 | 25.87 | 17824.43
4 | 14 | 17:00 | 264 | 2015-04-14 | 17 | 21.88 | 1 | 22.88 | 6040.32
4 | 14 | 18:00 | 6 | 2015-04-14 | 18 | 24.52 | 1 | 25.52 | 153.12
4 | 14 | 19:00 | 0 | 2015-04-14 | 19 | 29.07 | 1 | 30.07 | 0
4 | 14 | 20:00 | 0 | 2015-04-14 | 20 | 48.83 | 1 | 49.83 | 0
4 | 14 | 21:00 | 0 | 2015-04-14 | 21 | 41.64 | 1 | 42.64 | 0
4 | 14 | 22:00 | 0 | 2015-04-14 | 22 | 22.5 | 1 | 23.5 | 0
4 | 14 | 23:00 | 0 | 2015-04-14 | 23 | 9.26 | 1 | 10.26 | 0
4 | 14 | 24:00 | 0 | 2015-04-14 | 24 | -22.01 | 1 | -21.01 | 0
4 | 15 | 01:00 | 0 | 2015-04-15 | 1 | 17.39 | 1 | 18.39 | 0
4 | 15 | 02:00 | 0 | 2015-04-15 | 2 | 15.13 | 1 | 16.13 | 0
4 | 15 | 03:00 | 0 | 2015-04-15 | 3 | 11.86 | 1 | 12.86 | 0
4 | 15 | 04:00 | 0 | 2015-04-15 | 4 | 8.15 | 1 | 9.15 | 0
4 | 15 | 05:00 | 0 | 2015-04-15 | 5 | 14.14 | 1 | 15.14 | 0
4 | 15 | 06:00 | 0 | 2015-04-15 | 6 | 15.38 | 1 | 16.38 | 0
4 | 15 | 07:00 | 108 | 2015-04-15 | 7 | 18.59 | 1 | 19.59 | 2115.72
4 | 15 | 08:00 | 396 | 2015-04-15 | 8 | 20 | 1 | 21 | 8316
4 | 15 | 09:00 | 906 | 2015-04-15 | 9 | 20.02 | 1 | 21.02 | 19044.12
4 | 15 | 10:00 | 1644 | 2015-04-15 | 10 | 16.15 | 1 | 17.15 | 28194.6
4 | 15 | 11:00 | 1364 | 2015-04-15 | 11 | 20.19 | 1 | 21.19 | 28903.16
4 | 15 | 12:00 | 1272 | 2015-04-15 | 12 | 20.76 | 1 | 21.76 | 27678.72
4 | 15 | 13:00 | 1771 | 2015-04-15 | 13 | 20.34 | 1 | 21.34 | 37793.14
4 | 15 | 14:00 | 1972 | 2015-04-15 | 14 | 20.81 | 1 | 21.81 | 43009.32
4 | 15 | 15:00 | 1087 | 2015-04-15 | 15 | 22.79 | 1 | 23.79 | 25859.73
4 | 15 | 16:00 | 609 | 2015-04-15 | 16 | 22.36 | 1 | 23.36 | 14226.24
4 | 15 | 17:00 | 541 | 2015-04-15 | 17 | 22.46 | 1 | 23.46 | 12691.86
4 | 15 | 18:00 | 2 | 2015-04-15 | 18 | 24.5 | 1 | 25.5 | 51
4 | 15 | 19:00 | 0 | 2015-04-15 | 19 | 23.09 | 1 | 24.09 | 0
4 | 15 | 20:00 | 0 | 2015-04-15 | 20 | 26.74 | 1 | 27.74 | 0
4 | 15 | 21:00 | 0 | 2015-04-15 | 21 | 22.89 | 1 | 23.89 | 0
4 | 15 | 22:00 | 0 | 2015-04-15 | 22 | 23.95 | 1 | 24.95 | 0
4 | 15 | 23:00 | 0 | 2015-04-15 | 23 | 15.57 | 1 | 16.57 | 0
4 | 15 | 24:00 | 0 | 2015-04-15 | 24 | 19.76 | 1 | 20.76 | 0
4 | 16 | 01:00 | 0 | 2015-04-16 | 1 | 18.74 | 1 | 19.74 | 0
4 | 16 | 02:00 | 0 | 2015-04-16 | 2 | 19.36 | 1 | 20.36 | 0
4 | 16 | 03:00 | 0 | 2015-04-16 | 3 | 17.89 | 1 | 18.89 | 0
4 | 16 | 04:00 | 0 | 2015-04-16 | 4 | 19.4 | 1 | 20.4 | 0
4 | 16 | 05:00 | 0 | 2015-04-16 | 5 | 18.21 | 1 | 19.21 | 0
4 | 16 | 06:00 | 0 | 2015-04-16 | 6 | 18.3 | 1 | 19.3 | 0
4 | 16 | 07:00 | 37 | 2015-04-16 | 7 | 20.18 | 1 | 21.18 | 783.66
4 | 16 | 08:00 | 478 | 2015-04-16 | 8 | 23.94 | 1 | 24.94 | 11921.32
4 | 16 | 09:00 | 996 | 2015-04-16 | 9 | 21.94 | 1 | 22.94 | 22848.24
4 | 16 | 10:00 | 2039 | 2015-04-16 | 10 | 20.29 | 1 | 21.29 | 43410.31
4 | 16 | 11:00 | 1494 | 2015-04-16 | 11 | 19.41 | 1 | 20.41 | 30492.54
4 | 16 | 12:00 | 2030 | 2015-04-16 | 12 | 19.29 | 1 | 20.29 | 41188.7
4 | 16 | 13:00 | 2079 | 2015-04-16 | 13 | 19.76 | 1 | 20.76 | 43160.04
4 | 16 | 14:00 | 1485 | 2015-04-16 | 14 | 19.31 | 1 | 20.31 | 30160.35
4 | 16 | 15:00 | 1720 | 2015-04-16 | 15 | 19.67 | 1 | 20.67 | 35552.4
4 | 16 | 16:00 | 1235 | 2015-04-16 | 16 | 19.68 | 1 | 20.68 | 25539.8
4 | 16 | 17:00 | 279 | 2015-04-16 | 17 | 18.88 | 1 | 19.88 | 5546.52
4 | 16 | 18:00 | 3 | 2015-04-16 | 18 | 20.54 | 1 | 21.54 | 64.62
4 | 16 | 19:00 | 0 | 2015-04-16 | 19 | 21.9 | 1 | 22.9 | 0
4 | 16 | 20:00 | 0 | 2015-04-16 | 20 | 22.61 | 1 | 23.61 | 0
4 | 16 | 21:00 | 0 | 2015-04-16 | 21 | 22.33 | 1 | 23.33 | 0
4 | 16 | 22:00 | 0 | 2015-04-16 | 22 | 17.38 | 1 | 18.38 | 0
4 | 16 | 23:00 | 0 | 2015-04-16 | 23 | 17.89 | 1 | 18.89 | 0
4 | 16 | 24:00 | 0 | 2015-04-16 | 24 | 17.78 | 1 | 18.78 | 0
4 | 17 | 01:00 | 0 | 2015-04-17 | 1 | 7.19 | 1 | 8.19 | 0
4 | 17 | 02:00 | 0 | 2015-04-17 | 2 | -71.51 | 1 | -70.51 | 0
4 | 17 | 03:00 | 0 | 2015-04-17 | 3 | 11.37 | 1 | 12.37 | 0
4 | 17 | 04:00 | 0 | 2015-04-17 | 4 | 13.21 | 1 | 14.21 | 0
4 | 17 | 05:00 | 0 | 2015-04-17 | 5 | 12.85 | 1 | 13.85 | 0
4 | 17 | 06:00 | 0 | 2015-04-17 | 6 | 15.46 | 1 | 16.46 | 0
4 | 17 | 07:00 | 367 | 2015-04-17 | 7 | 15.07 | 1 | 16.07 | 5897.69
4 | 17 | 08:00 | 1237 | 2015-04-17 | 8 | 18.75 | 1 | 19.75 | 24430.75
4 | 17 | 09:00 | 2136 | 2015-04-17 | 9 | 20.4 | 1 | 21.4 | 45710.4
4 | 17 | 10:00 | 2749 | 2015-04-17 | 10 | 20.43 | 1 | 21.43 | 58911.07
4 | 17 | 11:00 | 3156 | 2015-04-17 | 11 | 24.71 | 1 | 25.71 | 81140.76
4 | 17 | 12:00 | 3307 | 2015-04-17 | 12 | 23.09 | 1 | 24.09 | 79665.63
4 | 17 | 13:00 | 3236 | 2015-04-17 | 13 | 19.36 | 1 | 20.36 | 65884.96
4 | 17 | 14:00 | 2949 | 2015-04-17 | 14 | 22.04 | 1 | 23.04 | 67944.96
4 | 17 | 15:00 | 2429 | 2015-04-17 | 15 | 19.56 | 1 | 20.56 | 49940.24
4 | 17 | 16:00 | 1658 | 2015-04-17 | 16 | 18.77 | 1 | 19.77 | 32778.66
4 | 17 | 17:00 | 764 | 2015-04-17 | 17 | 18.03 | 1 | 19.03 | 14538.92
4 | 17 | 18:00 | 12 | 2015-04-17 | 18 | 20.32 | 1 | 21.32 | 255.84
4 | 17 | 19:00 | 0 | 2015-04-17 | 19 | 18.28 | 1 | 19.28 | 0
4 | 17 | 20:00 | 0 | 2015-04-17 | 20 | 16.81 | 1 | 17.81 | 0
4 | 17 | 21:00 | 0 | 2015-04-17 | 21 | 17.78 | 1 | 18.78 | 0
4 | 17 | 22:00 | 0 | 2015-04-17 | 22 | 19.2 | 1 | 20.2 | 0
4 | 17 | 23:00 | 0 | 2015-04-17 | 23 | 18 | 1 | 19 | 0
4 | 17 | 24:00 | 0 | 2015-04-17 | 24 | 21.19 | 1 | 22.19 | 0
4 | 18 | 01:00 | 0 | 2015-04-18 | 1 | 16.15 | 1 | 17.15 | 0
4 | 18 | 02:00 | 0 | 2015-04-18 | 2 | 14.8 | 1 | 15.8 | 0
4 | 18 | 03:00 | 0 | 2015-04-18 | 3 | 12.48 | 1 | 13.48 | 0
4 | 18 | 04:00 | 0 | 2015-04-18 | 4 | 14.4 | 1 | 15.4 | 0
4 | 18 | 05:00 | 0 | 2015-04-18 | 5 | 14.37 | 1 | 15.37 | 0
4 | 18 | 06:00 | 0 | 2015-04-18 | 6 | 15.42 | 1 | 16.42 | 0
4 | 18 | 07:00 | 16 | 2015-04-18 | 7 | 17.68 | 1 | 18.68 | 298.88
4 | 18 | 08:00 | 232 | 2015-04-18 | 8 | 21.18 | 1 | 22.18 | 5145.76
4 | 18 | 09:00 | 542 | 2015-04-18 | 9 | 16.46 | 1 | 17.46 | 9463.32
4 | 18 | 10:00 | 979 | 2015-04-18 | 10 | 22.39 | 1 | 23.39 | 22898.81
4 | 18 | 11:00 | 977 | 2015-04-18 | 11 | 15.42 | 1 | 16.42 | 16042.34
4 | 18 | 12:00 | 1172 | 2015-04-18 | 12 | 15.27 | 1 | 16.27 | 19068.44
4 | 18 | 13:00 | 927 | 2015-04-18 | 13 | 16.43 | 1 | 17.43 | 16157.61
4 | 18 | 14:00 | 1039 | 2015-04-18 | 14 | 14.1 | 1 | 15.1 | 15688.9
4 | 18 | 15:00 | 885 | 2015-04-18 | 15 | 14.56 | 1 | 15.56 | 13770.6
4 | 18 | 16:00 | 604 | 2015-04-18 | 16 | 14.72 | 1 | 15.72 | 9494.88
4 | 18 | 17:00 | 264 | 2015-04-18 | 17 | 13.85 | 1 | 14.85 | 3920.4
4 | 18 | 18:00 | 2 | 2015-04-18 | 18 | 26.12 | 1 | 27.12 | 54.24
4 | 18 | 19:00 | 0 | 2015-04-18 | 19 | 16.86 | 1 | 17.86 | 0
4 | 18 | 20:00 | 0 | 2015-04-18 | 20 | 15.74 | 1 | 16.74 | 0
4 | 18 | 21:00 | 0 | 2015-04-18 | 21 | 16.2 | 1 | 17.2 | 0
4 | 18 | 22:00 | 0 | 2015-04-18 | 22 | 21.55 | 1 | 22.55 | 0
4 | 18 | 23:00 | 0 | 2015-04-18 | 23 | 19.08 | 1 | 20.08 | 0
4 | 18 | 24:00 | 0 | 2015-04-18 | 24 | 14.7 | 1 | 15.7 | 0
4 | 19 | 01:00 | 0 | 2015-04-19 | 1 | 14.55 | 1 | 15.55 | 0
4 | 19 | 02:00 | 0 | 2015-04-19 | 2 | 15.31 | 1 | 16.31 | 0
4 | 19 | 03:00 | 0 | 2015-04-19 | 3 | 13.22 | 1 | 14.22 | 0
4 | 19 | 04:00 | 0 | 2015-04-19 | 4 | 13.63 | 1 | 14.63 | 0
4 | 19 | 05:00 | 0 | 2015-04-19 | 5 | 14.13 | 1 | 15.13 | 0
4 | 19 | 06:00 | 0 | 2015-04-19 | 6 | 14.54 | 1 | 15.54 | 0
4 | 19 | 07:00 | 57 | 2015-04-19 | 7 | 14.66 | 1 | 15.66 | 892.62
4 | 19 | 08:00 | 437 | 2015-04-19 | 8 | 14.93 | 1 | 15.93 | 6961.41
4 | 19 | 09:00 | 748 | 2015-04-19 | 9 | 12.84 | 1 | 13.84 | 10352.32
4 | 19 | 10:00 | 855 | 2015-04-19 | 10 | 12.63 | 1 | 13.63 | 11653.65
4 | 19 | 11:00 | 1485 | 2015-04-19 | 11 | 14.09 | 1 | 15.09 | 22408.65
4 | 19 | 12:00 | 1685 | 2015-04-19 | 12 | 14.08 | 1 | 15.08 | 25409.8
4 | 19 | 13:00 | 2318 | 2015-04-19 | 13 | 13.28 | 1 | 14.28 | 33101.04
4 | 19 | 14:00 | 707 | 2015-04-19 | 14 | 12.82 | 1 | 13.82 | 9770.74
4 | 19 | 15:00 | 840 | 2015-04-19 | 15 | 13.82 | 1 | 14.82 | 12448.8
4 | 19 | 16:00 | 448 | 2015-04-19 | 16 | 13.81 | 1 | 14.81 | 6634.88
4 | 19 | 17:00 | 29 | 2015-04-19 | 17 | 15.04 | 1 | 16.04 | 465.16
4 | 19 | 18:00 | 3 | 2015-04-19 | 18 | 17.66 | 1 | 18.66 | 55.98
4 | 19 | 19:00 | 0 | 2015-04-19 | 19 | 22.02 | 1 | 23.02 | 0
4 | 19 | 20:00 | 0 | 2015-04-19 | 20 | 23.73 | 1 | 24.73 | 0
4 | 19 | 21:00 | 0 | 2015-04-19 | 21 | 23.7 | 1 | 24.7 | 0
4 | 19 | 22:00 | 0 | 2015-04-19 | 22 | 23.48 | 1 | 24.48 | 0
4 | 19 | 23:00 | 0 | 2015-04-19 | 23 | 17.15 | 1 | 18.15 | 0
4 | 19 | 24:00 | 0 | 2015-04-19 | 24 | 18.22 | 1 | 19.22 | 0
4 | 20 | 01:00 | 0 | 2015-04-20 | 1 | 13.7 | 1 | 14.7 | 0
4 | 20 | 02:00 | 0 | 2015-04-20 | 2 | -2.25 | 1 | -1.25 | 0
4 | 20 | 03:00 | 0 | 2015-04-20 | 3 | 7.45 | 1 | 8.45 | 0
4 | 20 | 04:00 | 0 | 2015-04-20 | 4 | 4.48 | 1 | 5.48 | 0
4 | 20 | 05:00 | 0 | 2015-04-20 | 5 | 0.01 | 1 | 1.01 | 0
4 | 20 | 06:00 | 1 | 2015-04-20 | 6 | 10.24 | 1 | 11.24 | 11.24
4 | 20 | 07:00 | 388 | 2015-04-20 | 7 | 21.69 | 1 | 22.69 | 8803.72
4 | 20 | 08:00 | 1111 | 2015-04-20 | 8 | 24.07 | 1 | 25.07 | 27852.77
4 | 20 | 09:00 | 1864 | 2015-04-20 | 9 | 29.63 | 1 | 30.63 | 57094.32
4 | 20 | 10:00 | 2486 | 2015-04-20 | 10 | 28.87 | 1 | 29.87 | 74256.82
4 | 20 | 11:00 | 2570 | 2015-04-20 | 11 | 32.9 | 1 | 33.9 | 87123
4 | 20 | 12:00 | 2630 | 2015-04-20 | 12 | 31.75 | 1 | 32.75 | 86132.5
4 | 20 | 13:00 | 2806 | 2015-04-20 | 13 | 29.59 | 1 | 30.59 | 85835.54
4 | 20 | 14:00 | 2593 | 2015-04-20 | 14 | 27.13 | 1 | 28.13 | 72941.09
4 | 20 | 15:00 | 2044 | 2015-04-20 | 15 | 29.82 | 1 | 30.82 | 62996.08
4 | 20 | 16:00 | 1426 | 2015-04-20 | 16 | 36.43 | 1 | 37.43 | 53375.18
4 | 20 | 17:00 | 722 | 2015-04-20 | 17 | 37.44 | 1 | 38.44 | 27753.68
4 | 20 | 18:00 | 11 | 2015-04-20 | 18 | 49.4 | 1 | 50.4 | 554.4
4 | 20 | 19:00 | 0 | 2015-04-20 | 19 | 39.73 | 1 | 40.73 | 0
4 | 20 | 20:00 | 0 | 2015-04-20 | 20 | 34.21 | 1 | 35.21 | 0
4 | 20 | 21:00 | 0 | 2015-04-20 | 21 | 27.28 | 1 | 28.28 | 0
4 | 20 | 22:00 | 0 | 2015-04-20 | 22 | 17.3 | 1 | 18.3 | 0
4 | 20 | 23:00 | 0 | 2015-04-20 | 23 | 14.36 | 1 | 15.36 | 0
4 | 20 | 24:00 | 0 | 2015-04-20 | 24 | 21.22 | 1 | 22.22 | 0
4 | 21 | 01:00 | 0 | 2015-04-21 | 1 | 21.16 | 1 | 22.16 | 0
4 | 21 | 02:00 | 0 | 2015-04-21 | 2 | 21.29 | 1 | 22.29 | 0
4 | 21 | 03:00 | 0 | 2015-04-21 | 3 | 22.09 | 1 | 23.09 | 0
4 | 21 | 04:00 | 0 | 2015-04-21 | 4 | 14.35 | 1 | 15.35 | 0
4 | 21 | 05:00 | 0 | 2015-04-21 | 5 | 15.63 | 1 | 16.63 | 0
4 | 21 | 06:00 | 0 | 2015-04-21 | 6 | 20.59 | 1 | 21.59 | 0
4 | 21 | 07:00 | 104 | 2015-04-21 | 7 | 27.5 | 1 | 28.5 | 2964
4 | 21 | 08:00 | 464 | 2015-04-21 | 8 | 35.31 | 1 | 36.31 | 16847.84
4 | 21 | 09:00 | 564 | 2015-04-21 | 9 | 36.39 | 1 | 37.39 | 21087.96
4 | 21 | 10:00 | 2136 | 2015-04-21 | 10 | 47.33 | 1 | 48.33 | 103232.88
4 | 21 | 11:00 | 2361 | 2015-04-21 | 11 | 42.97 | 1 | 43.97 | 103813.17
4 | 21 | 12:00 | 2807 | 2015-04-21 | 12 | 57.07 | 1 | 58.07 | 163002.49
4 | 21 | 13:00 | 2661 | 2015-04-21 | 13 | 44.19 | 1 | 45.19 | 120250.59
4 | 21 | 14:00 | 2069 | 2015-04-21 | 14 | 42.69 | 1 | 43.69 | 90394.61
4 | 21 | 15:00 | 2071 | 2015-04-21 | 15 | 38.26 | 1 | 39.26 | 81307.46
4 | 21 | 16:00 | 1354 | 2015-04-21 | 16 | 28.19 | 1 | 29.19 | 39523.26
4 | 21 | 17:00 | 664 | 2015-04-21 | 17 | 28.21 | 1 | 29.21 | 19395.44
4 | 21 | 18:00 | 10 | 2015-04-21 | 18 | 27.91 | 1 | 28.91 | 289.1
4 | 21 | 19:00 | 0 | 2015-04-21 | 19 | 27.34 | 1 | 28.34 | 0
4 | 21 | 20:00 | 0 | 2015-04-21 | 20 | 44.14 | 1 | 45.14 | 0
4 | 21 | 21:00 | 0 | 2015-04-21 | 21 | 44.3 | 1 | 45.3 | 0
4 | 21 | 22:00 | 0 | 2015-04-21 | 22 | 39.61 | 1 | 40.61 | 0
4 | 21 | 23:00 | 0 | 2015-04-21 | 23 | 40.2 | 1 | 41.2 | 0
4 | 21 | 24:00 | 0 | 2015-04-21 | 24 | 25.05 | 1 | 26.05 | 0
4 | 22 | 01:00 | 0 | 2015-04-22 | 1 | 23.36 | 1 | 24.36 | 0
4 | 22 | 02:00 | 0 | 2015-04-22 | 2 | 21.06 | 1 | 22.06 | 0
4 | 22 | 03:00 | 0 | 2015-04-22 | 3 | 18.56 | 1 | 19.56 | 0
4 | 22 | 04:00 | 0 | 2015-04-22 | 4 | 20.28 | 1 | 21.28 | 0
4 | 22 | 05:00 | 0 | 2015-04-22 | 5 | 21.32 | 1 | 22.32 | 0
4 | 22 | 06:00 | 0 | 2015-04-22 | 6 | 23.38 | 1 | 24.38 | 0
4 | 22 | 07:00 | 99 | 2015-04-22 | 7 | 22.34 | 1 | 23.34 | 2310.66
4 | 22 | 08:00 | 731 | 2015-04-22 | 8 | 22.99 | 1 | 23.99 | 17536.69
4 | 22 | 09:00 | 917 | 2015-04-22 | 9 | 25.65 | 1 | 26.65 | 24438.05
4 | 22 | 10:00 | 683 | 2015-04-22 | 10 | 25.76 | 1 | 26.76 | 18277.08
4 | 22 | 11:00 | 502 | 2015-04-22 | 11 | 26.44 | 1 | 27.44 | 13774.88
4 | 22 | 12:00 | 1079 | 2015-04-22 | 12 | 25.04 | 1 | 26.04 | 28097.16
4 | 22 | 13:00 | 812 | 2015-04-22 | 13 | 28.25 | 1 | 29.25 | 23751
4 | 22 | 14:00 | 932 | 2015-04-22 | 14 | 28.38 | 1 | 29.38 | 27382.16
4 | 22 | 15:00 | 688 | 2015-04-22 | 15 | 27.51 | 1 | 28.51 | 19614.88
4 | 22 | 16:00 | 1322 | 2015-04-22 | 16 | 26.02 | 1 | 27.02 | 35720.44
4 | 22 | 17:00 | 699 | 2015-04-22 | 17 | 25.78 | 1 | 26.78 | 18719.22
4 | 22 | 18:00 | 8 | 2015-04-22 | 18 | 40.55 | 1 | 41.55 | 332.4
4 | 22 | 19:00 | 0 | 2015-04-22 | 19 | 32.84 | 1 | 33.84 | 0
4 | 22 | 20:00 | 0 | 2015-04-22 | 20 | 38.44 | 1 | 39.44 | 0
4 | 22 | 21:00 | 0 | 2015-04-22 | 21 | 27.95 | 1 | 28.95 | 0
4 | 22 | 22:00 | 0 | 2015-04-22 | 22 | 26.75 | 1 | 27.75 | 0
4 | 22 | 23:00 | 0 | 2015-04-22 | 23 | 33.11 | 1 | 34.11 | 0
4 | 22 | 24:00 | 0 | 2015-04-22 | 24 | 23.39 | 1 | 24.39 | 0
4 | 23 | 01:00 | 0 | 2015-04-23 | 1 | 20.76 | 1 | 21.76 | 0
4 | 23 | 02:00 | 0 | 2015-04-23 | 2 | 18.84 | 1 | 19.84 | 0
4 | 23 | 03:00 | 0 | 2015-04-23 | 3 | 18.54 | 1 | 19.54 | 0
4 | 23 | 04:00 | 0 | 2015-04-23 | 4 | 19.12 | 1 | 20.12 | 0
4 | 23 | 05:00 | 0 | 2015-04-23 | 5 | 19.82 | 1 | 20.82 | 0
4 | 23 | 06:00 | 1 | 2015-04-23 | 6 | 20.37 | 1 | 21.37 | 21.37
4 | 23 | 07:00 | 122 | 2015-04-23 | 7 | 20.43 | 1 | 21.43 | 2614.46
4 | 23 | 08:00 | 308 | 2015-04-23 | 8 | 25.63 | 1 | 26.63 | 8202.04
4 | 23 | 09:00 | 766 | 2015-04-23 | 9 | 32.2 | 1 | 33.2 | 25431.2
4 | 23 | 10:00 | 1173 | 2015-04-23 | 10 | 28.8 | 1 | 29.8 | 34955.4
4 | 23 | 11:00 | 1258 | 2015-04-23 | 11 | 31.84 | 1 | 32.84 | 41312.72
4 | 23 | 12:00 | 1148 | 2015-04-23 | 12 | 31.83 | 1 | 32.83 | 37688.84
4 | 23 | 13:00 | 2442 | 2015-04-23 | 13 | 35.05 | 1 | 36.05 | 88034.1
4 | 23 | 14:00 | 2665 | 2015-04-23 | 14 | 33.62 | 1 | 34.62 | 92262.3
4 | 23 | 15:00 | 2000 | 2015-04-23 | 15 | 30.17 | 1 | 31.17 | 62340
4 | 23 | 16:00 | 1434 | 2015-04-23 | 16 | 29.22 | 1 | 30.22 | 43335.48
4 | 23 | 17:00 | 735 | 2015-04-23 | 17 | 38.24 | 1 | 39.24 | 28841.4
4 | 23 | 18:00 | 13 | 2015-04-23 | 18 | 51.2 | 1 | 52.2 | 678.6
4 | 23 | 19:00 | 0 | 2015-04-23 | 19 | 59.34 | 1 | 60.34 | 0
4 | 23 | 20:00 | 0 | 2015-04-23 | 20 | 65.81 | 1 | 66.81 | 0
4 | 23 | 21:00 | 0 | 2015-04-23 | 21 | 108.94 | 1 | 109.94 | 0
4 | 23 | 22:00 | 0 | 2015-04-23 | 22 | 33.44 | 1 | 34.44 | 0
4 | 23 | 23:00 | 0 | 2015-04-23 | 23 | 30.4 | 1 | 31.4 | 0
4 | 23 | 24:00 | 0 | 2015-04-23 | 24 | 34.81 | 1 | 35.81 | 0
4 | 24 | 01:00 | 0 | 2015-04-24 | 1 | 32.76 | 1 | 33.76 | 0
4 | 24 | 02:00 | 0 | 2015-04-24 | 2 | 29.52 | 1 | 30.52 | 0
4 | 24 | 03:00 | 0 | 2015-04-24 | 3 | 31.17 | 1 | 32.17 | 0
4 | 24 | 04:00 | 0 | 2015-04-24 | 4 | 31.23 | 1 | 32.23 | 0
4 | 24 | 05:00 | 0 | 2015-04-24 | 5 | 31.42 | 1 | 32.42 | 0
4 | 24 | 06:00 | 0 | 2015-04-24 | 6 | 33.66 | 1 | 34.66 | 0
4 | 24 | 07:00 | 13 | 2015-04-24 | 7 | 39.4 | 1 | 40.4 | 525.2
4 | 24 | 08:00 | 555 | 2015-04-24 | 8 | 45.33 | 1 | 46.33 | 25713.15
4 | 24 | 09:00 | 709 | 2015-04-24 | 9 | 61.58 | 1 | 62.58 | 44369.22
4 | 24 | 10:00 | 876 | 2015-04-24 | 10 | 59.42 | 1 | 60.42 | 52927.92
4 | 24 | 11:00 | 1073 | 2015-04-24 | 11 | 51.36 | 1 | 52.36 | 56182.28
4 | 24 | 12:00 | 1069 | 2015-04-24 | 12 | 36.8 | 1 | 37.8 | 40408.2
4 | 24 | 13:00 | 2580 | 2015-04-24 | 13 | 29.97 | 1 | 30.97 | 79902.6
4 | 24 | 14:00 | 2657 | 2015-04-24 | 14 | 29.19 | 1 | 30.19 | 80214.83
4 | 24 | 15:00 | 2205 | 2015-04-24 | 15 | 30.92 | 1 | 31.92 | 70383.6
4 | 24 | 16:00 | 1500 | 2015-04-24 | 16 | 30.88 | 1 | 31.88 | 47820
4 | 24 | 17:00 | 695 | 2015-04-24 | 17 | 32.94 | 1 | 33.94 | 23588.3
4 | 24 | 18:00 | 16 | 2015-04-24 | 18 | 32.58 | 1 | 33.58 | 537.28
4 | 24 | 19:00 | 0 | 2015-04-24 | 19 | 31.31 | 1 | 32.31 | 0
4 | 24 | 20:00 | 0 | 2015-04-24 | 20 | 33.74 | 1 | 34.74 | 0
4 | 24 | 21:00 | 0 | 2015-04-24 | 21 | 38.88 | 1 | 39.88 | 0
4 | 24 | 22:00 | 0 | 2015-04-24 | 22 | 30.32 | 1 | 31.32 | 0
4 | 24 | 23:00 | 0 | 2015-04-24 | 23 | 32 | 1 | 33 | 0
4 | 24 | 24:00 | 0 | 2015-04-24 | 24 | 29.29 | 1 | 30.29 | 0
4 | 25 | 01:00 | 0 | 2015-04-25 | 1 | 24.44 | 1 | 25.44 | 0
4 | 25 | 02:00 | 0 | 2015-04-25 | 2 | 23.56 | 1 | 24.56 | 0
4 | 25 | 03:00 | 0 | 2015-04-25 | 3 | 22.66 | 1 | 23.66 | 0
4 | 25 | 04:00 | 0 | 2015-04-25 | 4 | 23.84 | 1 | 24.84 | 0
4 | 25 | 05:00 | 0 | 2015-04-25 | 5 | 26.54 | 1 | 27.54 | 0
4 | 25 | 06:00 | 1 | 2015-04-25 | 6 | 23.75 | 1 | 24.75 | 24.75
4 | 25 | 07:00 | 423 | 2015-04-25 | 7 | 25.19 | 1 | 26.19 | 11078.37
4 | 25 | 08:00 | 1191 | 2015-04-25 | 8 | 24.71 | 1 | 25.71 | 30620.61
4 | 25 | 09:00 | 1957 | 2015-04-25 | 9 | 33.14 | 1 | 34.14 | 66811.98
4 | 25 | 10:00 | 2465 | 2015-04-25 | 10 | 30.78 | 1 | 31.78 | 78337.7
4 | 25 | 11:00 | 2757 | 2015-04-25 | 11 | 23.05 | 1 | 24.05 | 66305.85
4 | 25 | 12:00 | 2883 | 2015-04-25 | 12 | 21.42 | 1 | 22.42 | 64636.86
4 | 25 | 13:00 | 2480 | 2015-04-25 | 13 | 22.41 | 1 | 23.41 | 58056.8
4 | 25 | 14:00 | 2278 | 2015-04-25 | 14 | 24.96 | 1 | 25.96 | 59136.88
4 | 25 | 15:00 | 1984 | 2015-04-25 | 15 | 21.21 | 1 | 22.21 | 44064.64
4 | 25 | 16:00 | 1332 | 2015-04-25 | 16 | 19.9 | 1 | 20.9 | 27838.8
4 | 25 | 17:00 | 575 | 2015-04-25 | 17 | 21.16 | 1 | 22.16 | 12742
4 | 25 | 18:00 | 22 | 2015-04-25 | 18 | 22.61 | 1 | 23.61 | 519.42
4 | 25 | 19:00 | 0 | 2015-04-25 | 19 | 28.68 | 1 | 29.68 | 0
4 | 25 | 20:00 | 0 | 2015-04-25 | 20 | 45.25 | 1 | 46.25 | 0
4 | 25 | 21:00 | 0 | 2015-04-25 | 21 | 38.57 | 1 | 39.57 | 0
4 | 25 | 22:00 | 0 | 2015-04-25 | 22 | 23.81 | 1 | 24.81 | 0
4 | 25 | 23:00 | 0 | 2015-04-25 | 23 | 21.59 | 1 | 22.59 | 0
4 | 25 | 24:00 | 0 | 2015-04-25 | 24 | 34.48 | 1 | 35.48 | 0
4 | 26 | 01:00 | 0 | 2015-04-26 | 1 | 32.31 | 1 | 33.31 | 0
4 | 26 | 02:00 | 0 | 2015-04-26 | 2 | 27.34 | 1 | 28.34 | 0
4 | 26 | 03:00 | 0 | 2015-04-26 | 3 | 29.37 | 1 | 30.37 | 0
4 | 26 | 04:00 | 0 | 2015-04-26 | 4 | 27.66 | 1 | 28.66 | 0
4 | 26 | 05:00 | 0 | 2015-04-26 | 5 | 28.14 | 1 | 29.14 | 0
4 | 26 | 06:00 | 1 | 2015-04-26 | 6 | 22.28 | 1 | 23.28 | 23.28
4 | 26 | 07:00 | 370 | 2015-04-26 | 7 | 22.73 | 1 | 23.73 | 8780.1
4 | 26 | 08:00 | 1125 | 2015-04-26 | 8 | 24.09 | 1 | 25.09 | 28226.25
4 | 26 | 09:00 | 1793 | 2015-04-26 | 9 | 33.68 | 1 | 34.68 | 62181.24
4 | 26 | 10:00 | 2398 | 2015-04-26 | 10 | 24.04 | 1 | 25.04 | 60045.92
4 | 26 | 11:00 | 2865 | 2015-04-26 | 11 | 26.85 | 1 | 27.85 | 79790.25
4 | 26 | 12:00 | 2999 | 2015-04-26 | 12 | 43.73 | 1 | 44.73 | 134145.27
4 | 26 | 13:00 | 2823 | 2015-04-26 | 13 | 45.73 | 1 | 46.73 | 131918.79
4 | 26 | 14:00 | 2422 | 2015-04-26 | 14 | 46.6 | 1 | 47.6 | 115287.2
4 | 26 | 15:00 | 1436 | 2015-04-26 | 15 | 38.7 | 1 | 39.7 | 57009.2
4 | 26 | 16:00 | 1038 | 2015-04-26 | 16 | 27.95 | 1 | 28.95 | 30050.1
4 | 26 | 17:00 | 607 | 2015-04-26 | 17 | 27.14 | 1 | 28.14 | 17080.98
4 | 26 | 18:00 | 9 | 2015-04-26 | 18 | 25.69 | 1 | 26.69 | 240.21
4 | 26 | 19:00 | 0 | 2015-04-26 | 19 | 25.31 | 1 | 26.31 | 0
4 | 26 | 20:00 | 0 | 2015-04-26 | 20 | 49.56 | 1 | 50.56 | 0
4 | 26 | 21:00 | 0 | 2015-04-26 | 21 | 46.81 | 1 | 47.81 | 0
4 | 26 | 22:00 | 0 | 2015-04-26 | 22 | 25.46 | 1 | 26.46 | 0
4 | 26 | 23:00 | 0 | 2015-04-26 | 23 | 22.45 | 1 | 23.45 | 0
4 | 26 | 24:00 | 0 | 2015-04-26 | 24 | 22.48 | 1 | 23.48 | 0
4 | 27 | 01:00 | 0 | 2015-04-27 | 1 | 19.83 | 1 | 20.83 | 0
4 | 27 | 02:00 | 0 | 2015-04-27 | 2 | 19.68 | 1 | 20.68 | 0
4 | 27 | 03:00 | 0 | 2015-04-27 | 3 | 19.34 | 1 | 20.34 | 0
4 | 27 | 04:00 | 0 | 2015-04-27 | 4 | 18.69 | 1 | 19.69 | 0
4 | 27 | 05:00 | 0 | 2015-04-27 | 5 | 19.63 | 1 | 20.63 | 0
4 | 27 | 06:00 | 0 | 2015-04-27 | 6 | 19.76 | 1 | 20.76 | 0
4 | 27 | 07:00 | 249 | 2015-04-27 | 7 | 26.77 | 1 | 27.77 | 6914.73
4 | 27 | 08:00 | 731 | 2015-04-27 | 8 | 42.87 | 1 | 43.87 | 32068.97
4 | 27 | 09:00 | 1088 | 2015-04-27 | 9 | 30.83 | 1 | 31.83 | 34631.04
4 | 27 | 10:00 | 1116 | 2015-04-27 | 10 | 31.83 | 1 | 32.83 | 36638.28
4 | 27 | 11:00 | 2056 | 2015-04-27 | 11 | 22.89 | 1 | 23.89 | 49117.84
4 | 27 | 12:00 | 2249 | 2015-04-27 | 12 | 22.03 | 1 | 23.03 | 51794.47
4 | 27 | 13:00 | 1322 | 2015-04-27 | 13 | 24.89 | 1 | 25.89 | 34226.58
4 | 27 | 14:00 | 2602 | 2015-04-27 | 14 | 32.67 | 1 | 33.67 | 87609.34
4 | 27 | 15:00 | 2071 | 2015-04-27 | 15 | 22.77 | 1 | 23.77 | 49227.67
4 | 27 | 16:00 | 1620 | 2015-04-27 | 16 | 22.08 | 1 | 23.08 | 37389.6
4 | 27 | 17:00 | 761 | 2015-04-27 | 17 | 23.61 | 1 | 24.61 | 18728.21
4 | 27 | 18:00 | 6 | 2015-04-27 | 18 | 40.42 | 1 | 41.42 | 248.52
4 | 27 | 19:00 | 0 | 2015-04-27 | 19 | 28.19 | 1 | 29.19 | 0
4 | 27 | 20:00 | 0 | 2015-04-27 | 20 | 42.11 | 1 | 43.11 | 0
4 | 27 | 21:00 | 0 | 2015-04-27 | 21 | 34.01 | 1 | 35.01 | 0
4 | 27 | 22:00 | 0 | 2015-04-27 | 22 | 33.18 | 1 | 34.18 | 0
4 | 27 | 23:00 | 0 | 2015-04-27 | 23 | 17.72 | 1 | 18.72 | 0
4 | 27 | 24:00 | 0 | 2015-04-27 | 24 | 19.55 | 1 | 20.55 | 0
4 | 28 | 01:00 | 0 | 2015-04-28 | 1 | 22.31 | 1 | 23.31 | 0
4 | 28 | 02:00 | 0 | 2015-04-28 | 2 | 20.5 | 1 | 21.5 | 0
4 | 28 | 03:00 | 0 | 2015-04-28 | 3 | 23.15 | 1 | 24.15 | 0
4 | 28 | 04:00 | 0 | 2015-04-28 | 4 | 22.37 | 1 | 23.37 | 0
4 | 28 | 05:00 | 0 | 2015-04-28 | 5 | 25.06 | 1 | 26.06 | 0
4 | 28 | 06:00 | 3 | 2015-04-28 | 6 | 22.31 | 1 | 23.31 | 69.93
4 | 28 | 07:00 | 396 | 2015-04-28 | 7 | 25.57 | 1 | 26.57 | 10521.72
4 | 28 | 08:00 | 893 | 2015-04-28 | 8 | 37.31 | 1 | 38.31 | 34210.83
4 | 28 | 09:00 | 1266 | 2015-04-28 | 9 | 24.25 | 1 | 25.25 | 31966.5
4 | 28 | 10:00 | 1214 | 2015-04-28 | 10 | 21.58 | 1 | 22.58 | 27412.12
4 | 28 | 11:00 | 1851 | 2015-04-28 | 11 | 20.73 | 1 | 21.73 | 40222.23
4 | 28 | 12:00 | 1857 | 2015-04-28 | 12 | 19.67 | 1 | 20.67 | 38384.19
4 | 28 | 13:00 | 774 | 2015-04-28 | 13 | 19.85 | 1 | 20.85 | 16137.9
4 | 28 | 14:00 | 760 | 2015-04-28 | 14 | 19.82 | 1 | 20.82 | 15823.2
4 | 28 | 15:00 | 400 | 2015-04-28 | 15 | 19.12 | 1 | 20.12 | 8048
4 | 28 | 16:00 | 132 | 2015-04-28 | 16 | 17.79 | 1 | 18.79 | 2480.28
4 | 28 | 17:00 | 29 | 2015-04-28 | 17 | 18.6 | 1 | 19.6 | 568.4
4 | 28 | 18:00 | 2 | 2015-04-28 | 18 | 19.17 | 1 | 20.17 | 40.34
4 | 28 | 19:00 | 0 | 2015-04-28 | 19 | 18.75 | 1 | 19.75 | 0
4 | 28 | 20:00 | 0 | 2015-04-28 | 20 | 21.02 | 1 | 22.02 | 0
4 | 28 | 21:00 | 0 | 2015-04-28 | 21 | 24.69 | 1 | 25.69 | 0
4 | 28 | 22:00 | 0 | 2015-04-28 | 22 | 20.8 | 1 | 21.8 | 0
4 | 28 | 23:00 | 0 | 2015-04-28 | 23 | 20.53 | 1 | 21.53 | 0
4 | 28 | 24:00 | 0 | 2015-04-28 | 24 | 20.11 | 1 | 21.11 | 0
4 | 29 | 01:00 | 0 | 2015-04-29 | 1 | 18.29 | 1 | 19.29 | 0
4 | 29 | 02:00 | 0 | 2015-04-29 | 2 | 18.15 | 1 | 19.15 | 0
4 | 29 | 03:00 | 0 | 2015-04-29 | 3 | 18.69 | 1 | 19.69 | 0
4 | 29 | 04:00 | 0 | 2015-04-29 | 4 | 19.98 | 1 | 20.98 | 0
4 | 29 | 05:00 | 0 | 2015-04-29 | 5 | 19.66 | 1 | 20.66 | 0
4 | 29 | 06:00 | 1 | 2015-04-29 | 6 | 20.78 | 1 | 21.78 | 21.78
4 | 29 | 07:00 | 287 | 2015-04-29 | 7 | 31.37 | 1 | 32.37 | 9290.19
4 | 29 | 08:00 | 1134 | 2015-04-29 | 8 | 36.33 | 1 | 37.33 | 42332.22
4 | 29 | 09:00 | 1857 | 2015-04-29 | 9 | 24.54 | 1 | 25.54 | 47427.78
4 | 29 | 10:00 | 2495 | 2015-04-29 | 10 | 19.81 | 1 | 20.81 | 51920.95
4 | 29 | 11:00 | 2828 | 2015-04-29 | 11 | 21.74 | 1 | 22.74 | 64308.72
4 | 29 | 12:00 | 2939 | 2015-04-29 | 12 | 21.52 | 1 | 22.52 | 66186.28
4 | 29 | 13:00 | 2858 | 2015-04-29 | 13 | 22.4 | 1 | 23.4 | 66877.2
4 | 29 | 14:00 | 2682 | 2015-04-29 | 14 | 23.32 | 1 | 24.32 | 65226.24
4 | 29 | 15:00 | 2295 | 2015-04-29 | 15 | 21.94 | 1 | 22.94 | 52647.3
4 | 29 | 16:00 | 1567 | 2015-04-29 | 16 | 19.48 | 1 | 20.48 | 32092.16
4 | 29 | 17:00 | 735 | 2015-04-29 | 17 | 20.92 | 1 | 21.92 | 16111.2
4 | 29 | 18:00 | 8 | 2015-04-29 | 18 | 22.14 | 1 | 23.14 | 185.12
4 | 29 | 19:00 | 0 | 2015-04-29 | 19 | 21.63 | 1 | 22.63 | 0
4 | 29 | 20:00 | 0 | 2015-04-29 | 20 | 21.21 | 1 | 22.21 | 0
4 | 29 | 21:00 | 0 | 2015-04-29 | 21 | 22.42 | 1 | 23.42 | 0
4 | 29 | 22:00 | 0 | 2015-04-29 | 22 | 12.3 | 1 | 13.3 | 0
4 | 29 | 23:00 | 0 | 2015-04-29 | 23 | 13.94 | 1 | 14.94 | 0
4 | 29 | 24:00 | 0 | 2015-04-29 | 24 | 16.6 | 1 | 17.6 | 0
4 | 30 | 01:00 | 0 | 2015-04-30 | 1 | 13.23 | 1 | 14.23 | 0
4 | 30 | 02:00 | 0 | 2015-04-30 | 2 | 3.77 | 1 | 4.77 | 0
4 | 30 | 03:00 | 0 | 2015-04-30 | 3 | -50.01 | 1 | -49.01 | 0
4 | 30 | 04:00 | 0 | 2015-04-30 | 4 | 1.78 | 1 | 2.78 | 0
4 | 30 | 05:00 | 0 | 2015-04-30 | 5 | 5.11 | 1 | 6.11 | 0
4 | 30 | 06:00 | 1 | 2015-04-30 | 6 | 17.2 | 1 | 18.2 | 18.2
4 | 30 | 07:00 | 420 | 2015-04-30 | 7 | 15.69 | 1 | 16.69 | 7009.8
4 | 30 | 08:00 | 1177 | 2015-04-30 | 8 | 20.79 | 1 | 21.79 | 25646.83
4 | 30 | 09:00 | 1925 | 2015-04-30 | 9 | 20.15 | 1 | 21.15 | 40713.75
4 | 30 | 10:00 | 2147 | 2015-04-30 | 10 | 21.33 | 1 | 22.33 | 47942.51
4 | 30 | 11:00 | 2612 | 2015-04-30 | 11 | 36.81 | 1 | 37.81 | 98759.72
4 | 30 | 12:00 | 2428 | 2015-04-30 | 12 | 21.22 | 1 | 22.22 | 53950.16
4 | 30 | 13:00 | 2009 | 2015-04-30 | 13 | 20.26 | 1 | 21.26 | 42711.34
4 | 30 | 14:00 | 2561 | 2015-04-30 | 14 | 20.22 | 1 | 21.22 | 54344.42
4 | 30 | 15:00 | 2180 | 2015-04-30 | 15 | 19.61 | 1 | 20.61 | 44929.8
4 | 30 | 16:00 | 1495 | 2015-04-30 | 16 | 19.31 | 1 | 20.31 | 30363.45
4 | 30 | 17:00 | 700 | 2015-04-30 | 17 | 18.88 | 1 | 19.88 | 13916
4 | 30 | 18:00 | 32 | 2015-04-30 | 18 | 17.63 | 1 | 18.63 | 596.16
4 | 30 | 19:00 | 0 | 2015-04-30 | 19 | 19.13 | 1 | 20.13 | 0
4 | 30 | 20:00 | 0 | 2015-04-30 | 20 | 25.36 | 1 | 26.36 | 0
4 | 30 | 21:00 | 0 | 2015-04-30 | 21 | 28.16 | 1 | 29.16 | 0
4 | 30 | 22:00 | 0 | 2015-04-30 | 22 | 17.87 | 1 | 18.87 | 0
4 | 30 | 23:00 | 0 | 2015-04-30 | 23 | 15.58 | 1 | 16.58 | 0
4 | 30 | 24:00 | 0 | 2015-04-30 | 24 | 18.94 | 1 | 19.94 | 0
5 | 1 | 01:00 | 0 | 2015-05-01 | 1 | 18.9 | 1 | 19.9 | 0
5 | 1 | 02:00 | 0 | 2015-05-01 | 2 | 21.94 | 1 | 22.94 | 0
5 | 1 | 03:00 | 0 | 2015-05-01 | 3 | 30.6 | 1 | 31.6 | 0
5 | 1 | 04:00 | 0 | 2015-05-01 | 4 | 22.51 | 1 | 23.51 | 0
5 | 1 | 05:00 | 0 | 2015-05-01 | 5 | 19.28 | 1 | 20.28 | 0
5 | 1 | 06:00 | 2 | 2015-05-01 | 6 | 20.21 | 1 | 21.21 | 42.42
5 | 1 | 07:00 | 417 | 2015-05-01 | 7 | 14.3 | 1 | 15.3 | 6380.1
5 | 1 | 08:00 | 974 | 2015-05-01 | 8 | 18.17 | 1 | 19.17 | 18671.58
5 | 1 | 09:00 | 1919 | 2015-05-01 | 9 | 21.1 | 1 | 22.1 | 42409.9
5 | 1 | 10:00 | 2412 | 2015-05-01 | 10 | 23.14 | 1 | 24.14 | 58225.68
5 | 1 | 11:00 | 2504 | 2015-05-01 | 11 | 19.26 | 1 | 20.26 | 50731.04
5 | 1 | 12:00 | 2863 | 2015-05-01 | 12 | 17.93 | 1 | 18.93 | 54196.59
5 | 1 | 13:00 | 1995 | 2015-05-01 | 13 | 17.29 | 1 | 18.29 | 36488.55
5 | 1 | 14:00 | 2250 | 2015-05-01 | 14 | 17.57 | 1 | 18.57 | 41782.5
5 | 1 | 15:00 | 1335 | 2015-05-01 | 15 | 17.56 | 1 | 18.56 | 24777.6
5 | 1 | 16:00 | 977 | 2015-05-01 | 16 | 17.47 | 1 | 18.47 | 18045.19
5 | 1 | 17:00 | 754 | 2015-05-01 | 17 | 18.81 | 1 | 19.81 | 14936.74
5 | 1 | 18:00 | 24 | 2015-05-01 | 18 | 16.6 | 1 | 17.6 | 422.4
5 | 1 | 19:00 | 0 | 2015-05-01 | 19 | 15.55 | 1 | 16.55 | 0
5 | 1 | 20:00 | 0 | 2015-05-01 | 20 | 15.86 | 1 | 16.86 | 0
5 | 1 | 21:00 | 0 | 2015-05-01 | 21 | 16.4 | 1 | 17.4 | 0
5 | 1 | 22:00 | 0 | 2015-05-01 | 22 | 16.98 | 1 | 17.98 | 0
5 | 1 | 23:00 | 0 | 2015-05-01 | 23 | 16.17 | 1 | 17.17 | 0
5 | 1 | 24:00 | 0 | 2015-05-01 | 24 | 26.16 | 1 | 27.16 | 0
5 | 2 | 01:00 | 0 | 2015-05-02 | 1 | 20.3 | 1 | 21.3 | 0
5 | 2 | 02:00 | 0 | 2015-05-02 | 2 | 15.66 | 1 | 16.66 | 0
5 | 2 | 03:00 | 0 | 2015-05-02 | 3 | 14.35 | 1 | 15.35 | 0
5 | 2 | 04:00 | 0 | 2015-05-02 | 4 | 16.94 | 1 | 17.94 | 0
5 | 2 | 05:00 | 0 | 2015-05-02 | 5 | 19.04 | 1 | 20.04 | 0
5 | 2 | 06:00 | 3 | 2015-05-02 | 6 | 13.97 | 1 | 14.97 | 44.91
5 | 2 | 07:00 | 430 | 2015-05-02 | 7 | 21.29 | 1 | 22.29 | 9584.7
5 | 2 | 08:00 | 1241 | 2015-05-02 | 8 | 29.61 | 1 | 30.61 | 37987.01
5 | 2 | 09:00 | 2029 | 2015-05-02 | 9 | 31.66 | 1 | 32.66 | 66267.14
5 | 2 | 10:00 | 2507 | 2015-05-02 | 10 | 14.46 | 1 | 15.46 | 38758.22
5 | 2 | 11:00 | 2613 | 2015-05-02 | 11 | 14.02 | 1 | 15.02 | 39247.26
5 | 2 | 12:00 | 2997 | 2015-05-02 | 12 | 13.96 | 1 | 14.96 | 44835.12
5 | 2 | 13:00 | 2192 | 2015-05-02 | 13 | 14.11 | 1 | 15.11 | 33121.12
5 | 2 | 14:00 | 2404 | 2015-05-02 | 14 | 14.42 | 1 | 15.42 | 37069.68
5 | 2 | 15:00 | 1464 | 2015-05-02 | 15 | 14.97 | 1 | 15.97 | 23380.08
5 | 2 | 16:00 | 1019 | 2015-05-02 | 16 | 26.01 | 1 | 27.01 | 27523.19
5 | 2 | 17:00 | 535 | 2015-05-02 | 17 | 15.91 | 1 | 16.91 | 9046.85
5 | 2 | 18:00 | 43 | 2015-05-02 | 18 | 4.32 | 1 | 5.32 | 228.76
5 | 2 | 19:00 | 0 | 2015-05-02 | 19 | 14.06 | 1 | 15.06 | 0
5 | 2 | 20:00 | 0 | 2015-05-02 | 20 | 13.22 | 1 | 14.22 | 0
5 | 2 | 21:00 | 0 | 2015-05-02 | 21 | 16.11 | 1 | 17.11 | 0
5 | 2 | 22:00 | 0 | 2015-05-02 | 22 | 15.94 | 1 | 16.94 | 0
5 | 2 | 23:00 | 0 | 2015-05-02 | 23 | 21.49 | 1 | 22.49 | 0
5 | 2 | 24:00 | 0 | 2015-05-02 | 24 | 14.42 | 1 | 15.42 | 0
5 | 3 | 01:00 | 0 | 2015-05-03 | 1 | 16.95 | 1 | 17.95 | 0
5 | 3 | 02:00 | 0 | 2015-05-03 | 2 | 14.86 | 1 | 15.86 | 0
5 | 3 | 03:00 | 0 | 2015-05-03 | 3 | 12.04 | 1 | 13.04 | 0
5 | 3 | 04:00 | 0 | 2015-05-03 | 4 | 12.84 | 1 | 13.84 | 0
5 | 3 | 05:00 | 0 | 2015-05-03 | 5 | 12.88 | 1 | 13.88 | 0
5 | 3 | 06:00 | 3 | 2015-05-03 | 6 | 13.95 | 1 | 14.95 | 44.85
5 | 3 | 07:00 | 444 | 2015-05-03 | 7 | 12.51 | 1 | 13.51 | 5998.44
5 | 3 | 08:00 | 692 | 2015-05-03 | 8 | 15.64 | 1 | 16.64 | 11514.88
5 | 3 | 09:00 | 1521 | 2015-05-03 | 9 | 17.25 | 1 | 18.25 | 27758.25
5 | 3 | 10:00 | 2184 | 2015-05-03 | 10 | 22.68 | 1 | 23.68 | 51717.12
5 | 3 | 11:00 | 2161 | 2015-05-03 | 11 | 14.53 | 1 | 15.53 | 33560.33
5 | 3 | 12:00 | 1506 | 2015-05-03 | 12 | 13.75 | 1 | 14.75 | 22213.5
5 | 3 | 13:00 | 1182 | 2015-05-03 | 13 | 14.36 | 1 | 15.36 | 18155.52
5 | 3 | 14:00 | 1269 | 2015-05-03 | 14 | 15.63 | 1 | 16.63 | 21103.47
5 | 3 | 15:00 | 485 | 2015-05-03 | 15 | 15.42 | 1 | 16.42 | 7963.7
5 | 3 | 16:00 | 505 | 2015-05-03 | 16 | 13.17 | 1 | 14.17 | 7155.85
5 | 3 | 17:00 | 200 | 2015-05-03 | 17 | 15.62 | 1 | 16.62 | 3324
5 | 3 | 18:00 | 12 | 2015-05-03 | 18 | 21.28 | 1 | 22.28 | 267.36
5 | 3 | 19:00 | 0 | 2015-05-03 | 19 | 15.04 | 1 | 16.04 | 0
5 | 3 | 20:00 | 0 | 2015-05-03 | 20 | 30.55 | 1 | 31.55 | 0
5 | 3 | 21:00 | 0 | 2015-05-03 | 21 | 202.68 | 1 | 203.68 | 0
5 | 3 | 22:00 | 0 | 2015-05-03 | 22 | 27.11 | 1 | 28.11 | 0
5 | 3 | 23:00 | 0 | 2015-05-03 | 23 | 18.76 | 1 | 19.76 | 0
5 | 3 | 24:00 | 0 | 2015-05-03 | 24 | 22.22 | 1 | 23.22 | 0
5 | 4 | 01:00 | 0 | 2015-05-04 | 1 | 15.44 | 1 | 16.44 | 0
5 | 4 | 02:00 | 0 | 2015-05-04 | 2 | 11.33 | 1 | 12.33 | 0
5 | 4 | 03:00 | 0 | 2015-05-04 | 3 | 9.55 | 1 | 10.55 | 0
5 | 4 | 04:00 | 0 | 2015-05-04 | 4 | 10.86 | 1 | 11.86 | 0
5 | 4 | 05:00 | 0 | 2015-05-04 | 5 | 17.61 | 1 | 18.61 | 0
5 | 4 | 06:00 | 1 | 2015-05-04 | 6 | 13.72 | 1 | 14.72 | 14.72
5 | 4 | 07:00 | 453 | 2015-05-04 | 7 | 17.35 | 1 | 18.35 | 8312.55
5 | 4 | 08:00 | 877 | 2015-05-04 | 8 | 20.65 | 1 | 21.65 | 18987.05
5 | 4 | 09:00 | 1556 | 2015-05-04 | 9 | 18.14 | 1 | 19.14 | 29781.84
5 | 4 | 10:00 | 1787 | 2015-05-04 | 10 | 17.66 | 1 | 18.66 | 33345.42
5 | 4 | 11:00 | 1846 | 2015-05-04 | 11 | 15.9 | 1 | 16.9 | 31197.4
5 | 4 | 12:00 | 1970 | 2015-05-04 | 12 | 16.66 | 1 | 17.66 | 34790.2
5 | 4 | 13:00 | 2307 | 2015-05-04 | 13 | 18.33 | 1 | 19.33 | 44594.31
5 | 4 | 14:00 | 1799 | 2015-05-04 | 14 | 25.69 | 1 | 26.69 | 48015.31
5 | 4 | 15:00 | 1274 | 2015-05-04 | 15 | 24.34 | 1 | 25.34 | 32283.16
5 | 4 | 16:00 | 801 | 2015-05-04 | 16 | 16.37 | 1 | 17.37 | 13913.37
5 | 4 | 17:00 | 308 | 2015-05-04 | 17 | 13.87 | 1 | 14.87 | 4579.96
5 | 4 | 18:00 | 12 | 2015-05-04 | 18 | 13.62 | 1 | 14.62 | 175.44
5 | 4 | 19:00 | 0 | 2015-05-04 | 19 | 15.75 | 1 | 16.75 | 0
5 | 4 | 20:00 | 0 | 2015-05-04 | 20 | 15.7 | 1 | 16.7 | 0
5 | 4 | 21:00 | 0 | 2015-05-04 | 21 | 22.89 | 1 | 23.89 | 0
5 | 4 | 22:00 | 0 | 2015-05-04 | 22 | 15.21 | 1 | 16.21 | 0
5 | 4 | 23:00 | 0 | 2015-05-04 | 23 | 9.67 | 1 | 10.67 | 0
5 | 4 | 24:00 | 0 | 2015-05-04 | 24 | 14.26 | 1 | 15.26 | 0
5 | 5 | 01:00 | 0 | 2015-05-05 | 1 | 15.97 | 1 | 16.97 | 0
5 | 5 | 02:00 | 0 | 2015-05-05 | 2 | 16.22 | 1 | 17.22 | 0
5 | 5 | 03:00 | 0 | 2015-05-05 | 3 | 16 | 1 | 17 | 0
5 | 5 | 04:00 | 0 | 2015-05-05 | 4 | 12.76 | 1 | 13.76 | 0
5 | 5 | 05:00 | 0 | 2015-05-05 | 5 | 17.74 | 1 | 18.74 | 0
5 | 5 | 06:00 | 0 | 2015-05-05 | 6 | 15.83 | 1 | 16.83 | 0
5 | 5 | 07:00 | 20 | 2015-05-05 | 7 | 16.49 | 1 | 17.49 | 349.8
5 | 5 | 08:00 | 195 | 2015-05-05 | 8 | 16.09 | 1 | 17.09 | 3332.55
5 | 5 | 09:00 | 532 | 2015-05-05 | 9 | 15.44 | 1 | 16.44 | 8746.08
5 | 5 | 10:00 | 624 | 2015-05-05 | 10 | 16.88 | 1 | 17.88 | 11157.12
5 | 5 | 11:00 | 646 | 2015-05-05 | 11 | 18.11 | 1 | 19.11 | 12345.06
5 | 5 | 12:00 | 775 | 2015-05-05 | 12 | 19.88 | 1 | 20.88 | 16182
5 | 5 | 13:00 | 693 | 2015-05-05 | 13 | 26.46 | 1 | 27.46 | 19029.78
5 | 5 | 14:00 | 678 | 2015-05-05 | 14 | 30.93 | 1 | 31.93 | 21648.54
5 | 5 | 15:00 | 524 | 2015-05-05 | 15 | 22.75 | 1 | 23.75 | 12445
5 | 5 | 16:00 | 416 | 2015-05-05 | 16 | 22.77 | 1 | 23.77 | 9888.32
5 | 5 | 17:00 | 127 | 2015-05-05 | 17 | 23.75 | 1 | 24.75 | 3143.25
5 | 5 | 18:00 | 6 | 2015-05-05 | 18 | 24.81 | 1 | 25.81 | 154.86
5 | 5 | 19:00 | 0 | 2015-05-05 | 19 | 28.25 | 1 | 29.25 | 0
5 | 5 | 20:00 | 0 | 2015-05-05 | 20 | 21.52 | 1 | 22.52 | 0
5 | 5 | 21:00 | 0 | 2015-05-05 | 21 | 26.43 | 1 | 27.43 | 0
5 | 5 | 22:00 | 0 | 2015-05-05 | 22 | 15.27 | 1 | 16.27 | 0
5 | 5 | 23:00 | 0 | 2015-05-05 | 23 | 6.12 | 1 | 7.12 | 0
5 | 5 | 24:00 | 0 | 2015-05-05 | 24 | 11.59 | 1 | 12.59 | 0
5 | 6 | 01:00 | 0 | 2015-05-06 | 1 | 17.65 | 1 | 18.65 | 0
5 | 6 | 02:00 | 0 | 2015-05-06 | 2 | 18.05 | 1 | 19.05 | 0
5 | 6 | 03:00 | 0 | 2015-05-06 | 3 | 16.97 | 1 | 17.97 | 0
5 | 6 | 04:00 | 0 | 2015-05-06 | 4 | 13.98 | 1 | 14.98 | 0
5 | 6 | 05:00 | 0 | 2015-05-06 | 5 | 14.6 | 1 | 15.6 | 0
5 | 6 | 06:00 | 7 | 2015-05-06 | 6 | 19.39 | 1 | 20.39 | 142.73
5 | 6 | 07:00 | 274 | 2015-05-06 | 7 | 24.13 | 1 | 25.13 | 6885.62
5 | 6 | 08:00 | 560 | 2015-05-06 | 8 | 17.51 | 1 | 18.51 | 10365.6
5 | 6 | 09:00 | 859 | 2015-05-06 | 9 | 26.14 | 1 | 27.14 | 23313.26
5 | 6 | 10:00 | 1070 | 2015-05-06 | 10 | 24.79 | 1 | 25.79 | 27595.3
5 | 6 | 11:00 | 1118 | 2015-05-06 | 11 | 24.26 | 1 | 25.26 | 28240.68
5 | 6 | 12:00 | 690 | 2015-05-06 | 12 | 21.64 | 1 | 22.64 | 15621.6
5 | 6 | 13:00 | 1136 | 2015-05-06 | 13 | 27.61 | 1 | 28.61 | 32500.96
5 | 6 | 14:00 | 593 | 2015-05-06 | 14 | 26.04 | 1 | 27.04 | 16034.72
5 | 6 | 15:00 | 541 | 2015-05-06 | 15 | 28.29 | 1 | 29.29 | 15845.89
5 | 6 | 16:00 | 406 | 2015-05-06 | 16 | 34.9 | 1 | 35.9 | 14575.4
5 | 6 | 17:00 | 92 | 2015-05-06 | 17 | 26.23 | 1 | 27.23 | 2505.16
5 | 6 | 18:00 | 31 | 2015-05-06 | 18 | 23.36 | 1 | 24.36 | 755.16
5 | 6 | 19:00 | 0 | 2015-05-06 | 19 | 24.44 | 1 | 25.44 | 0
5 | 6 | 20:00 | 0 | 2015-05-06 | 20 | 22.46 | 1 | 23.46 | 0
5 | 6 | 21:00 | 0 | 2015-05-06 | 21 | 28.49 | 1 | 29.49 | 0
5 | 6 | 22:00 | 0 | 2015-05-06 | 22 | 35.01 | 1 | 36.01 | 0
5 | 6 | 23:00 | 0 | 2015-05-06 | 23 | 28.41 | 1 | 29.41 | 0
5 | 6 | 24:00 | 0 | 2015-05-06 | 24 | 24.67 | 1 | 25.67 | 0
5 | 7 | 01:00 | 0 | 2015-05-07 | 1 | 19.95 | 1 | 20.95 | 0
5 | 7 | 02:00 | 0 | 2015-05-07 | 2 | 18.38 | 1 | 19.38 | 0
5 | 7 | 03:00 | 0 | 2015-05-07 | 3 | 18.41 | 1 | 19.41 | 0
5 | 7 | 04:00 | 0 | 2015-05-07 | 4 | 17.95 | 1 | 18.95 | 0
5 | 7 | 05:00 | 0 | 2015-05-07 | 5 | 17.84 | 1 | 18.84 | 0
5 | 7 | 06:00 | 11 | 2015-05-07 | 6 | 17.08 | 1 | 18.08 | 198.88
5 | 7 | 07:00 | 460 | 2015-05-07 | 7 | 18.48 | 1 | 19.48 | 8960.8
5 | 7 | 08:00 | 797 | 2015-05-07 | 8 | 25.89 | 1 | 26.89 | 21431.33
5 | 7 | 09:00 | 1719 | 2015-05-07 | 9 | 23.48 | 1 | 24.48 | 42081.12
5 | 7 | 10:00 | 2182 | 2015-05-07 | 10 | 30.74 | 1 | 31.74 | 69256.68
5 | 7 | 11:00 | 2507 | 2015-05-07 | 11 | 32.36 | 1 | 33.36 | 83633.52
5 | 7 | 12:00 | 2386 | 2015-05-07 | 12 | 21.48 | 1 | 22.48 | 53637.28
5 | 7 | 13:00 | 2637 | 2015-05-07 | 13 | 32.3 | 1 | 33.3 | 87812.1
5 | 7 | 14:00 | 2287 | 2015-05-07 | 14 | 35.5 | 1 | 36.5 | 83475.5
5 | 7 | 15:00 | 1900 | 2015-05-07 | 15 | 40.11 | 1 | 41.11 | 78109
5 | 7 | 16:00 | 1273 | 2015-05-07 | 16 | 38.58 | 1 | 39.58 | 50385.34
5 | 7 | 17:00 | 420 | 2015-05-07 | 17 | 43.1 | 1 | 44.1 | 18522
5 | 7 | 18:00 | 22 | 2015-05-07 | 18 | 43 | 1 | 44 | 968
5 | 7 | 19:00 | 0 | 2015-05-07 | 19 | 46.93 | 1 | 47.93 | 0
5 | 7 | 20:00 | 0 | 2015-05-07 | 20 | 35.58 | 1 | 36.58 | 0
5 | 7 | 21:00 | 0 | 2015-05-07 | 21 | 50.62 | 1 | 51.62 | 0
5 | 7 | 22:00 | 0 | 2015-05-07 | 22 | 40.48 | 1 | 41.48 | 0
5 | 7 | 23:00 | 0 | 2015-05-07 | 23 | 31.41 | 1 | 32.41 | 0
5 | 7 | 24:00 | 0 | 2015-05-07 | 24 | 23.29 | 1 | 24.29 | 0
5 | 8 | 01:00 | 0 | 2015-05-08 | 1 | 26.64 | 1 | 27.64 | 0
5 | 8 | 02:00 | 0 | 2015-05-08 | 2 | 27.97 | 1 | 28.97 | 0
5 | 8 | 03:00 | 0 | 2015-05-08 | 3 | 33.26 | 1 | 34.26 | 0
5 | 8 | 04:00 | 0 | 2015-05-08 | 4 | 26.83 | 1 | 27.83 | 0
5 | 8 | 05:00 | 0 | 2015-05-08 | 5 | 27.63 | 1 | 28.63 | 0
5 | 8 | 06:00 | 6 | 2015-05-08 | 6 | 26.21 | 1 | 27.21 | 163.26
5 | 8 | 07:00 | 480 | 2015-05-08 | 7 | 21.34 | 1 | 22.34 | 10723.2
5 | 8 | 08:00 | 952 | 2015-05-08 | 8 | 33.42 | 1 | 34.42 | 32767.84
5 | 8 | 09:00 | 1656 | 2015-05-08 | 9 | 40.13 | 1 | 41.13 | 68111.28
5 | 8 | 10:00 | 2371 | 2015-05-08 | 10 | 39.24 | 1 | 40.24 | 95409.04
5 | 8 | 11:00 | 2518 | 2015-05-08 | 11 | 37.9 | 1 | 38.9 | 97950.2
5 | 8 | 12:00 | 2702 | 2015-05-08 | 12 | 28.13 | 1 | 29.13 | 78709.26
5 | 8 | 13:00 | 2597 | 2015-05-08 | 13 | 39.08 | 1 | 40.08 | 104087.76
5 | 8 | 14:00 | 2477 | 2015-05-08 | 14 | 31.67 | 1 | 32.67 | 80923.59
5 | 8 | 15:00 | 2097 | 2015-05-08 | 15 | 26.42 | 1 | 27.42 | 57499.74
5 | 8 | 16:00 | 1436 | 2015-05-08 | 16 | 31.48 | 1 | 32.48 | 46641.28
5 | 8 | 17:00 | 571 | 2015-05-08 | 17 | 48.82 | 1 | 49.82 | 28447.22
5 | 8 | 18:00 | 9 | 2015-05-08 | 18 | 23.88 | 1 | 24.88 | 223.92
5 | 8 | 19:00 | 0 | 2015-05-08 | 19 | 20.41 | 1 | 21.41 | 0
5 | 8 | 20:00 | 0 | 2015-05-08 | 20 | 18.69 | 1 | 19.69 | 0
5 | 8 | 21:00 | 0 | 2015-05-08 | 21 | 19.2 | 1 | 20.2 | 0
5 | 8 | 22:00 | 0 | 2015-05-08 | 22 | 20.15 | 1 | 21.15 | 0
5 | 8 | 23:00 | 0 | 2015-05-08 | 23 | 20.77 | 1 | 21.77 | 0
5 | 8 | 24:00 | 0 | 2015-05-08 | 24 | 18.94 | 1 | 19.94 | 0
5 | 9 | 01:00 | 0 | 2015-05-09 | 1 | 14.24 | 1 | 15.24 | 0
5 | 9 | 02:00 | 0 | 2015-05-09 | 2 | 13.71 | 1 | 14.71 | 0
5 | 9 | 03:00 | 0 | 2015-05-09 | 3 | 4.03 | 1 | 5.03 | 0
5 | 9 | 04:00 | 0 | 2015-05-09 | 4 | 0.03 | 1 | 1.03 | 0
5 | 9 | 05:00 | 0 | 2015-05-09 | 5 | 0.04 | 1 | 1.04 | 0
5 | 9 | 06:00 | 1 | 2015-05-09 | 6 | 14.28 | 1 | 15.28 | 15.28
5 | 9 | 07:00 | 452 | 2015-05-09 | 7 | 14.08 | 1 | 15.08 | 6816.16
5 | 9 | 08:00 | 1167 | 2015-05-09 | 8 | 16.62 | 1 | 17.62 | 20562.54
5 | 9 | 09:00 | 1821 | 2015-05-09 | 9 | 12.88 | 1 | 13.88 | 25275.48
5 | 9 | 10:00 | 2408 | 2015-05-09 | 10 | 13.75 | 1 | 14.75 | 35518
5 | 9 | 11:00 | 1548 | 2015-05-09 | 11 | 13.23 | 1 | 14.23 | 22028.04
5 | 9 | 12:00 | 2290 | 2015-05-09 | 12 | 13.09 | 1 | 14.09 | 32266.1
5 | 9 | 13:00 | 2365 | 2015-05-09 | 13 | 13.3 | 1 | 14.3 | 33819.5
5 | 9 | 14:00 | 1593 | 2015-05-09 | 14 | 12.86 | 1 | 13.86 | 22078.98
5 | 9 | 15:00 | 1129 | 2015-05-09 | 15 | 14.07 | 1 | 15.07 | 17014.03
5 | 9 | 16:00 | 1467 | 2015-05-09 | 16 | 17.67 | 1 | 18.67 | 27388.89
5 | 9 | 17:00 | 726 | 2015-05-09 | 17 | 20.91 | 1 | 21.91 | 15906.66
5 | 9 | 18:00 | 10 | 2015-05-09 | 18 | 19.97 | 1 | 20.97 | 209.7
5 | 9 | 19:00 | 0 | 2015-05-09 | 19 | 20.77 | 1 | 21.77 | 0
5 | 9 | 20:00 | 0 | 2015-05-09 | 20 | 20.98 | 1 | 21.98 | 0
5 | 9 | 21:00 | 0 | 2015-05-09 | 21 | 31.29 | 1 | 32.29 | 0
5 | 9 | 22:00 | 0 | 2015-05-09 | 22 | 32.58 | 1 | 33.58 | 0
5 | 9 | 23:00 | 0 | 2015-05-09 | 23 | 27.23 | 1 | 28.23 | 0
5 | 9 | 24:00 | 0 | 2015-05-09 | 24 | 26.42 | 1 | 27.42 | 0
5 | 10 | 01:00 | 0 | 2015-05-10 | 1 | 13.46 | 1 | 14.46 | 0
5 | 10 | 02:00 | 0 | 2015-05-10 | 2 | 11.89 | 1 | 12.89 | 0
5 | 10 | 03:00 | 0 | 2015-05-10 | 3 | 8.13 | 1 | 9.13 | 0
5 | 10 | 04:00 | 0 | 2015-05-10 | 4 | 1.74 | 1 | 2.74 | 0
5 | 10 | 05:00 | 0 | 2015-05-10 | 5 | 9.58 | 1 | 10.58 | 0
5 | 10 | 06:00 | 8 | 2015-05-10 | 6 | 2.6 | 1 | 3.6 | 28.8
5 | 10 | 07:00 | 476 | 2015-05-10 | 7 | 0.02 | 1 | 1.02 | 485.52
5 | 10 | 08:00 | 1029 | 2015-05-10 | 8 | 13.8 | 1 | 14.8 | 15229.2
5 | 10 | 09:00 | 1669 | 2015-05-10 | 9 | 17.58 | 1 | 18.58 | 31010.02
5 | 10 | 10:00 | 2206 | 2015-05-10 | 10 | 17.46 | 1 | 18.46 | 40722.76
5 | 10 | 11:00 | 2205 | 2015-05-10 | 11 | 20.82 | 1 | 21.82 | 48113.1
5 | 10 | 12:00 | 2791 | 2015-05-10 | 12 | 24.82 | 1 | 25.82 | 72063.62
5 | 10 | 13:00 | 2540 | 2015-05-10 | 13 | 27.19 | 1 | 28.19 | 71602.6
5 | 10 | 14:00 | 2410 | 2015-05-10 | 14 | 27.6 | 1 | 28.6 | 68926
5 | 10 | 15:00 | 1952 | 2015-05-10 | 15 | 24.51 | 1 | 25.51 | 49795.52
5 | 10 | 16:00 | 1358 | 2015-05-10 | 16 | 15.43 | 1 | 16.43 | 22311.94
5 | 10 | 17:00 | 644 | 2015-05-10 | 17 | 21.53 | 1 | 22.53 | 14509.32
5 | 10 | 18:00 | 30 | 2015-05-10 | 18 | 33.62 | 1 | 34.62 | 1038.6
5 | 10 | 19:00 | 0 | 2015-05-10 | 19 | 26.96 | 1 | 27.96 | 0
5 | 10 | 20:00 | 0 | 2015-05-10 | 20 | 25.8 | 1 | 26.8 | 0
5 | 10 | 21:00 | 0 | 2015-05-10 | 21 | 1038.56 | 1 | 1039.56 | 0
5 | 10 | 22:00 | 0 | 2015-05-10 | 22 | 157.39 | 1 | 158.39 | 0
5 | 10 | 23:00 | 0 | 2015-05-10 | 23 | 35.86 | 1 | 36.86 | 0
5 | 10 | 24:00 | 0 | 2015-05-10 | 24 | 40.92 | 1 | 41.92 | 0
5 | 11 | 01:00 | 0 | 2015-05-11 | 1 | 112.56 | 1 | 113.56 | 0
5 | 11 | 02:00 | 0 | 2015-05-11 | 2 | 37.88 | 1 | 38.88 | 0
5 | 11 | 03:00 | 0 | 2015-05-11 | 3 | 17.5 | 1 | 18.5 | 0
5 | 11 | 04:00 | 0 | 2015-05-11 | 4 | 14.53 | 1 | 15.53 | 0
5 | 11 | 05:00 | 0 | 2015-05-11 | 5 | 27.1 | 1 | 28.1 | 0
5 | 11 | 06:00 | 3 | 2015-05-11 | 6 | 25.24 | 1 | 26.24 | 78.72
5 | 11 | 07:00 | 448 | 2015-05-11 | 7 | 18.4 | 1 | 19.4 | 8691.2
5 | 11 | 08:00 | 1247 | 2015-05-11 | 8 | 48.28 | 1 | 49.28 | 61452.16
5 | 11 | 09:00 | 2023 | 2015-05-11 | 9 | 51.98 | 1 | 52.98 | 107178.54
5 | 11 | 10:00 | 2335 | 2015-05-11 | 10 | 54.35 | 1 | 55.35 | 129242.25
5 | 11 | 11:00 | 2843 | 2015-05-11 | 11 | 61.65 | 1 | 62.65 | 178113.95
5 | 11 | 12:00 | 2405 | 2015-05-11 | 12 | 91.63 | 1 | 92.63 | 222775.15
5 | 11 | 13:00 | 2212 | 2015-05-11 | 13 | 67.03 | 1 | 68.03 | 150482.36
5 | 11 | 14:00 | 2455 | 2015-05-11 | 14 | 75.86 | 1 | 76.86 | 188691.3
5 | 11 | 15:00 | 2038 | 2015-05-11 | 15 | 54.82 | 1 | 55.82 | 113761.16
5 | 11 | 16:00 | 1434 | 2015-05-11 | 16 | 60.55 | 1 | 61.55 | 88262.7
5 | 11 | 17:00 | 666 | 2015-05-11 | 17 | 88.5 | 1 | 89.5 | 59607
5 | 11 | 18:00 | 46 | 2015-05-11 | 18 | 69.52 | 1 | 70.52 | 3243.92
5 | 11 | 19:00 | 0 | 2015-05-11 | 19 | 53.17 | 1 | 54.17 | 0
5 | 11 | 20:00 | 0 | 2015-05-11 | 20 | 44.94 | 1 | 45.94 | 0
5 | 11 | 21:00 | 0 | 2015-05-11 | 21 | 40.84 | 1 | 41.84 | 0
5 | 11 | 22:00 | 0 | 2015-05-11 | 22 | 20.61 | 1 | 21.61 | 0
5 | 11 | 23:00 | 0 | 2015-05-11 | 23 | 18.15 | 1 | 19.15 | 0
5 | 11 | 24:00 | 0 | 2015-05-11 | 24 | 20.13 | 1 | 21.13 | 0
5 | 12 | 01:00 | 0 | 2015-05-12 | 1 | 21.05 | 1 | 22.05 | 0
5 | 12 | 02:00 | 0 | 2015-05-12 | 2 | 17.45 | 1 | 18.45 | 0
5 | 12 | 03:00 | 0 | 2015-05-12 | 3 | 19.44 | 1 | 20.44 | 0
5 | 12 | 04:00 | 0 | 2015-05-12 | 4 | 16.08 | 1 | 17.08 | 0
5 | 12 | 05:00 | 0 | 2015-05-12 | 5 | 19.67 | 1 | 20.67 | 0
5 | 12 | 06:00 | 5 | 2015-05-12 | 6 | 19.46 | 1 | 20.46 | 102.3
5 | 12 | 07:00 | 481 | 2015-05-12 | 7 | 17.59 | 1 | 18.59 | 8941.79
5 | 12 | 08:00 | 97 | 2015-05-12 | 8 | 20.24 | 1 | 21.24 | 2060.28
5 | 12 | 09:00 | 399 | 2015-05-12 | 9 | 20.37 | 1 | 21.37 | 8526.63
5 | 12 | 10:00 | 568 | 2015-05-12 | 10 | 17.81 | 1 | 18.81 | 10684.08
5 | 12 | 11:00 | 441 | 2015-05-12 | 11 | 20.02 | 1 | 21.02 | 9269.82
5 | 12 | 12:00 | 1043 | 2015-05-12 | 12 | 25.18 | 1 | 26.18 | 27305.74
5 | 12 | 13:00 | 1070 | 2015-05-12 | 13 | 31.32 | 1 | 32.32 | 34582.4
5 | 12 | 14:00 | 2416 | 2015-05-12 | 14 | 43.96 | 1 | 44.96 | 108623.36
5 | 12 | 15:00 | 1639 | 2015-05-12 | 15 | 28.74 | 1 | 29.74 | 48743.86
5 | 12 | 16:00 | 1400 | 2015-05-12 | 16 | 28.01 | 1 | 29.01 | 40614
5 | 12 | 17:00 | 718 | 2015-05-12 | 17 | 28.56 | 1 | 29.56 | 21224.08
5 | 12 | 18:00 | 30 | 2015-05-12 | 18 | 28.37 | 1 | 29.37 | 881.1
5 | 12 | 19:00 | 0 | 2015-05-12 | 19 | 28.05 | 1 | 29.05 | 0
5 | 12 | 20:00 | 0 | 2015-05-12 | 20 | 21.73 | 1 | 22.73 | 0
5 | 12 | 21:00 | 0 | 2015-05-12 | 21 | 23.02 | 1 | 24.02 | 0
5 | 12 | 22:00 | 0 | 2015-05-12 | 22 | 17.64 | 1 | 18.64 | 0
5 | 12 | 23:00 | 0 | 2015-05-12 | 23 | 16.17 | 1 | 17.17 | 0
5 | 12 | 24:00 | 0 | 2015-05-12 | 24 | 14.99 | 1 | 15.99 | 0
5 | 13 | 01:00 | 0 | 2015-05-13 | 1 | 18.65 | 1 | 19.65 | 0
5 | 13 | 02:00 | 0 | 2015-05-13 | 2 | 15.9 | 1 | 16.9 | 0
5 | 13 | 03:00 | 0 | 2015-05-13 | 3 | 15.54 | 1 | 16.54 | 0
5 | 13 | 04:00 | 0 | 2015-05-13 | 4 | 12.73 | 1 | 13.73 | 0
5 | 13 | 05:00 | 0 | 2015-05-13 | 5 | 14.56 | 1 | 15.56 | 0
5 | 13 | 06:00 | 1 | 2015-05-13 | 6 | 15.45 | 1 | 16.45 | 16.45
5 | 13 | 07:00 | 462 | 2015-05-13 | 7 | 14.25 | 1 | 15.25 | 7045.5
5 | 13 | 08:00 | 1288 | 2015-05-13 | 8 | 18.31 | 1 | 19.31 | 24871.28
5 | 13 | 09:00 | 2052 | 2015-05-13 | 9 | 23.8 | 1 | 24.8 | 50889.6
5 | 13 | 10:00 | 2501 | 2015-05-13 | 10 | 24.33 | 1 | 25.33 | 63350.33
5 | 13 | 11:00 | 2841 | 2015-05-13 | 11 | 24.33 | 1 | 25.33 | 71962.53
5 | 13 | 12:00 | 2835 | 2015-05-13 | 12 | 22.95 | 1 | 23.95 | 67898.25
5 | 13 | 13:00 | 2611 | 2015-05-13 | 13 | 23.58 | 1 | 24.58 | 64178.38
5 | 13 | 14:00 | 2499 | 2015-05-13 | 14 | 21.79 | 1 | 22.79 | 56952.21
5 | 13 | 15:00 | 2072 | 2015-05-13 | 15 | 22.99 | 1 | 23.99 | 49707.28
5 | 13 | 16:00 | 1512 | 2015-05-13 | 16 | 24.63 | 1 | 25.63 | 38752.56
5 | 13 | 17:00 | 749 | 2015-05-13 | 17 | 21.83 | 1 | 22.83 | 17099.67
5 | 13 | 18:00 | 14 | 2015-05-13 | 18 | 18.28 | 1 | 19.28 | 269.92
5 | 13 | 19:00 | 0 | 2015-05-13 | 19 | 17.23 | 1 | 18.23 | 0
5 | 13 | 20:00 | 0 | 2015-05-13 | 20 | 17.79 | 1 | 18.79 | 0
5 | 13 | 21:00 | 0 | 2015-05-13 | 21 | 21.54 | 1 | 22.54 | 0
5 | 13 | 22:00 | 0 | 2015-05-13 | 22 | 17.48 | 1 | 18.48 | 0
5 | 13 | 23:00 | 0 | 2015-05-13 | 23 | 15.71 | 1 | 16.71 | 0
5 | 13 | 24:00 | 0 | 2015-05-13 | 24 | 15.43 | 1 | 16.43 | 0
5 | 14 | 01:00 | 0 | 2015-05-14 | 1 | 16.72 | 1 | 17.72 | 0
5 | 14 | 02:00 | 0 | 2015-05-14 | 2 | 15.68 | 1 | 16.68 | 0
5 | 14 | 03:00 | 0 | 2015-05-14 | 3 | 15.74 | 1 | 16.74 | 0
5 | 14 | 04:00 | 0 | 2015-05-14 | 4 | 16.24 | 1 | 17.24 | 0
5 | 14 | 05:00 | 0 | 2015-05-14 | 5 | 15.64 | 1 | 16.64 | 0
5 | 14 | 06:00 | 6 | 2015-05-14 | 6 | 17.09 | 1 | 18.09 | 108.54
5 | 14 | 07:00 | 466 | 2015-05-14 | 7 | 16.33 | 1 | 17.33 | 8075.78
5 | 14 | 08:00 | 1218 | 2015-05-14 | 8 | 20.68 | 1 | 21.68 | 26406.24
5 | 14 | 09:00 | 1957 | 2015-05-14 | 9 | 24.66 | 1 | 25.66 | 50216.62
5 | 14 | 10:00 | 2474 | 2015-05-14 | 10 | 23.75 | 1 | 24.75 | 61231.5
5 | 14 | 11:00 | 2827 | 2015-05-14 | 11 | 27.79 | 1 | 28.79 | 81389.33
5 | 14 | 12:00 | 2963 | 2015-05-14 | 12 | 24.18 | 1 | 25.18 | 74608.34
5 | 14 | 13:00 | 2906 | 2015-05-14 | 13 | 19.59 | 1 | 20.59 | 59834.54
5 | 14 | 14:00 | 2612 | 2015-05-14 | 14 | 20.72 | 1 | 21.72 | 56732.64
5 | 14 | 15:00 | 2152 | 2015-05-14 | 15 | 21.01 | 1 | 22.01 | 47365.52
5 | 14 | 16:00 | 1482 | 2015-05-14 | 16 | 23.46 | 1 | 24.46 | 36249.72
5 | 14 | 17:00 | 721 | 2015-05-14 | 17 | 27.59 | 1 | 28.59 | 20613.39
5 | 14 | 18:00 | 26 | 2015-05-14 | 18 | 25.61 | 1 | 26.61 | 691.86
5 | 14 | 19:00 | 0 | 2015-05-14 | 19 | 33.08 | 1 | 34.08 | 0
5 | 14 | 20:00 | 0 | 2015-05-14 | 20 | 25.3 | 1 | 26.3 | 0
5 | 14 | 21:00 | 0 | 2015-05-14 | 21 | 28.48 | 1 | 29.48 | 0
5 | 14 | 22:00 | 0 | 2015-05-14 | 22 | 34.1 | 1 | 35.1 | 0
5 | 14 | 23:00 | 0 | 2015-05-14 | 23 | 21.49 | 1 | 22.49 | 0
5 | 14 | 24:00 | 0 | 2015-05-14 | 24 | 18.19 | 1 | 19.19 | 0
5 | 15 | 01:00 | 0 | 2015-05-15 | 1 | 17.44 | 1 | 18.44 | 0
5 | 15 | 02:00 | 0 | 2015-05-15 | 2 | 14.83 | 1 | 15.83 | 0
5 | 15 | 03:00 | 0 | 2015-05-15 | 3 | 17.34 | 1 | 18.34 | 0
5 | 15 | 04:00 | 0 | 2015-05-15 | 4 | 17.09 | 1 | 18.09 | 0
5 | 15 | 05:00 | 0 | 2015-05-15 | 5 | 17.22 | 1 | 18.22 | 0
5 | 15 | 06:00 | 5 | 2015-05-15 | 6 | 13.69 | 1 | 14.69 | 73.45
5 | 15 | 07:00 | 11 | 2015-05-15 | 7 | 15.44 | 1 | 16.44 | 180.84
5 | 15 | 08:00 | 147 | 2015-05-15 | 8 | 16.69 | 1 | 17.69 | 2600.43
5 | 15 | 09:00 | 699 | 2015-05-15 | 9 | 20.93 | 1 | 21.93 | 15329.07
5 | 15 | 10:00 | 932 | 2015-05-15 | 10 | 30.26 | 1 | 31.26 | 29134.32
5 | 15 | 11:00 | 1020 | 2015-05-15 | 11 | 22.1 | 1 | 23.1 | 23562
5 | 15 | 12:00 | 1161 | 2015-05-15 | 12 | 20.14 | 1 | 21.14 | 24543.54
5 | 15 | 13:00 | 1451 | 2015-05-15 | 13 | 23.66 | 1 | 24.66 | 35781.66
5 | 15 | 14:00 | 2621 | 2015-05-15 | 14 | 27.87 | 1 | 28.87 | 75668.27
5 | 15 | 15:00 | 2138 | 2015-05-15 | 15 | 22.07 | 1 | 23.07 | 49323.66
5 | 15 | 16:00 | 1388 | 2015-05-15 | 16 | 18.86 | 1 | 19.86 | 27565.68
5 | 15 | 17:00 | 725 | 2015-05-15 | 17 | 20.1 | 1 | 21.1 | 15297.5
5 | 15 | 18:00 | 23 | 2015-05-15 | 18 | 24.42 | 1 | 25.42 | 584.66
5 | 15 | 19:00 | 0 | 2015-05-15 | 19 | 20.17 | 1 | 21.17 | 0
5 | 15 | 20:00 | 0 | 2015-05-15 | 20 | 19.13 | 1 | 20.13 | 0
5 | 15 | 21:00 | 0 | 2015-05-15 | 21 | 21.28 | 1 | 22.28 | 0
5 | 15 | 22:00 | 0 | 2015-05-15 | 22 | 17.34 | 1 | 18.34 | 0
5 | 15 | 23:00 | 0 | 2015-05-15 | 23 | 14.42 | 1 | 15.42 | 0
5 | 15 | 24:00 | 0 | 2015-05-15 | 24 | 23.51 | 1 | 24.51 | 0
5 | 16 | 01:00 | 0 | 2015-05-16 | 1 | 24.04 | 1 | 25.04 | 0
5 | 16 | 02:00 | 0 | 2015-05-16 | 2 | 19.84 | 1 | 20.84 | 0
5 | 16 | 03:00 | 0 | 2015-05-16 | 3 | 19.8 | 1 | 20.8 | 0
5 | 16 | 04:00 | 0 | 2015-05-16 | 4 | 18.89 | 1 | 19.89 | 0
5 | 16 | 05:00 | 0 | 2015-05-16 | 5 | 19.56 | 1 | 20.56 | 0
5 | 16 | 06:00 | 1 | 2015-05-16 | 6 | 19.49 | 1 | 20.49 | 20.49
5 | 16 | 07:00 | 475 | 2015-05-16 | 7 | 15.48 | 1 | 16.48 | 7828
5 | 16 | 08:00 | 1344 | 2015-05-16 | 8 | 16.27 | 1 | 17.27 | 23210.88
5 | 16 | 09:00 | 2078 | 2015-05-16 | 9 | 32.58 | 1 | 33.58 | 69779.24
5 | 16 | 10:00 | 2578 | 2015-05-16 | 10 | 27.79 | 1 | 28.79 | 74220.62
5 | 16 | 11:00 | 2907 | 2015-05-16 | 11 | 19.82 | 1 | 20.82 | 60523.74
5 | 16 | 12:00 | 3087 | 2015-05-16 | 12 | 28.3 | 1 | 29.3 | 90449.1
5 | 16 | 13:00 | 3006 | 2015-05-16 | 13 | 30.23 | 1 | 31.23 | 93877.38
5 | 16 | 14:00 | 2721 | 2015-05-16 | 14 | 27.26 | 1 | 28.26 | 76895.46
5 | 16 | 15:00 | 2238 | 2015-05-16 | 15 | 20.54 | 1 | 21.54 | 48206.52
5 | 16 | 16:00 | 1442 | 2015-05-16 | 16 | 21.47 | 1 | 22.47 | 32401.74
5 | 16 | 17:00 | 747 | 2015-05-16 | 17 | 14.51 | 1 | 15.51 | 11585.97
5 | 16 | 18:00 | 12 | 2015-05-16 | 18 | 19.35 | 1 | 20.35 | 244.2
5 | 16 | 19:00 | 0 | 2015-05-16 | 19 | 17.72 | 1 | 18.72 | 0
5 | 16 | 20:00 | 0 | 2015-05-16 | 20 | 14.85 | 1 | 15.85 | 0
5 | 16 | 21:00 | 0 | 2015-05-16 | 21 | 15.08 | 1 | 16.08 | 0
5 | 16 | 22:00 | 0 | 2015-05-16 | 22 | 26.11 | 1 | 27.11 | 0
5 | 16 | 23:00 | 0 | 2015-05-16 | 23 | 18.15 | 1 | 19.15 | 0
5 | 16 | 24:00 | 0 | 2015-05-16 | 24 | 14.95 | 1 | 15.95 | 0
5 | 17 | 01:00 | 0 | 2015-05-17 | 1 | 12.33 | 1 | 13.33 | 0
5 | 17 | 02:00 | 0 | 2015-05-17 | 2 | 14.51 | 1 | 15.51 | 0
5 | 17 | 03:00 | 0 | 2015-05-17 | 3 | 13.15 | 1 | 14.15 | 0
5 | 17 | 04:00 | 0 | 2015-05-17 | 4 | 13.65 | 1 | 14.65 | 0
5 | 17 | 05:00 | 0 | 2015-05-17 | 5 | 13.87 | 1 | 14.87 | 0
5 | 17 | 06:00 | 9 | 2015-05-17 | 6 | 11.79 | 1 | 12.79 | 115.11
5 | 17 | 07:00 | 24 | 2015-05-17 | 7 | 12.5 | 1 | 13.5 | 324
5 | 17 | 08:00 | 644 | 2015-05-17 | 8 | 17.35 | 1 | 18.35 | 11817.4
5 | 17 | 09:00 | 708 | 2015-05-17 | 9 | 17.78 | 1 | 18.78 | 13296.24
5 | 17 | 10:00 | 751 | 2015-05-17 | 10 | 19.47 | 1 | 20.47 | 15372.97
5 | 17 | 11:00 | 2270 | 2015-05-17 | 11 | 21.67 | 1 | 22.67 | 51460.9
5 | 17 | 12:00 | 2094 | 2015-05-17 | 12 | 25.94 | 1 | 26.94 | 56412.36
5 | 17 | 13:00 | 744 | 2015-05-17 | 13 | 38.39 | 1 | 39.39 | 29306.16
5 | 17 | 14:00 | 666 | 2015-05-17 | 14 | 28.02 | 1 | 29.02 | 19327.32
5 | 17 | 15:00 | 694 | 2015-05-17 | 15 | 29.04 | 1 | 30.04 | 20847.76
5 | 17 | 16:00 | 774 | 2015-05-17 | 16 | 40.05 | 1 | 41.05 | 31772.7
5 | 17 | 17:00 | 402 | 2015-05-17 | 17 | 37.53 | 1 | 38.53 | 15489.06
5 | 17 | 18:00 | 32 | 2015-05-17 | 18 | 40.79 | 1 | 41.79 | 1337.28
5 | 17 | 19:00 | 0 | 2015-05-17 | 19 | 39.97 | 1 | 40.97 | 0
5 | 17 | 20:00 | 0 | 2015-05-17 | 20 | 40.36 | 1 | 41.36 | 0
5 | 17 | 21:00 | 0 | 2015-05-17 | 21 | 49.54 | 1 | 50.54 | 0
5 | 17 | 22:00 | 0 | 2015-05-17 | 22 | 31.7 | 1 | 32.7 | 0
5 | 17 | 23:00 | 0 | 2015-05-17 | 23 | 30.7 | 1 | 31.7 | 0
5 | 17 | 24:00 | 0 | 2015-05-17 | 24 | 19.49 | 1 | 20.49 | 0
5 | 18 | 01:00 | 0 | 2015-05-18 | 1 | 18.66 | 1 | 19.66 | 0
5 | 18 | 02:00 | 0 | 2015-05-18 | 2 | 19.51 | 1 | 20.51 | 0
5 | 18 | 03:00 | 0 | 2015-05-18 | 3 | 22.75 | 1 | 23.75 | 0
5 | 18 | 04:00 | 0 | 2015-05-18 | 4 | 20.04 | 1 | 21.04 | 0
5 | 18 | 05:00 | 0 | 2015-05-18 | 5 | 18.44 | 1 | 19.44 | 0
5 | 18 | 06:00 | 12 | 2015-05-18 | 6 | 19.9 | 1 | 20.9 | 250.8
5 | 18 | 07:00 | 387 | 2015-05-18 | 7 | 17.13 | 1 | 18.13 | 7016.31
5 | 18 | 08:00 | 655 | 2015-05-18 | 8 | 22.83 | 1 | 23.83 | 15608.65
5 | 18 | 09:00 | 847 | 2015-05-18 | 9 | 35.14 | 1 | 36.14 | 30610.58
5 | 18 | 10:00 | 1058 | 2015-05-18 | 10 | 34.11 | 1 | 35.11 | 37146.38
5 | 18 | 11:00 | 1141 | 2015-05-18 | 11 | 23.44 | 1 | 24.44 | 27886.04
5 | 18 | 12:00 | 1131 | 2015-05-18 | 12 | 30.3 | 1 | 31.3 | 35400.3
5 | 18 | 13:00 | 2312 | 2015-05-18 | 13 | 30.98 | 1 | 31.98 | 73937.76
5 | 18 | 14:00 | 2157 | 2015-05-18 | 14 | 34.52 | 1 | 35.52 | 76616.64
5 | 18 | 15:00 | 757 | 2015-05-18 | 15 | 33.39 | 1 | 34.39 | 26033.23
5 | 18 | 16:00 | 615 | 2015-05-18 | 16 | 29.09 | 1 | 30.09 | 18505.35
5 | 18 | 17:00 | 364 | 2015-05-18 | 17 | 29.28 | 1 | 30.28 | 11021.92
5 | 18 | 18:00 | 39 | 2015-05-18 | 18 | 30.14 | 1 | 31.14 | 1214.46
5 | 18 | 19:00 | 0 | 2015-05-18 | 19 | 21.95 | 1 | 22.95 | 0
5 | 18 | 20:00 | 0 | 2015-05-18 | 20 | 21.17 | 1 | 22.17 | 0
5 | 18 | 21:00 | 0 | 2015-05-18 | 21 | 22.39 | 1 | 23.39 | 0
5 | 18 | 22:00 | 0 | 2015-05-18 | 22 | 20.11 | 1 | 21.11 | 0
5 | 18 | 23:00 | 0 | 2015-05-18 | 23 | 11.87 | 1 | 12.87 | 0
5 | 18 | 24:00 | 0 | 2015-05-18 | 24 | 14.19 | 1 | 15.19 | 0
5 | 19 | 01:00 | 0 | 2015-05-19 | 1 | 17.07 | 1 | 18.07 | 0
5 | 19 | 02:00 | 0 | 2015-05-19 | 2 | 16.78 | 1 | 17.78 | 0
5 | 19 | 03:00 | 0 | 2015-05-19 | 3 | 16.37 | 1 | 17.37 | 0
5 | 19 | 04:00 | 0 | 2015-05-19 | 4 | 16.15 | 1 | 17.15 | 0
5 | 19 | 05:00 | 0 | 2015-05-19 | 5 | 16.38 | 1 | 17.38 | 0
5 | 19 | 06:00 | 6 | 2015-05-19 | 6 | 17.76 | 1 | 18.76 | 112.56
5 | 19 | 07:00 | 465 | 2015-05-19 | 7 | 22.62 | 1 | 23.62 | 10983.3
5 | 19 | 08:00 | 1225 | 2015-05-19 | 8 | 29.59 | 1 | 30.59 | 37472.75
5 | 19 | 09:00 | 1974 | 2015-05-19 | 9 | 32.72 | 1 | 33.72 | 66563.28
5 | 19 | 10:00 | 2335 | 2015-05-19 | 10 | 35.5 | 1 | 36.5 | 85227.5
5 | 19 | 11:00 | 2631 | 2015-05-19 | 11 | 37.68 | 1 | 38.68 | 101767.08
5 | 19 | 12:00 | 2662 | 2015-05-19 | 12 | 34.75 | 1 | 35.75 | 95166.5
5 | 19 | 13:00 | 2366 | 2015-05-19 | 13 | 34.55 | 1 | 35.55 | 84111.3
5 | 19 | 14:00 | 2512 | 2015-05-19 | 14 | 34.83 | 1 | 35.83 | 90004.96
5 | 19 | 15:00 | 2067 | 2015-05-19 | 15 | 32.45 | 1 | 33.45 | 69141.15
5 | 19 | 16:00 | 1460 | 2015-05-19 | 16 | 31.91 | 1 | 32.91 | 48048.6
5 | 19 | 17:00 | 754 | 2015-05-19 | 17 | 43.21 | 1 | 44.21 | 33334.34
5 | 19 | 18:00 | 47 | 2015-05-19 | 18 | 40.97 | 1 | 41.97 | 1972.59
5 | 19 | 19:00 | 0 | 2015-05-19 | 19 | 26.4 | 1 | 27.4 | 0
5 | 19 | 20:00 | 0 | 2015-05-19 | 20 | 35.97 | 1 | 36.97 | 0
5 | 19 | 21:00 | 0 | 2015-05-19 | 21 | 34.13 | 1 | 35.13 | 0
5 | 19 | 22:00 | 0 | 2015-05-19 | 22 | 29.25 | 1 | 30.25 | 0
5 | 19 | 23:00 | 0 | 2015-05-19 | 23 | 32.74 | 1 | 33.74 | 0
5 | 19 | 24:00 | 0 | 2015-05-19 | 24 | 20.42 | 1 | 21.42 | 0
5 | 20 | 01:00 | 0 | 2015-05-20 | 1 | 17.76 | 1 | 18.76 | 0
5 | 20 | 02:00 | 0 | 2015-05-20 | 2 | 17.58 | 1 | 18.58 | 0
5 | 20 | 03:00 | 0 | 2015-05-20 | 3 | 17.74 | 1 | 18.74 | 0
5 | 20 | 04:00 | 0 | 2015-05-20 | 4 | 18.26 | 1 | 19.26 | 0
5 | 20 | 05:00 | 0 | 2015-05-20 | 5 | 17.43 | 1 | 18.43 | 0
5 | 20 | 06:00 | 9 | 2015-05-20 | 6 | 18.61 | 1 | 19.61 | 176.49
5 | 20 | 07:00 | 451 | 2015-05-20 | 7 | 18.72 | 1 | 19.72 | 8893.72
5 | 20 | 08:00 | 1131 | 2015-05-20 | 8 | 25.4 | 1 | 26.4 | 29858.4
5 | 20 | 09:00 | 1824 | 2015-05-20 | 9 | 20.38 | 1 | 21.38 | 38997.12
5 | 20 | 10:00 | 1723 | 2015-05-20 | 10 | 19.38 | 1 | 20.38 | 35114.74
5 | 20 | 11:00 | 2248 | 2015-05-20 | 11 | 18.99 | 1 | 19.99 | 44937.52
5 | 20 | 12:00 | 1418 | 2015-05-20 | 12 | 16.99 | 1 | 17.99 | 25509.82
5 | 20 | 13:00 | 1677 | 2015-05-20 | 13 | 17.91 | 1 | 18.91 | 31712.07
5 | 20 | 14:00 | 2019 | 2015-05-20 | 14 | 16.1 | 1 | 17.1 | 34524.9
5 | 20 | 15:00 | 745 | 2015-05-20 | 15 | 20.25 | 1 | 21.25 | 15831.25
5 | 20 | 16:00 | 493 | 2015-05-20 | 16 | 14.5 | 1 | 15.5 | 7641.5
5 | 20 | 17:00 | 545 | 2015-05-20 | 17 | 16.1 | 1 | 17.1 | 9319.5
5 | 20 | 18:00 | 70 | 2015-05-20 | 18 | 16.44 | 1 | 17.44 | 1220.8
5 | 20 | 19:00 | 1 | 2015-05-20 | 19 | 15.83 | 1 | 16.83 | 16.83
5 | 20 | 20:00 | 0 | 2015-05-20 | 20 | 15.75 | 1 | 16.75 | 0
5 | 20 | 21:00 | 0 | 2015-05-20 | 21 | 16.07 | 1 | 17.07 | 0
5 | 20 | 22:00 | 0 | 2015-05-20 | 22 | 13.91 | 1 | 14.91 | 0
5 | 20 | 23:00 | 0 | 2015-05-20 | 23 | 13.31 | 1 | 14.31 | 0
5 | 20 | 24:00 | 0 | 2015-05-20 | 24 | 17.3 | 1 | 18.3 | 0
5 | 21 | 01:00 | 0 | 2015-05-21 | 1 | 17.13 | 1 | 18.13 | 0
5 | 21 | 02:00 | 0 | 2015-05-21 | 2 | 17.29 | 1 | 18.29 | 0
5 | 21 | 03:00 | 0 | 2015-05-21 | 3 | 15.49 | 1 | 16.49 | 0
5 | 21 | 04:00 | 0 | 2015-05-21 | 4 | 14.92 | 1 | 15.92 | 0
5 | 21 | 05:00 | 0 | 2015-05-21 | 5 | 16.02 | 1 | 17.02 | 0
5 | 21 | 06:00 | 27 | 2015-05-21 | 6 | 17.21 | 1 | 18.21 | 491.67
5 | 21 | 07:00 | 45 | 2015-05-21 | 7 | 23.45 | 1 | 24.45 | 1100.25
5 | 21 | 08:00 | 610 | 2015-05-21 | 8 | 16.24 | 1 | 17.24 | 10516.4
5 | 21 | 09:00 | 678 | 2015-05-21 | 9 | 23.63 | 1 | 24.63 | 16699.14
5 | 21 | 10:00 | 766 | 2015-05-21 | 10 | 19.53 | 1 | 20.53 | 15725.98
5 | 21 | 11:00 | 905 | 2015-05-21 | 11 | 23.14 | 1 | 24.14 | 21846.7
5 | 21 | 12:00 | 1730 | 2015-05-21 | 12 | 22.73 | 1 | 23.73 | 41052.9
5 | 21 | 13:00 | 1210 | 2015-05-21 | 13 | 24.33 | 1 | 25.33 | 30649.3
5 | 21 | 14:00 | 921 | 2015-05-21 | 14 | 20.49 | 1 | 21.49 | 19792.29
5 | 21 | 15:00 | 683 | 2015-05-21 | 15 | 17.72 | 1 | 18.72 | 12785.76
5 | 21 | 16:00 | 618 | 2015-05-21 | 16 | 14.6 | 1 | 15.6 | 9640.8
5 | 21 | 17:00 | 404 | 2015-05-21 | 17 | 19.11 | 1 | 20.11 | 8124.44
5 | 21 | 18:00 | 24 | 2015-05-21 | 18 | 20.82 | 1 | 21.82 | 523.68
5 | 21 | 19:00 | 0 | 2015-05-21 | 19 | 21.88 | 1 | 22.88 | 0
5 | 21 | 20:00 | 0 | 2015-05-21 | 20 | 29.92 | 1 | 30.92 | 0
5 | 21 | 21:00 | 0 | 2015-05-21 | 21 | 24.76 | 1 | 25.76 | 0
5 | 21 | 22:00 | 0 | 2015-05-21 | 22 | 19.81 | 1 | 20.81 | 0
5 | 21 | 23:00 | 0 | 2015-05-21 | 23 | 22.63 | 1 | 23.63 | 0
5 | 21 | 24:00 | 0 | 2015-05-21 | 24 | 17.73 | 1 | 18.73 | 0
5 | 22 | 01:00 | 0 | 2015-05-22 | 1 | 16.98 | 1 | 17.98 | 0
5 | 22 | 02:00 | 0 | 2015-05-22 | 2 | 19.42 | 1 | 20.42 | 0
5 | 22 | 03:00 | 0 | 2015-05-22 | 3 | 17.74 | 1 | 18.74 | 0
5 | 22 | 04:00 | 0 | 2015-05-22 | 4 | 16.06 | 1 | 17.06 | 0
5 | 22 | 05:00 | 0 | 2015-05-22 | 5 | 18.14 | 1 | 19.14 | 0
5 | 22 | 06:00 | 22 | 2015-05-22 | 6 | 22.6 | 1 | 23.6 | 519.2
5 | 22 | 07:00 | 457 | 2015-05-22 | 7 | 22.42 | 1 | 23.42 | 10702.94
5 | 22 | 08:00 | 1088 | 2015-05-22 | 8 | 26.45 | 1 | 27.45 | 29865.6
5 | 22 | 09:00 | 1702 | 2015-05-22 | 9 | 34.69 | 1 | 35.69 | 60744.38
5 | 22 | 10:00 | 2020 | 2015-05-22 | 10 | 35.5 | 1 | 36.5 | 73730
5 | 22 | 11:00 | 2571 | 2015-05-22 | 11 | 24.89 | 1 | 25.89 | 66563.19
5 | 22 | 12:00 | 2660 | 2015-05-22 | 12 | 25.34 | 1 | 26.34 | 70064.4
5 | 22 | 13:00 | 2179 | 2015-05-22 | 13 | 28.8 | 1 | 29.8 | 64934.2
5 | 22 | 14:00 | 2251 | 2015-05-22 | 14 | 25.32 | 1 | 26.32 | 59246.32
5 | 22 | 15:00 | 1880 | 2015-05-22 | 15 | 35.56 | 1 | 36.56 | 68732.8
5 | 22 | 16:00 | 967 | 2015-05-22 | 16 | 24.65 | 1 | 25.65 | 24803.55
5 | 22 | 17:00 | 618 | 2015-05-22 | 17 | 25.23 | 1 | 26.23 | 16210.14
5 | 22 | 18:00 | 33 | 2015-05-22 | 18 | 25.06 | 1 | 26.06 | 859.98
5 | 22 | 19:00 | 0 | 2015-05-22 | 19 | 20.93 | 1 | 21.93 | 0
5 | 22 | 20:00 | 0 | 2015-05-22 | 20 | 19.01 | 1 | 20.01 | 0
5 | 22 | 21:00 | 0 | 2015-05-22 | 21 | 18.26 | 1 | 19.26 | 0
5 | 22 | 22:00 | 0 | 2015-05-22 | 22 | 23.02 | 1 | 24.02 | 0
5 | 22 | 23:00 | 0 | 2015-05-22 | 23 | 16.16 | 1 | 17.16 | 0
5 | 22 | 24:00 | 0 | 2015-05-22 | 24 | 14.92 | 1 | 15.92 | 0
5 | 23 | 01:00 | 0 | 2015-05-23 | 1 | 15.28 | 1 | 16.28 | 0
5 | 23 | 02:00 | 0 | 2015-05-23 | 2 | 21.72 | 1 | 22.72 | 0
5 | 23 | 03:00 | 0 | 2015-05-23 | 3 | 16.08 | 1 | 17.08 | 0
5 | 23 | 04:00 | 0 | 2015-05-23 | 4 | 15.87 | 1 | 16.87 | 0
5 | 23 | 05:00 | 0 | 2015-05-23 | 5 | 15.48 | 1 | 16.48 | 0
5 | 23 | 06:00 | 6 | 2015-05-23 | 6 | 16.09 | 1 | 17.09 | 102.54
5 | 23 | 07:00 | 212 | 2015-05-23 | 7 | 17.52 | 1 | 18.52 | 3926.24
5 | 23 | 08:00 | 540 | 2015-05-23 | 8 | 18.65 | 1 | 19.65 | 10611
5 | 23 | 09:00 | 1020 | 2015-05-23 | 9 | 16.65 | 1 | 17.65 | 18003
5 | 23 | 10:00 | 624 | 2015-05-23 | 10 | 14.05 | 1 | 15.05 | 9391.2
5 | 23 | 11:00 | 849 | 2015-05-23 | 11 | 14.43 | 1 | 15.43 | 13100.07
5 | 23 | 12:00 | 1213 | 2015-05-23 | 12 | 15.5 | 1 | 16.5 | 20014.5
5 | 23 | 13:00 | 1307 | 2015-05-23 | 13 | 14.14 | 1 | 15.14 | 19787.98
5 | 23 | 14:00 | 960 | 2015-05-23 | 14 | 11.84 | 1 | 12.84 | 12326.4
5 | 23 | 15:00 | 803 | 2015-05-23 | 15 | 10.04 | 1 | 11.04 | 8865.12
5 | 23 | 16:00 | 752 | 2015-05-23 | 16 | 10.36 | 1 | 11.36 | 8542.72
5 | 23 | 17:00 | 425 | 2015-05-23 | 17 | 11.59 | 1 | 12.59 | 5350.75
5 | 23 | 18:00 | 66 | 2015-05-23 | 18 | 21.34 | 1 | 22.34 | 1474.44
5 | 23 | 19:00 | 0 | 2015-05-23 | 19 | 12.63 | 1 | 13.63 | 0
5 | 23 | 20:00 | 0 | 2015-05-23 | 20 | 10.86 | 1 | 11.86 | 0
5 | 23 | 21:00 | 0 | 2015-05-23 | 21 | 14.64 | 1 | 15.64 | 0
5 | 23 | 22:00 | 0 | 2015-05-23 | 22 | 15.22 | 1 | 16.22 | 0
5 | 23 | 23:00 | 0 | 2015-05-23 | 23 | 17.3 | 1 | 18.3 | 0
5 | 23 | 24:00 | 0 | 2015-05-23 | 24 | 15.33 | 1 | 16.33 | 0
5 | 24 | 01:00 | 0 | 2015-05-24 | 1 | 11.76 | 1 | 12.76 | 0
5 | 24 | 02:00 | 0 | 2015-05-24 | 2 | 11 | 1 | 12 | 0
5 | 24 | 03:00 | 0 | 2015-05-24 | 3 | 10.32 | 1 | 11.32 | 0
5 | 24 | 04:00 | 0 | 2015-05-24 | 4 | 10.18 | 1 | 11.18 | 0
5 | 24 | 05:00 | 0 | 2015-05-24 | 5 | 3.05 | 1 | 4.05 | 0
5 | 24 | 06:00 | 1 | 2015-05-24 | 6 | 10.27 | 1 | 11.27 | 11.27
5 | 24 | 07:00 | 60 | 2015-05-24 | 7 | 11.3 | 1 | 12.3 | 738
5 | 24 | 08:00 | 371 | 2015-05-24 | 8 | 6.04 | 1 | 7.04 | 2611.84
5 | 24 | 09:00 | 831 | 2015-05-24 | 9 | 0.04 | 1 | 1.04 | 864.24
5 | 24 | 10:00 | 622 | 2015-05-24 | 10 | 2.06 | 1 | 3.06 | 1903.32
5 | 24 | 11:00 | 1519 | 2015-05-24 | 11 | 10.82 | 1 | 11.82 | 17954.58
5 | 24 | 12:00 | 1496 | 2015-05-24 | 12 | 14.38 | 1 | 15.38 | 23008.48
5 | 24 | 13:00 | 1014 | 2015-05-24 | 13 | 14.8 | 1 | 15.8 | 16021.2
5 | 24 | 14:00 | 1040 | 2015-05-24 | 14 | 10.28 | 1 | 11.28 | 11731.2
5 | 24 | 15:00 | 820 | 2015-05-24 | 15 | 10.35 | 1 | 11.35 | 9307
5 | 24 | 16:00 | 611 | 2015-05-24 | 16 | 0.06 | 1 | 1.06 | 647.66
5 | 24 | 17:00 | 467 | 2015-05-24 | 17 | 7.17 | 1 | 8.17 | 3815.39
5 | 24 | 18:00 | 42 | 2015-05-24 | 18 | 11.92 | 1 | 12.92 | 542.64
5 | 24 | 19:00 | 0 | 2015-05-24 | 19 | 12 | 1 | 13 | 0
5 | 24 | 20:00 | 0 | 2015-05-24 | 20 | 4.87 | 1 | 5.87 | 0
5 | 24 | 21:00 | 0 | 2015-05-24 | 21 | 11.75 | 1 | 12.75 | 0
5 | 24 | 22:00 | 0 | 2015-05-24 | 22 | 5.62 | 1 | 6.62 | 0
5 | 24 | 23:00 | 0 | 2015-05-24 | 23 | 2.65 | 1 | 3.65 | 0
5 | 24 | 24:00 | 0 | 2015-05-24 | 24 | 19.53 | 1 | 20.53 | 0
5 | 25 | 01:00 | 0 | 2015-05-25 | 1 | 17.34 | 1 | 18.34 | 0
5 | 25 | 02:00 | 0 | 2015-05-25 | 2 | 5.15 | 1 | 6.15 | 0
5 | 25 | 03:00 | 0 | 2015-05-25 | 3 | 1.57 | 1 | 2.57 | 0
5 | 25 | 04:00 | 0 | 2015-05-25 | 4 | -15.75 | 1 | -14.75 | 0
5 | 25 | 05:00 | 0 | 2015-05-25 | 5 | 10.04 | 1 | 11.04 | 0
5 | 25 | 06:00 | 18 | 2015-05-25 | 6 | 13.87 | 1 | 14.87 | 267.66
5 | 25 | 07:00 | 380 | 2015-05-25 | 7 | 13.43 | 1 | 14.43 | 5483.4
5 | 25 | 08:00 | 589 | 2015-05-25 | 8 | 13.75 | 1 | 14.75 | 8687.75
5 | 25 | 09:00 | 904 | 2015-05-25 | 9 | 13.24 | 1 | 14.24 | 12872.96
5 | 25 | 10:00 | 1098 | 2015-05-25 | 10 | 15.98 | 1 | 16.98 | 18644.04
5 | 25 | 11:00 | 1112 | 2015-05-25 | 11 | 19.92 | 1 | 20.92 | 23263.04
5 | 25 | 12:00 | 1086 | 2015-05-25 | 12 | 22 | 1 | 23 | 24978
5 | 25 | 13:00 | 1073 | 2015-05-25 | 13 | 24.28 | 1 | 25.28 | 27125.44
5 | 25 | 14:00 | 1157 | 2015-05-25 | 14 | 28.21 | 1 | 29.21 | 33795.97
5 | 25 | 15:00 | 855 | 2015-05-25 | 15 | 26.25 | 1 | 27.25 | 23298.75
5 | 25 | 16:00 | 680 | 2015-05-25 | 16 | 28.74 | 1 | 29.74 | 20223.2
5 | 25 | 17:00 | 424 | 2015-05-25 | 17 | 30.27 | 1 | 31.27 | 13258.48
5 | 25 | 18:00 | 47 | 2015-05-25 | 18 | 43.5 | 1 | 44.5 | 2091.5
5 | 25 | 19:00 | 1 | 2015-05-25 | 19 | 39.02 | 1 | 40.02 | 40.02
5 | 25 | 20:00 | 0 | 2015-05-25 | 20 | 32.7 | 1 | 33.7 | 0
5 | 25 | 21:00 | 0 | 2015-05-25 | 21 | 28.52 | 1 | 29.52 | 0
5 | 25 | 22:00 | 0 | 2015-05-25 | 22 | 24.56 | 1 | 25.56 | 0
5 | 25 | 23:00 | 0 | 2015-05-25 | 23 | 26.13 | 1 | 27.13 | 0
5 | 25 | 24:00 | 0 | 2015-05-25 | 24 | 23.92 | 1 | 24.92 | 0
5 | 26 | 01:00 | 0 | 2015-05-26 | 1 | 20.67 | 1 | 21.67 | 0
5 | 26 | 02:00 | 0 | 2015-05-26 | 2 | 19.71 | 1 | 20.71 | 0
5 | 26 | 03:00 | 0 | 2015-05-26 | 3 | 14.16 | 1 | 15.16 | 0
5 | 26 | 04:00 | 0 | 2015-05-26 | 4 | 14.47 | 1 | 15.47 | 0
5 | 26 | 05:00 | 0 | 2015-05-26 | 5 | 11.66 | 1 | 12.66 | 0
5 | 26 | 06:00 | 14 | 2015-05-26 | 6 | -114.53 | 1 | -113.53 | -1589.42
5 | 26 | 07:00 | 82 | 2015-05-26 | 7 | -12.9 | 1 | -11.9 | -975.8
5 | 26 | 08:00 | 1200 | 2015-05-26 | 8 | 10.73 | 1 | 11.73 | 14076
5 | 26 | 09:00 | 1809 | 2015-05-26 | 9 | 12.53 | 1 | 13.53 | 24475.77
5 | 26 | 10:00 | 2096 | 2015-05-26 | 10 | 15.88 | 1 | 16.88 | 35380.48
5 | 26 | 11:00 | 2395 | 2015-05-26 | 11 | 22.17 | 1 | 23.17 | 55492.15
5 | 26 | 12:00 | 2407 | 2015-05-26 | 12 | 28.92 | 1 | 29.92 | 72017.44
5 | 26 | 13:00 | 2642 | 2015-05-26 | 13 | 22.8 | 1 | 23.8 | 62879.6
5 | 26 | 14:00 | 2388 | 2015-05-26 | 14 | 30.79 | 1 | 31.79 | 75914.52
5 | 26 | 15:00 | 2085 | 2015-05-26 | 15 | 30.78 | 1 | 31.78 | 66261.3
5 | 26 | 16:00 | 1251 | 2015-05-26 | 16 | 34.1 | 1 | 35.1 | 43910.1
5 | 26 | 17:00 | 654 | 2015-05-26 | 17 | 53.77 | 1 | 54.77 | 35819.58
5 | 26 | 18:00 | 41 | 2015-05-26 | 18 | 44.82 | 1 | 45.82 | 1878.62
5 | 26 | 19:00 | 0 | 2015-05-26 | 19 | 36.08 | 1 | 37.08 | 0
5 | 26 | 20:00 | 0 | 2015-05-26 | 20 | 38.45 | 1 | 39.45 | 0
5 | 26 | 21:00 | 0 | 2015-05-26 | 21 | 29.9 | 1 | 30.9 | 0
5 | 26 | 22:00 | 0 | 2015-05-26 | 22 | 30.95 | 1 | 31.95 | 0
5 | 26 | 23:00 | 0 | 2015-05-26 | 23 | 19.44 | 1 | 20.44 | 0
5 | 26 | 24:00 | 0 | 2015-05-26 | 24 | 18.33 | 1 | 19.33 | 0
5 | 27 | 01:00 | 0 | 2015-05-27 | 1 | 20.06 | 1 | 21.06 | 0
5 | 27 | 02:00 | 0 | 2015-05-27 | 2 | 18.25 | 1 | 19.25 | 0
5 | 27 | 03:00 | 0 | 2015-05-27 | 3 | 16.26 | 1 | 17.26 | 0
5 | 27 | 04:00 | 0 | 2015-05-27 | 4 | 17.06 | 1 | 18.06 | 0
5 | 27 | 05:00 | 0 | 2015-05-27 | 5 | 18.89 | 1 | 19.89 | 0
5 | 27 | 06:00 | 18 | 2015-05-27 | 6 | 20.51 | 1 | 21.51 | 387.18
5 | 27 | 07:00 | 198 | 2015-05-27 | 7 | 19.97 | 1 | 20.97 | 4152.06
5 | 27 | 08:00 | 637 | 2015-05-27 | 8 | 16.17 | 1 | 17.17 | 10937.29
5 | 27 | 09:00 | 869 | 2015-05-27 | 9 | 21.77 | 1 | 22.77 | 19787.13
5 | 27 | 10:00 | 1216 | 2015-05-27 | 10 | 31.95 | 1 | 32.95 | 40067.2
5 | 27 | 11:00 | 1827 | 2015-05-27 | 11 | 38.63 | 1 | 39.63 | 72404.01
5 | 27 | 12:00 | 1734 | 2015-05-27 | 12 | 33.98 | 1 | 34.98 | 60655.32
5 | 27 | 13:00 | 2266 | 2015-05-27 | 13 | 38.33 | 1 | 39.33 | 89121.78
5 | 27 | 14:00 | 873 | 2015-05-27 | 14 | 30.61 | 1 | 31.61 | 27595.53
5 | 27 | 15:00 | 719 | 2015-05-27 | 15 | 39.6 | 1 | 40.6 | 29191.4
5 | 27 | 16:00 | 634 | 2015-05-27 | 16 | 48.09 | 1 | 49.09 | 31123.06
5 | 27 | 17:00 | 389 | 2015-05-27 | 17 | 42.58 | 1 | 43.58 | 16952.62
5 | 27 | 18:00 | 16 | 2015-05-27 | 18 | 38.16 | 1 | 39.16 | 626.56
5 | 27 | 19:00 | 1 | 2015-05-27 | 19 | 34.32 | 1 | 35.32 | 35.32
5 | 27 | 20:00 | 0 | 2015-05-27 | 20 | 30.44 | 1 | 31.44 | 0
5 | 27 | 21:00 | 0 | 2015-05-27 | 21 | 26.52 | 1 | 27.52 | 0
5 | 27 | 22:00 | 0 | 2015-05-27 | 22 | 27.72 | 1 | 28.72 | 0
5 | 27 | 23:00 | 0 | 2015-05-27 | 23 | 21.82 | 1 | 22.82 | 0
5 | 27 | 24:00 | 0 | 2015-05-27 | 24 | 22.87 | 1 | 23.87 | 0
5 | 28 | 01:00 | 0 | 2015-05-28 | 1 | 28.86 | 1 | 29.86 | 0
5 | 28 | 02:00 | 0 | 2015-05-28 | 2 | 23.17 | 1 | 24.17 | 0
5 | 28 | 03:00 | 0 | 2015-05-28 | 3 | 20.93 | 1 | 21.93 | 0
5 | 28 | 04:00 | 0 | 2015-05-28 | 4 | 20.36 | 1 | 21.36 | 0
5 | 28 | 05:00 | 0 | 2015-05-28 | 5 | 21.34 | 1 | 22.34 | 0
5 | 28 | 06:00 | 40 | 2015-05-28 | 6 | 22.59 | 1 | 23.59 | 943.6
5 | 28 | 07:00 | 429 | 2015-05-28 | 7 | 33.01 | 1 | 34.01 | 14590.29
5 | 28 | 08:00 | 1109 | 2015-05-28 | 8 | 28.07 | 1 | 29.07 | 32238.63
5 | 28 | 09:00 | 1652 | 2015-05-28 | 9 | 29.84 | 1 | 30.84 | 50947.68
5 | 28 | 10:00 | 1832 | 2015-05-28 | 10 | 24.82 | 1 | 25.82 | 47302.24
5 | 28 | 11:00 | 1910 | 2015-05-28 | 11 | 31.12 | 1 | 32.12 | 61349.2
5 | 28 | 12:00 | 2217 | 2015-05-28 | 12 | 34.89 | 1 | 35.89 | 79568.13
5 | 28 | 13:00 | 2293 | 2015-05-28 | 13 | 37.76 | 1 | 38.76 | 88876.68
5 | 28 | 14:00 | 2260 | 2015-05-28 | 14 | 42.45 | 1 | 43.45 | 98197
5 | 28 | 15:00 | 1898 | 2015-05-28 | 15 | 47.11 | 1 | 48.11 | 91312.78
5 | 28 | 16:00 | 975 | 2015-05-28 | 16 | 101.72 | 1 | 102.72 | 100152
5 | 28 | 17:00 | 672 | 2015-05-28 | 17 | 88.45 | 1 | 89.45 | 60110.4
5 | 28 | 18:00 | 22 | 2015-05-28 | 18 | 79.94 | 1 | 80.94 | 1780.68
5 | 28 | 19:00 | 0 | 2015-05-28 | 19 | 39.39 | 1 | 40.39 | 0
5 | 28 | 20:00 | 0 | 2015-05-28 | 20 | 35.81 | 1 | 36.81 | 0
5 | 28 | 21:00 | 0 | 2015-05-28 | 21 | 42.26 | 1 | 43.26 | 0
5 | 28 | 22:00 | 0 | 2015-05-28 | 22 | 41.87 | 1 | 42.87 | 0
5 | 28 | 23:00 | 0 | 2015-05-28 | 23 | 25.67 | 1 | 26.67 | 0
5 | 28 | 24:00 | 0 | 2015-05-28 | 24 | 25.48 | 1 | 26.48 | 0
5 | 29 | 01:00 | 0 | 2015-05-29 | 1 | 22.58 | 1 | 23.58 | 0
5 | 29 | 02:00 | 0 | 2015-05-29 | 2 | 22.82 | 1 | 23.82 | 0
5 | 29 | 03:00 | 0 | 2015-05-29 | 3 | 22.37 | 1 | 23.37 | 0
5 | 29 | 04:00 | 0 | 2015-05-29 | 4 | 15.65 | 1 | 16.65 | 0
5 | 29 | 05:00 | 0 | 2015-05-29 | 5 | 17.15 | 1 | 18.15 | 0
5 | 29 | 06:00 | 10 | 2015-05-29 | 6 | 20.95 | 1 | 21.95 | 219.5
5 | 29 | 07:00 | 408 | 2015-05-29 | 7 | 24.58 | 1 | 25.58 | 10436.64
5 | 29 | 08:00 | 1100 | 2015-05-29 | 8 | 29.13 | 1 | 30.13 | 33143
5 | 29 | 09:00 | 1698 | 2015-05-29 | 9 | 33.21 | 1 | 34.21 | 58088.58
5 | 29 | 10:00 | 2155 | 2015-05-29 | 10 | 32.55 | 1 | 33.55 | 72300.25
5 | 29 | 11:00 | 2004 | 2015-05-29 | 11 | 34.68 | 1 | 35.68 | 71502.72
5 | 29 | 12:00 | 2577 | 2015-05-29 | 12 | 44.67 | 1 | 45.67 | 117691.59
5 | 29 | 13:00 | 2197 | 2015-05-29 | 13 | 34.6 | 1 | 35.6 | 78213.2
5 | 29 | 14:00 | 1963 | 2015-05-29 | 14 | 34.05 | 1 | 35.05 | 68803.15
5 | 29 | 15:00 | 1898 | 2015-05-29 | 15 | 37.26 | 1 | 38.26 | 72617.48
5 | 29 | 16:00 | 1213 | 2015-05-29 | 16 | 44.22 | 1 | 45.22 | 54851.86
5 | 29 | 17:00 | 391 | 2015-05-29 | 17 | 206.02 | 1 | 207.02 | 80944.82
5 | 29 | 18:00 | 68 | 2015-05-29 | 18 | 155 | 1 | 156 | 10608
5 | 29 | 19:00 | 1 | 2015-05-29 | 19 | 54.85 | 1 | 55.85 | 55.85
5 | 29 | 20:00 | 0 | 2015-05-29 | 20 | 37.34 | 1 | 38.34 | 0
5 | 29 | 21:00 | 0 | 2015-05-29 | 21 | 43.43 | 1 | 44.43 | 0
5 | 29 | 22:00 | 0 | 2015-05-29 | 22 | 33.1 | 1 | 34.1 | 0
5 | 29 | 23:00 | 0 | 2015-05-29 | 23 | 23.96 | 1 | 24.96 | 0
5 | 29 | 24:00 | 0 | 2015-05-29 | 24 | 33.57 | 1 | 34.57 | 0
5 | 30 | 01:00 | 0 | 2015-05-30 | 1 | 24.57 | 1 | 25.57 | 0
5 | 30 | 02:00 | 0 | 2015-05-30 | 2 | 18.62 | 1 | 19.62 | 0
5 | 30 | 03:00 | 0 | 2015-05-30 | 3 | 25.17 | 1 | 26.17 | 0
5 | 30 | 04:00 | 0 | 2015-05-30 | 4 | 21.38 | 1 | 22.38 | 0
5 | 30 | 05:00 | 0 | 2015-05-30 | 5 | 22.42 | 1 | 23.42 | 0
5 | 30 | 06:00 | 1 | 2015-05-30 | 6 | 18.29 | 1 | 19.29 | 19.29
5 | 30 | 07:00 | 402 | 2015-05-30 | 7 | 18.45 | 1 | 19.45 | 7818.9
5 | 30 | 08:00 | 1136 | 2015-05-30 | 8 | 19.39 | 1 | 20.39 | 23163.04
5 | 30 | 09:00 | 1814 | 2015-05-30 | 9 | 18.02 | 1 | 19.02 | 34502.28
5 | 30 | 10:00 | 2114 | 2015-05-30 | 10 | 27.89 | 1 | 28.89 | 61073.46
5 | 30 | 11:00 | 2420 | 2015-05-30 | 11 | 28.75 | 1 | 29.75 | 71995
5 | 30 | 12:00 | 2518 | 2015-05-30 | 12 | 39.11 | 1 | 40.11 | 100996.98
5 | 30 | 13:00 | 2484 | 2015-05-30 | 13 | 46.94 | 1 | 47.94 | 119082.96
5 | 30 | 14:00 | 2255 | 2015-05-30 | 14 | 38.12 | 1 | 39.12 | 88215.6
5 | 30 | 15:00 | 1907 | 2015-05-30 | 15 | 143.8 | 1 | 144.8 | 276133.6
5 | 30 | 16:00 | 1414 | 2015-05-30 | 16 | 262.48 | 1 | 263.48 | 372560.72
5 | 30 | 17:00 | 645 | 2015-05-30 | 17 | 281.89 | 1 | 282.89 | 182464.05
5 | 30 | 18:00 | 7 | 2015-05-30 | 18 | 95.48 | 1 | 96.48 | 675.36
5 | 30 | 19:00 | 0 | 2015-05-30 | 19 | 22.44 | 1 | 23.44 | 0
5 | 30 | 20:00 | 0 | 2015-05-30 | 20 | 14.53 | 1 | 15.53 | 0
5 | 30 | 21:00 | 0 | 2015-05-30 | 21 | 18.93 | 1 | 19.93 | 0
5 | 30 | 22:00 | 0 | 2015-05-30 | 22 | 26.13 | 1 | 27.13 | 0
5 | 30 | 23:00 | 0 | 2015-05-30 | 23 | 22.67 | 1 | 23.67 | 0
5 | 30 | 24:00 | 0 | 2015-05-30 | 24 | 18.06 | 1 | 19.06 | 0
5 | 31 | 01:00 | 0 | 2015-05-31 | 1 | 31.58 | 1 | 32.58 | 0
5 | 31 | 02:00 | 0 | 2015-05-31 | 2 | 28.52 | 1 | 29.52 | 0
5 | 31 | 03:00 | 0 | 2015-05-31 | 3 | 26.3 | 1 | 27.3 | 0
5 | 31 | 04:00 | 0 | 2015-05-31 | 4 | 19.57 | 1 | 20.57 | 0
5 | 31 | 05:00 | 0 | 2015-05-31 | 5 | 18.78 | 1 | 19.78 | 0
5 | 31 | 06:00 | 3 | 2015-05-31 | 6 | 18.52 | 1 | 19.52 | 58.56
5 | 31 | 07:00 | 414 | 2015-05-31 | 7 | 17.25 | 1 | 18.25 | 7555.5
5 | 31 | 08:00 | 1102 | 2015-05-31 | 8 | 15.74 | 1 | 16.74 | 18447.48
5 | 31 | 09:00 | 1747 | 2015-05-31 | 9 | 15.62 | 1 | 16.62 | 29035.14
5 | 31 | 10:00 | 2217 | 2015-05-31 | 10 | 29.09 | 1 | 30.09 | 66709.53
5 | 31 | 11:00 | 2484 | 2015-05-31 | 11 | 34.04 | 1 | 35.04 | 87039.36
5 | 31 | 12:00 | 2578 | 2015-05-31 | 12 | 48.39 | 1 | 49.39 | 127327.42
5 | 31 | 13:00 | 2395 | 2015-05-31 | 13 | 42.32 | 1 | 43.32 | 103751.4
5 | 31 | 14:00 | 2317 | 2015-05-31 | 14 | 37.78 | 1 | 38.78 | 89853.26
5 | 31 | 15:00 | 1876 | 2015-05-31 | 15 | 37.57 | 1 | 38.57 | 72357.32
5 | 31 | 16:00 | 1349 | 2015-05-31 | 16 | 53.44 | 1 | 54.44 | 73439.56
5 | 31 | 17:00 | 698 | 2015-05-31 | 17 | 30.98 | 1 | 31.98 | 22322.04
5 | 31 | 18:00 | 21 | 2015-05-31 | 18 | 33.12 | 1 | 34.12 | 716.52
5 | 31 | 19:00 | 1 | 2015-05-31 | 19 | 29.78 | 1 | 30.78 | 30.78
5 | 31 | 20:00 | 0 | 2015-05-31 | 20 | 26.3 | 1 | 27.3 | 0
5 | 31 | 21:00 | 0 | 2015-05-31 | 21 | 20.01 | 1 | 21.01 | 0
5 | 31 | 22:00 | 0 | 2015-05-31 | 22 | 17.39 | 1 | 18.39 | 0
5 | 31 | 23:00 | 0 | 2015-05-31 | 23 | 13.22 | 1 | 14.22 | 0
5 | 31 | 24:00 | 0 | 2015-05-31 | 24 | 14.83 | 1 | 15.83 | 0
6 | 1 | 01:00 | 0 | 2015-06-01 | 1 | 14.59 | 1 | 15.59 | 0
6 | 1 | 02:00 | 0 | 2015-06-01 | 2 | 13.85 | 1 | 14.85 | 0
6 | 1 | 03:00 | 0 | 2015-06-01 | 3 | 12.36 | 1 | 13.36 | 0
6 | 1 | 04:00 | 0 | 2015-06-01 | 4 | 10.22 | 1 | 11.22 | 0
6 | 1 | 05:00 | 0 | 2015-06-01 | 5 | 11.73 | 1 | 12.73 | 0
6 | 1 | 06:00 | 11 | 2015-06-01 | 6 | 14.39 | 1 | 15.39 | 169.29
6 | 1 | 07:00 | 311 | 2015-06-01 | 7 | 14.5 | 1 | 15.5 | 4820.5
6 | 1 | 08:00 | 625 | 2015-06-01 | 8 | 11.41 | 1 | 12.41 | 7756.25
6 | 1 | 09:00 | 954 | 2015-06-01 | 9 | 13.86 | 1 | 14.86 | 14176.44
6 | 1 | 10:00 | 719 | 2015-06-01 | 10 | 14.78 | 1 | 15.78 | 11345.82
6 | 1 | 11:00 | 1742 | 2015-06-01 | 11 | 19.54 | 1 | 20.54 | 35780.68
6 | 1 | 12:00 | 1785 | 2015-06-01 | 12 | 19.54 | 1 | 20.54 | 36663.9
6 | 1 | 13:00 | 2228 | 2015-06-01 | 13 | 16.79 | 1 | 17.79 | 39636.12
6 | 1 | 14:00 | 1745 | 2015-06-01 | 14 | 19.32 | 1 | 20.32 | 35458.4
6 | 1 | 15:00 | 1199 | 2015-06-01 | 15 | 17.35 | 1 | 18.35 | 22001.65
6 | 1 | 16:00 | 1286 | 2015-06-01 | 16 | 14.69 | 1 | 15.69 | 20177.34
6 | 1 | 17:00 | 552 | 2015-06-01 | 17 | 14.81 | 1 | 15.81 | 8727.12
6 | 1 | 18:00 | 54 | 2015-06-01 | 18 | 17.48 | 1 | 18.48 | 997.92
6 | 1 | 19:00 | 3 | 2015-06-01 | 19 | 15.81 | 1 | 16.81 | 50.43
6 | 1 | 20:00 | 0 | 2015-06-01 | 20 | 16.17 | 1 | 17.17 | 0
6 | 1 | 21:00 | 0 | 2015-06-01 | 21 | 14.35 | 1 | 15.35 | 0
6 | 1 | 22:00 | 0 | 2015-06-01 | 22 | 12.78 | 1 | 13.78 | 0
6 | 1 | 23:00 | 0 | 2015-06-01 | 23 | 6.76 | 1 | 7.76 | 0
6 | 1 | 24:00 | 0 | 2015-06-01 | 24 | 2.47 | 1 | 3.47 | 0
6 | 2 | 01:00 | 0 | 2015-06-02 | 1 | -50.69 | 1 | -49.69 | 0
6 | 2 | 02:00 | 0 | 2015-06-02 | 2 | -93.2 | 1 | -92.2 | 0
6 | 2 | 03:00 | 0 | 2015-06-02 | 3 | 5.71 | 1 | 6.71 | 0
6 | 2 | 04:00 | 0 | 2015-06-02 | 4 | 9.67 | 1 | 10.67 | 0
6 | 2 | 05:00 | 0 | 2015-06-02 | 5 | 10.18 | 1 | 11.18 | 0
6 | 2 | 06:00 | 2 | 2015-06-02 | 6 | 3.63 | 1 | 4.63 | 9.26
6 | 2 | 07:00 | 387 | 2015-06-02 | 7 | 16.14 | 1 | 17.14 | 6633.18
6 | 2 | 08:00 | 1130 | 2015-06-02 | 8 | 23.96 | 1 | 24.96 | 28204.8
6 | 2 | 09:00 | 1779 | 2015-06-02 | 9 | 20.03 | 1 | 21.03 | 37412.37
6 | 2 | 10:00 | 2241 | 2015-06-02 | 10 | 19.73 | 1 | 20.73 | 46455.93
6 | 2 | 11:00 | 2400 | 2015-06-02 | 11 | 23.58 | 1 | 24.58 | 58992
6 | 2 | 12:00 | 2350 | 2015-06-02 | 12 | 20.69 | 1 | 21.69 | 50971.5
6 | 2 | 13:00 | 2396 | 2015-06-02 | 13 | 17.83 | 1 | 18.83 | 45116.68
6 | 2 | 14:00 | 2361 | 2015-06-02 | 14 | 15.17 | 1 | 16.17 | 38177.37
6 | 2 | 15:00 | 1682 | 2015-06-02 | 15 | 13.62 | 1 | 14.62 | 24590.84
6 | 2 | 16:00 | 1322 | 2015-06-02 | 16 | 13.93 | 1 | 14.93 | 19737.46
6 | 2 | 17:00 | 689 | 2015-06-02 | 17 | 14.67 | 1 | 15.67 | 10796.63
6 | 2 | 18:00 | 9 | 2015-06-02 | 18 | 17.35 | 1 | 18.35 | 165.15
6 | 2 | 19:00 | 0 | 2015-06-02 | 19 | 20.41 | 1 | 21.41 | 0
6 | 2 | 20:00 | 0 | 2015-06-02 | 20 | 19.71 | 1 | 20.71 | 0
6 | 2 | 21:00 | 0 | 2015-06-02 | 21 | 15.92 | 1 | 16.92 | 0
6 | 2 | 22:00 | 0 | 2015-06-02 | 22 | 25.09 | 1 | 26.09 | 0
6 | 2 | 23:00 | 0 | 2015-06-02 | 23 | 14.77 | 1 | 15.77 | 0
6 | 2 | 24:00 | 0 | 2015-06-02 | 24 | 9.18 | 1 | 10.18 | 0
6 | 3 | 01:00 | 0 | 2015-06-03 | 1 | 11.65 | 1 | 12.65 | 0
6 | 3 | 02:00 | 0 | 2015-06-03 | 2 | 10.59 | 1 | 11.59 | 0
6 | 3 | 03:00 | 0 | 2015-06-03 | 3 | 9.89 | 1 | 10.89 | 0
6 | 3 | 04:00 | 0 | 2015-06-03 | 4 | 11.78 | 1 | 12.78 | 0
6 | 3 | 05:00 | 0 | 2015-06-03 | 5 | 10.77 | 1 | 11.77 | 0
6 | 3 | 06:00 | 11 | 2015-06-03 | 6 | 14.39 | 1 | 15.39 | 169.29
6 | 3 | 07:00 | 101 | 2015-06-03 | 7 | 19.7 | 1 | 20.7 | 2090.7
6 | 3 | 08:00 | 686 | 2015-06-03 | 8 | 20.4 | 1 | 21.4 | 14680.4
6 | 3 | 09:00 | 982 | 2015-06-03 | 9 | 9.4 | 1 | 10.4 | 10212.8
6 | 3 | 10:00 | 1232 | 2015-06-03 | 10 | 1.64 | 1 | 2.64 | 3252.48
6 | 3 | 11:00 | 1466 | 2015-06-03 | 11 | 8.44 | 1 | 9.44 | 13839.04
6 | 3 | 12:00 | 1556 | 2015-06-03 | 12 | 10.36 | 1 | 11.36 | 17676.16
6 | 3 | 13:00 | 1765 | 2015-06-03 | 13 | 5.07 | 1 | 6.07 | 10713.55
6 | 3 | 14:00 | 1239 | 2015-06-03 | 14 | 5.59 | 1 | 6.59 | 8165.01
6 | 3 | 15:00 | 922 | 2015-06-03 | 15 | 9.56 | 1 | 10.56 | 9736.32
6 | 3 | 16:00 | 124 | 2015-06-03 | 16 | 10.05 | 1 | 11.05 | 1370.2
6 | 3 | 17:00 | 504 | 2015-06-03 | 17 | 10.34 | 1 | 11.34 | 5715.36
6 | 3 | 18:00 | 28 | 2015-06-03 | 18 | 12.18 | 1 | 13.18 | 369.04
6 | 3 | 19:00 | 1 | 2015-06-03 | 19 | 12.63 | 1 | 13.63 | 13.63
6 | 3 | 20:00 | 0 | 2015-06-03 | 20 | 13.94 | 1 | 14.94 | 0
6 | 3 | 21:00 | 0 | 2015-06-03 | 21 | 14.42 | 1 | 15.42 | 0
6 | 3 | 22:00 | 0 | 2015-06-03 | 22 | 21.16 | 1 | 22.16 | 0
6 | 3 | 23:00 | 0 | 2015-06-03 | 23 | 24.65 | 1 | 25.65 | 0
6 | 3 | 24:00 | 0 | 2015-06-03 | 24 | 15.72 | 1 | 16.72 | 0
6 | 4 | 01:00 | 0 | 2015-06-04 | 1 | 12.58 | 1 | 13.58 | 0
6 | 4 | 02:00 | 0 | 2015-06-04 | 2 | 10.12 | 1 | 11.12 | 0
6 | 4 | 03:00 | 0 | 2015-06-04 | 3 | 10.33 | 1 | 11.33 | 0
6 | 4 | 04:00 | 0 | 2015-06-04 | 4 | 10.29 | 1 | 11.29 | 0
6 | 4 | 05:00 | 0 | 2015-06-04 | 5 | 13.88 | 1 | 14.88 | 0
6 | 4 | 06:00 | 9 | 2015-06-04 | 6 | 14.16 | 1 | 15.16 | 136.44
6 | 4 | 07:00 | 387 | 2015-06-04 | 7 | 16.12 | 1 | 17.12 | 6625.44
6 | 4 | 08:00 | 970 | 2015-06-04 | 8 | 15.71 | 1 | 16.71 | 16208.7
6 | 4 | 09:00 | 1172 | 2015-06-04 | 9 | 15.11 | 1 | 16.11 | 18880.92
6 | 4 | 10:00 | 820 | 2015-06-04 | 10 | 11.36 | 1 | 12.36 | 10135.2
6 | 4 | 11:00 | 1954 | 2015-06-04 | 11 | 12.32 | 1 | 13.32 | 26027.28
6 | 4 | 12:00 | 2489 | 2015-06-04 | 12 | 14.77 | 1 | 15.77 | 39251.53
6 | 4 | 13:00 | 2428 | 2015-06-04 | 13 | 12.18 | 1 | 13.18 | 32001.04
6 | 4 | 14:00 | 2379 | 2015-06-04 | 14 | 11.23 | 1 | 12.23 | 29095.17
6 | 4 | 15:00 | 1970 | 2015-06-04 | 15 | 9.78 | 1 | 10.78 | 21236.6
6 | 4 | 16:00 | 1350 | 2015-06-04 | 16 | 11.15 | 1 | 12.15 | 16402.5
6 | 4 | 17:00 | 660 | 2015-06-04 | 17 | 10.74 | 1 | 11.74 | 7748.4
6 | 4 | 18:00 | 70 | 2015-06-04 | 18 | 11.09 | 1 | 12.09 | 846.3
6 | 4 | 19:00 | 1 | 2015-06-04 | 19 | 10.26 | 1 | 11.26 | 11.26
6 | 4 | 20:00 | 0 | 2015-06-04 | 20 | 11.46 | 1 | 12.46 | 0
6 | 4 | 21:00 | 0 | 2015-06-04 | 21 | 12.13 | 1 | 13.13 | 0
6 | 4 | 22:00 | 0 | 2015-06-04 | 22 | 14.25 | 1 | 15.25 | 0
6 | 4 | 23:00 | 0 | 2015-06-04 | 23 | 11.19 | 1 | 12.19 | 0
6 | 4 | 24:00 | 0 | 2015-06-04 | 24 | 10.92 | 1 | 11.92 | 0
6 | 5 | 01:00 | 0 | 2015-06-05 | 1 | 12.46 | 1 | 13.46 | 0
6 | 5 | 02:00 | 0 | 2015-06-05 | 2 | 11.66 | 1 | 12.66 | 0
6 | 5 | 03:00 | 0 | 2015-06-05 | 3 | 8.84 | 1 | 9.84 | 0
6 | 5 | 04:00 | 0 | 2015-06-05 | 4 | 8.96 | 1 | 9.96 | 0
6 | 5 | 05:00 | 0 | 2015-06-05 | 5 | 8.21 | 1 | 9.21 | 0
6 | 5 | 06:00 | 16 | 2015-06-05 | 6 | 12.49 | 1 | 13.49 | 215.84
6 | 5 | 07:00 | 480 | 2015-06-05 | 7 | 13.53 | 1 | 14.53 | 6974.4
6 | 5 | 08:00 | 759 | 2015-06-05 | 8 | 16.83 | 1 | 17.83 | 13532.97
6 | 5 | 09:00 | 1000 | 2015-06-05 | 9 | 21.87 | 1 | 22.87 | 22870
6 | 5 | 10:00 | 2191 | 2015-06-05 | 10 | 21.37 | 1 | 22.37 | 49012.67
6 | 5 | 11:00 | 2351 | 2015-06-05 | 11 | 15.42 | 1 | 16.42 | 38603.42
6 | 5 | 12:00 | 1226 | 2015-06-05 | 12 | 16.62 | 1 | 17.62 | 21602.12
6 | 5 | 13:00 | 613 | 2015-06-05 | 13 | 16.76 | 1 | 17.76 | 10886.88
6 | 5 | 14:00 | 748 | 2015-06-05 | 14 | 19.87 | 1 | 20.87 | 15610.76
6 | 5 | 15:00 | 968 | 2015-06-05 | 15 | 22.32 | 1 | 23.32 | 22573.76
6 | 5 | 16:00 | 631 | 2015-06-05 | 16 | 20.22 | 1 | 21.22 | 13389.82
6 | 5 | 17:00 | 495 | 2015-06-05 | 17 | 21.2 | 1 | 22.2 | 10989
6 | 5 | 18:00 | 153 | 2015-06-05 | 18 | 22.29 | 1 | 23.29 | 3563.37
6 | 5 | 19:00 | 1 | 2015-06-05 | 19 | 15.02 | 1 | 16.02 | 16.02
6 | 5 | 20:00 | 0 | 2015-06-05 | 20 | 16.52 | 1 | 17.52 | 0
6 | 5 | 21:00 | 0 | 2015-06-05 | 21 | 12.81 | 1 | 13.81 | 0
6 | 5 | 22:00 | 0 | 2015-06-05 | 22 | 14.31 | 1 | 15.31 | 0
6 | 5 | 23:00 | 0 | 2015-06-05 | 23 | 12.37 | 1 | 13.37 | 0
6 | 5 | 24:00 | 0 | 2015-06-05 | 24 | 11.66 | 1 | 12.66 | 0
6 | 6 | 01:00 | 0 | 2015-06-06 | 1 | 11.79 | 1 | 12.79 | 0
6 | 6 | 02:00 | 0 | 2015-06-06 | 2 | 14.57 | 1 | 15.57 | 0
6 | 6 | 03:00 | 0 | 2015-06-06 | 3 | 16.38 | 1 | 17.38 | 0
6 | 6 | 04:00 | 0 | 2015-06-06 | 4 | 11.38 | 1 | 12.38 | 0
6 | 6 | 05:00 | 0 | 2015-06-06 | 5 | 10.51 | 1 | 11.51 | 0
6 | 6 | 06:00 | 15 | 2015-06-06 | 6 | 9.91 | 1 | 10.91 | 163.65
6 | 6 | 07:00 | 15 | 2015-06-06 | 7 | 9.81 | 1 | 10.81 | 162.15
6 | 6 | 08:00 | 524 | 2015-06-06 | 8 | 9.91 | 1 | 10.91 | 5716.84
6 | 6 | 09:00 | 723 | 2015-06-06 | 9 | 9.84 | 1 | 10.84 | 7837.32
6 | 6 | 10:00 | 1023 | 2015-06-06 | 10 | 12.38 | 1 | 13.38 | 13687.74
6 | 6 | 11:00 | 1132 | 2015-06-06 | 11 | 17.28 | 1 | 18.28 | 20692.96
6 | 6 | 12:00 | 1129 | 2015-06-06 | 12 | 12.92 | 1 | 13.92 | 15715.68
6 | 6 | 13:00 | 1103 | 2015-06-06 | 13 | 11.29 | 1 | 12.29 | 13555.87
6 | 6 | 14:00 | 1137 | 2015-06-06 | 14 | 10.28 | 1 | 11.28 | 12825.36
6 | 6 | 15:00 | 889 | 2015-06-06 | 15 | 8 | 1 | 9 | 8001
6 | 6 | 16:00 | 795 | 2015-06-06 | 16 | 7.39 | 1 | 8.39 | 6670.05
6 | 6 | 17:00 | 528 | 2015-06-06 | 17 | 5.89 | 1 | 6.89 | 3637.92
6 | 6 | 18:00 | 115 | 2015-06-06 | 18 | 13.19 | 1 | 14.19 | 1631.85
6 | 6 | 19:00 | 0 | 2015-06-06 | 19 | 14.01 | 1 | 15.01 | 0
6 | 6 | 20:00 | 0 | 2015-06-06 | 20 | 16.04 | 1 | 17.04 | 0
6 | 6 | 21:00 | 0 | 2015-06-06 | 21 | 8.8 | 1 | 9.8 | 0
6 | 6 | 22:00 | 0 | 2015-06-06 | 22 | 10.79 | 1 | 11.79 | 0
6 | 6 | 23:00 | 0 | 2015-06-06 | 23 | 13.23 | 1 | 14.23 | 0
6 | 6 | 24:00 | 0 | 2015-06-06 | 24 | 11.24 | 1 | 12.24 | 0
6 | 7 | 01:00 | 0 | 2015-06-07 | 1 | 9.84 | 1 | 10.84 | 0
6 | 7 | 02:00 | 0 | 2015-06-07 | 2 | 7.31 | 1 | 8.31 | 0
6 | 7 | 03:00 | 0 | 2015-06-07 | 3 | 7.38 | 1 | 8.38 | 0
6 | 7 | 04:00 | 0 | 2015-06-07 | 4 | 6.87 | 1 | 7.87 | 0
6 | 7 | 05:00 | 0 | 2015-06-07 | 5 | 7.78 | 1 | 8.78 | 0
6 | 7 | 06:00 | 33 | 2015-06-07 | 6 | 8.04 | 1 | 9.04 | 298.32
6 | 7 | 07:00 | 76 | 2015-06-07 | 7 | 6.8 | 1 | 7.8 | 592.8
6 | 7 | 08:00 | 677 | 2015-06-07 | 8 | 4.7 | 1 | 5.7 | 3858.9
6 | 7 | 09:00 | 884 | 2015-06-07 | 9 | 8.3 | 1 | 9.3 | 8221.2
6 | 7 | 10:00 | 1067 | 2015-06-07 | 10 | 7.99 | 1 | 8.99 | 9592.33
6 | 7 | 11:00 | 1342 | 2015-06-07 | 11 | 9.65 | 1 | 10.65 | 14292.3
6 | 7 | 12:00 | 835 | 2015-06-07 | 12 | 9.05 | 1 | 10.05 | 8391.75
6 | 7 | 13:00 | 713 | 2015-06-07 | 13 | 16.19 | 1 | 17.19 | 12256.47
6 | 7 | 14:00 | 1947 | 2015-06-07 | 14 | 13.9 | 1 | 14.9 | 29010.3
6 | 7 | 15:00 | 1905 | 2015-06-07 | 15 | 12.93 | 1 | 13.93 | 26536.65
6 | 7 | 16:00 | 1409 | 2015-06-07 | 16 | 9.86 | 1 | 10.86 | 15301.74
6 | 7 | 17:00 | 704 | 2015-06-07 | 17 | 16.76 | 1 | 17.76 | 12503.04
6 | 7 | 18:00 | 29 | 2015-06-07 | 18 | 19.89 | 1 | 20.89 | 605.81
6 | 7 | 19:00 | 2 | 2015-06-07 | 19 | 21.59 | 1 | 22.59 | 45.18
6 | 7 | 20:00 | 0 | 2015-06-07 | 20 | 20.75 | 1 | 21.75 | 0
6 | 7 | 21:00 | 0 | 2015-06-07 | 21 | 15.62 | 1 | 16.62 | 0
6 | 7 | 22:00 | 0 | 2015-06-07 | 22 | 21.01 | 1 | 22.01 | 0
6 | 7 | 23:00 | 0 | 2015-06-07 | 23 | 21.31 | 1 | 22.31 | 0
6 | 7 | 24:00 | 0 | 2015-06-07 | 24 | 12.64 | 1 | 13.64 | 0
6 | 8 | 01:00 | 0 | 2015-06-08 | 1 | 10.71 | 1 | 11.71 | 0
6 | 8 | 02:00 | 0 | 2015-06-08 | 2 | 11.09 | 1 | 12.09 | 0
6 | 8 | 03:00 | 0 | 2015-06-08 | 3 | 10.29 | 1 | 11.29 | 0
6 | 8 | 04:00 | 0 | 2015-06-08 | 4 | 10.46 | 1 | 11.46 | 0
6 | 8 | 05:00 | 0 | 2015-06-08 | 5 | 10.04 | 1 | 11.04 | 0
6 | 8 | 06:00 | 11 | 2015-06-08 | 6 | 9.17 | 1 | 10.17 | 111.87
6 | 8 | 07:00 | 459 | 2015-06-08 | 7 | 5.39 | 1 | 6.39 | 2933.01
6 | 8 | 08:00 | 1047 | 2015-06-08 | 8 | 10.09 | 1 | 11.09 | 11611.23
6 | 8 | 09:00 | 1633 | 2015-06-08 | 9 | 9.2 | 1 | 10.2 | 16656.6
6 | 8 | 10:00 | 2301 | 2015-06-08 | 10 | 8.66 | 1 | 9.66 | 22227.66
6 | 8 | 11:00 | 2504 | 2015-06-08 | 11 | 11.71 | 1 | 12.71 | 31825.84
6 | 8 | 12:00 | 2612 | 2015-06-08 | 12 | 11.17 | 1 | 12.17 | 31788.04
6 | 8 | 13:00 | 2546 | 2015-06-08 | 13 | 10.81 | 1 | 11.81 | 30068.26
6 | 8 | 14:00 | 2196 | 2015-06-08 | 14 | 11.07 | 1 | 12.07 | 26505.72
6 | 8 | 15:00 | 1807 | 2015-06-08 | 15 | 11.31 | 1 | 12.31 | 22244.17
6 | 8 | 16:00 | 1350 | 2015-06-08 | 16 | 21.78 | 1 | 22.78 | 30753
6 | 8 | 17:00 | 701 | 2015-06-08 | 17 | 24.12 | 1 | 25.12 | 17609.12
6 | 8 | 18:00 | 16 | 2015-06-08 | 18 | 24.82 | 1 | 25.82 | 413.12
6 | 8 | 19:00 | 1 | 2015-06-08 | 19 | 23.21 | 1 | 24.21 | 24.21
6 | 8 | 20:00 | 0 | 2015-06-08 | 20 | 24.76 | 1 | 25.76 | 0
6 | 8 | 21:00 | 0 | 2015-06-08 | 21 | 26.64 | 1 | 27.64 | 0
6 | 8 | 22:00 | 0 | 2015-06-08 | 22 | 19.89 | 1 | 20.89 | 0
6 | 8 | 23:00 | 0 | 2015-06-08 | 23 | 17.14 | 1 | 18.14 | 0
6 | 8 | 24:00 | 0 | 2015-06-08 | 24 | 14.83 | 1 | 15.83 | 0
6 | 9 | 01:00 | 0 | 2015-06-09 | 1 | 11.9 | 1 | 12.9 | 0
6 | 9 | 02:00 | 0 | 2015-06-09 | 2 | 13.32 | 1 | 14.32 | 0
6 | 9 | 03:00 | 0 | 2015-06-09 | 3 | 11.65 | 1 | 12.65 | 0
6 | 9 | 04:00 | 0 | 2015-06-09 | 4 | 11.69 | 1 | 12.69 | 0
6 | 9 | 05:00 | 0 | 2015-06-09 | 5 | 12.43 | 1 | 13.43 | 0
6 | 9 | 06:00 | 2 | 2015-06-09 | 6 | 10.79 | 1 | 11.79 | 23.58
6 | 9 | 07:00 | 384 | 2015-06-09 | 7 | 12.8 | 1 | 13.8 | 5299.2
6 | 9 | 08:00 | 981 | 2015-06-09 | 8 | 13.3 | 1 | 14.3 | 14028.3
6 | 9 | 09:00 | 1678 | 2015-06-09 | 9 | 13.9 | 1 | 14.9 | 25002.2
6 | 9 | 10:00 | 2138 | 2015-06-09 | 10 | 14.74 | 1 | 15.74 | 33652.12
6 | 9 | 11:00 | 2379 | 2015-06-09 | 11 | 16.73 | 1 | 17.73 | 42179.67
6 | 9 | 12:00 | 2354 | 2015-06-09 | 12 | 22.33 | 1 | 23.33 | 54918.82
6 | 9 | 13:00 | 2471 | 2015-06-09 | 13 | 30.45 | 1 | 31.45 | 77712.95
6 | 9 | 14:00 | 2454 | 2015-06-09 | 14 | 18.19 | 1 | 19.19 | 47092.26
6 | 9 | 15:00 | 1794 | 2015-06-09 | 15 | 17.2 | 1 | 18.2 | 32650.8
6 | 9 | 16:00 | 1328 | 2015-06-09 | 16 | 21.73 | 1 | 22.73 | 30185.44
6 | 9 | 17:00 | 701 | 2015-06-09 | 17 | 26.97 | 1 | 27.97 | 19606.97
6 | 9 | 18:00 | 14 | 2015-06-09 | 18 | 29.82 | 1 | 30.82 | 431.48
6 | 9 | 19:00 | 1 | 2015-06-09 | 19 | 28.02 | 1 | 29.02 | 29.02
6 | 9 | 20:00 | 0 | 2015-06-09 | 20 | 28.88 | 1 | 29.88 | 0
6 | 9 | 21:00 | 0 | 2015-06-09 | 21 | 18.85 | 1 | 19.85 | 0
6 | 9 | 22:00 | 0 | 2015-06-09 | 22 | 16.02 | 1 | 17.02 | 0
6 | 9 | 23:00 | 0 | 2015-06-09 | 23 | 12.96 | 1 | 13.96 | 0
6 | 9 | 24:00 | 0 | 2015-06-09 | 24 | 12.38 | 1 | 13.38 | 0
6 | 10 | 01:00 | 0 | 2015-06-10 | 1 | 12.02 | 1 | 13.02 | 0
6 | 10 | 02:00 | 0 | 2015-06-10 | 2 | 12.08 | 1 | 13.08 | 0
6 | 10 | 03:00 | 0 | 2015-06-10 | 3 | 5.51 | 1 | 6.51 | 0
6 | 10 | 04:00 | 0 | 2015-06-10 | 4 | -135.37 | 1 | -134.37 | 0
6 | 10 | 05:00 | 0 | 2015-06-10 | 5 | -119.3 | 1 | -118.3 | 0
6 | 10 | 06:00 | 3 | 2015-06-10 | 6 | 8.25 | 1 | 9.25 | 27.75
6 | 10 | 07:00 | 437 | 2015-06-10 | 7 | 9.73 | 1 | 10.73 | 4689.01
6 | 10 | 08:00 | 1131 | 2015-06-10 | 8 | 12.89 | 1 | 13.89 | 15709.59
6 | 10 | 09:00 | 1812 | 2015-06-10 | 9 | 14.39 | 1 | 15.39 | 27886.68
6 | 10 | 10:00 | 2276 | 2015-06-10 | 10 | 12.39 | 1 | 13.39 | 30475.64
6 | 10 | 11:00 | 2395 | 2015-06-10 | 11 | 18.27 | 1 | 19.27 | 46151.65
6 | 10 | 12:00 | 2440 | 2015-06-10 | 12 | 18.32 | 1 | 19.32 | 47140.8
6 | 10 | 13:00 | 1977 | 2015-06-10 | 13 | 16.2 | 1 | 17.2 | 34004.4
6 | 10 | 14:00 | 1713 | 2015-06-10 | 14 | 16.09 | 1 | 17.09 | 29275.17
6 | 10 | 15:00 | 1563 | 2015-06-10 | 15 | 16.27 | 1 | 17.27 | 26993.01
6 | 10 | 16:00 | 856 | 2015-06-10 | 16 | 15.9 | 1 | 16.9 | 14466.4
6 | 10 | 17:00 | 517 | 2015-06-10 | 17 | 18.34 | 1 | 19.34 | 9998.78
6 | 10 | 18:00 | 106 | 2015-06-10 | 18 | 18.69 | 1 | 19.69 | 2087.14
6 | 10 | 19:00 | 2 | 2015-06-10 | 19 | 18.88 | 1 | 19.88 | 39.76
6 | 10 | 20:00 | 0 | 2015-06-10 | 20 | 18.73 | 1 | 19.73 | 0
6 | 10 | 21:00 | 0 | 2015-06-10 | 21 | 18.77 | 1 | 19.77 | 0
6 | 10 | 22:00 | 0 | 2015-06-10 | 22 | 18.28 | 1 | 19.28 | 0
6 | 10 | 23:00 | 0 | 2015-06-10 | 23 | 6.66 | 1 | 7.66 | 0
6 | 10 | 24:00 | 0 | 2015-06-10 | 24 | 23.62 | 1 | 24.62 | 0
6 | 11 | 01:00 | 0 | 2015-06-11 | 1 | 20.44 | 1 | 21.44 | 0
6 | 11 | 02:00 | 0 | 2015-06-11 | 2 | 15.02 | 1 | 16.02 | 0
6 | 11 | 03:00 | 0 | 2015-06-11 | 3 | 14.95 | 1 | 15.95 | 0
6 | 11 | 04:00 | 0 | 2015-06-11 | 4 | 16.46 | 1 | 17.46 | 0
6 | 11 | 05:00 | 0 | 2015-06-11 | 5 | 16.63 | 1 | 17.63 | 0
6 | 11 | 06:00 | 2 | 2015-06-11 | 6 | 17.91 | 1 | 18.91 | 37.82
6 | 11 | 07:00 | 390 | 2015-06-11 | 7 | 17.05 | 1 | 18.05 | 7039.5
6 | 11 | 08:00 | 1094 | 2015-06-11 | 8 | 12.15 | 1 | 13.15 | 14386.1
6 | 11 | 09:00 | 1744 | 2015-06-11 | 9 | 1.38 | 1 | 2.38 | 4150.72
6 | 11 | 10:00 | 2218 | 2015-06-11 | 10 | 10.1 | 1 | 11.1 | 24619.8
6 | 11 | 11:00 | 1786 | 2015-06-11 | 11 | 20.98 | 1 | 21.98 | 39256.28
6 | 11 | 12:00 | 2271 | 2015-06-11 | 12 | 22.99 | 1 | 23.99 | 54481.29
6 | 11 | 13:00 | 1716 | 2015-06-11 | 13 | 23.11 | 1 | 24.11 | 41372.76
6 | 11 | 14:00 | 2213 | 2015-06-11 | 14 | 26.92 | 1 | 27.92 | 61786.96
6 | 11 | 15:00 | 2004 | 2015-06-11 | 15 | 27 | 1 | 28 | 56112
6 | 11 | 16:00 | 1389 | 2015-06-11 | 16 | 27.84 | 1 | 28.84 | 40058.76
6 | 11 | 17:00 | 667 | 2015-06-11 | 17 | 25.72 | 1 | 26.72 | 17822.24
6 | 11 | 18:00 | 74 | 2015-06-11 | 18 | 26.1 | 1 | 27.1 | 2005.4
6 | 11 | 19:00 | 2 | 2015-06-11 | 19 | 35.43 | 1 | 36.43 | 72.86
6 | 11 | 20:00 | 0 | 2015-06-11 | 20 | 32.09 | 1 | 33.09 | 0
6 | 11 | 21:00 | 0 | 2015-06-11 | 21 | 34.17 | 1 | 35.17 | 0
6 | 11 | 22:00 | 0 | 2015-06-11 | 22 | 29.34 | 1 | 30.34 | 0
6 | 11 | 23:00 | 0 | 2015-06-11 | 23 | 24.65 | 1 | 25.65 | 0
6 | 11 | 24:00 | 0 | 2015-06-11 | 24 | 30.94 | 1 | 31.94 | 0
6 | 12 | 01:00 | 0 | 2015-06-12 | 1 | 28.08 | 1 | 29.08 | 0
6 | 12 | 02:00 | 0 | 2015-06-12 | 2 | 21.7 | 1 | 22.7 | 0
6 | 12 | 03:00 | 0 | 2015-06-12 | 3 | 19.17 | 1 | 20.17 | 0
6 | 12 | 04:00 | 0 | 2015-06-12 | 4 | 19.05 | 1 | 20.05 | 0
6 | 12 | 05:00 | 0 | 2015-06-12 | 5 | 21.06 | 1 | 22.06 | 0
6 | 12 | 06:00 | 14 | 2015-06-12 | 6 | 24.86 | 1 | 25.86 | 362.04
6 | 12 | 07:00 | 103 | 2015-06-12 | 7 | 25.18 | 1 | 26.18 | 2696.54
6 | 12 | 08:00 | 582 | 2015-06-12 | 8 | 25.24 | 1 | 26.24 | 15271.68
6 | 12 | 09:00 | 1159 | 2015-06-12 | 9 | 20.76 | 1 | 21.76 | 25219.84
6 | 12 | 10:00 | 1698 | 2015-06-12 | 10 | 27.01 | 1 | 28.01 | 47560.98
6 | 12 | 11:00 | 2294 | 2015-06-12 | 11 | 25.53 | 1 | 26.53 | 60859.82
6 | 12 | 12:00 | 2473 | 2015-06-12 | 12 | 23.83 | 1 | 24.83 | 61404.59
6 | 12 | 13:00 | 2657 | 2015-06-12 | 13 | 22.32 | 1 | 23.32 | 61961.24
6 | 12 | 14:00 | 2371 | 2015-06-12 | 14 | 22.97 | 1 | 23.97 | 56832.87
6 | 12 | 15:00 | 1853 | 2015-06-12 | 15 | 24.37 | 1 | 25.37 | 47010.61
6 | 12 | 16:00 | 1179 | 2015-06-12 | 16 | 33.29 | 1 | 34.29 | 40427.91
6 | 12 | 17:00 | 803 | 2015-06-12 | 17 | 48.12 | 1 | 49.12 | 39443.36
6 | 12 | 18:00 | 52 | 2015-06-12 | 18 | 37.02 | 1 | 38.02 | 1977.04
6 | 12 | 19:00 | 1 | 2015-06-12 | 19 | 27.76 | 1 | 28.76 | 28.76
6 | 12 | 20:00 | 0 | 2015-06-12 | 20 | 23.64 | 1 | 24.64 | 0
6 | 12 | 21:00 | 0 | 2015-06-12 | 21 | 22.99 | 1 | 23.99 | 0
6 | 12 | 22:00 | 0 | 2015-06-12 | 22 | 24.12 | 1 | 25.12 | 0
6 | 12 | 23:00 | 0 | 2015-06-12 | 23 | 27.02 | 1 | 28.02 | 0
6 | 12 | 24:00 | 0 | 2015-06-12 | 24 | 24.78 | 1 | 25.78 | 0
6 | 13 | 01:00 | 0 | 2015-06-13 | 1 | 18.89 | 1 | 19.89 | 0
6 | 13 | 02:00 | 0 | 2015-06-13 | 2 | 14.95 | 1 | 15.95 | 0
6 | 13 | 03:00 | 0 | 2015-06-13 | 3 | 17.8 | 1 | 18.8 | 0
6 | 13 | 04:00 | 0 | 2015-06-13 | 4 | 15.52 | 1 | 16.52 | 0
6 | 13 | 05:00 | 0 | 2015-06-13 | 5 | 26.36 | 1 | 27.36 | 0
6 | 13 | 06:00 | 9 | 2015-06-13 | 6 | 23.87 | 1 | 24.87 | 223.83
6 | 13 | 07:00 | 398 | 2015-06-13 | 7 | 25.36 | 1 | 26.36 | 10491.28
6 | 13 | 08:00 | 1052 | 2015-06-13 | 8 | 23.25 | 1 | 24.25 | 25511
6 | 13 | 09:00 | 1536 | 2015-06-13 | 9 | 35.41 | 1 | 36.41 | 55925.76
6 | 13 | 10:00 | 2188 | 2015-06-13 | 10 | 31.17 | 1 | 32.17 | 70387.96
6 | 13 | 11:00 | 1609 | 2015-06-13 | 11 | 29.08 | 1 | 30.08 | 48398.72
6 | 13 | 12:00 | 2328 | 2015-06-13 | 12 | 24.31 | 1 | 25.31 | 58921.68
6 | 13 | 13:00 | 2722 | 2015-06-13 | 13 | 24.1 | 1 | 25.1 | 68322.2
6 | 13 | 14:00 | 2413 | 2015-06-13 | 14 | 23.23 | 1 | 24.23 | 58466.99
6 | 13 | 15:00 | 1579 | 2015-06-13 | 15 | 22.89 | 1 | 23.89 | 37722.31
6 | 13 | 16:00 | 1068 | 2015-06-13 | 16 | 27.08 | 1 | 28.08 | 29989.44
6 | 13 | 17:00 | 771 | 2015-06-13 | 17 | 28.19 | 1 | 29.19 | 22505.49
6 | 13 | 18:00 | 47 | 2015-06-13 | 18 | 36.5 | 1 | 37.5 | 1762.5
6 | 13 | 19:00 | 1 | 2015-06-13 | 19 | 45.3 | 1 | 46.3 | 46.3
6 | 13 | 20:00 | 0 | 2015-06-13 | 20 | 31.15 | 1 | 32.15 | 0
6 | 13 | 21:00 | 0 | 2015-06-13 | 21 | 26.56 | 1 | 27.56 | 0
6 | 13 | 22:00 | 0 | 2015-06-13 | 22 | 26.38 | 1 | 27.38 | 0
6 | 13 | 23:00 | 0 | 2015-06-13 | 23 | 20.93 | 1 | 21.93 | 0
6 | 13 | 24:00 | 0 | 2015-06-13 | 24 | 18.44 | 1 | 19.44 | 0
6 | 14 | 01:00 | 0 | 2015-06-14 | 1 | 17.59 | 1 | 18.59 | 0
6 | 14 | 02:00 | 0 | 2015-06-14 | 2 | 24.99 | 1 | 25.99 | 0
6 | 14 | 03:00 | 0 | 2015-06-14 | 3 | 25.01 | 1 | 26.01 | 0
6 | 14 | 04:00 | 0 | 2015-06-14 | 4 | 16.09 | 1 | 17.09 | 0
6 | 14 | 05:00 | 0 | 2015-06-14 | 5 | 12.65 | 1 | 13.65 | 0
6 | 14 | 06:00 | 13 | 2015-06-14 | 6 | 10.08 | 1 | 11.08 | 144.04
6 | 14 | 07:00 | 458 | 2015-06-14 | 7 | 11.71 | 1 | 12.71 | 5821.18
6 | 14 | 08:00 | 1184 | 2015-06-14 | 8 | 13.17 | 1 | 14.17 | 16777.28
6 | 14 | 09:00 | 1777 | 2015-06-14 | 9 | 13.76 | 1 | 14.76 | 26228.52
6 | 14 | 10:00 | 2290 | 2015-06-14 | 10 | 16.61 | 1 | 17.61 | 40326.9
6 | 14 | 11:00 | 2511 | 2015-06-14 | 11 | 21.83 | 1 | 22.83 | 57326.13
6 | 14 | 12:00 | 2594 | 2015-06-14 | 12 | 24.72 | 1 | 25.72 | 66717.68
6 | 14 | 13:00 | 2649 | 2015-06-14 | 13 | 26.98 | 1 | 27.98 | 74119.02
6 | 14 | 14:00 | 2459 | 2015-06-14 | 14 | 26.25 | 1 | 27.25 | 67007.75
6 | 14 | 15:00 | 2107 | 2015-06-14 | 15 | 30.28 | 1 | 31.28 | 65906.96
6 | 14 | 16:00 | 1514 | 2015-06-14 | 16 | 45.59 | 1 | 46.59 | 70537.26
6 | 14 | 17:00 | 768 | 2015-06-14 | 17 | 35.63 | 1 | 36.63 | 28131.84
6 | 14 | 18:00 | 15 | 2015-06-14 | 18 | 34.83 | 1 | 35.83 | 537.45
6 | 14 | 19:00 | 0 | 2015-06-14 | 19 | 45.81 | 1 | 46.81 | 0
6 | 14 | 20:00 | 0 | 2015-06-14 | 20 | 31.24 | 1 | 32.24 | 0
6 | 14 | 21:00 | 0 | 2015-06-14 | 21 | 138.54 | 1 | 139.54 | 0
6 | 14 | 22:00 | 0 | 2015-06-14 | 22 | 25.31 | 1 | 26.31 | 0
6 | 14 | 23:00 | 0 | 2015-06-14 | 23 | 19.09 | 1 | 20.09 | 0
6 | 14 | 24:00 | 0 | 2015-06-14 | 24 | 22.36 | 1 | 23.36 | 0
6 | 15 | 01:00 | 0 | 2015-06-15 | 1 | 29.12 | 1 | 30.12 | 0
6 | 15 | 02:00 | 0 | 2015-06-15 | 2 | 27.51 | 1 | 28.51 | 0
6 | 15 | 03:00 | 0 | 2015-06-15 | 3 | 24.39 | 1 | 25.39 | 0
6 | 15 | 04:00 | 0 | 2015-06-15 | 4 | 25.2 | 1 | 26.2 | 0
6 | 15 | 05:00 | 0 | 2015-06-15 | 5 | 18.29 | 1 | 19.29 | 0
6 | 15 | 06:00 | 3 | 2015-06-15 | 6 | 20.38 | 1 | 21.38 | 64.14
6 | 15 | 07:00 | 407 | 2015-06-15 | 7 | 28.17 | 1 | 29.17 | 11872.19
6 | 15 | 08:00 | 1143 | 2015-06-15 | 8 | 32.62 | 1 | 33.62 | 38427.66
6 | 15 | 09:00 | 1814 | 2015-06-15 | 9 | 35.45 | 1 | 36.45 | 66120.3
6 | 15 | 10:00 | 2272 | 2015-06-15 | 10 | 45.69 | 1 | 46.69 | 106079.68
6 | 15 | 11:00 | 2227 | 2015-06-15 | 11 | 37.45 | 1 | 38.45 | 85628.15
6 | 15 | 12:00 | 2342 | 2015-06-15 | 12 | 27.86 | 1 | 28.86 | 67590.12
6 | 15 | 13:00 | 2267 | 2015-06-15 | 13 | 37.41 | 1 | 38.41 | 87075.47
6 | 15 | 14:00 | 2239 | 2015-06-15 | 14 | 34.3 | 1 | 35.3 | 79036.7
6 | 15 | 15:00 | 1947 | 2015-06-15 | 15 | 31.3 | 1 | 32.3 | 62888.1
6 | 15 | 16:00 | 1339 | 2015-06-15 | 16 | 20.13 | 1 | 21.13 | 28293.07
6 | 15 | 17:00 | 761 | 2015-06-15 | 17 | 22.82 | 1 | 23.82 | 18127.02
6 | 15 | 18:00 | 19 | 2015-06-15 | 18 | 27.88 | 1 | 28.88 | 548.72
6 | 15 | 19:00 | 1 | 2015-06-15 | 19 | 19.91 | 1 | 20.91 | 20.91
6 | 15 | 20:00 | 0 | 2015-06-15 | 20 | 24.42 | 1 | 25.42 | 0
6 | 15 | 21:00 | 0 | 2015-06-15 | 21 | 21.13 | 1 | 22.13 | 0
6 | 15 | 22:00 | 0 | 2015-06-15 | 22 | 16.63 | 1 | 17.63 | 0
6 | 15 | 23:00 | 0 | 2015-06-15 | 23 | 16.6 | 1 | 17.6 | 0
6 | 15 | 24:00 | 0 | 2015-06-15 | 24 | 14.57 | 1 | 15.57 | 0
6 | 16 | 01:00 | 0 | 2015-06-16 | 1 | 13.27 | 1 | 14.27 | 0
6 | 16 | 02:00 | 0 | 2015-06-16 | 2 | 18.16 | 1 | 19.16 | 0
6 | 16 | 03:00 | 0 | 2015-06-16 | 3 | 16.77 | 1 | 17.77 | 0
6 | 16 | 04:00 | 0 | 2015-06-16 | 4 | 18.54 | 1 | 19.54 | 0
6 | 16 | 05:00 | 0 | 2015-06-16 | 5 | 20.87 | 1 | 21.87 | 0
6 | 16 | 06:00 | 2 | 2015-06-16 | 6 | 21.19 | 1 | 22.19 | 44.38
6 | 16 | 07:00 | 398 | 2015-06-16 | 7 | 14.7 | 1 | 15.7 | 6248.6
6 | 16 | 08:00 | 1086 | 2015-06-16 | 8 | 16.89 | 1 | 17.89 | 19428.54
6 | 16 | 09:00 | 1270 | 2015-06-16 | 9 | 17.68 | 1 | 18.68 | 23723.6
6 | 16 | 10:00 | 1942 | 2015-06-16 | 10 | 14 | 1 | 15 | 29130
6 | 16 | 11:00 | 1267 | 2015-06-16 | 11 | 17.06 | 1 | 18.06 | 22882.02
6 | 16 | 12:00 | 1197 | 2015-06-16 | 12 | 16.42 | 1 | 17.42 | 20851.74
6 | 16 | 13:00 | 871 | 2015-06-16 | 13 | 18.98 | 1 | 19.98 | 17402.58
6 | 16 | 14:00 | 943 | 2015-06-16 | 14 | 19.21 | 1 | 20.21 | 19058.03
6 | 16 | 15:00 | 654 | 2015-06-16 | 15 | 19.11 | 1 | 20.11 | 13151.94
6 | 16 | 16:00 | 599 | 2015-06-16 | 16 | 17.62 | 1 | 18.62 | 11153.38
6 | 16 | 17:00 | 506 | 2015-06-16 | 17 | 15.68 | 1 | 16.68 | 8440.08
6 | 16 | 18:00 | 213 | 2015-06-16 | 18 | 16.09 | 1 | 17.09 | 3640.17
6 | 16 | 19:00 | 1 | 2015-06-16 | 19 | 16.64 | 1 | 17.64 | 17.64
6 | 16 | 20:00 | 0 | 2015-06-16 | 20 | 19.35 | 1 | 20.35 | 0
6 | 16 | 21:00 | 0 | 2015-06-16 | 21 | 17.06 | 1 | 18.06 | 0
6 | 16 | 22:00 | 0 | 2015-06-16 | 22 | 17.11 | 1 | 18.11 | 0
6 | 16 | 23:00 | 0 | 2015-06-16 | 23 | 14.25 | 1 | 15.25 | 0
6 | 16 | 24:00 | 0 | 2015-06-16 | 24 | 15.34 | 1 | 16.34 | 0
6 | 17 | 01:00 | 0 | 2015-06-17 | 1 | 14.83 | 1 | 15.83 | 0
6 | 17 | 02:00 | 0 | 2015-06-17 | 2 | 17.31 | 1 | 18.31 | 0
6 | 17 | 03:00 | 0 | 2015-06-17 | 3 | 15.13 | 1 | 16.13 | 0
6 | 17 | 04:00 | 0 | 2015-06-17 | 4 | 12.85 | 1 | 13.85 | 0
6 | 17 | 05:00 | 0 | 2015-06-17 | 5 | 12.87 | 1 | 13.87 | 0
6 | 17 | 06:00 | 11 | 2015-06-17 | 6 | 15.16 | 1 | 16.16 | 177.76
6 | 17 | 07:00 | 380 | 2015-06-17 | 7 | 16.6 | 1 | 17.6 | 6688
6 | 17 | 08:00 | 452 | 2015-06-17 | 8 | 17.06 | 1 | 18.06 | 8163.12
6 | 17 | 09:00 | 703 | 2015-06-17 | 9 | 17.96 | 1 | 18.96 | 13328.88
6 | 17 | 10:00 | 1478 | 2015-06-17 | 10 | 18.96 | 1 | 19.96 | 29500.88
6 | 17 | 11:00 | 1307 | 2015-06-17 | 11 | 17 | 1 | 18 | 23526
6 | 17 | 12:00 | 1265 | 2015-06-17 | 12 | 16.38 | 1 | 17.38 | 21985.7
6 | 17 | 13:00 | 1026 | 2015-06-17 | 13 | 18.43 | 1 | 19.43 | 19935.18
6 | 17 | 14:00 | 875 | 2015-06-17 | 14 | 22.64 | 1 | 23.64 | 20685
6 | 17 | 15:00 | 709 | 2015-06-17 | 15 | 17.38 | 1 | 18.38 | 13031.42
6 | 17 | 16:00 | 583 | 2015-06-17 | 16 | 20.35 | 1 | 21.35 | 12447.05
6 | 17 | 17:00 | 700 | 2015-06-17 | 17 | 29.53 | 1 | 30.53 | 21371
6 | 17 | 18:00 | 134 | 2015-06-17 | 18 | 24.32 | 1 | 25.32 | 3392.88
6 | 17 | 19:00 | 2 | 2015-06-17 | 19 | 19.18 | 1 | 20.18 | 40.36
6 | 17 | 20:00 | 0 | 2015-06-17 | 20 | 16.26 | 1 | 17.26 | 0
6 | 17 | 21:00 | 0 | 2015-06-17 | 21 | 18.75 | 1 | 19.75 | 0
6 | 17 | 22:00 | 0 | 2015-06-17 | 22 | 18.92 | 1 | 19.92 | 0
6 | 17 | 23:00 | 0 | 2015-06-17 | 23 | 13.24 | 1 | 14.24 | 0
6 | 17 | 24:00 | 0 | 2015-06-17 | 24 | 14.98 | 1 | 15.98 | 0
6 | 18 | 01:00 | 0 | 2015-06-18 | 1 | 15.31 | 1 | 16.31 | 0
6 | 18 | 02:00 | 0 | 2015-06-18 | 2 | 14.83 | 1 | 15.83 | 0
6 | 18 | 03:00 | 0 | 2015-06-18 | 3 | 9.91 | 1 | 10.91 | 0
6 | 18 | 04:00 | 0 | 2015-06-18 | 4 | 5.8 | 1 | 6.8 | 0
6 | 18 | 05:00 | 0 | 2015-06-18 | 5 | 5.14 | 1 | 6.14 | 0
6 | 18 | 06:00 | 9 | 2015-06-18 | 6 | 13.1 | 1 | 14.1 | 126.9
6 | 18 | 07:00 | 375 | 2015-06-18 | 7 | 16.19 | 1 | 17.19 | 6446.25
6 | 18 | 08:00 | 490 | 2015-06-18 | 8 | 14.04 | 1 | 15.04 | 7369.6
6 | 18 | 09:00 | 733 | 2015-06-18 | 9 | 17.25 | 1 | 18.25 | 13377.25
6 | 18 | 10:00 | 531 | 2015-06-18 | 10 | 16.93 | 1 | 17.93 | 9520.83
6 | 18 | 11:00 | 1051 | 2015-06-18 | 11 | 19.25 | 1 | 20.25 | 21282.75
6 | 18 | 12:00 | 1177 | 2015-06-18 | 12 | 20.69 | 1 | 21.69 | 25529.13
6 | 18 | 13:00 | 691 | 2015-06-18 | 13 | 18.65 | 1 | 19.65 | 13578.15
6 | 18 | 14:00 | 1308 | 2015-06-18 | 14 | 23.54 | 1 | 24.54 | 32098.32
6 | 18 | 15:00 | 1424 | 2015-06-18 | 15 | 21.67 | 1 | 22.67 | 32282.08
6 | 18 | 16:00 | 1138 | 2015-06-18 | 16 | 35.5 | 1 | 36.5 | 41537
6 | 18 | 17:00 | 609 | 2015-06-18 | 17 | 33.44 | 1 | 34.44 | 20973.96
6 | 18 | 18:00 | 159 | 2015-06-18 | 18 | 29.98 | 1 | 30.98 | 4925.82
6 | 18 | 19:00 | 3 | 2015-06-18 | 19 | 17.89 | 1 | 18.89 | 56.67
6 | 18 | 20:00 | 0 | 2015-06-18 | 20 | 20.06 | 1 | 21.06 | 0
6 | 18 | 21:00 | 0 | 2015-06-18 | 21 | 28.33 | 1 | 29.33 | 0
6 | 18 | 22:00 | 0 | 2015-06-18 | 22 | 27.18 | 1 | 28.18 | 0
6 | 18 | 23:00 | 0 | 2015-06-18 | 23 | 21.84 | 1 | 22.84 | 0
6 | 18 | 24:00 | 0 | 2015-06-18 | 24 | 20.63 | 1 | 21.63 | 0
6 | 19 | 01:00 | 0 | 2015-06-19 | 1 | 20.2 | 1 | 21.2 | 0
6 | 19 | 02:00 | 0 | 2015-06-19 | 2 | 17.71 | 1 | 18.71 | 0
6 | 19 | 03:00 | 0 | 2015-06-19 | 3 | 14.5 | 1 | 15.5 | 0
6 | 19 | 04:00 | 0 | 2015-06-19 | 4 | 11.8 | 1 | 12.8 | 0
6 | 19 | 05:00 | 0 | 2015-06-19 | 5 | 11.82 | 1 | 12.82 | 0
6 | 19 | 06:00 | 7 | 2015-06-19 | 6 | 18.17 | 1 | 19.17 | 134.19
6 | 19 | 07:00 | 409 | 2015-06-19 | 7 | 17.07 | 1 | 18.07 | 7390.63
6 | 19 | 08:00 | 1053 | 2015-06-19 | 8 | 22.28 | 1 | 23.28 | 24513.84
6 | 19 | 09:00 | 1714 | 2015-06-19 | 9 | 27.45 | 1 | 28.45 | 48763.3
6 | 19 | 10:00 | 1814 | 2015-06-19 | 10 | 31.43 | 1 | 32.43 | 58828.02
6 | 19 | 11:00 | 2491 | 2015-06-19 | 11 | 31.76 | 1 | 32.76 | 81605.16
6 | 19 | 12:00 | 2580 | 2015-06-19 | 12 | 49.22 | 1 | 50.22 | 129567.6
6 | 19 | 13:00 | 2307 | 2015-06-19 | 13 | 65.6 | 1 | 66.6 | 153646.2
6 | 19 | 14:00 | 2393 | 2015-06-19 | 14 | 57.17 | 1 | 58.17 | 139200.81
6 | 19 | 15:00 | 1493 | 2015-06-19 | 15 | 44.94 | 1 | 45.94 | 68588.42
6 | 19 | 16:00 | 1215 | 2015-06-19 | 16 | 34.54 | 1 | 35.54 | 43181.1
6 | 19 | 17:00 | 607 | 2015-06-19 | 17 | 44.88 | 1 | 45.88 | 27849.16
6 | 19 | 18:00 | 33 | 2015-06-19 | 18 | 55.56 | 1 | 56.56 | 1866.48
6 | 19 | 19:00 | 1 | 2015-06-19 | 19 | 48.88 | 1 | 49.88 | 49.88
6 | 19 | 20:00 | 0 | 2015-06-19 | 20 | 45.96 | 1 | 46.96 | 0
6 | 19 | 21:00 | 0 | 2015-06-19 | 21 | 159.77 | 1 | 160.77 | 0
6 | 19 | 22:00 | 0 | 2015-06-19 | 22 | 66.34 | 1 | 67.34 | 0
6 | 19 | 23:00 | 0 | 2015-06-19 | 23 | 30.09 | 1 | 31.09 | 0
6 | 19 | 24:00 | 0 | 2015-06-19 | 24 | 40.74 | 1 | 41.74 | 0
6 | 20 | 01:00 | 0 | 2015-06-20 | 1 | 40.32 | 1 | 41.32 | 0
6 | 20 | 02:00 | 0 | 2015-06-20 | 2 | 16.94 | 1 | 17.94 | 0
6 | 20 | 03:00 | 0 | 2015-06-20 | 3 | 23.53 | 1 | 24.53 | 0
6 | 20 | 04:00 | 0 | 2015-06-20 | 4 | 23.92 | 1 | 24.92 | 0
6 | 20 | 05:00 | 0 | 2015-06-20 | 5 | 19.87 | 1 | 20.87 | 0
6 | 20 | 06:00 | 2 | 2015-06-20 | 6 | 12.85 | 1 | 13.85 | 27.7
6 | 20 | 07:00 | 383 | 2015-06-20 | 7 | 13.06 | 1 | 14.06 | 5384.98
6 | 20 | 08:00 | 1035 | 2015-06-20 | 8 | 14.89 | 1 | 15.89 | 16446.15
6 | 20 | 09:00 | 1906 | 2015-06-20 | 9 | 21.83 | 1 | 22.83 | 43513.98
6 | 20 | 10:00 | 689 | 2015-06-20 | 10 | 26.09 | 1 | 27.09 | 18665.01
6 | 20 | 11:00 | 1839 | 2015-06-20 | 11 | 14.54 | 1 | 15.54 | 28578.06
6 | 20 | 12:00 | 1510 | 2015-06-20 | 12 | 20.34 | 1 | 21.34 | 32223.4
6 | 20 | 13:00 | 2479 | 2015-06-20 | 13 | 21.06 | 1 | 22.06 | 54686.74
6 | 20 | 14:00 | 863 | 2015-06-20 | 14 | 17.15 | 1 | 18.15 | 15663.45
6 | 20 | 15:00 | 1324 | 2015-06-20 | 15 | 15.26 | 1 | 16.26 | 21528.24
6 | 20 | 16:00 | 445 | 2015-06-20 | 16 | 15.52 | 1 | 16.52 | 7351.4
6 | 20 | 17:00 | 496 | 2015-06-20 | 17 | 8.81 | 1 | 9.81 | 4865.76
6 | 20 | 18:00 | 167 | 2015-06-20 | 18 | 6.59 | 1 | 7.59 | 1267.53
6 | 20 | 19:00 | 5 | 2015-06-20 | 19 | 10.95 | 1 | 11.95 | 59.75
6 | 20 | 20:00 | 0 | 2015-06-20 | 20 | 9.8 | 1 | 10.8 | 0
6 | 20 | 21:00 | 0 | 2015-06-20 | 21 | 9.87 | 1 | 10.87 | 0
6 | 20 | 22:00 | 0 | 2015-06-20 | 22 | 10.14 | 1 | 11.14 | 0
6 | 20 | 23:00 | 0 | 2015-06-20 | 23 | 12.85 | 1 | 13.85 | 0
6 | 20 | 24:00 | 0 | 2015-06-20 | 24 | 24.59 | 1 | 25.59 | 0
6 | 21 | 01:00 | 0 | 2015-06-21 | 1 | 12.33 | 1 | 13.33 | 0
6 | 21 | 02:00 | 0 | 2015-06-21 | 2 | 10.21 | 1 | 11.21 | 0
6 | 21 | 03:00 | 0 | 2015-06-21 | 3 | 11.01 | 1 | 12.01 | 0
6 | 21 | 04:00 | 0 | 2015-06-21 | 4 | 12.65 | 1 | 13.65 | 0
6 | 21 | 05:00 | 0 | 2015-06-21 | 5 | 12.33 | 1 | 13.33 | 0
6 | 21 | 06:00 | 23 | 2015-06-21 | 6 | 11.33 | 1 | 12.33 | 283.59
6 | 21 | 07:00 | 470 | 2015-06-21 | 7 | 18.65 | 1 | 19.65 | 9235.5
6 | 21 | 08:00 | 1148 | 2015-06-21 | 8 | 18.47 | 1 | 19.47 | 22351.56
6 | 21 | 09:00 | 1726 | 2015-06-21 | 9 | 16.98 | 1 | 17.98 | 31033.48
6 | 21 | 10:00 | 2205 | 2015-06-21 | 10 | 31.93 | 1 | 32.93 | 72610.65
6 | 21 | 11:00 | 2305 | 2015-06-21 | 11 | 32 | 1 | 33 | 76065
6 | 21 | 12:00 | 2009 | 2015-06-21 | 12 | 36.82 | 1 | 37.82 | 75980.38
6 | 21 | 13:00 | 766 | 2015-06-21 | 13 | 23.73 | 1 | 24.73 | 18943.18
6 | 21 | 14:00 | 864 | 2015-06-21 | 14 | 31.48 | 1 | 32.48 | 28062.72
6 | 21 | 15:00 | 748 | 2015-06-21 | 15 | 34.71 | 1 | 35.71 | 26711.08
6 | 21 | 16:00 | 524 | 2015-06-21 | 16 | 37.92 | 1 | 38.92 | 20394.08
6 | 21 | 17:00 | 626 | 2015-06-21 | 17 | 34.71 | 1 | 35.71 | 22354.46
6 | 21 | 18:00 | 148 | 2015-06-21 | 18 | 35.86 | 1 | 36.86 | 5455.28
6 | 21 | 19:00 | 3 | 2015-06-21 | 19 | 34.9 | 1 | 35.9 | 107.7
6 | 21 | 20:00 | 0 | 2015-06-21 | 20 | 39.04 | 1 | 40.04 | 0
6 | 21 | 21:00 | 0 | 2015-06-21 | 21 | 39.19 | 1 | 40.19 | 0
6 | 21 | 22:00 | 0 | 2015-06-21 | 22 | 48.01 | 1 | 49.01 | 0
6 | 21 | 23:00 | 0 | 2015-06-21 | 23 | 35.84 | 1 | 36.84 | 0
6 | 21 | 24:00 | 0 | 2015-06-21 | 24 | 25.39 | 1 | 26.39 | 0
6 | 22 | 01:00 | 0 | 2015-06-22 | 1 | 18.13 | 1 | 19.13 | 0
6 | 22 | 02:00 | 0 | 2015-06-22 | 2 | 14.5 | 1 | 15.5 | 0
6 | 22 | 03:00 | 0 | 2015-06-22 | 3 | 16.02 | 1 | 17.02 | 0
6 | 22 | 04:00 | 0 | 2015-06-22 | 4 | 16.06 | 1 | 17.06 | 0
6 | 22 | 05:00 | 0 | 2015-06-22 | 5 | 17.24 | 1 | 18.24 | 0
6 | 22 | 06:00 | 9 | 2015-06-22 | 6 | 11.52 | 1 | 12.52 | 112.68
6 | 22 | 07:00 | 218 | 2015-06-22 | 7 | 9.49 | 1 | 10.49 | 2286.82
6 | 22 | 08:00 | 488 | 2015-06-22 | 8 | 5.66 | 1 | 6.66 | 3250.08
6 | 22 | 09:00 | 672 | 2015-06-22 | 9 | 12.97 | 1 | 13.97 | 9387.84
6 | 22 | 10:00 | 1026 | 2015-06-22 | 10 | 19.53 | 1 | 20.53 | 21063.78
6 | 22 | 11:00 | 1459 | 2015-06-22 | 11 | 29.89 | 1 | 30.89 | 45068.51
6 | 22 | 12:00 | 2139 | 2015-06-22 | 12 | 40.29 | 1 | 41.29 | 88319.31
6 | 22 | 13:00 | 2735 | 2015-06-22 | 13 | 34.53 | 1 | 35.53 | 97174.55
6 | 22 | 14:00 | 2334 | 2015-06-22 | 14 | 38.97 | 1 | 39.97 | 93289.98
6 | 22 | 15:00 | 1851 | 2015-06-22 | 15 | 33.45 | 1 | 34.45 | 63766.95
6 | 22 | 16:00 | 1463 | 2015-06-22 | 16 | 41.86 | 1 | 42.86 | 62704.18
6 | 22 | 17:00 | 760 | 2015-06-22 | 17 | 112.07 | 1 | 113.07 | 85933.2
6 | 22 | 18:00 | 31 | 2015-06-22 | 18 | 47.4 | 1 | 48.4 | 1500.4
6 | 22 | 19:00 | 2 | 2015-06-22 | 19 | 40.42 | 1 | 41.42 | 82.84
6 | 22 | 20:00 | 0 | 2015-06-22 | 20 | 33.8 | 1 | 34.8 | 0
6 | 22 | 21:00 | 0 | 2015-06-22 | 21 | 31.22 | 1 | 32.22 | 0
6 | 22 | 22:00 | 0 | 2015-06-22 | 22 | 27.51 | 1 | 28.51 | 0
6 | 22 | 23:00 | 0 | 2015-06-22 | 23 | 17.89 | 1 | 18.89 | 0
6 | 22 | 24:00 | 0 | 2015-06-22 | 24 | 26.32 | 1 | 27.32 | 0
6 | 23 | 01:00 | 0 | 2015-06-23 | 1 | 33.63 | 1 | 34.63 | 0
6 | 23 | 02:00 | 0 | 2015-06-23 | 2 | 28.81 | 1 | 29.81 | 0
6 | 23 | 03:00 | 0 | 2015-06-23 | 3 | 21.37 | 1 | 22.37 | 0
6 | 23 | 04:00 | 0 | 2015-06-23 | 4 | 17.09 | 1 | 18.09 | 0
6 | 23 | 05:00 | 0 | 2015-06-23 | 5 | 16.4 | 1 | 17.4 | 0
6 | 23 | 06:00 | 3 | 2015-06-23 | 6 | 15.42 | 1 | 16.42 | 49.26
6 | 23 | 07:00 | 392 | 2015-06-23 | 7 | 14.2 | 1 | 15.2 | 5958.4
6 | 23 | 08:00 | 1099 | 2015-06-23 | 8 | 16.52 | 1 | 17.52 | 19254.48
6 | 23 | 09:00 | 1762 | 2015-06-23 | 9 | 19.86 | 1 | 20.86 | 36755.32
6 | 23 | 10:00 | 2239 | 2015-06-23 | 10 | 18.72 | 1 | 19.72 | 44153.08
6 | 23 | 11:00 | 2350 | 2015-06-23 | 11 | 34.44 | 1 | 35.44 | 83284
6 | 23 | 12:00 | 2724 | 2015-06-23 | 12 | 41.11 | 1 | 42.11 | 114707.64
6 | 23 | 13:00 | 2571 | 2015-06-23 | 13 | 30.24 | 1 | 31.24 | 80318.04
6 | 23 | 14:00 | 2081 | 2015-06-23 | 14 | 39.27 | 1 | 40.27 | 83801.87
6 | 23 | 15:00 | 1944 | 2015-06-23 | 15 | 49.88 | 1 | 50.88 | 98910.72
6 | 23 | 16:00 | 1491 | 2015-06-23 | 16 | 95.96 | 1 | 96.96 | 144567.36
6 | 23 | 17:00 | 788 | 2015-06-23 | 17 | 184.71 | 1 | 185.71 | 146339.48
6 | 23 | 18:00 | 20 | 2015-06-23 | 18 | 143.55 | 1 | 144.55 | 2891
6 | 23 | 19:00 | 1 | 2015-06-23 | 19 | 32.35 | 1 | 33.35 | 33.35
6 | 23 | 20:00 | 0 | 2015-06-23 | 20 | 25.36 | 1 | 26.36 | 0
6 | 23 | 21:00 | 0 | 2015-06-23 | 21 | 24.62 | 1 | 25.62 | 0
6 | 23 | 22:00 | 0 | 2015-06-23 | 22 | 23.03 | 1 | 24.03 | 0
6 | 23 | 23:00 | 0 | 2015-06-23 | 23 | 16.47 | 1 | 17.47 | 0
6 | 23 | 24:00 | 0 | 2015-06-23 | 24 | 18.43 | 1 | 19.43 | 0
6 | 24 | 01:00 | 0 | 2015-06-24 | 1 | 20.37 | 1 | 21.37 | 0
6 | 24 | 02:00 | 0 | 2015-06-24 | 2 | 20.35 | 1 | 21.35 | 0
6 | 24 | 03:00 | 0 | 2015-06-24 | 3 | 20.74 | 1 | 21.74 | 0
6 | 24 | 04:00 | 0 | 2015-06-24 | 4 | 21.15 | 1 | 22.15 | 0
6 | 24 | 05:00 | 0 | 2015-06-24 | 5 | 19.95 | 1 | 20.95 | 0
6 | 24 | 06:00 | 1 | 2015-06-24 | 6 | 18.55 | 1 | 19.55 | 19.55
6 | 24 | 07:00 | 399 | 2015-06-24 | 7 | 17.76 | 1 | 18.76 | 7485.24
6 | 24 | 08:00 | 1055 | 2015-06-24 | 8 | 15.07 | 1 | 16.07 | 16953.85
6 | 24 | 09:00 | 1789 | 2015-06-24 | 9 | 17.29 | 1 | 18.29 | 32720.81
6 | 24 | 10:00 | 2232 | 2015-06-24 | 10 | 20.16 | 1 | 21.16 | 47229.12
6 | 24 | 11:00 | 2411 | 2015-06-24 | 11 | 21.07 | 1 | 22.07 | 53210.77
6 | 24 | 12:00 | 2371 | 2015-06-24 | 12 | 35.46 | 1 | 36.46 | 86446.66
6 | 24 | 13:00 | 2258 | 2015-06-24 | 13 | 29.76 | 1 | 30.76 | 69456.08
6 | 24 | 14:00 | 2173 | 2015-06-24 | 14 | 39.96 | 1 | 40.96 | 89006.08
6 | 24 | 15:00 | 1855 | 2015-06-24 | 15 | 34.67 | 1 | 35.67 | 66167.85
6 | 24 | 16:00 | 1284 | 2015-06-24 | 16 | 29.4 | 1 | 30.4 | 39033.6
6 | 24 | 17:00 | 735 | 2015-06-24 | 17 | 27.35 | 1 | 28.35 | 20837.25
6 | 24 | 18:00 | 12 | 2015-06-24 | 18 | 31.37 | 1 | 32.37 | 388.44
6 | 24 | 19:00 | 0 | 2015-06-24 | 19 | 34.94 | 1 | 35.94 | 0
6 | 24 | 20:00 | 0 | 2015-06-24 | 20 | 32.88 | 1 | 33.88 | 0
6 | 24 | 21:00 | 0 | 2015-06-24 | 21 | 22.61 | 1 | 23.61 | 0
6 | 24 | 22:00 | 0 | 2015-06-24 | 22 | 20.25 | 1 | 21.25 | 0
6 | 24 | 23:00 | 0 | 2015-06-24 | 23 | 15.61 | 1 | 16.61 | 0
6 | 24 | 24:00 | 0 | 2015-06-24 | 24 | 26 | 1 | 27 | 0
6 | 25 | 01:00 | 0 | 2015-06-25 | 1 | 25.91 | 1 | 26.91 | 0
6 | 25 | 02:00 | 0 | 2015-06-25 | 2 | 17.95 | 1 | 18.95 | 0
6 | 25 | 03:00 | 0 | 2015-06-25 | 3 | 16.42 | 1 | 17.42 | 0
6 | 25 | 04:00 | 0 | 2015-06-25 | 4 | 13.89 | 1 | 14.89 | 0
6 | 25 | 05:00 | 0 | 2015-06-25 | 5 | 14.07 | 1 | 15.07 | 0
6 | 25 | 06:00 | 23 | 2015-06-25 | 6 | 15.04 | 1 | 16.04 | 368.92
6 | 25 | 07:00 | 32 | 2015-06-25 | 7 | 23.3 | 1 | 24.3 | 777.6
6 | 25 | 08:00 | 595 | 2015-06-25 | 8 | 29.61 | 1 | 30.61 | 18212.95
6 | 25 | 09:00 | 974 | 2015-06-25 | 9 | 15.66 | 1 | 16.66 | 16226.84
6 | 25 | 10:00 | 1339 | 2015-06-25 | 10 | 16.66 | 1 | 17.66 | 23646.74
6 | 25 | 11:00 | 1970 | 2015-06-25 | 11 | 24.14 | 1 | 25.14 | 49525.8
6 | 25 | 12:00 | 2577 | 2015-06-25 | 12 | 27.54 | 1 | 28.54 | 73547.58
6 | 25 | 13:00 | 2564 | 2015-06-25 | 13 | 33.58 | 1 | 34.58 | 88663.12
6 | 25 | 14:00 | 2258 | 2015-06-25 | 14 | 32.58 | 1 | 33.58 | 75823.64
6 | 25 | 15:00 | 1991 | 2015-06-25 | 15 | 36.93 | 1 | 37.93 | 75518.63
6 | 25 | 16:00 | 1461 | 2015-06-25 | 16 | 34.03 | 1 | 35.03 | 51178.83
6 | 25 | 17:00 | 763 | 2015-06-25 | 17 | 33.53 | 1 | 34.53 | 26346.39
6 | 25 | 18:00 | 125 | 2015-06-25 | 18 | 31.2 | 1 | 32.2 | 4025
6 | 25 | 19:00 | 4 | 2015-06-25 | 19 | 30.2 | 1 | 31.2 | 124.8
6 | 25 | 20:00 | 0 | 2015-06-25 | 20 | 29.68 | 1 | 30.68 | 0
6 | 25 | 21:00 | 0 | 2015-06-25 | 21 | 29.41 | 1 | 30.41 | 0
6 | 25 | 22:00 | 0 | 2015-06-25 | 22 | 25.6 | 1 | 26.6 | 0
6 | 25 | 23:00 | 0 | 2015-06-25 | 23 | 27.76 | 1 | 28.76 | 0
6 | 25 | 24:00 | 0 | 2015-06-25 | 24 | 28.26 | 1 | 29.26 | 0
6 | 26 | 01:00 | 0 | 2015-06-26 | 1 | 28.01 | 1 | 29.01 | 0
6 | 26 | 02:00 | 0 | 2015-06-26 | 2 | 16.28 | 1 | 17.28 | 0
6 | 26 | 03:00 | 0 | 2015-06-26 | 3 | 19.25 | 1 | 20.25 | 0
6 | 26 | 04:00 | 0 | 2015-06-26 | 4 | 18.33 | 1 | 19.33 | 0
6 | 26 | 05:00 | 0 | 2015-06-26 | 5 | 21.2 | 1 | 22.2 | 0
6 | 26 | 06:00 | 10 | 2015-06-26 | 6 | 15.84 | 1 | 16.84 | 168.4
6 | 26 | 07:00 | 389 | 2015-06-26 | 7 | 18.73 | 1 | 19.73 | 7674.97
6 | 26 | 08:00 | 1020 | 2015-06-26 | 8 | 21.99 | 1 | 22.99 | 23449.8
6 | 26 | 09:00 | 1134 | 2015-06-26 | 9 | 32.77 | 1 | 33.77 | 38295.18
6 | 26 | 10:00 | 851 | 2015-06-26 | 10 | 35.06 | 1 | 36.06 | 30687.06
6 | 26 | 11:00 | 1134 | 2015-06-26 | 11 | 31.04 | 1 | 32.04 | 36333.36
6 | 26 | 12:00 | 1214 | 2015-06-26 | 12 | 31.55 | 1 | 32.55 | 39515.7
6 | 26 | 13:00 | 852 | 2015-06-26 | 13 | 31.4 | 1 | 32.4 | 27604.8
6 | 26 | 14:00 | 966 | 2015-06-26 | 14 | 32.54 | 1 | 33.54 | 32399.64
6 | 26 | 15:00 | 844 | 2015-06-26 | 15 | 32.32 | 1 | 33.32 | 28122.08
6 | 26 | 16:00 | 805 | 2015-06-26 | 16 | 34.93 | 1 | 35.93 | 28923.65
6 | 26 | 17:00 | 499 | 2015-06-26 | 17 | 42.77 | 1 | 43.77 | 21841.23
6 | 26 | 18:00 | 114 | 2015-06-26 | 18 | 44.34 | 1 | 45.34 | 5168.76
6 | 26 | 19:00 | 0 | 2015-06-26 | 19 | 82.09 | 1 | 83.09 | 0
6 | 26 | 20:00 | 0 | 2015-06-26 | 20 | 28.37 | 1 | 29.37 | 0
6 | 26 | 21:00 | 0 | 2015-06-26 | 21 | 18.12 | 1 | 19.12 | 0
6 | 26 | 22:00 | 0 | 2015-06-26 | 22 | 23.4 | 1 | 24.4 | 0
6 | 26 | 23:00 | 0 | 2015-06-26 | 23 | 21.51 | 1 | 22.51 | 0
6 | 26 | 24:00 | 0 | 2015-06-26 | 24 | 22.48 | 1 | 23.48 | 0
6 | 27 | 01:00 | 0 | 2015-06-27 | 1 | 16.39 | 1 | 17.39 | 0
6 | 27 | 02:00 | 0 | 2015-06-27 | 2 | 16.96 | 1 | 17.96 | 0
6 | 27 | 03:00 | 0 | 2015-06-27 | 3 | 21.54 | 1 | 22.54 | 0
6 | 27 | 04:00 | 0 | 2015-06-27 | 4 | 18.83 | 1 | 19.83 | 0
6 | 27 | 05:00 | 0 | 2015-06-27 | 5 | 15.05 | 1 | 16.05 | 0
6 | 27 | 06:00 | 16 | 2015-06-27 | 6 | 12.1 | 1 | 13.1 | 209.6
6 | 27 | 07:00 | 76 | 2015-06-27 | 7 | 12.89 | 1 | 13.89 | 1055.64
6 | 27 | 08:00 | 644 | 2015-06-27 | 8 | 13 | 1 | 14 | 9016
6 | 27 | 09:00 | 796 | 2015-06-27 | 9 | 14.1 | 1 | 15.1 | 12019.6
6 | 27 | 10:00 | 611 | 2015-06-27 | 10 | 12.42 | 1 | 13.42 | 8199.62
6 | 27 | 11:00 | 1254 | 2015-06-27 | 11 | 12.15 | 1 | 13.15 | 16490.1
6 | 27 | 12:00 | 1147 | 2015-06-27 | 12 | 12.28 | 1 | 13.28 | 15232.16
6 | 27 | 13:00 | 1155 | 2015-06-27 | 13 | 13.86 | 1 | 14.86 | 17163.3
6 | 27 | 14:00 | 1059 | 2015-06-27 | 14 | 16.74 | 1 | 17.74 | 18786.66
6 | 27 | 15:00 | 993 | 2015-06-27 | 15 | 16.68 | 1 | 17.68 | 17556.24
6 | 27 | 16:00 | 765 | 2015-06-27 | 16 | 13.14 | 1 | 14.14 | 10817.1
6 | 27 | 17:00 | 546 | 2015-06-27 | 17 | 15.67 | 1 | 16.67 | 9101.82
6 | 27 | 18:00 | 103 | 2015-06-27 | 18 | 12.66 | 1 | 13.66 | 1406.98
6 | 27 | 19:00 | 0 | 2015-06-27 | 19 | 12.97 | 1 | 13.97 | 0
6 | 27 | 20:00 | 0 | 2015-06-27 | 20 | 12.42 | 1 | 13.42 | 0
6 | 27 | 21:00 | 0 | 2015-06-27 | 21 | 12.49 | 1 | 13.49 | 0
6 | 27 | 22:00 | 0 | 2015-06-27 | 22 | 11.43 | 1 | 12.43 | 0
6 | 27 | 23:00 | 0 | 2015-06-27 | 23 | 10.94 | 1 | 11.94 | 0
6 | 27 | 24:00 | 0 | 2015-06-27 | 24 | 11.8 | 1 | 12.8 | 0
6 | 28 | 01:00 | 0 | 2015-06-28 | 1 | 13.33 | 1 | 14.33 | 0
6 | 28 | 02:00 | 0 | 2015-06-28 | 2 | 10.06 | 1 | 11.06 | 0
6 | 28 | 03:00 | 0 | 2015-06-28 | 3 | 10.41 | 1 | 11.41 | 0
6 | 28 | 04:00 | 0 | 2015-06-28 | 4 | 8.82 | 1 | 9.82 | 0
6 | 28 | 05:00 | 0 | 2015-06-28 | 5 | 8.61 | 1 | 9.61 | 0
6 | 28 | 06:00 | 8 | 2015-06-28 | 6 | 7.83 | 1 | 8.83 | 70.64
6 | 28 | 07:00 | 418 | 2015-06-28 | 7 | -6.37 | 1 | -5.37 | -2244.66
6 | 28 | 08:00 | 1070 | 2015-06-28 | 8 | -0.39 | 1 | 0.61 | 652.7
6 | 28 | 09:00 | 1719 | 2015-06-28 | 9 | 0.02 | 1 | 1.02 | 1753.38
6 | 28 | 10:00 | 1871 | 2015-06-28 | 10 | 6.89 | 1 | 7.89 | 14762.19
6 | 28 | 11:00 | 2534 | 2015-06-28 | 11 | 11.7 | 1 | 12.7 | 32181.8
6 | 28 | 12:00 | 2584 | 2015-06-28 | 12 | 11.57 | 1 | 12.57 | 32480.88
6 | 28 | 13:00 | 2439 | 2015-06-28 | 13 | 11.3 | 1 | 12.3 | 29999.7
6 | 28 | 14:00 | 2424 | 2015-06-28 | 14 | 11.14 | 1 | 12.14 | 29427.36
6 | 28 | 15:00 | 1974 | 2015-06-28 | 15 | 9.52 | 1 | 10.52 | 20766.48
6 | 28 | 16:00 | 1477 | 2015-06-28 | 16 | 8.1 | 1 | 9.1 | 13440.7
6 | 28 | 17:00 | 805 | 2015-06-28 | 17 | 7.21 | 1 | 8.21 | 6609.05
6 | 28 | 18:00 | 69 | 2015-06-28 | 18 | 8.92 | 1 | 9.92 | 684.48
6 | 28 | 19:00 | 3 | 2015-06-28 | 19 | 9.44 | 1 | 10.44 | 31.32
6 | 28 | 20:00 | 0 | 2015-06-28 | 20 | 7.96 | 1 | 8.96 | 0
6 | 28 | 21:00 | 0 | 2015-06-28 | 21 | 0.04 | 1 | 1.04 | 0
6 | 28 | 22:00 | 0 | 2015-06-28 | 22 | 4.34 | 1 | 5.34 | 0
6 | 28 | 23:00 | 0 | 2015-06-28 | 23 | 6.47 | 1 | 7.47 | 0
6 | 28 | 24:00 | 0 | 2015-06-28 | 24 | 3.62 | 1 | 4.62 | 0
6 | 29 | 01:00 | 0 | 2015-06-29 | 1 | 1.36 | 1 | 2.36 | 0
6 | 29 | 02:00 | 0 | 2015-06-29 | 2 | 1.42 | 1 | 2.42 | 0
6 | 29 | 03:00 | 0 | 2015-06-29 | 3 | 2.39 | 1 | 3.39 | 0
6 | 29 | 04:00 | 0 | 2015-06-29 | 4 | 6.03 | 1 | 7.03 | 0
6 | 29 | 05:00 | 0 | 2015-06-29 | 5 | -112.73 | 1 | -111.73 | 0
6 | 29 | 06:00 | 1 | 2015-06-29 | 6 | -9.07 | 1 | -8.07 | -8.07
6 | 29 | 07:00 | 340 | 2015-06-29 | 7 | 7.21 | 1 | 8.21 | 2791.4
6 | 29 | 08:00 | 1075 | 2015-06-29 | 8 | 4.77 | 1 | 5.77 | 6202.75
6 | 29 | 09:00 | 1709 | 2015-06-29 | 9 | 9.42 | 1 | 10.42 | 17807.78
6 | 29 | 10:00 | 2200 | 2015-06-29 | 10 | 8.96 | 1 | 9.96 | 21912
6 | 29 | 11:00 | 2476 | 2015-06-29 | 11 | 12.73 | 1 | 13.73 | 33995.48
6 | 29 | 12:00 | 2522 | 2015-06-29 | 12 | 16.08 | 1 | 17.08 | 43075.76
6 | 29 | 13:00 | 2592 | 2015-06-29 | 13 | 19.4 | 1 | 20.4 | 52876.8
6 | 29 | 14:00 | 2429 | 2015-06-29 | 14 | 13.84 | 1 | 14.84 | 36046.36
6 | 29 | 15:00 | 1318 | 2015-06-29 | 15 | 13.13 | 1 | 14.13 | 18623.34
6 | 29 | 16:00 | 1165 | 2015-06-29 | 16 | 12.18 | 1 | 13.18 | 15354.7
6 | 29 | 17:00 | 546 | 2015-06-29 | 17 | 12.55 | 1 | 13.55 | 7398.3
6 | 29 | 18:00 | 79 | 2015-06-29 | 18 | 13.95 | 1 | 14.95 | 1181.05
6 | 29 | 19:00 | 3 | 2015-06-29 | 19 | 21.31 | 1 | 22.31 | 66.93
6 | 29 | 20:00 | 0 | 2015-06-29 | 20 | 20.59 | 1 | 21.59 | 0
6 | 29 | 21:00 | 0 | 2015-06-29 | 21 | 18.65 | 1 | 19.65 | 0
6 | 29 | 22:00 | 0 | 2015-06-29 | 22 | 19.37 | 1 | 20.37 | 0
6 | 29 | 23:00 | 0 | 2015-06-29 | 23 | 12.1 | 1 | 13.1 | 0
6 | 29 | 24:00 | 0 | 2015-06-29 | 24 | 14.13 | 1 | 15.13 | 0
6 | 30 | 01:00 | 0 | 2015-06-30 | 1 | 16.07 | 1 | 17.07 | 0
6 | 30 | 02:00 | 0 | 2015-06-30 | 2 | 12.29 | 1 | 13.29 | 0
6 | 30 | 03:00 | 0 | 2015-06-30 | 3 | 10.56 | 1 | 11.56 | 0
6 | 30 | 04:00 | 0 | 2015-06-30 | 4 | 10.29 | 1 | 11.29 | 0
6 | 30 | 05:00 | 0 | 2015-06-30 | 5 | 10.04 | 1 | 11.04 | 0
6 | 30 | 06:00 | 11 | 2015-06-30 | 6 | 8.11 | 1 | 9.11 | 100.21
6 | 30 | 07:00 | 227 | 2015-06-30 | 7 | 7.61 | 1 | 8.61 | 1954.47
6 | 30 | 08:00 | 463 | 2015-06-30 | 8 | 14.49 | 1 | 15.49 | 7171.87
6 | 30 | 09:00 | 694 | 2015-06-30 | 9 | 23.11 | 1 | 24.11 | 16732.34
6 | 30 | 10:00 | 889 | 2015-06-30 | 10 | 21.46 | 1 | 22.46 | 19966.94
6 | 30 | 11:00 | 962 | 2015-06-30 | 11 | 25.68 | 1 | 26.68 | 25666.16
6 | 30 | 12:00 | 1139 | 2015-06-30 | 12 | 31.8 | 1 | 32.8 | 37359.2
6 | 30 | 13:00 | 686 | 2015-06-30 | 13 | 30.69 | 1 | 31.69 | 21739.34
6 | 30 | 14:00 | 1039 | 2015-06-30 | 14 | 31.26 | 1 | 32.26 | 33518.14
6 | 30 | 15:00 | 946 | 2015-06-30 | 15 | 30.54 | 1 | 31.54 | 29836.84
6 | 30 | 16:00 | 796 | 2015-06-30 | 16 | 28.86 | 1 | 29.86 | 23768.56
6 | 30 | 17:00 | 533 | 2015-06-30 | 17 | 28.74 | 1 | 29.74 | 15851.42
6 | 30 | 18:00 | 17 | 2015-06-30 | 18 | 25.72 | 1 | 26.72 | 454.24
6 | 30 | 19:00 | 3 | 2015-06-30 | 19 | 25.97 | 1 | 26.97 | 80.91
6 | 30 | 20:00 | 0 | 2015-06-30 | 20 | 27.72 | 1 | 28.72 | 0
6 | 30 | 21:00 | 0 | 2015-06-30 | 21 | 24.88 | 1 | 25.88 | 0
6 | 30 | 22:00 | 0 | 2015-06-30 | 22 | 18.92 | 1 | 19.92 | 0
6 | 30 | 23:00 | 0 | 2015-06-30 | 23 | 12.25 | 1 | 13.25 | 0
6 | 30 | 24:00 | 0 | 2015-06-30 | 24 | 13.71 | 1 | 14.71 | 0
7 | 1 | 01:00 | 0 | 2015-07-01 | 1 | 11.87 | 1 | 12.87 | 0
7 | 1 | 02:00 | 0 | 2015-07-01 | 2 | 12.81 | 1 | 13.81 | 0
7 | 1 | 03:00 | 0 | 2015-07-01 | 3 | 10.92 | 1 | 11.92 | 0
7 | 1 | 04:00 | 0 | 2015-07-01 | 4 | 10.65 | 1 | 11.65 | 0
7 | 1 | 05:00 | 0 | 2015-07-01 | 5 | 12.34 | 1 | 13.34 | 0
7 | 1 | 06:00 | 14 | 2015-07-01 | 6 | 11.75 | 1 | 12.75 | 178.5
7 | 1 | 07:00 | 14 | 2015-07-01 | 7 | 7.19 | 1 | 8.19 | 114.66
7 | 1 | 08:00 | 451 | 2015-07-01 | 8 | 11.34 | 1 | 12.34 | 5565.34
7 | 1 | 09:00 | 639 | 2015-07-01 | 9 | 14.88 | 1 | 15.88 | 10147.32
7 | 1 | 10:00 | 1178 | 2015-07-01 | 10 | 13.05 | 1 | 14.05 | 16550.9
7 | 1 | 11:00 | 2332 | 2015-07-01 | 11 | 13.81 | 1 | 14.81 | 34536.92
7 | 1 | 12:00 | 2286 | 2015-07-01 | 12 | 19.06 | 1 | 20.06 | 45857.16
7 | 1 | 13:00 | 2458 | 2015-07-01 | 13 | 15.14 | 1 | 16.14 | 39672.12
7 | 1 | 14:00 | 2238 | 2015-07-01 | 14 | 17.2 | 1 | 18.2 | 40731.6
7 | 1 | 15:00 | 1614 | 2015-07-01 | 15 | 20.13 | 1 | 21.13 | 34103.82
7 | 1 | 16:00 | 1352 | 2015-07-01 | 16 | 20.97 | 1 | 21.97 | 29703.44
7 | 1 | 17:00 | 768 | 2015-07-01 | 17 | 29.45 | 1 | 30.45 | 23385.6
7 | 1 | 18:00 | 145 | 2015-07-01 | 18 | 33.72 | 1 | 34.72 | 5034.4
7 | 1 | 19:00 | 5 | 2015-07-01 | 19 | 40.72 | 1 | 41.72 | 208.6
7 | 1 | 20:00 | 0 | 2015-07-01 | 20 | 36.84 | 1 | 37.84 | 0
7 | 1 | 21:00 | 0 | 2015-07-01 | 21 | 18.13 | 1 | 19.13 | 0
7 | 1 | 22:00 | 0 | 2015-07-01 | 22 | 13.52 | 1 | 14.52 | 0
7 | 1 | 23:00 | 0 | 2015-07-01 | 23 | 11.78 | 1 | 12.78 | 0
7 | 1 | 24:00 | 0 | 2015-07-01 | 24 | 10 | 1 | 11 | 0
7 | 2 | 01:00 | 0 | 2015-07-02 | 1 | 9.8 | 1 | 10.8 | 0
7 | 2 | 02:00 | 0 | 2015-07-02 | 2 | 10.37 | 1 | 11.37 | 0
7 | 2 | 03:00 | 0 | 2015-07-02 | 3 | 7.03 | 1 | 8.03 | 0
7 | 2 | 04:00 | 0 | 2015-07-02 | 4 | -49.3 | 1 | -48.3 | 0
7 | 2 | 05:00 | 0 | 2015-07-02 | 5 | -54.63 | 1 | -53.63 | 0
7 | 2 | 06:00 | 4 | 2015-07-02 | 6 | 7.77 | 1 | 8.77 | 35.08
7 | 2 | 07:00 | 164 | 2015-07-02 | 7 | 11.41 | 1 | 12.41 | 2035.24
7 | 2 | 08:00 | 464 | 2015-07-02 | 8 | 8.42 | 1 | 9.42 | 4370.88
7 | 2 | 09:00 | 707 | 2015-07-02 | 9 | 12.3 | 1 | 13.3 | 9403.1
7 | 2 | 10:00 | 988 | 2015-07-02 | 10 | 12.57 | 1 | 13.57 | 13407.16
7 | 2 | 11:00 | 1435 | 2015-07-02 | 11 | 11.19 | 1 | 12.19 | 17492.65
7 | 2 | 12:00 | 1539 | 2015-07-02 | 12 | 11.08 | 1 | 12.08 | 18591.12
7 | 2 | 13:00 | 1925 | 2015-07-02 | 13 | 10.94 | 1 | 11.94 | 22984.5
7 | 2 | 14:00 | 1908 | 2015-07-02 | 14 | 11.73 | 1 | 12.73 | 24288.84
7 | 2 | 15:00 | 1049 | 2015-07-02 | 15 | 10.42 | 1 | 11.42 | 11979.58
7 | 2 | 16:00 | 1265 | 2015-07-02 | 16 | 9.81 | 1 | 10.81 | 13674.65
7 | 2 | 17:00 | 566 | 2015-07-02 | 17 | 8.86 | 1 | 9.86 | 5580.76
7 | 2 | 18:00 | 71 | 2015-07-02 | 18 | 8.23 | 1 | 9.23 | 655.33
7 | 2 | 19:00 | 4 | 2015-07-02 | 19 | 8 | 1 | 9 | 36
7 | 2 | 20:00 | 0 | 2015-07-02 | 20 | 7.97 | 1 | 8.97 | 0
7 | 2 | 21:00 | 0 | 2015-07-02 | 21 | 8.07 | 1 | 9.07 | 0
7 | 2 | 22:00 | 0 | 2015-07-02 | 22 | 8.68 | 1 | 9.68 | 0
7 | 2 | 23:00 | 0 | 2015-07-02 | 23 | 10.02 | 1 | 11.02 | 0
7 | 2 | 24:00 | 0 | 2015-07-02 | 24 | 9.71 | 1 | 10.71 | 0
7 | 3 | 01:00 | 0 | 2015-07-03 | 1 | 6.93 | 1 | 7.93 | 0
7 | 3 | 02:00 | 0 | 2015-07-03 | 2 | 6.26 | 1 | 7.26 | 0
7 | 3 | 03:00 | 0 | 2015-07-03 | 3 | 6.91 | 1 | 7.91 | 0
7 | 3 | 04:00 | 0 | 2015-07-03 | 4 | 6.9 | 1 | 7.9 | 0
7 | 3 | 05:00 | 0 | 2015-07-03 | 5 | 8.11 | 1 | 9.11 | 0
7 | 3 | 06:00 | 5 | 2015-07-03 | 6 | 6.32 | 1 | 7.32 | 36.6
7 | 3 | 07:00 | 15 | 2015-07-03 | 7 | 6.55 | 1 | 7.55 | 113.25
7 | 3 | 08:00 | 459 | 2015-07-03 | 8 | 2.13 | 1 | 3.13 | 1436.67
7 | 3 | 09:00 | 576 | 2015-07-03 | 9 | 4.44 | 1 | 5.44 | 3133.44
7 | 3 | 10:00 | 964 | 2015-07-03 | 10 | 9.47 | 1 | 10.47 | 10093.08
7 | 3 | 11:00 | 1988 | 2015-07-03 | 11 | 6.11 | 1 | 7.11 | 14134.68
7 | 3 | 12:00 | 2593 | 2015-07-03 | 12 | 5.72 | 1 | 6.72 | 17424.96
7 | 3 | 13:00 | 2425 | 2015-07-03 | 13 | 6.12 | 1 | 7.12 | 17266
7 | 3 | 14:00 | 1368 | 2015-07-03 | 14 | 6.05 | 1 | 7.05 | 9644.4
7 | 3 | 15:00 | 1902 | 2015-07-03 | 15 | 6.51 | 1 | 7.51 | 14284.02
7 | 3 | 16:00 | 487 | 2015-07-03 | 16 | 9.15 | 1 | 10.15 | 4943.05
7 | 3 | 17:00 | 288 | 2015-07-03 | 17 | 8.64 | 1 | 9.64 | 2776.32
7 | 3 | 18:00 | 9 | 2015-07-03 | 18 | 11.69 | 1 | 12.69 | 114.21
7 | 3 | 19:00 | 5 | 2015-07-03 | 19 | 13.68 | 1 | 14.68 | 73.4
7 | 3 | 20:00 | 0 | 2015-07-03 | 20 | 8.61 | 1 | 9.61 | 0
7 | 3 | 21:00 | 0 | 2015-07-03 | 21 | 7.38 | 1 | 8.38 | 0
7 | 3 | 22:00 | 0 | 2015-07-03 | 22 | 7.53 | 1 | 8.53 | 0
7 | 3 | 23:00 | 0 | 2015-07-03 | 23 | 7.74 | 1 | 8.74 | 0
7 | 3 | 24:00 | 0 | 2015-07-03 | 24 | 8.06 | 1 | 9.06 | 0
7 | 4 | 01:00 | 0 | 2015-07-04 | 1 | 6.86 | 1 | 7.86 | 0
7 | 4 | 02:00 | 0 | 2015-07-04 | 2 | 3.49 | 1 | 4.49 | 0
7 | 4 | 03:00 | 0 | 2015-07-04 | 3 | 0.69 | 1 | 1.69 | 0
7 | 4 | 04:00 | 0 | 2015-07-04 | 4 | 0.49 | 1 | 1.49 | 0
7 | 4 | 05:00 | 0 | 2015-07-04 | 5 | 0.89 | 1 | 1.89 | 0
7 | 4 | 06:00 | 29 | 2015-07-04 | 6 | 0.63 | 1 | 1.63 | 47.27
7 | 4 | 07:00 | 62 | 2015-07-04 | 7 | 0.7 | 1 | 1.7 | 105.4
7 | 4 | 08:00 | 475 | 2015-07-04 | 8 | 0.65 | 1 | 1.65 | 783.75
7 | 4 | 09:00 | 576 | 2015-07-04 | 9 | 1.62 | 1 | 2.62 | 1509.12
7 | 4 | 10:00 | 929 | 2015-07-04 | 10 | 4.64 | 1 | 5.64 | 5239.56
7 | 4 | 11:00 | 1052 | 2015-07-04 | 11 | 6.7 | 1 | 7.7 | 8100.4
7 | 4 | 12:00 | 969 | 2015-07-04 | 12 | 6.03 | 1 | 7.03 | 6812.07
7 | 4 | 13:00 | 1227 | 2015-07-04 | 13 | 6.38 | 1 | 7.38 | 9055.26
7 | 4 | 14:00 | 529 | 2015-07-04 | 14 | 5.96 | 1 | 6.96 | 3681.84
7 | 4 | 15:00 | 550 | 2015-07-04 | 15 | 4.16 | 1 | 5.16 | 2838
7 | 4 | 16:00 | 432 | 2015-07-04 | 16 | 3.4 | 1 | 4.4 | 1900.8
7 | 4 | 17:00 | 198 | 2015-07-04 | 17 | 3.68 | 1 | 4.68 | 926.64
7 | 4 | 18:00 | 37 | 2015-07-04 | 18 | 2.43 | 1 | 3.43 | 126.91
7 | 4 | 19:00 | 1 | 2015-07-04 | 19 | 3.04 | 1 | 4.04 | 4.04
7 | 4 | 20:00 | 0 | 2015-07-04 | 20 | 4.29 | 1 | 5.29 | 0
7 | 4 | 21:00 | 0 | 2015-07-04 | 21 | 2.98 | 1 | 3.98 | 0
7 | 4 | 22:00 | 0 | 2015-07-04 | 22 | 2.53 | 1 | 3.53 | 0
7 | 4 | 23:00 | 0 | 2015-07-04 | 23 | 0.41 | 1 | 1.41 | 0
7 | 4 | 24:00 | 0 | 2015-07-04 | 24 | 3.84 | 1 | 4.84 | 0
7 | 5 | 01:00 | 0 | 2015-07-05 | 1 | 1.47 | 1 | 2.47 | 0
7 | 5 | 02:00 | 0 | 2015-07-05 | 2 | 0.24 | 1 | 1.24 | 0
7 | 5 | 03:00 | 0 | 2015-07-05 | 3 | 0.53 | 1 | 1.53 | 0
7 | 5 | 04:00 | 0 | 2015-07-05 | 4 | 0.08 | 1 | 1.08 | 0
7 | 5 | 05:00 | 0 | 2015-07-05 | 5 | 0.39 | 1 | 1.39 | 0
7 | 5 | 06:00 | 12 | 2015-07-05 | 6 | -135.97 | 1 | -134.97 | -1619.64
7 | 5 | 07:00 | 355 | 2015-07-05 | 7 | -150.3 | 1 | -149.3 | -53001.5
7 | 5 | 08:00 | 362 | 2015-07-05 | 8 | -150 | 1 | -149 | -53938
7 | 5 | 09:00 | 763 | 2015-07-05 | 9 | -62.35 | 1 | -61.35 | -46810.05
7 | 5 | 10:00 | 541 | 2015-07-05 | 10 | 0.25 | 1 | 1.25 | 676.25
7 | 5 | 11:00 | 1096 | 2015-07-05 | 11 | 0.38 | 1 | 1.38 | 1512.48
7 | 5 | 12:00 | 650 | 2015-07-05 | 12 | 3.89 | 1 | 4.89 | 3178.5
7 | 5 | 13:00 | 738 | 2015-07-05 | 13 | 8.35 | 1 | 9.35 | 6900.3
7 | 5 | 14:00 | 610 | 2015-07-05 | 14 | 8.18 | 1 | 9.18 | 5599.8
7 | 5 | 15:00 | 537 | 2015-07-05 | 15 | 7.09 | 1 | 8.09 | 4344.33
7 | 5 | 16:00 | 448 | 2015-07-05 | 16 | 6.92 | 1 | 7.92 | 3548.16
7 | 5 | 17:00 | 161 | 2015-07-05 | 17 | 11.64 | 1 | 12.64 | 2035.04
7 | 5 | 18:00 | 15 | 2015-07-05 | 18 | 18.5 | 1 | 19.5 | 292.5
7 | 5 | 19:00 | 0 | 2015-07-05 | 19 | 19.09 | 1 | 20.09 | 0
7 | 5 | 20:00 | 0 | 2015-07-05 | 20 | 18.8 | 1 | 19.8 | 0
7 | 5 | 21:00 | 0 | 2015-07-05 | 21 | 17.28 | 1 | 18.28 | 0
7 | 5 | 22:00 | 0 | 2015-07-05 | 22 | 24.37 | 1 | 25.37 | 0
7 | 5 | 23:00 | 0 | 2015-07-05 | 23 | 22.38 | 1 | 23.38 | 0
7 | 5 | 24:00 | 0 | 2015-07-05 | 24 | 14.77 | 1 | 15.77 | 0
7 | 6 | 01:00 | 0 | 2015-07-06 | 1 | 11.35 | 1 | 12.35 | 0
7 | 6 | 02:00 | 0 | 2015-07-06 | 2 | 11.37 | 1 | 12.37 | 0
7 | 6 | 03:00 | 0 | 2015-07-06 | 3 | 11.03 | 1 | 12.03 | 0
7 | 6 | 04:00 | 0 | 2015-07-06 | 4 | 11.51 | 1 | 12.51 | 0
7 | 6 | 05:00 | 0 | 2015-07-06 | 5 | 11.25 | 1 | 12.25 | 0
7 | 6 | 06:00 | 3 | 2015-07-06 | 6 | 10.89 | 1 | 11.89 | 35.67
7 | 6 | 07:00 | 69 | 2015-07-06 | 7 | 10.13 | 1 | 11.13 | 767.97
7 | 6 | 08:00 | 582 | 2015-07-06 | 8 | 9.86 | 1 | 10.86 | 6320.52
7 | 6 | 09:00 | 776 | 2015-07-06 | 9 | 13.39 | 1 | 14.39 | 11166.64
7 | 6 | 10:00 | 1648 | 2015-07-06 | 10 | 19.75 | 1 | 20.75 | 34196
7 | 6 | 11:00 | 2540 | 2015-07-06 | 11 | 27.14 | 1 | 28.14 | 71475.6
7 | 6 | 12:00 | 2404 | 2015-07-06 | 12 | 32.22 | 1 | 33.22 | 79860.88
7 | 6 | 13:00 | 2320 | 2015-07-06 | 13 | 30.6 | 1 | 31.6 | 73312
7 | 6 | 14:00 | 2147 | 2015-07-06 | 14 | 31.41 | 1 | 32.41 | 69584.27
7 | 6 | 15:00 | 1925 | 2015-07-06 | 15 | 33.29 | 1 | 34.29 | 66008.25
7 | 6 | 16:00 | 1153 | 2015-07-06 | 16 | 24.57 | 1 | 25.57 | 29482.21
7 | 6 | 17:00 | 731 | 2015-07-06 | 17 | 41.96 | 1 | 42.96 | 31403.76
7 | 6 | 18:00 | 23 | 2015-07-06 | 18 | 56.97 | 1 | 57.97 | 1333.31
7 | 6 | 19:00 | 0 | 2015-07-06 | 19 | 81.59 | 1 | 82.59 | 0
7 | 6 | 20:00 | 0 | 2015-07-06 | 20 | 46.12 | 1 | 47.12 | 0
7 | 6 | 21:00 | 0 | 2015-07-06 | 21 | 53.94 | 1 | 54.94 | 0
7 | 6 | 22:00 | 0 | 2015-07-06 | 22 | 43.44 | 1 | 44.44 | 0
7 | 6 | 23:00 | 0 | 2015-07-06 | 23 | 38.97 | 1 | 39.97 | 0
7 | 6 | 24:00 | 0 | 2015-07-06 | 24 | 20.85 | 1 | 21.85 | 0
7 | 7 | 01:00 | 0 | 2015-07-07 | 1 | 47.28 | 1 | 48.28 | 0
7 | 7 | 02:00 | 0 | 2015-07-07 | 2 | 34.65 | 1 | 35.65 | 0
7 | 7 | 03:00 | 0 | 2015-07-07 | 3 | 22.36 | 1 | 23.36 | 0
7 | 7 | 04:00 | 0 | 2015-07-07 | 4 | 12.13 | 1 | 13.13 | 0
7 | 7 | 05:00 | 0 | 2015-07-07 | 5 | 16.23 | 1 | 17.23 | 0
7 | 7 | 06:00 | 7 | 2015-07-07 | 6 | 21.83 | 1 | 22.83 | 159.81
7 | 7 | 07:00 | 378 | 2015-07-07 | 7 | 23.12 | 1 | 24.12 | 9117.36
7 | 7 | 08:00 | 811 | 2015-07-07 | 8 | 27.92 | 1 | 28.92 | 23454.12
7 | 7 | 09:00 | 1282 | 2015-07-07 | 9 | 36.03 | 1 | 37.03 | 47472.46
7 | 7 | 10:00 | 2136 | 2015-07-07 | 10 | 38.71 | 1 | 39.71 | 84820.56
7 | 7 | 11:00 | 2363 | 2015-07-07 | 11 | 35.84 | 1 | 36.84 | 87052.92
7 | 7 | 12:00 | 1630 | 2015-07-07 | 12 | 44.43 | 1 | 45.43 | 74050.9
7 | 7 | 13:00 | 2506 | 2015-07-07 | 13 | 46.03 | 1 | 47.03 | 117857.18
7 | 7 | 14:00 | 2342 | 2015-07-07 | 14 | 42.36 | 1 | 43.36 | 101549.12
7 | 7 | 15:00 | 1691 | 2015-07-07 | 15 | 44.08 | 1 | 45.08 | 76230.28
7 | 7 | 16:00 | 1495 | 2015-07-07 | 16 | 294.24 | 1 | 295.24 | 441383.8
7 | 7 | 17:00 | 805 | 2015-07-07 | 17 | 90.43 | 1 | 91.43 | 73601.15
7 | 7 | 18:00 | 95 | 2015-07-07 | 18 | 80.21 | 1 | 81.21 | 7714.95
7 | 7 | 19:00 | 5 | 2015-07-07 | 19 | 62.31 | 1 | 63.31 | 316.55
7 | 7 | 20:00 | 0 | 2015-07-07 | 20 | 57.69 | 1 | 58.69 | 0
7 | 7 | 21:00 | 0 | 2015-07-07 | 21 | 40.04 | 1 | 41.04 | 0
7 | 7 | 22:00 | 0 | 2015-07-07 | 22 | 33.74 | 1 | 34.74 | 0
7 | 7 | 23:00 | 0 | 2015-07-07 | 23 | 23.65 | 1 | 24.65 | 0
7 | 7 | 24:00 | 0 | 2015-07-07 | 24 | 21.28 | 1 | 22.28 | 0
7 | 8 | 01:00 | 0 | 2015-07-08 | 1 | 25.89 | 1 | 26.89 | 0
7 | 8 | 02:00 | 0 | 2015-07-08 | 2 | 18.8 | 1 | 19.8 | 0
7 | 8 | 03:00 | 0 | 2015-07-08 | 3 | 15.4 | 1 | 16.4 | 0
7 | 8 | 04:00 | 0 | 2015-07-08 | 4 | 13.54 | 1 | 14.54 | 0
7 | 8 | 05:00 | 0 | 2015-07-08 | 5 | 14.89 | 1 | 15.89 | 0
7 | 8 | 06:00 | 9 | 2015-07-08 | 6 | 13.95 | 1 | 14.95 | 134.55
7 | 8 | 07:00 | 377 | 2015-07-08 | 7 | 14.09 | 1 | 15.09 | 5688.93
7 | 8 | 08:00 | 853 | 2015-07-08 | 8 | 15.67 | 1 | 16.67 | 14219.51
7 | 8 | 09:00 | 1339 | 2015-07-08 | 9 | 20.53 | 1 | 21.53 | 28828.67
7 | 8 | 10:00 | 1595 | 2015-07-08 | 10 | 21.4 | 1 | 22.4 | 35728
7 | 8 | 11:00 | 1993 | 2015-07-08 | 11 | 21.79 | 1 | 22.79 | 45420.47
7 | 8 | 12:00 | 2494 | 2015-07-08 | 12 | 23.92 | 1 | 24.92 | 62150.48
7 | 8 | 13:00 | 2504 | 2015-07-08 | 13 | 31.56 | 1 | 32.56 | 81530.24
7 | 8 | 14:00 | 2282 | 2015-07-08 | 14 | 32.33 | 1 | 33.33 | 76059.06
7 | 8 | 15:00 | 1845 | 2015-07-08 | 15 | 29.08 | 1 | 30.08 | 55497.6
7 | 8 | 16:00 | 1412 | 2015-07-08 | 16 | 29.95 | 1 | 30.95 | 43701.4
7 | 8 | 17:00 | 752 | 2015-07-08 | 17 | 32.06 | 1 | 33.06 | 24861.12
7 | 8 | 18:00 | 69 | 2015-07-08 | 18 | 35.82 | 1 | 36.82 | 2540.58
7 | 8 | 19:00 | 1 | 2015-07-08 | 19 | 32.16 | 1 | 33.16 | 33.16
7 | 8 | 20:00 | 0 | 2015-07-08 | 20 | 30.28 | 1 | 31.28 | 0
7 | 8 | 21:00 | 0 | 2015-07-08 | 21 | 28.79 | 1 | 29.79 | 0
7 | 8 | 22:00 | 0 | 2015-07-08 | 22 | 28.28 | 1 | 29.28 | 0
7 | 8 | 23:00 | 0 | 2015-07-08 | 23 | 23.74 | 1 | 24.74 | 0
7 | 8 | 24:00 | 0 | 2015-07-08 | 24 | 15.96 | 1 | 16.96 | 0
7 | 9 | 01:00 | 0 | 2015-07-09 | 1 | 23.6 | 1 | 24.6 | 0
7 | 9 | 02:00 | 0 | 2015-07-09 | 2 | 21.92 | 1 | 22.92 | 0
7 | 9 | 03:00 | 0 | 2015-07-09 | 3 | 15.41 | 1 | 16.41 | 0
7 | 9 | 04:00 | 0 | 2015-07-09 | 4 | 17.6 | 1 | 18.6 | 0
7 | 9 | 05:00 | 0 | 2015-07-09 | 5 | 15.98 | 1 | 16.98 | 0
7 | 9 | 06:00 | 6 | 2015-07-09 | 6 | 22.37 | 1 | 23.37 | 140.22
7 | 9 | 07:00 | 364 | 2015-07-09 | 7 | 19.11 | 1 | 20.11 | 7320.04
7 | 9 | 08:00 | 991 | 2015-07-09 | 8 | 27.94 | 1 | 28.94 | 28679.54
7 | 9 | 09:00 | 1630 | 2015-07-09 | 9 | 26.71 | 1 | 27.71 | 45167.3
7 | 9 | 10:00 | 2119 | 2015-07-09 | 10 | 27.55 | 1 | 28.55 | 60497.45
7 | 9 | 11:00 | 2413 | 2015-07-09 | 11 | 27.94 | 1 | 28.94 | 69832.22
7 | 9 | 12:00 | 2458 | 2015-07-09 | 12 | 27.03 | 1 | 28.03 | 68897.74
7 | 9 | 13:00 | 2376 | 2015-07-09 | 13 | 28.42 | 1 | 29.42 | 69901.92
7 | 9 | 14:00 | 1937 | 2015-07-09 | 14 | 28.94 | 1 | 29.94 | 57993.78
7 | 9 | 15:00 | 1770 | 2015-07-09 | 15 | 29.49 | 1 | 30.49 | 53967.3
7 | 9 | 16:00 | 1160 | 2015-07-09 | 16 | 25.85 | 1 | 26.85 | 31146
7 | 9 | 17:00 | 765 | 2015-07-09 | 17 | 25.08 | 1 | 26.08 | 19951.2
7 | 9 | 18:00 | 103 | 2015-07-09 | 18 | 27.08 | 1 | 28.08 | 2892.24
7 | 9 | 19:00 | 0 | 2015-07-09 | 19 | 24.69 | 1 | 25.69 | 0
7 | 9 | 20:00 | 0 | 2015-07-09 | 20 | 29.75 | 1 | 30.75 | 0
7 | 9 | 21:00 | 0 | 2015-07-09 | 21 | 31.57 | 1 | 32.57 | 0
7 | 9 | 22:00 | 0 | 2015-07-09 | 22 | 26.96 | 1 | 27.96 | 0
7 | 9 | 23:00 | 0 | 2015-07-09 | 23 | 17.71 | 1 | 18.71 | 0
7 | 9 | 24:00 | 0 | 2015-07-09 | 24 | 17.7 | 1 | 18.7 | 0
7 | 10 | 01:00 | 0 | 2015-07-10 | 1 | 15.76 | 1 | 16.76 | 0
7 | 10 | 02:00 | 0 | 2015-07-10 | 2 | 15.94 | 1 | 16.94 | 0
7 | 10 | 03:00 | 0 | 2015-07-10 | 3 | 17.18 | 1 | 18.18 | 0
7 | 10 | 04:00 | 0 | 2015-07-10 | 4 | 15.14 | 1 | 16.14 | 0
7 | 10 | 05:00 | 0 | 2015-07-10 | 5 | 13.78 | 1 | 14.78 | 0
7 | 10 | 06:00 | 2 | 2015-07-10 | 6 | 13.72 | 1 | 14.72 | 29.44
7 | 10 | 07:00 | 301 | 2015-07-10 | 7 | 14.81 | 1 | 15.81 | 4758.81
7 | 10 | 08:00 | 1057 | 2015-07-10 | 8 | 13.4 | 1 | 14.4 | 15220.8
7 | 10 | 09:00 | 1747 | 2015-07-10 | 9 | 16.51 | 1 | 17.51 | 30589.97
7 | 10 | 10:00 | 2244 | 2015-07-10 | 10 | 19.22 | 1 | 20.22 | 45373.68
7 | 10 | 11:00 | 2578 | 2015-07-10 | 11 | 18.49 | 1 | 19.49 | 50245.22
7 | 10 | 12:00 | 2728 | 2015-07-10 | 12 | 22.84 | 1 | 23.84 | 65035.52
7 | 10 | 13:00 | 2715 | 2015-07-10 | 13 | 23.54 | 1 | 24.54 | 66626.1
7 | 10 | 14:00 | 2499 | 2015-07-10 | 14 | 22.22 | 1 | 23.22 | 58026.78
7 | 10 | 15:00 | 2103 | 2015-07-10 | 15 | 23.91 | 1 | 24.91 | 52385.73
7 | 10 | 16:00 | 1529 | 2015-07-10 | 16 | 24.58 | 1 | 25.58 | 39111.82
7 | 10 | 17:00 | 801 | 2015-07-10 | 17 | 27.55 | 1 | 28.55 | 22868.55
7 | 10 | 18:00 | 36 | 2015-07-10 | 18 | 33.51 | 1 | 34.51 | 1242.36
7 | 10 | 19:00 | 1 | 2015-07-10 | 19 | 28.44 | 1 | 29.44 | 29.44
7 | 10 | 20:00 | 0 | 2015-07-10 | 20 | 21.89 | 1 | 22.89 | 0
7 | 10 | 21:00 | 0 | 2015-07-10 | 21 | 18.37 | 1 | 19.37 | 0
7 | 10 | 22:00 | 0 | 2015-07-10 | 22 | 18.78 | 1 | 19.78 | 0
7 | 10 | 23:00 | 0 | 2015-07-10 | 23 | 12.29 | 1 | 13.29 | 0
7 | 10 | 24:00 | 0 | 2015-07-10 | 24 | 15.08 | 1 | 16.08 | 0
7 | 11 | 01:00 | 0 | 2015-07-11 | 1 | 10.78 | 1 | 11.78 | 0
7 | 11 | 02:00 | 0 | 2015-07-11 | 2 | 14.44 | 1 | 15.44 | 0
7 | 11 | 03:00 | 0 | 2015-07-11 | 3 | 13.27 | 1 | 14.27 | 0
7 | 11 | 04:00 | 0 | 2015-07-11 | 4 | 10.17 | 1 | 11.17 | 0
7 | 11 | 05:00 | 0 | 2015-07-11 | 5 | 9.81 | 1 | 10.81 | 0
7 | 11 | 06:00 | 2 | 2015-07-11 | 6 | 8.24 | 1 | 9.24 | 18.48
7 | 11 | 07:00 | 306 | 2015-07-11 | 7 | -22.35 | 1 | -21.35 | -6533.1
7 | 11 | 08:00 | 959 | 2015-07-11 | 8 | 11.67 | 1 | 12.67 | 12150.53
7 | 11 | 09:00 | 1538 | 2015-07-11 | 9 | 16.64 | 1 | 17.64 | 27130.32
7 | 11 | 10:00 | 1924 | 2015-07-11 | 10 | 19.29 | 1 | 20.29 | 39037.96
7 | 11 | 11:00 | 2361 | 2015-07-11 | 11 | 20.23 | 1 | 21.23 | 50124.03
7 | 11 | 12:00 | 2539 | 2015-07-11 | 12 | 22.55 | 1 | 23.55 | 59793.45
7 | 11 | 13:00 | 2548 | 2015-07-11 | 13 | 24.77 | 1 | 25.77 | 65661.96
7 | 11 | 14:00 | 1868 | 2015-07-11 | 14 | 21.95 | 1 | 22.95 | 42870.6
7 | 11 | 15:00 | 1897 | 2015-07-11 | 15 | 24.81 | 1 | 25.81 | 48961.57
7 | 11 | 16:00 | 1442 | 2015-07-11 | 16 | 26.24 | 1 | 27.24 | 39280.08
7 | 11 | 17:00 | 774 | 2015-07-11 | 17 | 31.11 | 1 | 32.11 | 24853.14
7 | 11 | 18:00 | 92 | 2015-07-11 | 18 | 32.55 | 1 | 33.55 | 3086.6
7 | 11 | 19:00 | 2 | 2015-07-11 | 19 | 33.86 | 1 | 34.86 | 69.72
7 | 11 | 20:00 | 0 | 2015-07-11 | 20 | 30.09 | 1 | 31.09 | 0
7 | 11 | 21:00 | 0 | 2015-07-11 | 21 | 27.11 | 1 | 28.11 | 0
7 | 11 | 22:00 | 0 | 2015-07-11 | 22 | 27.94 | 1 | 28.94 | 0
7 | 11 | 23:00 | 0 | 2015-07-11 | 23 | 16.35 | 1 | 17.35 | 0
7 | 11 | 24:00 | 0 | 2015-07-11 | 24 | 7.32 | 1 | 8.32 | 0
7 | 12 | 01:00 | 0 | 2015-07-12 | 1 | 15.12 | 1 | 16.12 | 0
7 | 12 | 02:00 | 0 | 2015-07-12 | 2 | 20.7 | 1 | 21.7 | 0
7 | 12 | 03:00 | 0 | 2015-07-12 | 3 | 21.47 | 1 | 22.47 | 0
7 | 12 | 04:00 | 0 | 2015-07-12 | 4 | 17.66 | 1 | 18.66 | 0
7 | 12 | 05:00 | 0 | 2015-07-12 | 5 | 15.03 | 1 | 16.03 | 0
7 | 12 | 06:00 | 11 | 2015-07-12 | 6 | 11.72 | 1 | 12.72 | 139.92
7 | 12 | 07:00 | 377 | 2015-07-12 | 7 | 13.39 | 1 | 14.39 | 5425.03
7 | 12 | 08:00 | 848 | 2015-07-12 | 8 | 10.01 | 1 | 11.01 | 9336.48
7 | 12 | 09:00 | 1421 | 2015-07-12 | 9 | 7.78 | 1 | 8.78 | 12476.38
7 | 12 | 10:00 | 1459 | 2015-07-12 | 10 | 8.14 | 1 | 9.14 | 13335.26
7 | 12 | 11:00 | 2449 | 2015-07-12 | 11 | 17.27 | 1 | 18.27 | 44743.23
7 | 12 | 12:00 | 2541 | 2015-07-12 | 12 | 21.22 | 1 | 22.22 | 56461.02
7 | 12 | 13:00 | 2421 | 2015-07-12 | 13 | 23.16 | 1 | 24.16 | 58491.36
7 | 12 | 14:00 | 2222 | 2015-07-12 | 14 | 23.24 | 1 | 24.24 | 53861.28
7 | 12 | 15:00 | 1867 | 2015-07-12 | 15 | 29.58 | 1 | 30.58 | 57092.86
7 | 12 | 16:00 | 854 | 2015-07-12 | 16 | 29.94 | 1 | 30.94 | 26422.76
7 | 12 | 17:00 | 561 | 2015-07-12 | 17 | 32.97 | 1 | 33.97 | 19057.17
7 | 12 | 18:00 | 206 | 2015-07-12 | 18 | 31.78 | 1 | 32.78 | 6752.68
7 | 12 | 19:00 | 3 | 2015-07-12 | 19 | 30.8 | 1 | 31.8 | 95.4
7 | 12 | 20:00 | 0 | 2015-07-12 | 20 | 28.83 | 1 | 29.83 | 0
7 | 12 | 21:00 | 0 | 2015-07-12 | 21 | 33.09 | 1 | 34.09 | 0
7 | 12 | 22:00 | 0 | 2015-07-12 | 22 | 36.59 | 1 | 37.59 | 0
7 | 12 | 23:00 | 0 | 2015-07-12 | 23 | 32.64 | 1 | 33.64 | 0
7 | 12 | 24:00 | 0 | 2015-07-12 | 24 | 25.1 | 1 | 26.1 | 0
7 | 13 | 01:00 | 0 | 2015-07-13 | 1 | 21.85 | 1 | 22.85 | 0
7 | 13 | 02:00 | 0 | 2015-07-13 | 2 | 20.39 | 1 | 21.39 | 0
7 | 13 | 03:00 | 0 | 2015-07-13 | 3 | 21.51 | 1 | 22.51 | 0
7 | 13 | 04:00 | 0 | 2015-07-13 | 4 | 20.78 | 1 | 21.78 | 0
7 | 13 | 05:00 | 0 | 2015-07-13 | 5 | 20.83 | 1 | 21.83 | 0
7 | 13 | 06:00 | 2 | 2015-07-13 | 6 | 20.75 | 1 | 21.75 | 43.5
7 | 13 | 07:00 | 154 | 2015-07-13 | 7 | 20.27 | 1 | 21.27 | 3275.58
7 | 13 | 08:00 | 684 | 2015-07-13 | 8 | 19.61 | 1 | 20.61 | 14097.24
7 | 13 | 09:00 | 689 | 2015-07-13 | 9 | 23.78 | 1 | 24.78 | 17073.42
7 | 13 | 10:00 | 749 | 2015-07-13 | 10 | 28.55 | 1 | 29.55 | 22132.95
7 | 13 | 11:00 | 936 | 2015-07-13 | 11 | 34.24 | 1 | 35.24 | 32984.64
7 | 13 | 12:00 | 544 | 2015-07-13 | 12 | 38.42 | 1 | 39.42 | 21444.48
7 | 13 | 13:00 | 514 | 2015-07-13 | 13 | 32.87 | 1 | 33.87 | 17409.18
7 | 13 | 14:00 | 1364 | 2015-07-13 | 14 | 45.21 | 1 | 46.21 | 63030.44
7 | 13 | 15:00 | 1731 | 2015-07-13 | 15 | 47.45 | 1 | 48.45 | 83866.95
7 | 13 | 16:00 | 1447 | 2015-07-13 | 16 | 38.48 | 1 | 39.48 | 57127.56
7 | 13 | 17:00 | 796 | 2015-07-13 | 17 | 43 | 1 | 44 | 35024
7 | 13 | 18:00 | 89 | 2015-07-13 | 18 | 43.7 | 1 | 44.7 | 3978.3
7 | 13 | 19:00 | 2 | 2015-07-13 | 19 | 42.13 | 1 | 43.13 | 86.26
7 | 13 | 20:00 | 0 | 2015-07-13 | 20 | 39.03 | 1 | 40.03 | 0
7 | 13 | 21:00 | 0 | 2015-07-13 | 21 | 28.78 | 1 | 29.78 | 0
7 | 13 | 22:00 | 0 | 2015-07-13 | 22 | 26.41 | 1 | 27.41 | 0
7 | 13 | 23:00 | 0 | 2015-07-13 | 23 | 22.55 | 1 | 23.55 | 0
7 | 13 | 24:00 | 0 | 2015-07-13 | 24 | 18.59 | 1 | 19.59 | 0
7 | 14 | 01:00 | 0 | 2015-07-14 | 1 | 22.14 | 1 | 23.14 | 0
7 | 14 | 02:00 | 0 | 2015-07-14 | 2 | 23.93 | 1 | 24.93 | 0
7 | 14 | 03:00 | 0 | 2015-07-14 | 3 | 23.02 | 1 | 24.02 | 0
7 | 14 | 04:00 | 0 | 2015-07-14 | 4 | 20.34 | 1 | 21.34 | 0
7 | 14 | 05:00 | 0 | 2015-07-14 | 5 | 21.72 | 1 | 22.72 | 0
7 | 14 | 06:00 | 11 | 2015-07-14 | 6 | 22.17 | 1 | 23.17 | 254.87
7 | 14 | 07:00 | 16 | 2015-07-14 | 7 | 23.79 | 1 | 24.79 | 396.64
7 | 14 | 08:00 | 1021 | 2015-07-14 | 8 | 25.74 | 1 | 26.74 | 27301.54
7 | 14 | 09:00 | 1618 | 2015-07-14 | 9 | 40.25 | 1 | 41.25 | 66742.5
7 | 14 | 10:00 | 1444 | 2015-07-14 | 10 | 47.6 | 1 | 48.6 | 70178.4
7 | 14 | 11:00 | 957 | 2015-07-14 | 11 | 42.08 | 1 | 43.08 | 41227.56
7 | 14 | 12:00 | 1269 | 2015-07-14 | 12 | 62.63 | 1 | 63.63 | 80746.47
7 | 14 | 13:00 | 1022 | 2015-07-14 | 13 | 58.48 | 1 | 59.48 | 60788.56
7 | 14 | 14:00 | 969 | 2015-07-14 | 14 | 54.77 | 1 | 55.77 | 54041.13
7 | 14 | 15:00 | 446 | 2015-07-14 | 15 | 45 | 1 | 46 | 20516
7 | 14 | 16:00 | 946 | 2015-07-14 | 16 | 48.9 | 1 | 49.9 | 47205.4
7 | 14 | 17:00 | 684 | 2015-07-14 | 17 | 50.43 | 1 | 51.43 | 35178.12
7 | 14 | 18:00 | 152 | 2015-07-14 | 18 | 47.84 | 1 | 48.84 | 7423.68
7 | 14 | 19:00 | 4 | 2015-07-14 | 19 | 59.2 | 1 | 60.2 | 240.8
7 | 14 | 20:00 | 0 | 2015-07-14 | 20 | 81.44 | 1 | 82.44 | 0
7 | 14 | 21:00 | 0 | 2015-07-14 | 21 | 182.23 | 1 | 183.23 | 0
7 | 14 | 22:00 | 0 | 2015-07-14 | 22 | 68.55 | 1 | 69.55 | 0
7 | 14 | 23:00 | 0 | 2015-07-14 | 23 | 28.74 | 1 | 29.74 | 0
7 | 14 | 24:00 | 0 | 2015-07-14 | 24 | 23.37 | 1 | 24.37 | 0
7 | 15 | 01:00 | 0 | 2015-07-15 | 1 | 27.07 | 1 | 28.07 | 0
7 | 15 | 02:00 | 0 | 2015-07-15 | 2 | 28.07 | 1 | 29.07 | 0
7 | 15 | 03:00 | 0 | 2015-07-15 | 3 | 23.42 | 1 | 24.42 | 0
7 | 15 | 04:00 | 0 | 2015-07-15 | 4 | 22.72 | 1 | 23.72 | 0
7 | 15 | 05:00 | 0 | 2015-07-15 | 5 | 23.3 | 1 | 24.3 | 0
7 | 15 | 06:00 | 2 | 2015-07-15 | 6 | 27.44 | 1 | 28.44 | 56.88
7 | 15 | 07:00 | 305 | 2015-07-15 | 7 | 27.84 | 1 | 28.84 | 8796.2
7 | 15 | 08:00 | 1079 | 2015-07-15 | 8 | 36.31 | 1 | 37.31 | 40257.49
7 | 15 | 09:00 | 1811 | 2015-07-15 | 9 | 46.07 | 1 | 47.07 | 85243.77
7 | 15 | 10:00 | 2342 | 2015-07-15 | 10 | 50.03 | 1 | 51.03 | 119512.26
7 | 15 | 11:00 | 2569 | 2015-07-15 | 11 | 48.24 | 1 | 49.24 | 126497.56
7 | 15 | 12:00 | 1882 | 2015-07-15 | 12 | 98.78 | 1 | 99.78 | 187785.96
7 | 15 | 13:00 | 2608 | 2015-07-15 | 13 | 93.8 | 1 | 94.8 | 247238.4
7 | 15 | 14:00 | 2236 | 2015-07-15 | 14 | 106.32 | 1 | 107.32 | 239967.52
7 | 15 | 15:00 | 1810 | 2015-07-15 | 15 | 47.3 | 1 | 48.3 | 87423
7 | 15 | 16:00 | 1591 | 2015-07-15 | 16 | 34.73 | 1 | 35.73 | 56846.43
7 | 15 | 17:00 | 832 | 2015-07-15 | 17 | 32.22 | 1 | 33.22 | 27639.04
7 | 15 | 18:00 | 46 | 2015-07-15 | 18 | 34.71 | 1 | 35.71 | 1642.66
7 | 15 | 19:00 | 1 | 2015-07-15 | 19 | 34.14 | 1 | 35.14 | 35.14
7 | 15 | 20:00 | 0 | 2015-07-15 | 20 | 22.23 | 1 | 23.23 | 0
7 | 15 | 21:00 | 0 | 2015-07-15 | 21 | 21.89 | 1 | 22.89 | 0
7 | 15 | 22:00 | 0 | 2015-07-15 | 22 | 19.93 | 1 | 20.93 | 0
7 | 15 | 23:00 | 0 | 2015-07-15 | 23 | 17.65 | 1 | 18.65 | 0
7 | 15 | 24:00 | 0 | 2015-07-15 | 24 | 17.26 | 1 | 18.26 | 0
7 | 16 | 01:00 | 0 | 2015-07-16 | 1 | 19.51 | 1 | 20.51 | 0
7 | 16 | 02:00 | 0 | 2015-07-16 | 2 | 18.11 | 1 | 19.11 | 0
7 | 16 | 03:00 | 0 | 2015-07-16 | 3 | 17.1 | 1 | 18.1 | 0
7 | 16 | 04:00 | 0 | 2015-07-16 | 4 | 13.82 | 1 | 14.82 | 0
7 | 16 | 05:00 | 0 | 2015-07-16 | 5 | 11.87 | 1 | 12.87 | 0
7 | 16 | 06:00 | 2 | 2015-07-16 | 6 | 17.11 | 1 | 18.11 | 36.22
7 | 16 | 07:00 | 187 | 2015-07-16 | 7 | 12.56 | 1 | 13.56 | 2535.72
7 | 16 | 08:00 | 1066 | 2015-07-16 | 8 | 14.98 | 1 | 15.98 | 17034.68
7 | 16 | 09:00 | 1768 | 2015-07-16 | 9 | 21.74 | 1 | 22.74 | 40204.32
7 | 16 | 10:00 | 2242 | 2015-07-16 | 10 | 12.36 | 1 | 13.36 | 29953.12
7 | 16 | 11:00 | 2445 | 2015-07-16 | 11 | 15.28 | 1 | 16.28 | 39804.6
7 | 16 | 12:00 | 2552 | 2015-07-16 | 12 | 16.04 | 1 | 17.04 | 43486.08
7 | 16 | 13:00 | 2354 | 2015-07-16 | 13 | 16.64 | 1 | 17.64 | 41524.56
7 | 16 | 14:00 | 2088 | 2015-07-16 | 14 | 16.57 | 1 | 17.57 | 36686.16
7 | 16 | 15:00 | 2014 | 2015-07-16 | 15 | 15.84 | 1 | 16.84 | 33915.76
7 | 16 | 16:00 | 1466 | 2015-07-16 | 16 | 17.06 | 1 | 18.06 | 26475.96
7 | 16 | 17:00 | 802 | 2015-07-16 | 17 | 16.41 | 1 | 17.41 | 13962.82
7 | 16 | 18:00 | 27 | 2015-07-16 | 18 | 19.81 | 1 | 20.81 | 561.87
7 | 16 | 19:00 | 0 | 2015-07-16 | 19 | 20.32 | 1 | 21.32 | 0
7 | 16 | 20:00 | 0 | 2015-07-16 | 20 | 18.51 | 1 | 19.51 | 0
7 | 16 | 21:00 | 0 | 2015-07-16 | 21 | 18.62 | 1 | 19.62 | 0
7 | 16 | 22:00 | 0 | 2015-07-16 | 22 | 19.49 | 1 | 20.49 | 0
7 | 16 | 23:00 | 0 | 2015-07-16 | 23 | 14.9 | 1 | 15.9 | 0
7 | 16 | 24:00 | 0 | 2015-07-16 | 24 | 9.96 | 1 | 10.96 | 0
7 | 17 | 01:00 | 0 | 2015-07-17 | 1 | 11.84 | 1 | 12.84 | 0
7 | 17 | 02:00 | 0 | 2015-07-17 | 2 | 10.68 | 1 | 11.68 | 0
7 | 17 | 03:00 | 0 | 2015-07-17 | 3 | 10.59 | 1 | 11.59 | 0
7 | 17 | 04:00 | 0 | 2015-07-17 | 4 | 6.94 | 1 | 7.94 | 0
7 | 17 | 05:00 | 0 | 2015-07-17 | 5 | 7.56 | 1 | 8.56 | 0
7 | 17 | 06:00 | 7 | 2015-07-17 | 6 | 8.11 | 1 | 9.11 | 63.77
7 | 17 | 07:00 | 266 | 2015-07-17 | 7 | 6.12 | 1 | 7.12 | 1893.92
7 | 17 | 08:00 | 1018 | 2015-07-17 | 8 | 13.26 | 1 | 14.26 | 14516.68
7 | 17 | 09:00 | 1733 | 2015-07-17 | 9 | 15.92 | 1 | 16.92 | 29322.36
7 | 17 | 10:00 | 2217 | 2015-07-17 | 10 | 16.81 | 1 | 17.81 | 39484.77
7 | 17 | 11:00 | 2357 | 2015-07-17 | 11 | 16.39 | 1 | 17.39 | 40988.23
7 | 17 | 12:00 | 2564 | 2015-07-17 | 12 | 19.97 | 1 | 20.97 | 53767.08
7 | 17 | 13:00 | 2393 | 2015-07-17 | 13 | 22.75 | 1 | 23.75 | 56833.75
7 | 17 | 14:00 | 2092 | 2015-07-17 | 14 | 22.04 | 1 | 23.04 | 48199.68
7 | 17 | 15:00 | 1649 | 2015-07-17 | 15 | 23.21 | 1 | 24.21 | 39922.29
7 | 17 | 16:00 | 1567 | 2015-07-17 | 16 | 24.03 | 1 | 25.03 | 39222.01
7 | 17 | 17:00 | 780 | 2015-07-17 | 17 | 26.52 | 1 | 27.52 | 21465.6
7 | 17 | 18:00 | 120 | 2015-07-17 | 18 | 30.65 | 1 | 31.65 | 3798
7 | 17 | 19:00 | 3 | 2015-07-17 | 19 | 24.25 | 1 | 25.25 | 75.75
7 | 17 | 20:00 | 0 | 2015-07-17 | 20 | 18.6 | 1 | 19.6 | 0
7 | 17 | 21:00 | 0 | 2015-07-17 | 21 | 18.69 | 1 | 19.69 | 0
7 | 17 | 22:00 | 0 | 2015-07-17 | 22 | 17.93 | 1 | 18.93 | 0
7 | 17 | 23:00 | 0 | 2015-07-17 | 23 | 15.48 | 1 | 16.48 | 0
7 | 17 | 24:00 | 0 | 2015-07-17 | 24 | 14.62 | 1 | 15.62 | 0
7 | 18 | 01:00 | 0 | 2015-07-18 | 1 | 13.74 | 1 | 14.74 | 0
7 | 18 | 02:00 | 0 | 2015-07-18 | 2 | 16.21 | 1 | 17.21 | 0
7 | 18 | 03:00 | 0 | 2015-07-18 | 3 | 15.15 | 1 | 16.15 | 0
7 | 18 | 04:00 | 0 | 2015-07-18 | 4 | 14.93 | 1 | 15.93 | 0
7 | 18 | 05:00 | 0 | 2015-07-18 | 5 | 14.69 | 1 | 15.69 | 0
7 | 18 | 06:00 | 16 | 2015-07-18 | 6 | 14.03 | 1 | 15.03 | 240.48
7 | 18 | 07:00 | 329 | 2015-07-18 | 7 | 18.6 | 1 | 19.6 | 6448.4
7 | 18 | 08:00 | 650 | 2015-07-18 | 8 | 17 | 1 | 18 | 11700
7 | 18 | 09:00 | 1615 | 2015-07-18 | 9 | 20.12 | 1 | 21.12 | 34108.8
7 | 18 | 10:00 | 1656 | 2015-07-18 | 10 | 22.96 | 1 | 23.96 | 39677.76
7 | 18 | 11:00 | 2292 | 2015-07-18 | 11 | 24.63 | 1 | 25.63 | 58743.96
7 | 18 | 12:00 | 2088 | 2015-07-18 | 12 | 22.4 | 1 | 23.4 | 48859.2
7 | 18 | 13:00 | 1478 | 2015-07-18 | 13 | 19.27 | 1 | 20.27 | 29959.06
7 | 18 | 14:00 | 1291 | 2015-07-18 | 14 | 18.88 | 1 | 19.88 | 25665.08
7 | 18 | 15:00 | 514 | 2015-07-18 | 15 | 19.43 | 1 | 20.43 | 10501.02
7 | 18 | 16:00 | 902 | 2015-07-18 | 16 | 23.31 | 1 | 24.31 | 21927.62
7 | 18 | 17:00 | 550 | 2015-07-18 | 17 | 23.52 | 1 | 24.52 | 13486
7 | 18 | 18:00 | 200 | 2015-07-18 | 18 | 32.41 | 1 | 33.41 | 6682
7 | 18 | 19:00 | 2 | 2015-07-18 | 19 | 34.02 | 1 | 35.02 | 70.04
7 | 18 | 20:00 | 0 | 2015-07-18 | 20 | 35.73 | 1 | 36.73 | 0
7 | 18 | 21:00 | 0 | 2015-07-18 | 21 | 44.76 | 1 | 45.76 | 0
7 | 18 | 22:00 | 0 | 2015-07-18 | 22 | 22.58 | 1 | 23.58 | 0
7 | 18 | 23:00 | 0 | 2015-07-18 | 23 | 21.57 | 1 | 22.57 | 0
7 | 18 | 24:00 | 0 | 2015-07-18 | 24 | 16.89 | 1 | 17.89 | 0
7 | 19 | 01:00 | 0 | 2015-07-19 | 1 | 19.44 | 1 | 20.44 | 0
7 | 19 | 02:00 | 0 | 2015-07-19 | 2 | 21.09 | 1 | 22.09 | 0
7 | 19 | 03:00 | 0 | 2015-07-19 | 3 | 21.9 | 1 | 22.9 | 0
7 | 19 | 04:00 | 0 | 2015-07-19 | 4 | 20.26 | 1 | 21.26 | 0
7 | 19 | 05:00 | 0 | 2015-07-19 | 5 | 19.16 | 1 | 20.16 | 0
7 | 19 | 06:00 | 7 | 2015-07-19 | 6 | 18.03 | 1 | 19.03 | 133.21
7 | 19 | 07:00 | 394 | 2015-07-19 | 7 | 18.52 | 1 | 19.52 | 7690.88
7 | 19 | 08:00 | 414 | 2015-07-19 | 8 | 16.36 | 1 | 17.36 | 7187.04
7 | 19 | 09:00 | 890 | 2015-07-19 | 9 | 18.87 | 1 | 19.87 | 17684.3
7 | 19 | 10:00 | 1270 | 2015-07-19 | 10 | 23.49 | 1 | 24.49 | 31102.3
7 | 19 | 11:00 | 1419 | 2015-07-19 | 11 | 39.72 | 1 | 40.72 | 57781.68
7 | 19 | 12:00 | 2362 | 2015-07-19 | 12 | 47.55 | 1 | 48.55 | 114675.1
7 | 19 | 13:00 | 2426 | 2015-07-19 | 13 | 55.41 | 1 | 56.41 | 136850.66
7 | 19 | 14:00 | 2320 | 2015-07-19 | 14 | 54.7 | 1 | 55.7 | 129224
7 | 19 | 15:00 | 2005 | 2015-07-19 | 15 | 53.03 | 1 | 54.03 | 108330.15
7 | 19 | 16:00 | 1406 | 2015-07-19 | 16 | 37.57 | 1 | 38.57 | 54229.42
7 | 19 | 17:00 | 754 | 2015-07-19 | 17 | 36.43 | 1 | 37.43 | 28222.22
7 | 19 | 18:00 | 45 | 2015-07-19 | 18 | 48.46 | 1 | 49.46 | 2225.7
7 | 19 | 19:00 | 1 | 2015-07-19 | 19 | 42.02 | 1 | 43.02 | 43.02
7 | 19 | 20:00 | 0 | 2015-07-19 | 20 | 51.04 | 1 | 52.04 | 0
7 | 19 | 21:00 | 0 | 2015-07-19 | 21 | 51.99 | 1 | 52.99 | 0
7 | 19 | 22:00 | 0 | 2015-07-19 | 22 | 46.52 | 1 | 47.52 | 0
7 | 19 | 23:00 | 0 | 2015-07-19 | 23 | 24.94 | 1 | 25.94 | 0
7 | 19 | 24:00 | 0 | 2015-07-19 | 24 | 27.68 | 1 | 28.68 | 0
7 | 20 | 01:00 | 0 | 2015-07-20 | 1 | 56.27 | 1 | 57.27 | 0
7 | 20 | 02:00 | 0 | 2015-07-20 | 2 | 44.36 | 1 | 45.36 | 0
7 | 20 | 03:00 | 0 | 2015-07-20 | 3 | 34.34 | 1 | 35.34 | 0
7 | 20 | 04:00 | 0 | 2015-07-20 | 4 | 27.87 | 1 | 28.87 | 0
7 | 20 | 05:00 | 0 | 2015-07-20 | 5 | 36.41 | 1 | 37.41 | 0
7 | 20 | 06:00 | 11 | 2015-07-20 | 6 | 36.68 | 1 | 37.68 | 414.48
7 | 20 | 07:00 | 117 | 2015-07-20 | 7 | 28.98 | 1 | 29.98 | 3507.66
7 | 20 | 08:00 | 471 | 2015-07-20 | 8 | 46.45 | 1 | 47.45 | 22348.95
7 | 20 | 09:00 | 466 | 2015-07-20 | 9 | 64.47 | 1 | 65.47 | 30509.02
7 | 20 | 10:00 | 925 | 2015-07-20 | 10 | 75.88 | 1 | 76.88 | 71114
7 | 20 | 11:00 | 1181 | 2015-07-20 | 11 | 103 | 1 | 104 | 122824
7 | 20 | 12:00 | 626 | 2015-07-20 | 12 | 98.38 | 1 | 99.38 | 62211.88
7 | 20 | 13:00 | 605 | 2015-07-20 | 13 | 105.48 | 1 | 106.48 | 64420.4
7 | 20 | 14:00 | 686 | 2015-07-20 | 14 | 139.95 | 1 | 140.95 | 96691.7
7 | 20 | 15:00 | 527 | 2015-07-20 | 15 | 156.69 | 1 | 157.69 | 83102.63
7 | 20 | 16:00 | 446 | 2015-07-20 | 16 | 184.19 | 1 | 185.19 | 82594.74
7 | 20 | 17:00 | 285 | 2015-07-20 | 17 | 154.46 | 1 | 155.46 | 44306.1
7 | 20 | 18:00 | 31 | 2015-07-20 | 18 | 67.43 | 1 | 68.43 | 2121.33
7 | 20 | 19:00 | 0 | 2015-07-20 | 19 | 82.32 | 1 | 83.32 | 0
7 | 20 | 20:00 | 0 | 2015-07-20 | 20 | 77.44 | 1 | 78.44 | 0
7 | 20 | 21:00 | 0 | 2015-07-20 | 21 | 111.81 | 1 | 112.81 | 0
7 | 20 | 22:00 | 0 | 2015-07-20 | 22 | 52.69 | 1 | 53.69 | 0
7 | 20 | 23:00 | 0 | 2015-07-20 | 23 | 28.97 | 1 | 29.97 | 0
7 | 20 | 24:00 | 0 | 2015-07-20 | 24 | 30.91 | 1 | 31.91 | 0
7 | 21 | 01:00 | 0 | 2015-07-21 | 1 | 75.61 | 1 | 76.61 | 0
7 | 21 | 02:00 | 0 | 2015-07-21 | 2 | 83.55 | 1 | 84.55 | 0
7 | 21 | 03:00 | 0 | 2015-07-21 | 3 | 45.17 | 1 | 46.17 | 0
7 | 21 | 04:00 | 0 | 2015-07-21 | 4 | 29.95 | 1 | 30.95 | 0
7 | 21 | 05:00 | 0 | 2015-07-21 | 5 | 28.72 | 1 | 29.72 | 0
7 | 21 | 06:00 | 6 | 2015-07-21 | 6 | 30.79 | 1 | 31.79 | 190.74
7 | 21 | 07:00 | 169 | 2015-07-21 | 7 | 35.48 | 1 | 36.48 | 6165.12
7 | 21 | 08:00 | 664 | 2015-07-21 | 8 | 27.93 | 1 | 28.93 | 19209.52
7 | 21 | 09:00 | 1121 | 2015-07-21 | 9 | 23.44 | 1 | 24.44 | 27397.24
7 | 21 | 10:00 | 918 | 2015-07-21 | 10 | 18.4 | 1 | 19.4 | 17809.2
7 | 21 | 11:00 | 2434 | 2015-07-21 | 11 | 22.3 | 1 | 23.3 | 56712.2
7 | 21 | 12:00 | 2451 | 2015-07-21 | 12 | 24.18 | 1 | 25.18 | 61716.18
7 | 21 | 13:00 | 2025 | 2015-07-21 | 13 | 27.79 | 1 | 28.79 | 58299.75
7 | 21 | 14:00 | 1783 | 2015-07-21 | 14 | 32.22 | 1 | 33.22 | 59231.26
7 | 21 | 15:00 | 1694 | 2015-07-21 | 15 | 29.45 | 1 | 30.45 | 51582.3
7 | 21 | 16:00 | 797 | 2015-07-21 | 16 | 34.12 | 1 | 35.12 | 27990.64
7 | 21 | 17:00 | 599 | 2015-07-21 | 17 | 42.99 | 1 | 43.99 | 26350.01
7 | 21 | 18:00 | 210 | 2015-07-21 | 18 | 44.61 | 1 | 45.61 | 9578.1
7 | 21 | 19:00 | 0 | 2015-07-21 | 19 | 42.97 | 1 | 43.97 | 0
7 | 21 | 20:00 | 0 | 2015-07-21 | 20 | 40.11 | 1 | 41.11 | 0
7 | 21 | 21:00 | 0 | 2015-07-21 | 21 | 35.63 | 1 | 36.63 | 0
7 | 21 | 22:00 | 0 | 2015-07-21 | 22 | 29.05 | 1 | 30.05 | 0
7 | 21 | 23:00 | 0 | 2015-07-21 | 23 | 23.47 | 1 | 24.47 | 0
7 | 21 | 24:00 | 0 | 2015-07-21 | 24 | 13.54 | 1 | 14.54 | 0
7 | 22 | 01:00 | 0 | 2015-07-22 | 1 | 11.69 | 1 | 12.69 | 0
7 | 22 | 02:00 | 0 | 2015-07-22 | 2 | 19.36 | 1 | 20.36 | 0
7 | 22 | 03:00 | 0 | 2015-07-22 | 3 | 21.26 | 1 | 22.26 | 0
7 | 22 | 04:00 | 0 | 2015-07-22 | 4 | 15.82 | 1 | 16.82 | 0
7 | 22 | 05:00 | 0 | 2015-07-22 | 5 | 10.57 | 1 | 11.57 | 0
7 | 22 | 06:00 | 3 | 2015-07-22 | 6 | 19.4 | 1 | 20.4 | 61.2
7 | 22 | 07:00 | 332 | 2015-07-22 | 7 | 12.07 | 1 | 13.07 | 4339.24
7 | 22 | 08:00 | 963 | 2015-07-22 | 8 | 13.13 | 1 | 14.13 | 13607.19
7 | 22 | 09:00 | 1053 | 2015-07-22 | 9 | 24.01 | 1 | 25.01 | 26335.53
7 | 22 | 10:00 | 1910 | 2015-07-22 | 10 | 26.44 | 1 | 27.44 | 52410.4
7 | 22 | 11:00 | 2497 | 2015-07-22 | 11 | 22.77 | 1 | 23.77 | 59353.69
7 | 22 | 12:00 | 2587 | 2015-07-22 | 12 | 21.18 | 1 | 22.18 | 57379.66
7 | 22 | 13:00 | 2628 | 2015-07-22 | 13 | 21.8 | 1 | 22.8 | 59918.4
7 | 22 | 14:00 | 2414 | 2015-07-22 | 14 | 21.37 | 1 | 22.37 | 54001.18
7 | 22 | 15:00 | 2091 | 2015-07-22 | 15 | 21.85 | 1 | 22.85 | 47779.35
7 | 22 | 16:00 | 1475 | 2015-07-22 | 16 | 22.75 | 1 | 23.75 | 35031.25
7 | 22 | 17:00 | 835 | 2015-07-22 | 17 | 22.41 | 1 | 23.41 | 19547.35
7 | 22 | 18:00 | 63 | 2015-07-22 | 18 | 22.67 | 1 | 23.67 | 1491.21
7 | 22 | 19:00 | 1 | 2015-07-22 | 19 | 24.6 | 1 | 25.6 | 25.6
7 | 22 | 20:00 | 0 | 2015-07-22 | 20 | 21.97 | 1 | 22.97 | 0
7 | 22 | 21:00 | 0 | 2015-07-22 | 21 | 21.47 | 1 | 22.47 | 0
7 | 22 | 22:00 | 0 | 2015-07-22 | 22 | 21.92 | 1 | 22.92 | 0
7 | 22 | 23:00 | 0 | 2015-07-22 | 23 | 19.22 | 1 | 20.22 | 0
7 | 22 | 24:00 | 0 | 2015-07-22 | 24 | 20.09 | 1 | 21.09 | 0
7 | 23 | 01:00 | 0 | 2015-07-23 | 1 | 14.96 | 1 | 15.96 | 0
7 | 23 | 02:00 | 0 | 2015-07-23 | 2 | 14.91 | 1 | 15.91 | 0
7 | 23 | 03:00 | 0 | 2015-07-23 | 3 | 16.68 | 1 | 17.68 | 0
7 | 23 | 04:00 | 0 | 2015-07-23 | 4 | 12.26 | 1 | 13.26 | 0
7 | 23 | 05:00 | 0 | 2015-07-23 | 5 | 11.85 | 1 | 12.85 | 0
7 | 23 | 06:00 | 1 | 2015-07-23 | 6 | 15.9 | 1 | 16.9 | 16.9
7 | 23 | 07:00 | 266 | 2015-07-23 | 7 | 14.95 | 1 | 15.95 | 4242.7
7 | 23 | 08:00 | 1080 | 2015-07-23 | 8 | 17.8 | 1 | 18.8 | 20304
7 | 23 | 09:00 | 1816 | 2015-07-23 | 9 | 18.41 | 1 | 19.41 | 35248.56
7 | 23 | 10:00 | 2378 | 2015-07-23 | 10 | 19.37 | 1 | 20.37 | 48439.86
7 | 23 | 11:00 | 2662 | 2015-07-23 | 11 | 17.41 | 1 | 18.41 | 49007.42
7 | 23 | 12:00 | 2834 | 2015-07-23 | 12 | 17.07 | 1 | 18.07 | 51210.38
7 | 23 | 13:00 | 2625 | 2015-07-23 | 13 | 17.59 | 1 | 18.59 | 48798.75
7 | 23 | 14:00 | 2486 | 2015-07-23 | 14 | 21.52 | 1 | 22.52 | 55984.72
7 | 23 | 15:00 | 1808 | 2015-07-23 | 15 | 22.12 | 1 | 23.12 | 41800.96
7 | 23 | 16:00 | 1217 | 2015-07-23 | 16 | 24.91 | 1 | 25.91 | 31532.47
7 | 23 | 17:00 | 844 | 2015-07-23 | 17 | 30.5 | 1 | 31.5 | 26586
7 | 23 | 18:00 | 32 | 2015-07-23 | 18 | 26.28 | 1 | 27.28 | 872.96
7 | 23 | 19:00 | 0 | 2015-07-23 | 19 | 27.54 | 1 | 28.54 | 0
7 | 23 | 20:00 | 0 | 2015-07-23 | 20 | 22.16 | 1 | 23.16 | 0
7 | 23 | 21:00 | 0 | 2015-07-23 | 21 | 19.35 | 1 | 20.35 | 0
7 | 23 | 22:00 | 0 | 2015-07-23 | 22 | 20.54 | 1 | 21.54 | 0
7 | 23 | 23:00 | 0 | 2015-07-23 | 23 | 20.6 | 1 | 21.6 | 0
7 | 23 | 24:00 | 0 | 2015-07-23 | 24 | 20.6 | 1 | 21.6 | 0
7 | 24 | 01:00 | 0 | 2015-07-24 | 1 | 19.82 | 1 | 20.82 | 0
7 | 24 | 02:00 | 0 | 2015-07-24 | 2 | 17.71 | 1 | 18.71 | 0
7 | 24 | 03:00 | 0 | 2015-07-24 | 3 | 16.5 | 1 | 17.5 | 0
7 | 24 | 04:00 | 0 | 2015-07-24 | 4 | 18.95 | 1 | 19.95 | 0
7 | 24 | 05:00 | 0 | 2015-07-24 | 5 | 18.44 | 1 | 19.44 | 0
7 | 24 | 06:00 | 2 | 2015-07-24 | 6 | 20.43 | 1 | 21.43 | 42.86
7 | 24 | 07:00 | 331 | 2015-07-24 | 7 | 12.87 | 1 | 13.87 | 4590.97
7 | 24 | 08:00 | 1060 | 2015-07-24 | 8 | 16.59 | 1 | 17.59 | 18645.4
7 | 24 | 09:00 | 1775 | 2015-07-24 | 9 | 26.76 | 1 | 27.76 | 49274
7 | 24 | 10:00 | 2274 | 2015-07-24 | 10 | 29.51 | 1 | 30.51 | 69379.74
7 | 24 | 11:00 | 2528 | 2015-07-24 | 11 | 22.52 | 1 | 23.52 | 59458.56
7 | 24 | 12:00 | 2573 | 2015-07-24 | 12 | 23.51 | 1 | 24.51 | 63064.23
7 | 24 | 13:00 | 2386 | 2015-07-24 | 13 | 29.48 | 1 | 30.48 | 72725.28
7 | 24 | 14:00 | 2292 | 2015-07-24 | 14 | 26.87 | 1 | 27.87 | 63878.04
7 | 24 | 15:00 | 2052 | 2015-07-24 | 15 | 26.6 | 1 | 27.6 | 56635.2
7 | 24 | 16:00 | 1456 | 2015-07-24 | 16 | 34.95 | 1 | 35.95 | 52343.2
7 | 24 | 17:00 | 740 | 2015-07-24 | 17 | 32.99 | 1 | 33.99 | 25152.6
7 | 24 | 18:00 | 108 | 2015-07-24 | 18 | 31.87 | 1 | 32.87 | 3549.96
7 | 24 | 19:00 | 2 | 2015-07-24 | 19 | 37.3 | 1 | 38.3 | 76.6
7 | 24 | 20:00 | 0 | 2015-07-24 | 20 | 29.95 | 1 | 30.95 | 0
7 | 24 | 21:00 | 0 | 2015-07-24 | 21 | 27.27 | 1 | 28.27 | 0
7 | 24 | 22:00 | 0 | 2015-07-24 | 22 | 27.04 | 1 | 28.04 | 0
7 | 24 | 23:00 | 0 | 2015-07-24 | 23 | 18.35 | 1 | 19.35 | 0
7 | 24 | 24:00 | 0 | 2015-07-24 | 24 | 14.92 | 1 | 15.92 | 0
7 | 25 | 01:00 | 0 | 2015-07-25 | 1 | 21.49 | 1 | 22.49 | 0
7 | 25 | 02:00 | 0 | 2015-07-25 | 2 | 21.03 | 1 | 22.03 | 0
7 | 25 | 03:00 | 0 | 2015-07-25 | 3 | 15.6 | 1 | 16.6 | 0
7 | 25 | 04:00 | 0 | 2015-07-25 | 4 | 15.03 | 1 | 16.03 | 0
7 | 25 | 05:00 | 0 | 2015-07-25 | 5 | 17.71 | 1 | 18.71 | 0
7 | 25 | 06:00 | 2 | 2015-07-25 | 6 | 13.88 | 1 | 14.88 | 29.76
7 | 25 | 07:00 | 362 | 2015-07-25 | 7 | 14.49 | 1 | 15.49 | 5607.38
7 | 25 | 08:00 | 1028 | 2015-07-25 | 8 | 19.12 | 1 | 20.12 | 20683.36
7 | 25 | 09:00 | 1763 | 2015-07-25 | 9 | 18.15 | 1 | 19.15 | 33761.45
7 | 25 | 10:00 | 2229 | 2015-07-25 | 10 | 15.12 | 1 | 16.12 | 35931.48
7 | 25 | 11:00 | 2363 | 2015-07-25 | 11 | 15.46 | 1 | 16.46 | 38894.98
7 | 25 | 12:00 | 2480 | 2015-07-25 | 12 | 23.4 | 1 | 24.4 | 60512
7 | 25 | 13:00 | 2445 | 2015-07-25 | 13 | 22.7 | 1 | 23.7 | 57946.5
7 | 25 | 14:00 | 2177 | 2015-07-25 | 14 | 18.05 | 1 | 19.05 | 41471.85
7 | 25 | 15:00 | 1787 | 2015-07-25 | 15 | 17.19 | 1 | 18.19 | 32505.53
7 | 25 | 16:00 | 1524 | 2015-07-25 | 16 | 19.28 | 1 | 20.28 | 30906.72
7 | 25 | 17:00 | 582 | 2015-07-25 | 17 | 23.23 | 1 | 24.23 | 14101.86
7 | 25 | 18:00 | 100 | 2015-07-25 | 18 | 28.32 | 1 | 29.32 | 2932
7 | 25 | 19:00 | 1 | 2015-07-25 | 19 | 22.51 | 1 | 23.51 | 23.51
7 | 25 | 20:00 | 0 | 2015-07-25 | 20 | 20.64 | 1 | 21.64 | 0
7 | 25 | 21:00 | 0 | 2015-07-25 | 21 | 15.47 | 1 | 16.47 | 0
7 | 25 | 22:00 | 0 | 2015-07-25 | 22 | 17.72 | 1 | 18.72 | 0
7 | 25 | 23:00 | 0 | 2015-07-25 | 23 | 16.44 | 1 | 17.44 | 0
7 | 25 | 24:00 | 0 | 2015-07-25 | 24 | 18.68 | 1 | 19.68 | 0
7 | 26 | 01:00 | 0 | 2015-07-26 | 1 | 18.12 | 1 | 19.12 | 0
7 | 26 | 02:00 | 0 | 2015-07-26 | 2 | 17.76 | 1 | 18.76 | 0
7 | 26 | 03:00 | 0 | 2015-07-26 | 3 | 16.26 | 1 | 17.26 | 0
7 | 26 | 04:00 | 0 | 2015-07-26 | 4 | 16.04 | 1 | 17.04 | 0
7 | 26 | 05:00 | 0 | 2015-07-26 | 5 | 17.05 | 1 | 18.05 | 0
7 | 26 | 06:00 | 10 | 2015-07-26 | 6 | 16.94 | 1 | 17.94 | 179.4
7 | 26 | 07:00 | 34 | 2015-07-26 | 7 | 16.64 | 1 | 17.64 | 599.76
7 | 26 | 08:00 | 484 | 2015-07-26 | 8 | 16.3 | 1 | 17.3 | 8373.2
7 | 26 | 09:00 | 882 | 2015-07-26 | 9 | 14.62 | 1 | 15.62 | 13776.84
7 | 26 | 10:00 | 764 | 2015-07-26 | 10 | 15.74 | 1 | 16.74 | 12789.36
7 | 26 | 11:00 | 1485 | 2015-07-26 | 11 | 29.93 | 1 | 30.93 | 45931.05
7 | 26 | 12:00 | 1515 | 2015-07-26 | 12 | 29.57 | 1 | 30.57 | 46313.55
7 | 26 | 13:00 | 1023 | 2015-07-26 | 13 | 28.86 | 1 | 29.86 | 30546.78
7 | 26 | 14:00 | 1491 | 2015-07-26 | 14 | 32.31 | 1 | 33.31 | 49665.21
7 | 26 | 15:00 | 653 | 2015-07-26 | 15 | 39.7 | 1 | 40.7 | 26577.1
7 | 26 | 16:00 | 442 | 2015-07-26 | 16 | 36.24 | 1 | 37.24 | 16460.08
7 | 26 | 17:00 | 488 | 2015-07-26 | 17 | 32.92 | 1 | 33.92 | 16552.96
7 | 26 | 18:00 | 9 | 2015-07-26 | 18 | 34.77 | 1 | 35.77 | 321.93
7 | 26 | 19:00 | 1 | 2015-07-26 | 19 | 39.39 | 1 | 40.39 | 40.39
7 | 26 | 20:00 | 0 | 2015-07-26 | 20 | 37.48 | 1 | 38.48 | 0
7 | 26 | 21:00 | 0 | 2015-07-26 | 21 | 35.04 | 1 | 36.04 | 0
7 | 26 | 22:00 | 0 | 2015-07-26 | 22 | 38.23 | 1 | 39.23 | 0
7 | 26 | 23:00 | 0 | 2015-07-26 | 23 | 40.44 | 1 | 41.44 | 0
7 | 26 | 24:00 | 0 | 2015-07-26 | 24 | 23.31 | 1 | 24.31 | 0
7 | 27 | 01:00 | 0 | 2015-07-27 | 1 | 21.73 | 1 | 22.73 | 0
7 | 27 | 02:00 | 0 | 2015-07-27 | 2 | 21.05 | 1 | 22.05 | 0
7 | 27 | 03:00 | 0 | 2015-07-27 | 3 | 21.38 | 1 | 22.38 | 0
7 | 27 | 04:00 | 0 | 2015-07-27 | 4 | 25.74 | 1 | 26.74 | 0
7 | 27 | 05:00 | 0 | 2015-07-27 | 5 | 24.59 | 1 | 25.59 | 0
7 | 27 | 06:00 | 1 | 2015-07-27 | 6 | 17.35 | 1 | 18.35 | 18.35
7 | 27 | 07:00 | 230 | 2015-07-27 | 7 | 12.55 | 1 | 13.55 | 3116.5
7 | 27 | 08:00 | 823 | 2015-07-27 | 8 | 14.9 | 1 | 15.9 | 13085.7
7 | 27 | 09:00 | 1549 | 2015-07-27 | 9 | 16.34 | 1 | 17.34 | 26859.66
7 | 27 | 10:00 | 1909 | 2015-07-27 | 10 | 24.38 | 1 | 25.38 | 48450.42
7 | 27 | 11:00 | 2509 | 2015-07-27 | 11 | 27.49 | 1 | 28.49 | 71481.41
7 | 27 | 12:00 | 2827 | 2015-07-27 | 12 | 30.94 | 1 | 31.94 | 90294.38
7 | 27 | 13:00 | 2687 | 2015-07-27 | 13 | 35.42 | 1 | 36.42 | 97860.54
7 | 27 | 14:00 | 2503 | 2015-07-27 | 14 | 38.72 | 1 | 39.72 | 99419.16
7 | 27 | 15:00 | 2236 | 2015-07-27 | 15 | 36.57 | 1 | 37.57 | 84006.52
7 | 27 | 16:00 | 1393 | 2015-07-27 | 16 | 39.44 | 1 | 40.44 | 56332.92
7 | 27 | 17:00 | 661 | 2015-07-27 | 17 | 46.58 | 1 | 47.58 | 31450.38
7 | 27 | 18:00 | 74 | 2015-07-27 | 18 | 40.61 | 1 | 41.61 | 3079.14
7 | 27 | 19:00 | 2 | 2015-07-27 | 19 | 38.22 | 1 | 39.22 | 78.44
7 | 27 | 20:00 | 0 | 2015-07-27 | 20 | 37.79 | 1 | 38.79 | 0
7 | 27 | 21:00 | 0 | 2015-07-27 | 21 | 37.52 | 1 | 38.52 | 0
7 | 27 | 22:00 | 0 | 2015-07-27 | 22 | 25.07 | 1 | 26.07 | 0
7 | 27 | 23:00 | 0 | 2015-07-27 | 23 | 18.34 | 1 | 19.34 | 0
7 | 27 | 24:00 | 0 | 2015-07-27 | 24 | 18.39 | 1 | 19.39 | 0
7 | 28 | 01:00 | 0 | 2015-07-28 | 1 | 21.38 | 1 | 22.38 | 0
7 | 28 | 02:00 | 0 | 2015-07-28 | 2 | 24.23 | 1 | 25.23 | 0
7 | 28 | 03:00 | 0 | 2015-07-28 | 3 | 20.25 | 1 | 21.25 | 0
7 | 28 | 04:00 | 0 | 2015-07-28 | 4 | 15.07 | 1 | 16.07 | 0
7 | 28 | 05:00 | 0 | 2015-07-28 | 5 | 17.92 | 1 | 18.92 | 0
7 | 28 | 06:00 | 8 | 2015-07-28 | 6 | 19.73 | 1 | 20.73 | 165.84
7 | 28 | 07:00 | 273 | 2015-07-28 | 7 | 22.68 | 1 | 23.68 | 6464.64
7 | 28 | 08:00 | 797 | 2015-07-28 | 8 | 30.1 | 1 | 31.1 | 24786.7
7 | 28 | 09:00 | 1728 | 2015-07-28 | 9 | 31.54 | 1 | 32.54 | 56229.12
7 | 28 | 10:00 | 2209 | 2015-07-28 | 10 | 31.15 | 1 | 32.15 | 71019.35
7 | 28 | 11:00 | 2450 | 2015-07-28 | 11 | 32.56 | 1 | 33.56 | 82222
7 | 28 | 12:00 | 2603 | 2015-07-28 | 12 | 41.25 | 1 | 42.25 | 109976.75
7 | 28 | 13:00 | 2326 | 2015-07-28 | 13 | 56.69 | 1 | 57.69 | 134186.94
7 | 28 | 14:00 | 2022 | 2015-07-28 | 14 | 53.05 | 1 | 54.05 | 109289.1
7 | 28 | 15:00 | 836 | 2015-07-28 | 15 | 63.17 | 1 | 64.17 | 53646.12
7 | 28 | 16:00 | 145 | 2015-07-28 | 16 | 68.13 | 1 | 69.13 | 10023.85
7 | 28 | 17:00 | 173 | 2015-07-28 | 17 | 62.2 | 1 | 63.2 | 10933.6
7 | 28 | 18:00 | 30 | 2015-07-28 | 18 | 62.94 | 1 | 63.94 | 1918.2
7 | 28 | 19:00 | 0 | 2015-07-28 | 19 | 60.26 | 1 | 61.26 | 0
7 | 28 | 20:00 | 0 | 2015-07-28 | 20 | 44.01 | 1 | 45.01 | 0
7 | 28 | 21:00 | 0 | 2015-07-28 | 21 | 42.51 | 1 | 43.51 | 0
7 | 28 | 22:00 | 0 | 2015-07-28 | 22 | 42.36 | 1 | 43.36 | 0
7 | 28 | 23:00 | 0 | 2015-07-28 | 23 | 34.18 | 1 | 35.18 | 0
7 | 28 | 24:00 | 0 | 2015-07-28 | 24 | 28.95 | 1 | 29.95 | 0
7 | 29 | 01:00 | 0 | 2015-07-29 | 1 | 16.29 | 1 | 17.29 | 0
7 | 29 | 02:00 | 0 | 2015-07-29 | 2 | 18.28 | 1 | 19.28 | 0
7 | 29 | 03:00 | 0 | 2015-07-29 | 3 | 19.58 | 1 | 20.58 | 0
7 | 29 | 04:00 | 0 | 2015-07-29 | 4 | 19.44 | 1 | 20.44 | 0
7 | 29 | 05:00 | 0 | 2015-07-29 | 5 | 19.02 | 1 | 20.02 | 0
7 | 29 | 06:00 | 0 | 2015-07-29 | 6 | 1.53 | 1 | 2.53 | 0
7 | 29 | 07:00 | 21 | 2015-07-29 | 7 | 0 | 1 | 1 | 21
7 | 29 | 08:00 | 580 | 2015-07-29 | 8 | 13 | 1 | 14 | 8120
7 | 29 | 09:00 | 889 | 2015-07-29 | 9 | 24.69 | 1 | 25.69 | 22838.41
7 | 29 | 10:00 | 1056 | 2015-07-29 | 10 | 29.89 | 1 | 30.89 | 32619.84
7 | 29 | 11:00 | 1184 | 2015-07-29 | 11 | 39.21 | 1 | 40.21 | 47608.64
7 | 29 | 12:00 | 1127 | 2015-07-29 | 12 | 56.76 | 1 | 57.76 | 65095.52
7 | 29 | 13:00 | 1151 | 2015-07-29 | 13 | 48.99 | 1 | 49.99 | 57538.49
7 | 29 | 14:00 | 1127 | 2015-07-29 | 14 | 63.84 | 1 | 64.84 | 73074.68
7 | 29 | 15:00 | 914 | 2015-07-29 | 15 | 57.91 | 1 | 58.91 | 53843.74
7 | 29 | 16:00 | 737 | 2015-07-29 | 16 | 67.39 | 1 | 68.39 | 50403.43
7 | 29 | 17:00 | 487 | 2015-07-29 | 17 | 66.76 | 1 | 67.76 | 32999.12
7 | 29 | 18:00 | 13 | 2015-07-29 | 18 | 68.4 | 1 | 69.4 | 902.2
7 | 29 | 19:00 | 1 | 2015-07-29 | 19 | 63.1 | 1 | 64.1 | 64.1
7 | 29 | 20:00 | 0 | 2015-07-29 | 20 | 61.25 | 1 | 62.25 | 0
7 | 29 | 21:00 | 0 | 2015-07-29 | 21 | 56.11 | 1 | 57.11 | 0
7 | 29 | 22:00 | 0 | 2015-07-29 | 22 | 43.42 | 1 | 44.42 | 0
7 | 29 | 23:00 | 0 | 2015-07-29 | 23 | 36.77 | 1 | 37.77 | 0
7 | 29 | 24:00 | 0 | 2015-07-29 | 24 | 34.8 | 1 | 35.8 | 0
7 | 30 | 01:00 | 0 | 2015-07-30 | 1 | 29.79 | 1 | 30.79 | 0
7 | 30 | 02:00 | 0 | 2015-07-30 | 2 | 26.87 | 1 | 27.87 | 0
7 | 30 | 03:00 | 0 | 2015-07-30 | 3 | 24.63 | 1 | 25.63 | 0
7 | 30 | 04:00 | 0 | 2015-07-30 | 4 | 25.57 | 1 | 26.57 | 0
7 | 30 | 05:00 | 0 | 2015-07-30 | 5 | 26.32 | 1 | 27.32 | 0
7 | 30 | 06:00 | 4 | 2015-07-30 | 6 | 28.11 | 1 | 29.11 | 116.44
7 | 30 | 07:00 | 78 | 2015-07-30 | 7 | 29.48 | 1 | 30.48 | 2377.44
7 | 30 | 08:00 | 164 | 2015-07-30 | 8 | 25.36 | 1 | 26.36 | 4323.04
7 | 30 | 09:00 | 1279 | 2015-07-30 | 9 | 24.81 | 1 | 25.81 | 33010.99
7 | 30 | 10:00 | 1016 | 2015-07-30 | 10 | 31.75 | 1 | 32.75 | 33274
7 | 30 | 11:00 | 1936 | 2015-07-30 | 11 | 28.97 | 1 | 29.97 | 58021.92
7 | 30 | 12:00 | 1422 | 2015-07-30 | 12 | 29.78 | 1 | 30.78 | 43769.16
7 | 30 | 13:00 | 2407 | 2015-07-30 | 13 | 28.63 | 1 | 29.63 | 71319.41
7 | 30 | 14:00 | 2395 | 2015-07-30 | 14 | 28.02 | 1 | 29.02 | 69502.9
7 | 30 | 15:00 | 1821 | 2015-07-30 | 15 | 26.2 | 1 | 27.2 | 49531.2
7 | 30 | 16:00 | 1407 | 2015-07-30 | 16 | 23.77 | 1 | 24.77 | 34851.39
7 | 30 | 17:00 | 844 | 2015-07-30 | 17 | 19.82 | 1 | 20.82 | 17572.08
7 | 30 | 18:00 | 31 | 2015-07-30 | 18 | 19.7 | 1 | 20.7 | 641.7
7 | 30 | 19:00 | 0 | 2015-07-30 | 19 | 20.51 | 1 | 21.51 | 0
7 | 30 | 20:00 | 0 | 2015-07-30 | 20 | 17.66 | 1 | 18.66 | 0
7 | 30 | 21:00 | 0 | 2015-07-30 | 21 | 19.99 | 1 | 20.99 | 0
7 | 30 | 22:00 | 0 | 2015-07-30 | 22 | 21.58 | 1 | 22.58 | 0
7 | 30 | 23:00 | 0 | 2015-07-30 | 23 | 18 | 1 | 19 | 0
7 | 30 | 24:00 | 0 | 2015-07-30 | 24 | 16.9 | 1 | 17.9 | 0
7 | 31 | 01:00 | 0 | 2015-07-31 | 1 | 15.56 | 1 | 16.56 | 0
7 | 31 | 02:00 | 0 | 2015-07-31 | 2 | 19.59 | 1 | 20.59 | 0
7 | 31 | 03:00 | 0 | 2015-07-31 | 3 | 19.21 | 1 | 20.21 | 0
7 | 31 | 04:00 | 0 | 2015-07-31 | 4 | 19.56 | 1 | 20.56 | 0
7 | 31 | 05:00 | 0 | 2015-07-31 | 5 | 19.63 | 1 | 20.63 | 0
7 | 31 | 06:00 | 1 | 2015-07-31 | 6 | 16.41 | 1 | 17.41 | 17.41
7 | 31 | 07:00 | 240 | 2015-07-31 | 7 | 3.68 | 1 | 4.68 | 1123.2
7 | 31 | 08:00 | 1069 | 2015-07-31 | 8 | 19.88 | 1 | 20.88 | 22320.72
7 | 31 | 09:00 | 1791 | 2015-07-31 | 9 | 28.75 | 1 | 29.75 | 53282.25
7 | 31 | 10:00 | 2266 | 2015-07-31 | 10 | 27.01 | 1 | 28.01 | 63470.66
7 | 31 | 11:00 | 2561 | 2015-07-31 | 11 | 20.34 | 1 | 21.34 | 54651.74
7 | 31 | 12:00 | 2688 | 2015-07-31 | 12 | 20.1 | 1 | 21.1 | 56716.8
7 | 31 | 13:00 | 2683 | 2015-07-31 | 13 | 19.88 | 1 | 20.88 | 56021.04
7 | 31 | 14:00 | 2245 | 2015-07-31 | 14 | 19.79 | 1 | 20.79 | 46673.55
7 | 31 | 15:00 | 1829 | 2015-07-31 | 15 | 26.98 | 1 | 27.98 | 51175.42
7 | 31 | 16:00 | 1339 | 2015-07-31 | 16 | 29.11 | 1 | 30.11 | 40317.29
7 | 31 | 17:00 | 805 | 2015-07-31 | 17 | 30.76 | 1 | 31.76 | 25566.8
7 | 31 | 18:00 | 28 | 2015-07-31 | 18 | 34.45 | 1 | 35.45 | 992.6
7 | 31 | 19:00 | 0 | 2015-07-31 | 19 | 33.09 | 1 | 34.09 | 0
7 | 31 | 20:00 | 0 | 2015-07-31 | 20 | 25.03 | 1 | 26.03 | 0
7 | 31 | 21:00 | 0 | 2015-07-31 | 21 | 17.59 | 1 | 18.59 | 0
7 | 31 | 22:00 | 0 | 2015-07-31 | 22 | 17.07 | 1 | 18.07 | 0
7 | 31 | 23:00 | 0 | 2015-07-31 | 23 | 16.65 | 1 | 17.65 | 0
7 | 31 | 24:00 | 0 | 2015-07-31 | 24 | 11.51 | 1 | 12.51 | 0
8 | 1 | 01:00 | 0 | 2015-08-01 | 1 | 15.71 | 1 | 16.71 | 0
8 | 1 | 02:00 | 0 | 2015-08-01 | 2 | 16.97 | 1 | 17.97 | 0
8 | 1 | 03:00 | 0 | 2015-08-01 | 3 | 16.44 | 1 | 17.44 | 0
8 | 1 | 04:00 | 0 | 2015-08-01 | 4 | 17.07 | 1 | 18.07 | 0
8 | 1 | 05:00 | 0 | 2015-08-01 | 5 | 17.4 | 1 | 18.4 | 0
8 | 1 | 06:00 | 2 | 2015-08-01 | 6 | 19.21 | 1 | 20.21 | 40.42
8 | 1 | 07:00 | 202 | 2015-08-01 | 7 | 17.8 | 1 | 18.8 | 3797.6
8 | 1 | 08:00 | 1054 | 2015-08-01 | 8 | 16.85 | 1 | 17.85 | 18813.9
8 | 1 | 09:00 | 1673 | 2015-08-01 | 9 | 19.39 | 1 | 20.39 | 34112.47
8 | 1 | 10:00 | 2198 | 2015-08-01 | 10 | 28.81 | 1 | 29.81 | 65522.38
8 | 1 | 11:00 | 2444 | 2015-08-01 | 11 | 34.14 | 1 | 35.14 | 85882.16
8 | 1 | 12:00 | 2565 | 2015-08-01 | 12 | 26.53 | 1 | 27.53 | 70614.45
8 | 1 | 13:00 | 2601 | 2015-08-01 | 13 | 31.88 | 1 | 32.88 | 85520.88
8 | 1 | 14:00 | 2275 | 2015-08-01 | 14 | 29.95 | 1 | 30.95 | 70411.25
8 | 1 | 15:00 | 2047 | 2015-08-01 | 15 | 29.49 | 1 | 30.49 | 62413.03
8 | 1 | 16:00 | 1492 | 2015-08-01 | 16 | 35.87 | 1 | 36.87 | 55010.04
8 | 1 | 17:00 | 774 | 2015-08-01 | 17 | 42.61 | 1 | 43.61 | 33754.14
8 | 1 | 18:00 | 26 | 2015-08-01 | 18 | 38.87 | 1 | 39.87 | 1036.62
8 | 1 | 19:00 | 0 | 2015-08-01 | 19 | 30.25 | 1 | 31.25 | 0
8 | 1 | 20:00 | 0 | 2015-08-01 | 20 | 29.14 | 1 | 30.14 | 0
8 | 1 | 21:00 | 0 | 2015-08-01 | 21 | 29.22 | 1 | 30.22 | 0
8 | 1 | 22:00 | 0 | 2015-08-01 | 22 | 49.74 | 1 | 50.74 | 0
8 | 1 | 23:00 | 0 | 2015-08-01 | 23 | 27.51 | 1 | 28.51 | 0
8 | 1 | 24:00 | 0 | 2015-08-01 | 24 | 16.78 | 1 | 17.78 | 0
8 | 2 | 01:00 | 0 | 2015-08-02 | 1 | 17.55 | 1 | 18.55 | 0
8 | 2 | 02:00 | 0 | 2015-08-02 | 2 | 17.52 | 1 | 18.52 | 0
8 | 2 | 03:00 | 0 | 2015-08-02 | 3 | 15.25 | 1 | 16.25 | 0
8 | 2 | 04:00 | 0 | 2015-08-02 | 4 | 14.02 | 1 | 15.02 | 0
8 | 2 | 05:00 | 0 | 2015-08-02 | 5 | 12.89 | 1 | 13.89 | 0
8 | 2 | 06:00 | 4 | 2015-08-02 | 6 | 13.45 | 1 | 14.45 | 57.8
8 | 2 | 07:00 | 256 | 2015-08-02 | 7 | 13.11 | 1 | 14.11 | 3612.16
8 | 2 | 08:00 | 888 | 2015-08-02 | 8 | 11.29 | 1 | 12.29 | 10913.52
8 | 2 | 09:00 | 1581 | 2015-08-02 | 9 | 14.83 | 1 | 15.83 | 25027.23
8 | 2 | 10:00 | 1812 | 2015-08-02 | 10 | 17.81 | 1 | 18.81 | 34083.72
8 | 2 | 11:00 | 1725 | 2015-08-02 | 11 | 18.1 | 1 | 19.1 | 32947.5
8 | 2 | 12:00 | 1901 | 2015-08-02 | 12 | 19.72 | 1 | 20.72 | 39388.72
8 | 2 | 13:00 | 2429 | 2015-08-02 | 13 | 31.02 | 1 | 32.02 | 77776.58
8 | 2 | 14:00 | 1892 | 2015-08-02 | 14 | 38.58 | 1 | 39.58 | 74885.36
8 | 2 | 15:00 | 2044 | 2015-08-02 | 15 | 26.72 | 1 | 27.72 | 56659.68
8 | 2 | 16:00 | 1449 | 2015-08-02 | 16 | 25.71 | 1 | 26.71 | 38702.79
8 | 2 | 17:00 | 788 | 2015-08-02 | 17 | 31.92 | 1 | 32.92 | 25940.96
8 | 2 | 18:00 | 22 | 2015-08-02 | 18 | 48.19 | 1 | 49.19 | 1082.18
8 | 2 | 19:00 | 0 | 2015-08-02 | 19 | 35.51 | 1 | 36.51 | 0
8 | 2 | 20:00 | 0 | 2015-08-02 | 20 | 40.14 | 1 | 41.14 | 0
8 | 2 | 21:00 | 0 | 2015-08-02 | 21 | 39.15 | 1 | 40.15 | 0
8 | 2 | 22:00 | 0 | 2015-08-02 | 22 | 26.35 | 1 | 27.35 | 0
8 | 2 | 23:00 | 0 | 2015-08-02 | 23 | 19.58 | 1 | 20.58 | 0
8 | 2 | 24:00 | 0 | 2015-08-02 | 24 | 17.09 | 1 | 18.09 | 0
8 | 3 | 01:00 | 0 | 2015-08-03 | 1 | 20.9 | 1 | 21.9 | 0
8 | 3 | 02:00 | 0 | 2015-08-03 | 2 | 14.92 | 1 | 15.92 | 0
8 | 3 | 03:00 | 0 | 2015-08-03 | 3 | 14.15 | 1 | 15.15 | 0
8 | 3 | 04:00 | 0 | 2015-08-03 | 4 | 12.21 | 1 | 13.21 | 0
8 | 3 | 05:00 | 0 | 2015-08-03 | 5 | 10.06 | 1 | 11.06 | 0
8 | 3 | 06:00 | 3 | 2015-08-03 | 6 | 14.7 | 1 | 15.7 | 47.1
8 | 3 | 07:00 | 269 | 2015-08-03 | 7 | 10.74 | 1 | 11.74 | 3158.06
8 | 3 | 08:00 | 929 | 2015-08-03 | 8 | 22.63 | 1 | 23.63 | 21952.27
8 | 3 | 09:00 | 1399 | 2015-08-03 | 9 | 30.04 | 1 | 31.04 | 43424.96
8 | 3 | 10:00 | 1817 | 2015-08-03 | 10 | 22.99 | 1 | 23.99 | 43589.83
8 | 3 | 11:00 | 2083 | 2015-08-03 | 11 | 31.44 | 1 | 32.44 | 67572.52
8 | 3 | 12:00 | 2284 | 2015-08-03 | 12 | 48.48 | 1 | 49.48 | 113012.32
8 | 3 | 13:00 | 2446 | 2015-08-03 | 13 | 46.79 | 1 | 47.79 | 116894.34
8 | 3 | 14:00 | 2260 | 2015-08-03 | 14 | 42.79 | 1 | 43.79 | 98965.4
8 | 3 | 15:00 | 1809 | 2015-08-03 | 15 | 42.3 | 1 | 43.3 | 78329.7
8 | 3 | 16:00 | 1122 | 2015-08-03 | 16 | 48.3 | 1 | 49.3 | 55314.6
8 | 3 | 17:00 | 597 | 2015-08-03 | 17 | 132.51 | 1 | 133.51 | 79705.47
8 | 3 | 18:00 | 97 | 2015-08-03 | 18 | 55.43 | 1 | 56.43 | 5473.71
8 | 3 | 19:00 | 1 | 2015-08-03 | 19 | 42.73 | 1 | 43.73 | 43.73
8 | 3 | 20:00 | 0 | 2015-08-03 | 20 | 38.78 | 1 | 39.78 | 0
8 | 3 | 21:00 | 0 | 2015-08-03 | 21 | 43.7 | 1 | 44.7 | 0
8 | 3 | 22:00 | 0 | 2015-08-03 | 22 | 46.36 | 1 | 47.36 | 0
8 | 3 | 23:00 | 0 | 2015-08-03 | 23 | 42.54 | 1 | 43.54 | 0
8 | 3 | 24:00 | 0 | 2015-08-03 | 24 | 43.67 | 1 | 44.67 | 0
8 | 4 | 01:00 | 0 | 2015-08-04 | 1 | 32.01 | 1 | 33.01 | 0
8 | 4 | 02:00 | 0 | 2015-08-04 | 2 | 29.02 | 1 | 30.02 | 0
8 | 4 | 03:00 | 0 | 2015-08-04 | 3 | 27.15 | 1 | 28.15 | 0
8 | 4 | 04:00 | 0 | 2015-08-04 | 4 | 25.07 | 1 | 26.07 | 0
8 | 4 | 05:00 | 0 | 2015-08-04 | 5 | 24.77 | 1 | 25.77 | 0
8 | 4 | 06:00 | 0 | 2015-08-04 | 6 | 29.55 | 1 | 30.55 | 0
8 | 4 | 07:00 | 267 | 2015-08-04 | 7 | 24.57 | 1 | 25.57 | 6827.19
8 | 4 | 08:00 | 1016 | 2015-08-04 | 8 | 27.09 | 1 | 28.09 | 28539.44
8 | 4 | 09:00 | 1716 | 2015-08-04 | 9 | 26.97 | 1 | 27.97 | 47996.52
8 | 4 | 10:00 | 2136 | 2015-08-04 | 10 | 28.71 | 1 | 29.71 | 63460.56
8 | 4 | 11:00 | 2370 | 2015-08-04 | 11 | 28.33 | 1 | 29.33 | 69512.1
8 | 4 | 12:00 | 2523 | 2015-08-04 | 12 | 48.2 | 1 | 49.2 | 124131.6
8 | 4 | 13:00 | 2529 | 2015-08-04 | 13 | 33.29 | 1 | 34.29 | 86719.41
8 | 4 | 14:00 | 2131 | 2015-08-04 | 14 | 39.71 | 1 | 40.71 | 86753.01
8 | 4 | 15:00 | 1673 | 2015-08-04 | 15 | 40.58 | 1 | 41.58 | 69563.34
8 | 4 | 16:00 | 1398 | 2015-08-04 | 16 | 40.79 | 1 | 41.79 | 58422.42
8 | 4 | 17:00 | 667 | 2015-08-04 | 17 | 29.72 | 1 | 30.72 | 20490.24
8 | 4 | 18:00 | 51 | 2015-08-04 | 18 | 27.5 | 1 | 28.5 | 1453.5
8 | 4 | 19:00 | 0 | 2015-08-04 | 19 | 31.21 | 1 | 32.21 | 0
8 | 4 | 20:00 | 0 | 2015-08-04 | 20 | 36.14 | 1 | 37.14 | 0
8 | 4 | 21:00 | 0 | 2015-08-04 | 21 | 29.61 | 1 | 30.61 | 0
8 | 4 | 22:00 | 0 | 2015-08-04 | 22 | 25.44 | 1 | 26.44 | 0
8 | 4 | 23:00 | 0 | 2015-08-04 | 23 | 21.28 | 1 | 22.28 | 0
8 | 4 | 24:00 | 0 | 2015-08-04 | 24 | 18.67 | 1 | 19.67 | 0
8 | 5 | 01:00 | 0 | 2015-08-05 | 1 | 20.79 | 1 | 21.79 | 0
8 | 5 | 02:00 | 0 | 2015-08-05 | 2 | 20.77 | 1 | 21.77 | 0
8 | 5 | 03:00 | 0 | 2015-08-05 | 3 | 20.58 | 1 | 21.58 | 0
8 | 5 | 04:00 | 0 | 2015-08-05 | 4 | 19.15 | 1 | 20.15 | 0
8 | 5 | 05:00 | 0 | 2015-08-05 | 5 | 17.44 | 1 | 18.44 | 0
8 | 5 | 06:00 | 1 | 2015-08-05 | 6 | 18.12 | 1 | 19.12 | 19.12
8 | 5 | 07:00 | 152 | 2015-08-05 | 7 | 4.46 | 1 | 5.46 | 829.92
8 | 5 | 08:00 | 239 | 2015-08-05 | 8 | 12.52 | 1 | 13.52 | 3231.28
8 | 5 | 09:00 | 370 | 2015-08-05 | 9 | 20.6 | 1 | 21.6 | 7992
8 | 5 | 10:00 | 732 | 2015-08-05 | 10 | 24.11 | 1 | 25.11 | 18380.52
8 | 5 | 11:00 | 887 | 2015-08-05 | 11 | 22.62 | 1 | 23.62 | 20950.94
8 | 5 | 12:00 | 925 | 2015-08-05 | 12 | 30.34 | 1 | 31.34 | 28989.5
8 | 5 | 13:00 | 1033 | 2015-08-05 | 13 | 34.87 | 1 | 35.87 | 37053.71
8 | 5 | 14:00 | 1771 | 2015-08-05 | 14 | 47.44 | 1 | 48.44 | 85787.24
8 | 5 | 15:00 | 1432 | 2015-08-05 | 15 | 38.25 | 1 | 39.25 | 56206
8 | 5 | 16:00 | 584 | 2015-08-05 | 16 | 38.5 | 1 | 39.5 | 23068
8 | 5 | 17:00 | 11 | 2015-08-05 | 17 | 43.77 | 1 | 44.77 | 492.47
8 | 5 | 18:00 | 2 | 2015-08-05 | 18 | 46.5 | 1 | 47.5 | 95
8 | 5 | 19:00 | 0 | 2015-08-05 | 19 | 35.46 | 1 | 36.46 | 0
8 | 5 | 20:00 | 0 | 2015-08-05 | 20 | 21.36 | 1 | 22.36 | 0
8 | 5 | 21:00 | 0 | 2015-08-05 | 21 | 30.01 | 1 | 31.01 | 0
8 | 5 | 22:00 | 0 | 2015-08-05 | 22 | 37.22 | 1 | 38.22 | 0
8 | 5 | 23:00 | 0 | 2015-08-05 | 23 | 24.9 | 1 | 25.9 | 0
8 | 5 | 24:00 | 0 | 2015-08-05 | 24 | 15.6 | 1 | 16.6 | 0
8 | 6 | 01:00 | 0 | 2015-08-06 | 1 | 17.82 | 1 | 18.82 | 0
8 | 6 | 02:00 | 0 | 2015-08-06 | 2 | 16.89 | 1 | 17.89 | 0
8 | 6 | 03:00 | 0 | 2015-08-06 | 3 | 17.69 | 1 | 18.69 | 0
8 | 6 | 04:00 | 0 | 2015-08-06 | 4 | 15.29 | 1 | 16.29 | 0
8 | 6 | 05:00 | 0 | 2015-08-06 | 5 | 16.62 | 1 | 17.62 | 0
8 | 6 | 06:00 | 1 | 2015-08-06 | 6 | 21.8 | 1 | 22.8 | 22.8
8 | 6 | 07:00 | 214 | 2015-08-06 | 7 | 19.18 | 1 | 20.18 | 4318.52
8 | 6 | 08:00 | 628 | 2015-08-06 | 8 | 18.02 | 1 | 19.02 | 11944.56
8 | 6 | 09:00 | 1102 | 2015-08-06 | 9 | 17.09 | 1 | 18.09 | 19935.18
8 | 6 | 10:00 | 1846 | 2015-08-06 | 10 | 18.22 | 1 | 19.22 | 35480.12
8 | 6 | 11:00 | 1821 | 2015-08-06 | 11 | 18.59 | 1 | 19.59 | 35673.39
8 | 6 | 12:00 | 2769 | 2015-08-06 | 12 | 23.8 | 1 | 24.8 | 68671.2
8 | 6 | 13:00 | 2404 | 2015-08-06 | 13 | 25.47 | 1 | 26.47 | 63633.88
8 | 6 | 14:00 | 939 | 2015-08-06 | 14 | 25.46 | 1 | 26.46 | 24845.94
8 | 6 | 15:00 | 2142 | 2015-08-06 | 15 | 25.2 | 1 | 26.2 | 56120.4
8 | 6 | 16:00 | 1334 | 2015-08-06 | 16 | 24.42 | 1 | 25.42 | 33910.28
8 | 6 | 17:00 | 438 | 2015-08-06 | 17 | 23.7 | 1 | 24.7 | 10818.6
8 | 6 | 18:00 | 80 | 2015-08-06 | 18 | 27.88 | 1 | 28.88 | 2310.4
8 | 6 | 19:00 | 0 | 2015-08-06 | 19 | 25.27 | 1 | 26.27 | 0
8 | 6 | 20:00 | 0 | 2015-08-06 | 20 | 22.73 | 1 | 23.73 | 0
8 | 6 | 21:00 | 0 | 2015-08-06 | 21 | 25.45 | 1 | 26.45 | 0
8 | 6 | 22:00 | 0 | 2015-08-06 | 22 | 18.1 | 1 | 19.1 | 0
8 | 6 | 23:00 | 0 | 2015-08-06 | 23 | 14.77 | 1 | 15.77 | 0
8 | 6 | 24:00 | 0 | 2015-08-06 | 24 | 16.59 | 1 | 17.59 | 0
8 | 7 | 01:00 | 0 | 2015-08-07 | 1 | 16.5 | 1 | 17.5 | 0
8 | 7 | 02:00 | 0 | 2015-08-07 | 2 | 16.54 | 1 | 17.54 | 0
8 | 7 | 03:00 | 0 | 2015-08-07 | 3 | 15.69 | 1 | 16.69 | 0
8 | 7 | 04:00 | 0 | 2015-08-07 | 4 | 13.73 | 1 | 14.73 | 0
8 | 7 | 05:00 | 0 | 2015-08-07 | 5 | 14.72 | 1 | 15.72 | 0
8 | 7 | 06:00 | 2 | 2015-08-07 | 6 | 14.75 | 1 | 15.75 | 31.5
8 | 7 | 07:00 | 249 | 2015-08-07 | 7 | 14.4 | 1 | 15.4 | 3834.6
8 | 7 | 08:00 | 842 | 2015-08-07 | 8 | 18.86 | 1 | 19.86 | 16722.12
8 | 7 | 09:00 | 946 | 2015-08-07 | 9 | 29.21 | 1 | 30.21 | 28578.66
8 | 7 | 10:00 | 702 | 2015-08-07 | 10 | 29.31 | 1 | 30.31 | 21277.62
8 | 7 | 11:00 | 1018 | 2015-08-07 | 11 | 30.43 | 1 | 31.43 | 31995.74
8 | 7 | 12:00 | 853 | 2015-08-07 | 12 | 28.29 | 1 | 29.29 | 24984.37
8 | 7 | 13:00 | 1410 | 2015-08-07 | 13 | 36.85 | 1 | 37.85 | 53368.5
8 | 7 | 14:00 | 1672 | 2015-08-07 | 14 | 32.07 | 1 | 33.07 | 55293.04
8 | 7 | 15:00 | 958 | 2015-08-07 | 15 | 35.86 | 1 | 36.86 | 35311.88
8 | 7 | 16:00 | 620 | 2015-08-07 | 16 | 37.92 | 1 | 38.92 | 24130.4
8 | 7 | 17:00 | 590 | 2015-08-07 | 17 | 38.82 | 1 | 39.82 | 23493.8
8 | 7 | 18:00 | 56 | 2015-08-07 | 18 | 42.6 | 1 | 43.6 | 2441.6
8 | 7 | 19:00 | 0 | 2015-08-07 | 19 | 36.17 | 1 | 37.17 | 0
8 | 7 | 20:00 | 0 | 2015-08-07 | 20 | 28 | 1 | 29 | 0
8 | 7 | 21:00 | 0 | 2015-08-07 | 21 | 22.25 | 1 | 23.25 | 0
8 | 7 | 22:00 | 0 | 2015-08-07 | 22 | 16.73 | 1 | 17.73 | 0
8 | 7 | 23:00 | 0 | 2015-08-07 | 23 | 12.03 | 1 | 13.03 | 0
8 | 7 | 24:00 | 0 | 2015-08-07 | 24 | 13.87 | 1 | 14.87 | 0
8 | 8 | 01:00 | 0 | 2015-08-08 | 1 | 15.41 | 1 | 16.41 | 0
8 | 8 | 02:00 | 0 | 2015-08-08 | 2 | 16.86 | 1 | 17.86 | 0
8 | 8 | 03:00 | 0 | 2015-08-08 | 3 | 23.05 | 1 | 24.05 | 0
8 | 8 | 04:00 | 0 | 2015-08-08 | 4 | 20.11 | 1 | 21.11 | 0
8 | 8 | 05:00 | 0 | 2015-08-08 | 5 | 16.76 | 1 | 17.76 | 0
8 | 8 | 06:00 | 1 | 2015-08-08 | 6 | 16.35 | 1 | 17.35 | 17.35
8 | 8 | 07:00 | 60 | 2015-08-08 | 7 | 14.87 | 1 | 15.87 | 952.2
8 | 8 | 08:00 | 395 | 2015-08-08 | 8 | 15.97 | 1 | 16.97 | 6703.15
8 | 8 | 09:00 | 648 | 2015-08-08 | 9 | 16.2 | 1 | 17.2 | 11145.6
8 | 8 | 10:00 | 448 | 2015-08-08 | 10 | 15.11 | 1 | 16.11 | 7217.28
8 | 8 | 11:00 | 546 | 2015-08-08 | 11 | 13.13 | 1 | 14.13 | 7714.98
8 | 8 | 12:00 | 882 | 2015-08-08 | 12 | 13.91 | 1 | 14.91 | 13150.62
8 | 8 | 13:00 | 978 | 2015-08-08 | 13 | 22.54 | 1 | 23.54 | 23022.12
8 | 8 | 14:00 | 1643 | 2015-08-08 | 14 | 23.84 | 1 | 24.84 | 40812.12
8 | 8 | 15:00 | 1511 | 2015-08-08 | 15 | 18.15 | 1 | 19.15 | 28935.65
8 | 8 | 16:00 | 389 | 2015-08-08 | 16 | 17.1 | 1 | 18.1 | 7040.9
8 | 8 | 17:00 | 65 | 2015-08-08 | 17 | 29.51 | 1 | 30.51 | 1983.15
8 | 8 | 18:00 | 38 | 2015-08-08 | 18 | 30.64 | 1 | 31.64 | 1202.32
8 | 8 | 19:00 | 0 | 2015-08-08 | 19 | 30.7 | 1 | 31.7 | 0
8 | 8 | 20:00 | 0 | 2015-08-08 | 20 | 17.07 | 1 | 18.07 | 0
8 | 8 | 21:00 | 0 | 2015-08-08 | 21 | 17.08 | 1 | 18.08 | 0
8 | 8 | 22:00 | 0 | 2015-08-08 | 22 | 16.14 | 1 | 17.14 | 0
8 | 8 | 23:00 | 0 | 2015-08-08 | 23 | 20.21 | 1 | 21.21 | 0
8 | 8 | 24:00 | 0 | 2015-08-08 | 24 | 16.33 | 1 | 17.33 | 0
8 | 9 | 01:00 | 0 | 2015-08-09 | 1 | 15.36 | 1 | 16.36 | 0
8 | 9 | 02:00 | 0 | 2015-08-09 | 2 | 14.74 | 1 | 15.74 | 0
8 | 9 | 03:00 | 0 | 2015-08-09 | 3 | 13.47 | 1 | 14.47 | 0
8 | 9 | 04:00 | 0 | 2015-08-09 | 4 | 12.73 | 1 | 13.73 | 0
8 | 9 | 05:00 | 0 | 2015-08-09 | 5 | 12.79 | 1 | 13.79 | 0
8 | 9 | 06:00 | 0 | 2015-08-09 | 6 | 13.36 | 1 | 14.36 | 0
8 | 9 | 07:00 | 111 | 2015-08-09 | 7 | 13.02 | 1 | 14.02 | 1556.22
8 | 9 | 08:00 | 432 | 2015-08-09 | 8 | 12.82 | 1 | 13.82 | 5970.24
8 | 9 | 09:00 | 381 | 2015-08-09 | 9 | 18.23 | 1 | 19.23 | 7326.63
8 | 9 | 10:00 | 762 | 2015-08-09 | 10 | 14.94 | 1 | 15.94 | 12146.28
8 | 9 | 11:00 | 918 | 2015-08-09 | 11 | 11.63 | 1 | 12.63 | 11594.34
8 | 9 | 12:00 | 993 | 2015-08-09 | 12 | 11.55 | 1 | 12.55 | 12462.15
8 | 9 | 13:00 | 1039 | 2015-08-09 | 13 | 12.71 | 1 | 13.71 | 14244.69
8 | 9 | 14:00 | 2140 | 2015-08-09 | 14 | 13.19 | 1 | 14.19 | 30366.6
8 | 9 | 15:00 | 1515 | 2015-08-09 | 15 | 13.09 | 1 | 14.09 | 21346.35
8 | 9 | 16:00 | 910 | 2015-08-09 | 16 | 13.2 | 1 | 14.2 | 12922
8 | 9 | 17:00 | 612 | 2015-08-09 | 17 | 13.8 | 1 | 14.8 | 9057.6
8 | 9 | 18:00 | 3 | 2015-08-09 | 18 | 16.8 | 1 | 17.8 | 53.4
8 | 9 | 19:00 | 0 | 2015-08-09 | 19 | 17.27 | 1 | 18.27 | 0
8 | 9 | 20:00 | 0 | 2015-08-09 | 20 | 27.76 | 1 | 28.76 | 0
8 | 9 | 21:00 | 0 | 2015-08-09 | 21 | 20.64 | 1 | 21.64 | 0
8 | 9 | 22:00 | 0 | 2015-08-09 | 22 | 21.03 | 1 | 22.03 | 0
8 | 9 | 23:00 | 0 | 2015-08-09 | 23 | 11.15 | 1 | 12.15 | 0
8 | 9 | 24:00 | 0 | 2015-08-09 | 24 | 14.62 | 1 | 15.62 | 0
8 | 10 | 01:00 | 0 | 2015-08-10 | 1 | 15.63 | 1 | 16.63 | 0
8 | 10 | 02:00 | 0 | 2015-08-10 | 2 | 13.88 | 1 | 14.88 | 0
8 | 10 | 03:00 | 0 | 2015-08-10 | 3 | 12.3 | 1 | 13.3 | 0
8 | 10 | 04:00 | 0 | 2015-08-10 | 4 | 11.72 | 1 | 12.72 | 0
8 | 10 | 05:00 | 0 | 2015-08-10 | 5 | 12.69 | 1 | 13.69 | 0
8 | 10 | 06:00 | 0 | 2015-08-10 | 6 | 13.61 | 1 | 14.61 | 0
8 | 10 | 07:00 | 50 | 2015-08-10 | 7 | 13.63 | 1 | 14.63 | 731.5
8 | 10 | 08:00 | 436 | 2015-08-10 | 8 | 17.97 | 1 | 18.97 | 8270.92
8 | 10 | 09:00 | 1625 | 2015-08-10 | 9 | 23.87 | 1 | 24.87 | 40413.75
8 | 10 | 10:00 | 2044 | 2015-08-10 | 10 | 26.01 | 1 | 27.01 | 55208.44
8 | 10 | 11:00 | 2489 | 2015-08-10 | 11 | 18.41 | 1 | 19.41 | 48311.49
8 | 10 | 12:00 | 2007 | 2015-08-10 | 12 | 29.53 | 1 | 30.53 | 61273.71
8 | 10 | 13:00 | 2188 | 2015-08-10 | 13 | 32.95 | 1 | 33.95 | 74282.6
8 | 10 | 14:00 | 2497 | 2015-08-10 | 14 | 27.08 | 1 | 28.08 | 70115.76
8 | 10 | 15:00 | 2020 | 2015-08-10 | 15 | 35.28 | 1 | 36.28 | 73285.6
8 | 10 | 16:00 | 1490 | 2015-08-10 | 16 | 41.03 | 1 | 42.03 | 62624.7
8 | 10 | 17:00 | 627 | 2015-08-10 | 17 | 45.1 | 1 | 46.1 | 28904.7
8 | 10 | 18:00 | 25 | 2015-08-10 | 18 | 46.55 | 1 | 47.55 | 1188.75
8 | 10 | 19:00 | 0 | 2015-08-10 | 19 | 36.97 | 1 | 37.97 | 0
8 | 10 | 20:00 | 0 | 2015-08-10 | 20 | 29.39 | 1 | 30.39 | 0
8 | 10 | 21:00 | 0 | 2015-08-10 | 21 | 27.94 | 1 | 28.94 | 0
8 | 10 | 22:00 | 0 | 2015-08-10 | 22 | 20.36 | 1 | 21.36 | 0
8 | 10 | 23:00 | 0 | 2015-08-10 | 23 | 15.03 | 1 | 16.03 | 0
8 | 10 | 24:00 | 0 | 2015-08-10 | 24 | 13.86 | 1 | 14.86 | 0
8 | 11 | 01:00 | 0 | 2015-08-11 | 1 | 15.69 | 1 | 16.69 | 0
8 | 11 | 02:00 | 0 | 2015-08-11 | 2 | 16.64 | 1 | 17.64 | 0
8 | 11 | 03:00 | 0 | 2015-08-11 | 3 | 16.97 | 1 | 17.97 | 0
8 | 11 | 04:00 | 0 | 2015-08-11 | 4 | 15.53 | 1 | 16.53 | 0
8 | 11 | 05:00 | 0 | 2015-08-11 | 5 | 16.96 | 1 | 17.96 | 0
8 | 11 | 06:00 | 1 | 2015-08-11 | 6 | 18.08 | 1 | 19.08 | 19.08
8 | 11 | 07:00 | 57 | 2015-08-11 | 7 | 17.43 | 1 | 18.43 | 1050.51
8 | 11 | 08:00 | 533 | 2015-08-11 | 8 | 23.51 | 1 | 24.51 | 13063.83
8 | 11 | 09:00 | 1609 | 2015-08-11 | 9 | 32.76 | 1 | 33.76 | 54319.84
8 | 11 | 10:00 | 2157 | 2015-08-11 | 10 | 32.36 | 1 | 33.36 | 71957.52
8 | 11 | 11:00 | 2000 | 2015-08-11 | 11 | 32.07 | 1 | 33.07 | 66140
8 | 11 | 12:00 | 2004 | 2015-08-11 | 12 | 34.05 | 1 | 35.05 | 70240.2
8 | 11 | 13:00 | 2222 | 2015-08-11 | 13 | 34.84 | 1 | 35.84 | 79636.48
8 | 11 | 14:00 | 1792 | 2015-08-11 | 14 | 38.18 | 1 | 39.18 | 70210.56
8 | 11 | 15:00 | 1999 | 2015-08-11 | 15 | 34.78 | 1 | 35.78 | 71524.22
8 | 11 | 16:00 | 1434 | 2015-08-11 | 16 | 31 | 1 | 32 | 45888
8 | 11 | 17:00 | 789 | 2015-08-11 | 17 | 29.91 | 1 | 30.91 | 24387.99
8 | 11 | 18:00 | 45 | 2015-08-11 | 18 | 37.53 | 1 | 38.53 | 1733.85
8 | 11 | 19:00 | 0 | 2015-08-11 | 19 | 22.92 | 1 | 23.92 | 0
8 | 11 | 20:00 | 0 | 2015-08-11 | 20 | 36.12 | 1 | 37.12 | 0
8 | 11 | 21:00 | 0 | 2015-08-11 | 21 | 40.01 | 1 | 41.01 | 0
8 | 11 | 22:00 | 0 | 2015-08-11 | 22 | 18.05 | 1 | 19.05 | 0
8 | 11 | 23:00 | 0 | 2015-08-11 | 23 | 12.73 | 1 | 13.73 | 0
8 | 11 | 24:00 | 0 | 2015-08-11 | 24 | 15.23 | 1 | 16.23 | 0
8 | 12 | 01:00 | 0 | 2015-08-12 | 1 | 18.21 | 1 | 19.21 | 0
8 | 12 | 02:00 | 0 | 2015-08-12 | 2 | 18.72 | 1 | 19.72 | 0
8 | 12 | 03:00 | 0 | 2015-08-12 | 3 | 20.11 | 1 | 21.11 | 0
8 | 12 | 04:00 | 0 | 2015-08-12 | 4 | 19.98 | 1 | 20.98 | 0
8 | 12 | 05:00 | 0 | 2015-08-12 | 5 | 18.03 | 1 | 19.03 | 0
8 | 12 | 06:00 | 0 | 2015-08-12 | 6 | 18.43 | 1 | 19.43 | 0
8 | 12 | 07:00 | 68 | 2015-08-12 | 7 | 17.34 | 1 | 18.34 | 1247.12
8 | 12 | 08:00 | 847 | 2015-08-12 | 8 | 16.96 | 1 | 17.96 | 15212.12
8 | 12 | 09:00 | 1269 | 2015-08-12 | 9 | 21.46 | 1 | 22.46 | 28501.74
8 | 12 | 10:00 | 1017 | 2015-08-12 | 10 | 20.9 | 1 | 21.9 | 22272.3
8 | 12 | 11:00 | 1982 | 2015-08-12 | 11 | 24.21 | 1 | 25.21 | 49966.22
8 | 12 | 12:00 | 1856 | 2015-08-12 | 12 | 37.76 | 1 | 38.76 | 71938.56
8 | 12 | 13:00 | 1607 | 2015-08-12 | 13 | 40 | 1 | 41 | 65887
8 | 12 | 14:00 | 1895 | 2015-08-12 | 14 | 34.05 | 1 | 35.05 | 66419.75
8 | 12 | 15:00 | 1561 | 2015-08-12 | 15 | 31.64 | 1 | 32.64 | 50951.04
8 | 12 | 16:00 | 1323 | 2015-08-12 | 16 | 29.85 | 1 | 30.85 | 40814.55
8 | 12 | 17:00 | 620 | 2015-08-12 | 17 | 40.26 | 1 | 41.26 | 25581.2
8 | 12 | 18:00 | 132 | 2015-08-12 | 18 | 40.89 | 1 | 41.89 | 5529.48
8 | 12 | 19:00 | 0 | 2015-08-12 | 19 | 38.96 | 1 | 39.96 | 0
8 | 12 | 20:00 | 0 | 2015-08-12 | 20 | 33.71 | 1 | 34.71 | 0
8 | 12 | 21:00 | 0 | 2015-08-12 | 21 | 24.34 | 1 | 25.34 | 0
8 | 12 | 22:00 | 0 | 2015-08-12 | 22 | 40.62 | 1 | 41.62 | 0
8 | 12 | 23:00 | 0 | 2015-08-12 | 23 | 28.19 | 1 | 29.19 | 0
8 | 12 | 24:00 | 0 | 2015-08-12 | 24 | 19.06 | 1 | 20.06 | 0
8 | 13 | 01:00 | 0 | 2015-08-13 | 1 | 19.84 | 1 | 20.84 | 0
8 | 13 | 02:00 | 0 | 2015-08-13 | 2 | 18.87 | 1 | 19.87 | 0
8 | 13 | 03:00 | 0 | 2015-08-13 | 3 | 17.45 | 1 | 18.45 | 0
8 | 13 | 04:00 | 0 | 2015-08-13 | 4 | 16.12 | 1 | 17.12 | 0
8 | 13 | 05:00 | 0 | 2015-08-13 | 5 | 16.04 | 1 | 17.04 | 0
8 | 13 | 06:00 | 0 | 2015-08-13 | 6 | 17.34 | 1 | 18.34 | 0
8 | 13 | 07:00 | 164 | 2015-08-13 | 7 | 18.17 | 1 | 19.17 | 3143.88
8 | 13 | 08:00 | 400 | 2015-08-13 | 8 | 22.46 | 1 | 23.46 | 9384
8 | 13 | 09:00 | 642 | 2015-08-13 | 9 | 26.13 | 1 | 27.13 | 17417.46
8 | 13 | 10:00 | 916 | 2015-08-13 | 10 | 24.33 | 1 | 25.33 | 23202.28
8 | 13 | 11:00 | 1523 | 2015-08-13 | 11 | 26.72 | 1 | 27.72 | 42217.56
8 | 13 | 12:00 | 2607 | 2015-08-13 | 12 | 30.52 | 1 | 31.52 | 82172.64
8 | 13 | 13:00 | 2553 | 2015-08-13 | 13 | 26.29 | 1 | 27.29 | 69671.37
8 | 13 | 14:00 | 2051 | 2015-08-13 | 14 | 28.08 | 1 | 29.08 | 59643.08
8 | 13 | 15:00 | 1271 | 2015-08-13 | 15 | 35.32 | 1 | 36.32 | 46162.72
8 | 13 | 16:00 | 1323 | 2015-08-13 | 16 | 38.85 | 1 | 39.85 | 52721.55
8 | 13 | 17:00 | 649 | 2015-08-13 | 17 | 44.73 | 1 | 45.73 | 29678.77
8 | 13 | 18:00 | 52 | 2015-08-13 | 18 | 46.49 | 1 | 47.49 | 2469.48
8 | 13 | 19:00 | 0 | 2015-08-13 | 19 | 41.65 | 1 | 42.65 | 0
8 | 13 | 20:00 | 0 | 2015-08-13 | 20 | 33.44 | 1 | 34.44 | 0
8 | 13 | 21:00 | 0 | 2015-08-13 | 21 | 38.03 | 1 | 39.03 | 0
8 | 13 | 22:00 | 0 | 2015-08-13 | 22 | 39.27 | 1 | 40.27 | 0
8 | 13 | 23:00 | 0 | 2015-08-13 | 23 | 22.11 | 1 | 23.11 | 0
8 | 13 | 24:00 | 0 | 2015-08-13 | 24 | 19.41 | 1 | 20.41 | 0
8 | 14 | 01:00 | 0 | 2015-08-14 | 1 | 18.26 | 1 | 19.26 | 0
8 | 14 | 02:00 | 0 | 2015-08-14 | 2 | 10.34 | 1 | 11.34 | 0
8 | 14 | 03:00 | 0 | 2015-08-14 | 3 | 10.99 | 1 | 11.99 | 0
8 | 14 | 04:00 | 0 | 2015-08-14 | 4 | 14.2 | 1 | 15.2 | 0
8 | 14 | 05:00 | 0 | 2015-08-14 | 5 | 14.43 | 1 | 15.43 | 0
8 | 14 | 06:00 | 0 | 2015-08-14 | 6 | 17.83 | 1 | 18.83 | 0
8 | 14 | 07:00 | 272 | 2015-08-14 | 7 | 8.54 | 1 | 9.54 | 2594.88
8 | 14 | 08:00 | 1109 | 2015-08-14 | 8 | 16.33 | 1 | 17.33 | 19218.97
8 | 14 | 09:00 | 1863 | 2015-08-14 | 9 | 18.39 | 1 | 19.39 | 36123.57
8 | 14 | 10:00 | 2374 | 2015-08-14 | 10 | 22.9 | 1 | 23.9 | 56738.6
8 | 14 | 11:00 | 2517 | 2015-08-14 | 11 | 26.88 | 1 | 27.88 | 70173.96
8 | 14 | 12:00 | 2729 | 2015-08-14 | 12 | 31.64 | 1 | 32.64 | 89074.56
8 | 14 | 13:00 | 2693 | 2015-08-14 | 13 | 23.8 | 1 | 24.8 | 66786.4
8 | 14 | 14:00 | 2490 | 2015-08-14 | 14 | 21.34 | 1 | 22.34 | 55626.6
8 | 14 | 15:00 | 2145 | 2015-08-14 | 15 | 37.56 | 1 | 38.56 | 82711.2
8 | 14 | 16:00 | 1471 | 2015-08-14 | 16 | 55.01 | 1 | 56.01 | 82390.71
8 | 14 | 17:00 | 753 | 2015-08-14 | 17 | 49.57 | 1 | 50.57 | 38079.21
8 | 14 | 18:00 | 60 | 2015-08-14 | 18 | 51.9 | 1 | 52.9 | 3174
8 | 14 | 19:00 | 0 | 2015-08-14 | 19 | 46.86 | 1 | 47.86 | 0
8 | 14 | 20:00 | 0 | 2015-08-14 | 20 | 36.58 | 1 | 37.58 | 0
8 | 14 | 21:00 | 0 | 2015-08-14 | 21 | 31.55 | 1 | 32.55 | 0
8 | 14 | 22:00 | 0 | 2015-08-14 | 22 | 23.4 | 1 | 24.4 | 0
8 | 14 | 23:00 | 0 | 2015-08-14 | 23 | 20.87 | 1 | 21.87 | 0
8 | 14 | 24:00 | 0 | 2015-08-14 | 24 | 20.35 | 1 | 21.35 | 0
8 | 15 | 01:00 | 0 | 2015-08-15 | 1 | 21.8 | 1 | 22.8 | 0
8 | 15 | 02:00 | 0 | 2015-08-15 | 2 | 18.52 | 1 | 19.52 | 0
8 | 15 | 03:00 | 0 | 2015-08-15 | 3 | 17.24 | 1 | 18.24 | 0
8 | 15 | 04:00 | 0 | 2015-08-15 | 4 | 17.36 | 1 | 18.36 | 0
8 | 15 | 05:00 | 0 | 2015-08-15 | 5 | 15.89 | 1 | 16.89 | 0
8 | 15 | 06:00 | 0 | 2015-08-15 | 6 | 21.62 | 1 | 22.62 | 0
8 | 15 | 07:00 | 53 | 2015-08-15 | 7 | 17.27 | 1 | 18.27 | 968.31
8 | 15 | 08:00 | 510 | 2015-08-15 | 8 | 16.39 | 1 | 17.39 | 8868.9
8 | 15 | 09:00 | 737 | 2015-08-15 | 9 | 23.54 | 1 | 24.54 | 18085.98
8 | 15 | 10:00 | 824 | 2015-08-15 | 10 | 35.48 | 1 | 36.48 | 30059.52
8 | 15 | 11:00 | 948 | 2015-08-15 | 11 | 37.98 | 1 | 38.98 | 36953.04
8 | 15 | 12:00 | 1016 | 2015-08-15 | 12 | 41.31 | 1 | 42.31 | 42986.96
8 | 15 | 13:00 | 1002 | 2015-08-15 | 13 | 43.63 | 1 | 44.63 | 44719.26
8 | 15 | 14:00 | 967 | 2015-08-15 | 14 | 48.22 | 1 | 49.22 | 47595.74
8 | 15 | 15:00 | 478 | 2015-08-15 | 15 | 56.44 | 1 | 57.44 | 27456.32
8 | 15 | 16:00 | 397 | 2015-08-15 | 16 | 235.89 | 1 | 236.89 | 94045.33
8 | 15 | 17:00 | 431 | 2015-08-15 | 17 | 616.29 | 1 | 617.29 | 266051.99
8 | 15 | 18:00 | 6 | 2015-08-15 | 18 | 54.95 | 1 | 55.95 | 335.7
8 | 15 | 19:00 | 0 | 2015-08-15 | 19 | 44.96 | 1 | 45.96 | 0
8 | 15 | 20:00 | 0 | 2015-08-15 | 20 | 43.28 | 1 | 44.28 | 0
8 | 15 | 21:00 | 0 | 2015-08-15 | 21 | 40.77 | 1 | 41.77 | 0
8 | 15 | 22:00 | 0 | 2015-08-15 | 22 | 37.36 | 1 | 38.36 | 0
8 | 15 | 23:00 | 0 | 2015-08-15 | 23 | 39.01 | 1 | 40.01 | 0
8 | 15 | 24:00 | 0 | 2015-08-15 | 24 | 32.01 | 1 | 33.01 | 0
8 | 16 | 01:00 | 0 | 2015-08-16 | 1 | 25.6 | 1 | 26.6 | 0
8 | 16 | 02:00 | 0 | 2015-08-16 | 2 | 22.92 | 1 | 23.92 | 0
8 | 16 | 03:00 | 0 | 2015-08-16 | 3 | 22.72 | 1 | 23.72 | 0
8 | 16 | 04:00 | 0 | 2015-08-16 | 4 | 18.67 | 1 | 19.67 | 0
8 | 16 | 05:00 | 0 | 2015-08-16 | 5 | 21.06 | 1 | 22.06 | 0
8 | 16 | 06:00 | 0 | 2015-08-16 | 6 | 22.42 | 1 | 23.42 | 0
8 | 16 | 07:00 | 12 | 2015-08-16 | 7 | 21.43 | 1 | 22.43 | 269.16
8 | 16 | 08:00 | 467 | 2015-08-16 | 8 | 16.74 | 1 | 17.74 | 8284.58
8 | 16 | 09:00 | 723 | 2015-08-16 | 9 | 12.56 | 1 | 13.56 | 9803.88
8 | 16 | 10:00 | 1306 | 2015-08-16 | 10 | 19.74 | 1 | 20.74 | 27086.44
8 | 16 | 11:00 | 909 | 2015-08-16 | 11 | 24.82 | 1 | 25.82 | 23470.38
8 | 16 | 12:00 | 1398 | 2015-08-16 | 12 | 29.9 | 1 | 30.9 | 43198.2
8 | 16 | 13:00 | 853 | 2015-08-16 | 13 | 36.28 | 1 | 37.28 | 31799.84
8 | 16 | 14:00 | 1539 | 2015-08-16 | 14 | 45.65 | 1 | 46.65 | 71794.35
8 | 16 | 15:00 | 1557 | 2015-08-16 | 15 | 43.89 | 1 | 44.89 | 69893.73
8 | 16 | 16:00 | 1331 | 2015-08-16 | 16 | 46.58 | 1 | 47.58 | 63328.98
8 | 16 | 17:00 | 509 | 2015-08-16 | 17 | 47.64 | 1 | 48.64 | 24757.76
8 | 16 | 18:00 | 42 | 2015-08-16 | 18 | 49.07 | 1 | 50.07 | 2102.94
8 | 16 | 19:00 | 0 | 2015-08-16 | 19 | 122.16 | 1 | 123.16 | 0
8 | 16 | 20:00 | 0 | 2015-08-16 | 20 | 54.24 | 1 | 55.24 | 0
8 | 16 | 21:00 | 0 | 2015-08-16 | 21 | 53.41 | 1 | 54.41 | 0
8 | 16 | 22:00 | 0 | 2015-08-16 | 22 | 36.75 | 1 | 37.75 | 0
8 | 16 | 23:00 | 0 | 2015-08-16 | 23 | 33.96 | 1 | 34.96 | 0
8 | 16 | 24:00 | 0 | 2015-08-16 | 24 | 41.44 | 1 | 42.44 | 0
8 | 17 | 01:00 | 0 | 2015-08-17 | 1 | 30.59 | 1 | 31.59 | 0
8 | 17 | 02:00 | 0 | 2015-08-17 | 2 | 27.79 | 1 | 28.79 | 0
8 | 17 | 03:00 | 0 | 2015-08-17 | 3 | 24.02 | 1 | 25.02 | 0
8 | 17 | 04:00 | 0 | 2015-08-17 | 4 | 23.81 | 1 | 24.81 | 0
8 | 17 | 05:00 | 0 | 2015-08-17 | 5 | 26.23 | 1 | 27.23 | 0
8 | 17 | 06:00 | 0 | 2015-08-17 | 6 | 23.39 | 1 | 24.39 | 0
8 | 17 | 07:00 | 177 | 2015-08-17 | 7 | 21.32 | 1 | 22.32 | 3950.64
8 | 17 | 08:00 | 1066 | 2015-08-17 | 8 | 12.01 | 1 | 13.01 | 13868.66
8 | 17 | 09:00 | 1821 | 2015-08-17 | 9 | 27.84 | 1 | 28.84 | 52517.64
8 | 17 | 10:00 | 1048 | 2015-08-17 | 10 | 34.62 | 1 | 35.62 | 37329.76
8 | 17 | 11:00 | 2131 | 2015-08-17 | 11 | 53.56 | 1 | 54.56 | 116267.36
8 | 17 | 12:00 | 1818 | 2015-08-17 | 12 | 61.2 | 1 | 62.2 | 113079.6
8 | 17 | 13:00 | 1778 | 2015-08-17 | 13 | 63.76 | 1 | 64.76 | 115143.28
8 | 17 | 14:00 | 1547 | 2015-08-17 | 14 | 67.77 | 1 | 68.77 | 106387.19
8 | 17 | 15:00 | 1482 | 2015-08-17 | 15 | 64.37 | 1 | 65.37 | 96878.34
8 | 17 | 16:00 | 834 | 2015-08-17 | 16 | 67.34 | 1 | 68.34 | 56995.56
8 | 17 | 17:00 | 371 | 2015-08-17 | 17 | 63.93 | 1 | 64.93 | 24089.03
8 | 17 | 18:00 | 10 | 2015-08-17 | 18 | 60.22 | 1 | 61.22 | 612.2
8 | 17 | 19:00 | 0 | 2015-08-17 | 19 | 64.86 | 1 | 65.86 | 0
8 | 17 | 20:00 | 0 | 2015-08-17 | 20 | 66.91 | 1 | 67.91 | 0
8 | 17 | 21:00 | 0 | 2015-08-17 | 21 | 67.76 | 1 | 68.76 | 0
8 | 17 | 22:00 | 0 | 2015-08-17 | 22 | 60.39 | 1 | 61.39 | 0
8 | 17 | 23:00 | 0 | 2015-08-17 | 23 | 35.56 | 1 | 36.56 | 0
8 | 17 | 24:00 | 0 | 2015-08-17 | 24 | 28.82 | 1 | 29.82 | 0
8 | 18 | 01:00 | 0 | 2015-08-18 | 1 | 29.71 | 1 | 30.71 | 0
8 | 18 | 02:00 | 0 | 2015-08-18 | 2 | 31.58 | 1 | 32.58 | 0
8 | 18 | 03:00 | 0 | 2015-08-18 | 3 | 27.34 | 1 | 28.34 | 0
8 | 18 | 04:00 | 0 | 2015-08-18 | 4 | 25.17 | 1 | 26.17 | 0
8 | 18 | 05:00 | 0 | 2015-08-18 | 5 | 25.22 | 1 | 26.22 | 0
8 | 18 | 06:00 | 0 | 2015-08-18 | 6 | 32.42 | 1 | 33.42 | 0
8 | 18 | 07:00 | 256 | 2015-08-18 | 7 | 41.83 | 1 | 42.83 | 10964.48
8 | 18 | 08:00 | 1124 | 2015-08-18 | 8 | 31.12 | 1 | 32.12 | 36102.88
8 | 18 | 09:00 | 1889 | 2015-08-18 | 9 | 39.68 | 1 | 40.68 | 76844.52
8 | 18 | 10:00 | 2473 | 2015-08-18 | 10 | 48.37 | 1 | 49.37 | 122092.01
8 | 18 | 11:00 | 2848 | 2015-08-18 | 11 | 61.92 | 1 | 62.92 | 179196.16
8 | 18 | 12:00 | 2954 | 2015-08-18 | 12 | 64.34 | 1 | 65.34 | 193014.36
8 | 18 | 13:00 | 2842 | 2015-08-18 | 13 | 69.85 | 1 | 70.85 | 201355.7
8 | 18 | 14:00 | 2669 | 2015-08-18 | 14 | 73.41 | 1 | 74.41 | 198600.29
8 | 18 | 15:00 | 2253 | 2015-08-18 | 15 | 251.74 | 1 | 252.74 | 569423.22
8 | 18 | 16:00 | 1632 | 2015-08-18 | 16 | 148.53 | 1 | 149.53 | 244032.96
8 | 18 | 17:00 | 808 | 2015-08-18 | 17 | 82.69 | 1 | 83.69 | 67621.52
8 | 18 | 18:00 | 13 | 2015-08-18 | 18 | 68.95 | 1 | 69.95 | 909.35
8 | 18 | 19:00 | 0 | 2015-08-18 | 19 | 58.19 | 1 | 59.19 | 0
8 | 18 | 20:00 | 0 | 2015-08-18 | 20 | 53.28 | 1 | 54.28 | 0
8 | 18 | 21:00 | 0 | 2015-08-18 | 21 | 53.19 | 1 | 54.19 | 0
8 | 18 | 22:00 | 0 | 2015-08-18 | 22 | 38.7 | 1 | 39.7 | 0
8 | 18 | 23:00 | 0 | 2015-08-18 | 23 | 27.51 | 1 | 28.51 | 0
8 | 18 | 24:00 | 0 | 2015-08-18 | 24 | 27.42 | 1 | 28.42 | 0
8 | 19 | 01:00 | 0 | 2015-08-19 | 1 | 39.02 | 1 | 40.02 | 0
8 | 19 | 02:00 | 0 | 2015-08-19 | 2 | 41.04 | 1 | 42.04 | 0
8 | 19 | 03:00 | 0 | 2015-08-19 | 3 | 36.12 | 1 | 37.12 | 0
8 | 19 | 04:00 | 0 | 2015-08-19 | 4 | 30.53 | 1 | 31.53 | 0
8 | 19 | 05:00 | 0 | 2015-08-19 | 5 | 43.42 | 1 | 44.42 | 0
8 | 19 | 06:00 | 0 | 2015-08-19 | 6 | 51.77 | 1 | 52.77 | 0
8 | 19 | 07:00 | 270 | 2015-08-19 | 7 | 28.69 | 1 | 29.69 | 8016.3
8 | 19 | 08:00 | 1125 | 2015-08-19 | 8 | 40.11 | 1 | 41.11 | 46248.75
8 | 19 | 09:00 | 1842 | 2015-08-19 | 9 | 53.43 | 1 | 54.43 | 100260.06
8 | 19 | 10:00 | 2344 | 2015-08-19 | 10 | 68.86 | 1 | 69.86 | 163751.84
8 | 19 | 11:00 | 2631 | 2015-08-19 | 11 | 62.51 | 1 | 63.51 | 167094.81
8 | 19 | 12:00 | 2598 | 2015-08-19 | 12 | 62.37 | 1 | 63.37 | 164635.26
8 | 19 | 13:00 | 2568 | 2015-08-19 | 13 | 69.82 | 1 | 70.82 | 181865.76
8 | 19 | 14:00 | 2185 | 2015-08-19 | 14 | 71.91 | 1 | 72.91 | 159308.35
8 | 19 | 15:00 | 1819 | 2015-08-19 | 15 | 81.69 | 1 | 82.69 | 150413.11
8 | 19 | 16:00 | 886 | 2015-08-19 | 16 | 156 | 1 | 157 | 139102
8 | 19 | 17:00 | 662 | 2015-08-19 | 17 | 241.91 | 1 | 242.91 | 160806.42
8 | 19 | 18:00 | 25 | 2015-08-19 | 18 | 136.77 | 1 | 137.77 | 3444.25
8 | 19 | 19:00 | 0 | 2015-08-19 | 19 | 69.03 | 1 | 70.03 | 0
8 | 19 | 20:00 | 0 | 2015-08-19 | 20 | 54.72 | 1 | 55.72 | 0
8 | 19 | 21:00 | 0 | 2015-08-19 | 21 | 72.52 | 1 | 73.52 | 0
8 | 19 | 22:00 | 0 | 2015-08-19 | 22 | 53.8 | 1 | 54.8 | 0
8 | 19 | 23:00 | 0 | 2015-08-19 | 23 | 39.81 | 1 | 40.81 | 0
8 | 19 | 24:00 | 0 | 2015-08-19 | 24 | 38.78 | 1 | 39.78 | 0
8 | 20 | 01:00 | 0 | 2015-08-20 | 1 | 49.13 | 1 | 50.13 | 0
8 | 20 | 02:00 | 0 | 2015-08-20 | 2 | 40.97 | 1 | 41.97 | 0
8 | 20 | 03:00 | 0 | 2015-08-20 | 3 | 46.29 | 1 | 47.29 | 0
8 | 20 | 04:00 | 0 | 2015-08-20 | 4 | 45.1 | 1 | 46.1 | 0
8 | 20 | 05:00 | 0 | 2015-08-20 | 5 | 38.83 | 1 | 39.83 | 0
8 | 20 | 06:00 | 0 | 2015-08-20 | 6 | 46.9 | 1 | 47.9 | 0
8 | 20 | 07:00 | 288 | 2015-08-20 | 7 | 33.54 | 1 | 34.54 | 9947.52
8 | 20 | 08:00 | 1062 | 2015-08-20 | 8 | 61.31 | 1 | 62.31 | 66173.22
8 | 20 | 09:00 | 1827 | 2015-08-20 | 9 | 59.6 | 1 | 60.6 | 110716.2
8 | 20 | 10:00 | 2292 | 2015-08-20 | 10 | 46.53 | 1 | 47.53 | 108938.76
8 | 20 | 11:00 | 2570 | 2015-08-20 | 11 | 52.65 | 1 | 53.65 | 137880.5
8 | 20 | 12:00 | 2777 | 2015-08-20 | 12 | 53.21 | 1 | 54.21 | 150541.17
8 | 20 | 13:00 | 2286 | 2015-08-20 | 13 | 56.85 | 1 | 57.85 | 132245.1
8 | 20 | 14:00 | 2108 | 2015-08-20 | 14 | 57.8 | 1 | 58.8 | 123950.4
8 | 20 | 15:00 | 2004 | 2015-08-20 | 15 | 58.11 | 1 | 59.11 | 118456.44
8 | 20 | 16:00 | 1355 | 2015-08-20 | 16 | 58.84 | 1 | 59.84 | 81083.2
8 | 20 | 17:00 | 769 | 2015-08-20 | 17 | 125.5 | 1 | 126.5 | 97278.5
8 | 20 | 18:00 | 18 | 2015-08-20 | 18 | 123.39 | 1 | 124.39 | 2239.02
8 | 20 | 19:00 | 0 | 2015-08-20 | 19 | 78.6 | 1 | 79.6 | 0
8 | 20 | 20:00 | 0 | 2015-08-20 | 20 | 47.7 | 1 | 48.7 | 0
8 | 20 | 21:00 | 0 | 2015-08-20 | 21 | 105.25 | 1 | 106.25 | 0
8 | 20 | 22:00 | 0 | 2015-08-20 | 22 | 49.26 | 1 | 50.26 | 0
8 | 20 | 23:00 | 0 | 2015-08-20 | 23 | 41.67 | 1 | 42.67 | 0
8 | 20 | 24:00 | 0 | 2015-08-20 | 24 | 56.23 | 1 | 57.23 | 0
8 | 21 | 01:00 | 0 | 2015-08-21 | 1 | 55.7 | 1 | 56.7 | 0
8 | 21 | 02:00 | 0 | 2015-08-21 | 2 | 50.72 | 1 | 51.72 | 0
8 | 21 | 03:00 | 0 | 2015-08-21 | 3 | 43.44 | 1 | 44.44 | 0
8 | 21 | 04:00 | 0 | 2015-08-21 | 4 | 48.46 | 1 | 49.46 | 0
8 | 21 | 05:00 | 0 | 2015-08-21 | 5 | 52.29 | 1 | 53.29 | 0
8 | 21 | 06:00 | 0 | 2015-08-21 | 6 | 73.68 | 1 | 74.68 | 0
8 | 21 | 07:00 | 257 | 2015-08-21 | 7 | 127.56 | 1 | 128.56 | 33039.92
8 | 21 | 08:00 | 1123 | 2015-08-21 | 8 | 76.5 | 1 | 77.5 | 87032.5
8 | 21 | 09:00 | 1852 | 2015-08-21 | 9 | 56.41 | 1 | 57.41 | 106323.32
8 | 21 | 10:00 | 2318 | 2015-08-21 | 10 | 60 | 1 | 61 | 141398
8 | 21 | 11:00 | 2635 | 2015-08-21 | 11 | 56.49 | 1 | 57.49 | 151486.15
8 | 21 | 12:00 | 2604 | 2015-08-21 | 12 | 38.98 | 1 | 39.98 | 104107.92
8 | 21 | 13:00 | 2310 | 2015-08-21 | 13 | 40.71 | 1 | 41.71 | 96350.1
8 | 21 | 14:00 | 2220 | 2015-08-21 | 14 | 47.44 | 1 | 48.44 | 107536.8
8 | 21 | 15:00 | 2000 | 2015-08-21 | 15 | 52.32 | 1 | 53.32 | 106640
8 | 21 | 16:00 | 1539 | 2015-08-21 | 16 | 50.77 | 1 | 51.77 | 79674.03
8 | 21 | 17:00 | 746 | 2015-08-21 | 17 | 74.73 | 1 | 75.73 | 56494.58
8 | 21 | 18:00 | 14 | 2015-08-21 | 18 | 79.66 | 1 | 80.66 | 1129.24
8 | 21 | 19:00 | 0 | 2015-08-21 | 19 | 53 | 1 | 54 | 0
8 | 21 | 20:00 | 0 | 2015-08-21 | 20 | 42.58 | 1 | 43.58 | 0
8 | 21 | 21:00 | 0 | 2015-08-21 | 21 | 38.66 | 1 | 39.66 | 0
8 | 21 | 22:00 | 0 | 2015-08-21 | 22 | 39.25 | 1 | 40.25 | 0
8 | 21 | 23:00 | 0 | 2015-08-21 | 23 | 27.91 | 1 | 28.91 | 0
8 | 21 | 24:00 | 0 | 2015-08-21 | 24 | 26.39 | 1 | 27.39 | 0
8 | 22 | 01:00 | 0 | 2015-08-22 | 1 | 37.8 | 1 | 38.8 | 0
8 | 22 | 02:00 | 0 | 2015-08-22 | 2 | 26.88 | 1 | 27.88 | 0
8 | 22 | 03:00 | 0 | 2015-08-22 | 3 | 22.51 | 1 | 23.51 | 0
8 | 22 | 04:00 | 0 | 2015-08-22 | 4 | 22.27 | 1 | 23.27 | 0
8 | 22 | 05:00 | 0 | 2015-08-22 | 5 | 20.52 | 1 | 21.52 | 0
8 | 22 | 06:00 | 0 | 2015-08-22 | 6 | 20.83 | 1 | 21.83 | 0
8 | 22 | 07:00 | 330 | 2015-08-22 | 7 | 14.71 | 1 | 15.71 | 5184.3
8 | 22 | 08:00 | 995 | 2015-08-22 | 8 | 17.22 | 1 | 18.22 | 18128.9
8 | 22 | 09:00 | 1560 | 2015-08-22 | 9 | 18.76 | 1 | 19.76 | 30825.6
8 | 22 | 10:00 | 1890 | 2015-08-22 | 10 | 19.29 | 1 | 20.29 | 38348.1
8 | 22 | 11:00 | 2345 | 2015-08-22 | 11 | 20.97 | 1 | 21.97 | 51519.65
8 | 22 | 12:00 | 2154 | 2015-08-22 | 12 | 27.97 | 1 | 28.97 | 62401.38
8 | 22 | 13:00 | 1972 | 2015-08-22 | 13 | 29.48 | 1 | 30.48 | 60106.56
8 | 22 | 14:00 | 1802 | 2015-08-22 | 14 | 26.26 | 1 | 27.26 | 49122.52
8 | 22 | 15:00 | 1546 | 2015-08-22 | 15 | 22.85 | 1 | 23.85 | 36872.1
8 | 22 | 16:00 | 279 | 2015-08-22 | 16 | 24.34 | 1 | 25.34 | 7069.86
8 | 22 | 17:00 | 375 | 2015-08-22 | 17 | 34.49 | 1 | 35.49 | 13308.75
8 | 22 | 18:00 | 6 | 2015-08-22 | 18 | 41.05 | 1 | 42.05 | 252.3
8 | 22 | 19:00 | 0 | 2015-08-22 | 19 | 46.86 | 1 | 47.86 | 0
8 | 22 | 20:00 | 0 | 2015-08-22 | 20 | 38.19 | 1 | 39.19 | 0
8 | 22 | 21:00 | 0 | 2015-08-22 | 21 | 40.78 | 1 | 41.78 | 0
8 | 22 | 22:00 | 0 | 2015-08-22 | 22 | 27.23 | 1 | 28.23 | 0
8 | 22 | 23:00 | 0 | 2015-08-22 | 23 | 16.4 | 1 | 17.4 | 0
8 | 22 | 24:00 | 0 | 2015-08-22 | 24 | 24.74 | 1 | 25.74 | 0
8 | 23 | 01:00 | 0 | 2015-08-23 | 1 | 20.04 | 1 | 21.04 | 0
8 | 23 | 02:00 | 0 | 2015-08-23 | 2 | 19.47 | 1 | 20.47 | 0
8 | 23 | 03:00 | 0 | 2015-08-23 | 3 | 22.09 | 1 | 23.09 | 0
8 | 23 | 04:00 | 0 | 2015-08-23 | 4 | 17.22 | 1 | 18.22 | 0
8 | 23 | 05:00 | 0 | 2015-08-23 | 5 | 17.09 | 1 | 18.09 | 0
8 | 23 | 06:00 | 1 | 2015-08-23 | 6 | 17.34 | 1 | 18.34 | 18.34
8 | 23 | 07:00 | 281 | 2015-08-23 | 7 | 25.2 | 1 | 26.2 | 7362.2
8 | 23 | 08:00 | 1114 | 2015-08-23 | 8 | 22.04 | 1 | 23.04 | 25666.56
8 | 23 | 09:00 | 1798 | 2015-08-23 | 9 | 23.14 | 1 | 24.14 | 43403.72
8 | 23 | 10:00 | 2314 | 2015-08-23 | 10 | 21.32 | 1 | 22.32 | 51648.48
8 | 23 | 11:00 | 2489 | 2015-08-23 | 11 | 22.05 | 1 | 23.05 | 57371.45
8 | 23 | 12:00 | 2546 | 2015-08-23 | 12 | 25.91 | 1 | 26.91 | 68512.86
8 | 23 | 13:00 | 2717 | 2015-08-23 | 13 | 30.23 | 1 | 31.23 | 84851.91
8 | 23 | 14:00 | 2377 | 2015-08-23 | 14 | 26.7 | 1 | 27.7 | 65842.9
8 | 23 | 15:00 | 2016 | 2015-08-23 | 15 | 22.89 | 1 | 23.89 | 48162.24
8 | 23 | 16:00 | 1529 | 2015-08-23 | 16 | 28.09 | 1 | 29.09 | 44478.61
8 | 23 | 17:00 | 727 | 2015-08-23 | 17 | 34.24 | 1 | 35.24 | 25619.48
8 | 23 | 18:00 | 6 | 2015-08-23 | 18 | 36.46 | 1 | 37.46 | 224.76
8 | 23 | 19:00 | 0 | 2015-08-23 | 19 | 37.7 | 1 | 38.7 | 0
8 | 23 | 20:00 | 0 | 2015-08-23 | 20 | 38.42 | 1 | 39.42 | 0
8 | 23 | 21:00 | 0 | 2015-08-23 | 21 | 41.52 | 1 | 42.52 | 0
8 | 23 | 22:00 | 0 | 2015-08-23 | 22 | 43.52 | 1 | 44.52 | 0
8 | 23 | 23:00 | 0 | 2015-08-23 | 23 | 31.71 | 1 | 32.71 | 0
8 | 23 | 24:00 | 0 | 2015-08-23 | 24 | 22.87 | 1 | 23.87 | 0
8 | 24 | 01:00 | 0 | 2015-08-24 | 1 | 24.87 | 1 | 25.87 | 0
8 | 24 | 02:00 | 0 | 2015-08-24 | 2 | 20.32 | 1 | 21.32 | 0
8 | 24 | 03:00 | 0 | 2015-08-24 | 3 | 21.85 | 1 | 22.85 | 0
8 | 24 | 04:00 | 0 | 2015-08-24 | 4 | 22.86 | 1 | 23.86 | 0
8 | 24 | 05:00 | 0 | 2015-08-24 | 5 | 23 | 1 | 24 | 0
8 | 24 | 06:00 | 0 | 2015-08-24 | 6 | 27.46 | 1 | 28.46 | 0
8 | 24 | 07:00 | 12 | 2015-08-24 | 7 | 23.17 | 1 | 24.17 | 290.04
8 | 24 | 08:00 | 476 | 2015-08-24 | 8 | 43.18 | 1 | 44.18 | 21029.68
8 | 24 | 09:00 | 574 | 2015-08-24 | 9 | 35.44 | 1 | 36.44 | 20916.56
8 | 24 | 10:00 | 900 | 2015-08-24 | 10 | 34.58 | 1 | 35.58 | 32022
8 | 24 | 11:00 | 832 | 2015-08-24 | 11 | 47.12 | 1 | 48.12 | 40035.84
8 | 24 | 12:00 | 960 | 2015-08-24 | 12 | 47.21 | 1 | 48.21 | 46281.6
8 | 24 | 13:00 | 1068 | 2015-08-24 | 13 | 40.98 | 1 | 41.98 | 44834.64
8 | 24 | 14:00 | 520 | 2015-08-24 | 14 | 57.61 | 1 | 58.61 | 30477.2
8 | 24 | 15:00 | 487 | 2015-08-24 | 15 | 95.6 | 1 | 96.6 | 47044.2
8 | 24 | 16:00 | 365 | 2015-08-24 | 16 | 385.13 | 1 | 386.13 | 140937.45
8 | 24 | 17:00 | 61 | 2015-08-24 | 17 | 396.46 | 1 | 397.46 | 24245.06
8 | 24 | 18:00 | 4 | 2015-08-24 | 18 | 344.45 | 1 | 345.45 | 1381.8
8 | 24 | 19:00 | 0 | 2015-08-24 | 19 | 92.87 | 1 | 93.87 | 0
8 | 24 | 20:00 | 0 | 2015-08-24 | 20 | 92.42 | 1 | 93.42 | 0
8 | 24 | 21:00 | 0 | 2015-08-24 | 21 | 83.01 | 1 | 84.01 | 0
8 | 24 | 22:00 | 0 | 2015-08-24 | 22 | 36.47 | 1 | 37.47 | 0
8 | 24 | 23:00 | 0 | 2015-08-24 | 23 | 29.68 | 1 | 30.68 | 0
8 | 24 | 24:00 | 0 | 2015-08-24 | 24 | 34.4 | 1 | 35.4 | 0
8 | 25 | 01:00 | 0 | 2015-08-25 | 1 | 74.02 | 1 | 75.02 | 0
8 | 25 | 02:00 | 0 | 2015-08-25 | 2 | 45.11 | 1 | 46.11 | 0
8 | 25 | 03:00 | 0 | 2015-08-25 | 3 | 23.98 | 1 | 24.98 | 0
8 | 25 | 04:00 | 0 | 2015-08-25 | 4 | 22.2 | 1 | 23.2 | 0
8 | 25 | 05:00 | 0 | 2015-08-25 | 5 | 35.3 | 1 | 36.3 | 0
8 | 25 | 06:00 | 0 | 2015-08-25 | 6 | 56.04 | 1 | 57.04 | 0
8 | 25 | 07:00 | 48 | 2015-08-25 | 7 | 42.27 | 1 | 43.27 | 2076.96
8 | 25 | 08:00 | 426 | 2015-08-25 | 8 | 40.35 | 1 | 41.35 | 17615.1
8 | 25 | 09:00 | 755 | 2015-08-25 | 9 | 35.62 | 1 | 36.62 | 27648.1
8 | 25 | 10:00 | 1005 | 2015-08-25 | 10 | 58.49 | 1 | 59.49 | 59787.45
8 | 25 | 11:00 | 1041 | 2015-08-25 | 11 | 61.63 | 1 | 62.63 | 65197.83
8 | 25 | 12:00 | 1132 | 2015-08-25 | 12 | 59.15 | 1 | 60.15 | 68089.8
8 | 25 | 13:00 | 1187 | 2015-08-25 | 13 | 71.58 | 1 | 72.58 | 86152.46
8 | 25 | 14:00 | 1415 | 2015-08-25 | 14 | 63.41 | 1 | 64.41 | 91140.15
8 | 25 | 15:00 | 1417 | 2015-08-25 | 15 | 63.97 | 1 | 64.97 | 92062.49
8 | 25 | 16:00 | 933 | 2015-08-25 | 16 | 91.9 | 1 | 92.9 | 86675.7
8 | 25 | 17:00 | 573 | 2015-08-25 | 17 | 94.75 | 1 | 95.75 | 54864.75
8 | 25 | 18:00 | 4 | 2015-08-25 | 18 | 224.54 | 1 | 225.54 | 902.16
8 | 25 | 19:00 | 0 | 2015-08-25 | 19 | 131.93 | 1 | 132.93 | 0
8 | 25 | 20:00 | 0 | 2015-08-25 | 20 | 109.36 | 1 | 110.36 | 0
8 | 25 | 21:00 | 0 | 2015-08-25 | 21 | 75.8 | 1 | 76.8 | 0
8 | 25 | 22:00 | 0 | 2015-08-25 | 22 | 27.83 | 1 | 28.83 | 0
8 | 25 | 23:00 | 0 | 2015-08-25 | 23 | 29 | 1 | 30 | 0
8 | 25 | 24:00 | 0 | 2015-08-25 | 24 | 32.52 | 1 | 33.52 | 0
8 | 26 | 01:00 | 0 | 2015-08-26 | 1 | 96.61 | 1 | 97.61 | 0
8 | 26 | 02:00 | 0 | 2015-08-26 | 2 | 79.17 | 1 | 80.17 | 0
8 | 26 | 03:00 | 0 | 2015-08-26 | 3 | 29.04 | 1 | 30.04 | 0
8 | 26 | 04:00 | 0 | 2015-08-26 | 4 | 22.48 | 1 | 23.48 | 0
8 | 26 | 05:00 | 0 | 2015-08-26 | 5 | 23.7 | 1 | 24.7 | 0
8 | 26 | 06:00 | 0 | 2015-08-26 | 6 | 42.47 | 1 | 43.47 | 0
8 | 26 | 07:00 | 95 | 2015-08-26 | 7 | 29.6 | 1 | 30.6 | 2907
8 | 26 | 08:00 | 398 | 2015-08-26 | 8 | 22.61 | 1 | 23.61 | 9396.78
8 | 26 | 09:00 | 647 | 2015-08-26 | 9 | 24.44 | 1 | 25.44 | 16459.68
8 | 26 | 10:00 | 2364 | 2015-08-26 | 10 | 25.12 | 1 | 26.12 | 61747.68
8 | 26 | 11:00 | 2696 | 2015-08-26 | 11 | 26.69 | 1 | 27.69 | 74652.24
8 | 26 | 12:00 | 2872 | 2015-08-26 | 12 | 27.16 | 1 | 28.16 | 80875.52
8 | 26 | 13:00 | 2745 | 2015-08-26 | 13 | 29.99 | 1 | 30.99 | 85067.55
8 | 26 | 14:00 | 2509 | 2015-08-26 | 14 | 31.73 | 1 | 32.73 | 82119.57
8 | 26 | 15:00 | 2143 | 2015-08-26 | 15 | 29.9 | 1 | 30.9 | 66218.7
8 | 26 | 16:00 | 1523 | 2015-08-26 | 16 | 32.48 | 1 | 33.48 | 50990.04
8 | 26 | 17:00 | 707 | 2015-08-26 | 17 | 30.78 | 1 | 31.78 | 22468.46
8 | 26 | 18:00 | 13 | 2015-08-26 | 18 | 28.22 | 1 | 29.22 | 379.86
8 | 26 | 19:00 | 0 | 2015-08-26 | 19 | 26.95 | 1 | 27.95 | 0
8 | 26 | 20:00 | 0 | 2015-08-26 | 20 | 23.86 | 1 | 24.86 | 0
8 | 26 | 21:00 | 0 | 2015-08-26 | 21 | 24.51 | 1 | 25.51 | 0
8 | 26 | 22:00 | 0 | 2015-08-26 | 22 | 21.46 | 1 | 22.46 | 0
8 | 26 | 23:00 | 0 | 2015-08-26 | 23 | 19.24 | 1 | 20.24 | 0
8 | 26 | 24:00 | 0 | 2015-08-26 | 24 | 14.17 | 1 | 15.17 | 0
8 | 27 | 01:00 | 0 | 2015-08-27 | 1 | 16.4 | 1 | 17.4 | 0
8 | 27 | 02:00 | 0 | 2015-08-27 | 2 | 18.96 | 1 | 19.96 | 0
8 | 27 | 03:00 | 0 | 2015-08-27 | 3 | 18.75 | 1 | 19.75 | 0
8 | 27 | 04:00 | 0 | 2015-08-27 | 4 | 17.88 | 1 | 18.88 | 0
8 | 27 | 05:00 | 0 | 2015-08-27 | 5 | 17.76 | 1 | 18.76 | 0
8 | 27 | 06:00 | 0 | 2015-08-27 | 6 | 18.42 | 1 | 19.42 | 0
8 | 27 | 07:00 | 20 | 2015-08-27 | 7 | 8.06 | 1 | 9.06 | 181.2
8 | 27 | 08:00 | 661 | 2015-08-27 | 8 | 18.47 | 1 | 19.47 | 12869.67
8 | 27 | 09:00 | 1536 | 2015-08-27 | 9 | 21.2 | 1 | 22.2 | 34099.2
8 | 27 | 10:00 | 2241 | 2015-08-27 | 10 | 24.04 | 1 | 25.04 | 56114.64
8 | 27 | 11:00 | 2417 | 2015-08-27 | 11 | 24.19 | 1 | 25.19 | 60884.23
8 | 27 | 12:00 | 2502 | 2015-08-27 | 12 | 25.15 | 1 | 26.15 | 65427.3
8 | 27 | 13:00 | 704 | 2015-08-27 | 13 | 23.59 | 1 | 24.59 | 17311.36
8 | 27 | 14:00 | 848 | 2015-08-27 | 14 | 25.02 | 1 | 26.02 | 22064.96
8 | 27 | 15:00 | 255 | 2015-08-27 | 15 | 24.09 | 1 | 25.09 | 6397.95
8 | 27 | 16:00 | 958 | 2015-08-27 | 16 | 25.49 | 1 | 26.49 | 25377.42
8 | 27 | 17:00 | 728 | 2015-08-27 | 17 | 24.32 | 1 | 25.32 | 18432.96
8 | 27 | 18:00 | 8 | 2015-08-27 | 18 | 25.45 | 1 | 26.45 | 211.6
8 | 27 | 19:00 | 0 | 2015-08-27 | 19 | 25.43 | 1 | 26.43 | 0
8 | 27 | 20:00 | 0 | 2015-08-27 | 20 | 23.89 | 1 | 24.89 | 0
8 | 27 | 21:00 | 0 | 2015-08-27 | 21 | 24.06 | 1 | 25.06 | 0
8 | 27 | 22:00 | 0 | 2015-08-27 | 22 | 22.36 | 1 | 23.36 | 0
8 | 27 | 23:00 | 0 | 2015-08-27 | 23 | 15.22 | 1 | 16.22 | 0
8 | 27 | 24:00 | 0 | 2015-08-27 | 24 | 8.65 | 1 | 9.65 | 0
8 | 28 | 01:00 | 0 | 2015-08-28 | 1 | 18.34 | 1 | 19.34 | 0
8 | 28 | 02:00 | 0 | 2015-08-28 | 2 | 19.17 | 1 | 20.17 | 0
8 | 28 | 03:00 | 0 | 2015-08-28 | 3 | 17.78 | 1 | 18.78 | 0
8 | 28 | 04:00 | 0 | 2015-08-28 | 4 | 10.7 | 1 | 11.7 | 0
8 | 28 | 05:00 | 0 | 2015-08-28 | 5 | 14.35 | 1 | 15.35 | 0
8 | 28 | 06:00 | 0 | 2015-08-28 | 6 | 18.07 | 1 | 19.07 | 0
8 | 28 | 07:00 | 68 | 2015-08-28 | 7 | 15.51 | 1 | 16.51 | 1122.68
8 | 28 | 08:00 | 892 | 2015-08-28 | 8 | 17.98 | 1 | 18.98 | 16930.16
8 | 28 | 09:00 | 1924 | 2015-08-28 | 9 | 11.94 | 1 | 12.94 | 24896.56
8 | 28 | 10:00 | 2223 | 2015-08-28 | 10 | 19.27 | 1 | 20.27 | 45060.21
8 | 28 | 11:00 | 2530 | 2015-08-28 | 11 | 21.94 | 1 | 22.94 | 58038.2
8 | 28 | 12:00 | 2644 | 2015-08-28 | 12 | 21.77 | 1 | 22.77 | 60203.88
8 | 28 | 13:00 | 2722 | 2015-08-28 | 13 | 22.7 | 1 | 23.7 | 64511.4
8 | 28 | 14:00 | 2425 | 2015-08-28 | 14 | 22.83 | 1 | 23.83 | 57787.75
8 | 28 | 15:00 | 2063 | 2015-08-28 | 15 | 23.34 | 1 | 24.34 | 50213.42
8 | 28 | 16:00 | 1296 | 2015-08-28 | 16 | 22.02 | 1 | 23.02 | 29833.92
8 | 28 | 17:00 | 714 | 2015-08-28 | 17 | 22.3 | 1 | 23.3 | 16636.2
8 | 28 | 18:00 | 12 | 2015-08-28 | 18 | 25.01 | 1 | 26.01 | 312.12
8 | 28 | 19:00 | 0 | 2015-08-28 | 19 | 24.41 | 1 | 25.41 | 0
8 | 28 | 20:00 | 0 | 2015-08-28 | 20 | 23.93 | 1 | 24.93 | 0
8 | 28 | 21:00 | 0 | 2015-08-28 | 21 | 23.47 | 1 | 24.47 | 0
8 | 28 | 22:00 | 0 | 2015-08-28 | 22 | 21.75 | 1 | 22.75 | 0
8 | 28 | 23:00 | 0 | 2015-08-28 | 23 | 18.34 | 1 | 19.34 | 0
8 | 28 | 24:00 | 0 | 2015-08-28 | 24 | 18.74 | 1 | 19.74 | 0
8 | 29 | 01:00 | 0 | 2015-08-29 | 1 | 18.39 | 1 | 19.39 | 0
8 | 29 | 02:00 | 0 | 2015-08-29 | 2 | 15.32 | 1 | 16.32 | 0
8 | 29 | 03:00 | 0 | 2015-08-29 | 3 | 15.72 | 1 | 16.72 | 0
8 | 29 | 04:00 | 0 | 2015-08-29 | 4 | 15.4 | 1 | 16.4 | 0
8 | 29 | 05:00 | 0 | 2015-08-29 | 5 | 15.63 | 1 | 16.63 | 0
8 | 29 | 06:00 | 0 | 2015-08-29 | 6 | 16.98 | 1 | 17.98 | 0
8 | 29 | 07:00 | 243 | 2015-08-29 | 7 | -14.82 | 1 | -13.82 | -3358.26
8 | 29 | 08:00 | 1071 | 2015-08-29 | 8 | 9.4 | 1 | 10.4 | 11138.4
8 | 29 | 09:00 | 1722 | 2015-08-29 | 9 | 16.09 | 1 | 17.09 | 29428.98
8 | 29 | 10:00 | 2313 | 2015-08-29 | 10 | 16.42 | 1 | 17.42 | 40292.46
8 | 29 | 11:00 | 2690 | 2015-08-29 | 11 | 17.99 | 1 | 18.99 | 51083.1
8 | 29 | 12:00 | 2803 | 2015-08-29 | 12 | 16.14 | 1 | 17.14 | 48043.42
8 | 29 | 13:00 | 2775 | 2015-08-29 | 13 | 16.11 | 1 | 17.11 | 47480.25
8 | 29 | 14:00 | 2362 | 2015-08-29 | 14 | 17.7 | 1 | 18.7 | 44169.4
8 | 29 | 15:00 | 1842 | 2015-08-29 | 15 | 18.01 | 1 | 19.01 | 35016.42
8 | 29 | 16:00 | 1329 | 2015-08-29 | 16 | 17.66 | 1 | 18.66 | 24799.14
8 | 29 | 17:00 | 636 | 2015-08-29 | 17 | 17.94 | 1 | 18.94 | 12045.84
8 | 29 | 18:00 | 16 | 2015-08-29 | 18 | 19.92 | 1 | 20.92 | 334.72
8 | 29 | 19:00 | 0 | 2015-08-29 | 19 | 21.74 | 1 | 22.74 | 0
8 | 29 | 20:00 | 0 | 2015-08-29 | 20 | 22.3 | 1 | 23.3 | 0
8 | 29 | 21:00 | 0 | 2015-08-29 | 21 | 22.69 | 1 | 23.69 | 0
8 | 29 | 22:00 | 0 | 2015-08-29 | 22 | 20.87 | 1 | 21.87 | 0
8 | 29 | 23:00 | 0 | 2015-08-29 | 23 | 18.43 | 1 | 19.43 | 0
8 | 29 | 24:00 | 0 | 2015-08-29 | 24 | 16.26 | 1 | 17.26 | 0
8 | 30 | 01:00 | 0 | 2015-08-30 | 1 | 13.59 | 1 | 14.59 | 0
8 | 30 | 02:00 | 0 | 2015-08-30 | 2 | 16.03 | 1 | 17.03 | 0
8 | 30 | 03:00 | 0 | 2015-08-30 | 3 | 18.09 | 1 | 19.09 | 0
8 | 30 | 04:00 | 0 | 2015-08-30 | 4 | 19.18 | 1 | 20.18 | 0
8 | 30 | 05:00 | 0 | 2015-08-30 | 5 | 19.06 | 1 | 20.06 | 0
8 | 30 | 06:00 | 0 | 2015-08-30 | 6 | 18.56 | 1 | 19.56 | 0
8 | 30 | 07:00 | 40 | 2015-08-30 | 7 | 11.65 | 1 | 12.65 | 506
8 | 30 | 08:00 | 814 | 2015-08-30 | 8 | 7.4 | 1 | 8.4 | 6837.6
8 | 30 | 09:00 | 1157 | 2015-08-30 | 9 | 15.08 | 1 | 16.08 | 18604.56
8 | 30 | 10:00 | 1986 | 2015-08-30 | 10 | 16.06 | 1 | 17.06 | 33881.16
8 | 30 | 11:00 | 2566 | 2015-08-30 | 11 | 18.72 | 1 | 19.72 | 50601.52
8 | 30 | 12:00 | 1639 | 2015-08-30 | 12 | 26.63 | 1 | 27.63 | 45285.57
8 | 30 | 13:00 | 1807 | 2015-08-30 | 13 | 27.06 | 1 | 28.06 | 50704.42
8 | 30 | 14:00 | 1240 | 2015-08-30 | 14 | 32.07 | 1 | 33.07 | 41006.8
8 | 30 | 15:00 | 1535 | 2015-08-30 | 15 | 36.71 | 1 | 37.71 | 57884.85
8 | 30 | 16:00 | 533 | 2015-08-30 | 16 | 22.62 | 1 | 23.62 | 12589.46
8 | 30 | 17:00 | 12 | 2015-08-30 | 17 | 30.86 | 1 | 31.86 | 382.32
8 | 30 | 18:00 | 0 | 2015-08-30 | 18 | 30.63 | 1 | 31.63 | 0
8 | 30 | 19:00 | 0 | 2015-08-30 | 19 | 33.87 | 1 | 34.87 | 0
8 | 30 | 20:00 | 0 | 2015-08-30 | 20 | 46.46 | 1 | 47.46 | 0
8 | 30 | 21:00 | 0 | 2015-08-30 | 21 | 46.24 | 1 | 47.24 | 0
8 | 30 | 22:00 | 0 | 2015-08-30 | 22 | 39.97 | 1 | 40.97 | 0
8 | 30 | 23:00 | 0 | 2015-08-30 | 23 | 38.4 | 1 | 39.4 | 0
8 | 30 | 24:00 | 0 | 2015-08-30 | 24 | 22.98 | 1 | 23.98 | 0
8 | 31 | 01:00 | 0 | 2015-08-31 | 1 | 33.75 | 1 | 34.75 | 0
8 | 31 | 02:00 | 0 | 2015-08-31 | 2 | 28.7 | 1 | 29.7 | 0
8 | 31 | 03:00 | 0 | 2015-08-31 | 3 | 22.97 | 1 | 23.97 | 0
8 | 31 | 04:00 | 0 | 2015-08-31 | 4 | 21.39 | 1 | 22.39 | 0
8 | 31 | 05:00 | 0 | 2015-08-31 | 5 | 23.12 | 1 | 24.12 | 0
8 | 31 | 06:00 | 0 | 2015-08-31 | 6 | 36.5 | 1 | 37.5 | 0
8 | 31 | 07:00 | 91 | 2015-08-31 | 7 | 35.62 | 1 | 36.62 | 3332.42
8 | 31 | 08:00 | 397 | 2015-08-31 | 8 | 25.94 | 1 | 26.94 | 10695.18
8 | 31 | 09:00 | 780 | 2015-08-31 | 9 | 22.8 | 1 | 23.8 | 18564
8 | 31 | 10:00 | 1766 | 2015-08-31 | 10 | 23.39 | 1 | 24.39 | 43072.74
8 | 31 | 11:00 | 2406 | 2015-08-31 | 11 | 32.21 | 1 | 33.21 | 79903.26
8 | 31 | 12:00 | 1821 | 2015-08-31 | 12 | 45.61 | 1 | 46.61 | 84876.81
8 | 31 | 13:00 | 1631 | 2015-08-31 | 13 | 46.43 | 1 | 47.43 | 77358.33
8 | 31 | 14:00 | 1020 | 2015-08-31 | 14 | 45.16 | 1 | 46.16 | 47083.2
8 | 31 | 15:00 | 935 | 2015-08-31 | 15 | 59.61 | 1 | 60.61 | 56670.35
8 | 31 | 16:00 | 652 | 2015-08-31 | 16 | 45.66 | 1 | 46.66 | 30422.32
8 | 31 | 17:00 | 677 | 2015-08-31 | 17 | 45.05 | 1 | 46.05 | 31175.85
8 | 31 | 18:00 | 11 | 2015-08-31 | 18 | 43.32 | 1 | 44.32 | 487.52
8 | 31 | 19:00 | 0 | 2015-08-31 | 19 | 41.61 | 1 | 42.61 | 0
8 | 31 | 20:00 | 0 | 2015-08-31 | 20 | 43.69 | 1 | 44.69 | 0
8 | 31 | 21:00 | 0 | 2015-08-31 | 21 | 37.94 | 1 | 38.94 | 0
8 | 31 | 22:00 | 0 | 2015-08-31 | 22 | 36.3 | 1 | 37.3 | 0
8 | 31 | 23:00 | 0 | 2015-08-31 | 23 | 21.59 | 1 | 22.59 | 0
8 | 31 | 24:00 | 0 | 2015-08-31 | 24 | 27.25 | 1 | 28.25 | 0
9 | 1 | 01:00 | 0 | 2015-09-01 | 1 | 50.12 | 1 | 51.12 | 0
9 | 1 | 02:00 | 0 | 2015-09-01 | 2 | 29.52 | 1 | 30.52 | 0
9 | 1 | 03:00 | 0 | 2015-09-01 | 3 | 25.36 | 1 | 26.36 | 0
9 | 1 | 04:00 | 0 | 2015-09-01 | 4 | 23.58 | 1 | 24.58 | 0
9 | 1 | 05:00 | 0 | 2015-09-01 | 5 | 24.81 | 1 | 25.81 | 0
9 | 1 | 06:00 | 0 | 2015-09-01 | 6 | 29.51 | 1 | 30.51 | 0
9 | 1 | 07:00 | 280 | 2015-09-01 | 7 | 29.29 | 1 | 30.29 | 8481.2
9 | 1 | 08:00 | 1184 | 2015-09-01 | 8 | 25.58 | 1 | 26.58 | 31470.72
9 | 1 | 09:00 | 1951 | 2015-09-01 | 9 | 17.3 | 1 | 18.3 | 35703.3
9 | 1 | 10:00 | 2475 | 2015-09-01 | 10 | 23.21 | 1 | 24.21 | 59919.75
9 | 1 | 11:00 | 2519 | 2015-09-01 | 11 | 26.11 | 1 | 27.11 | 68290.09
9 | 1 | 12:00 | 2706 | 2015-09-01 | 12 | 26.92 | 1 | 27.92 | 75551.52
9 | 1 | 13:00 | 2574 | 2015-09-01 | 13 | 34.29 | 1 | 35.29 | 90836.46
9 | 1 | 14:00 | 2398 | 2015-09-01 | 14 | 51.9 | 1 | 52.9 | 126854.2
9 | 1 | 15:00 | 1840 | 2015-09-01 | 15 | 62.76 | 1 | 63.76 | 117318.4
9 | 1 | 16:00 | 1383 | 2015-09-01 | 16 | 48.33 | 1 | 49.33 | 68223.39
9 | 1 | 17:00 | 620 | 2015-09-01 | 17 | 48.51 | 1 | 49.51 | 30696.2
9 | 1 | 18:00 | 13 | 2015-09-01 | 18 | 48.19 | 1 | 49.19 | 639.47
9 | 1 | 19:00 | 0 | 2015-09-01 | 19 | 33.43 | 1 | 34.43 | 0
9 | 1 | 20:00 | 0 | 2015-09-01 | 20 | 35.84 | 1 | 36.84 | 0
9 | 1 | 21:00 | 0 | 2015-09-01 | 21 | 44.41 | 1 | 45.41 | 0
9 | 1 | 22:00 | 0 | 2015-09-01 | 22 | 35.38 | 1 | 36.38 | 0
9 | 1 | 23:00 | 0 | 2015-09-01 | 23 | 20.4 | 1 | 21.4 | 0
9 | 1 | 24:00 | 0 | 2015-09-01 | 24 | 9.36 | 1 | 10.36 | 0
9 | 2 | 01:00 | 0 | 2015-09-02 | 1 | 7.57 | 1 | 8.57 | 0
9 | 2 | 02:00 | 0 | 2015-09-02 | 2 | 19.42 | 1 | 20.42 | 0
9 | 2 | 03:00 | 0 | 2015-09-02 | 3 | 7.34 | 1 | 8.34 | 0
9 | 2 | 04:00 | 0 | 2015-09-02 | 4 | 12.45 | 1 | 13.45 | 0
9 | 2 | 05:00 | 0 | 2015-09-02 | 5 | 16.15 | 1 | 17.15 | 0
9 | 2 | 06:00 | 0 | 2015-09-02 | 6 | 19.94 | 1 | 20.94 | 0
9 | 2 | 07:00 | 4 | 2015-09-02 | 7 | 22.48 | 1 | 23.48 | 93.92
9 | 2 | 08:00 | 76 | 2015-09-02 | 8 | 19.29 | 1 | 20.29 | 1542.04
9 | 2 | 09:00 | 559 | 2015-09-02 | 9 | 16.18 | 1 | 17.18 | 9603.62
9 | 2 | 10:00 | 538 | 2015-09-02 | 10 | 15.84 | 1 | 16.84 | 9059.92
9 | 2 | 11:00 | 814 | 2015-09-02 | 11 | 21.61 | 1 | 22.61 | 18404.54
9 | 2 | 12:00 | 1212 | 2015-09-02 | 12 | 27.99 | 1 | 28.99 | 35135.88
9 | 2 | 13:00 | 1062 | 2015-09-02 | 13 | 37.23 | 1 | 38.23 | 40600.26
9 | 2 | 14:00 | 863 | 2015-09-02 | 14 | 52.49 | 1 | 53.49 | 46161.87
9 | 2 | 15:00 | 1547 | 2015-09-02 | 15 | 54.58 | 1 | 55.58 | 85982.26
9 | 2 | 16:00 | 1363 | 2015-09-02 | 16 | 49.45 | 1 | 50.45 | 68763.35
9 | 2 | 17:00 | 634 | 2015-09-02 | 17 | 53.12 | 1 | 54.12 | 34312.08
9 | 2 | 18:00 | 6 | 2015-09-02 | 18 | 53.11 | 1 | 54.11 | 324.66
9 | 2 | 19:00 | 0 | 2015-09-02 | 19 | 53.39 | 1 | 54.39 | 0
9 | 2 | 20:00 | 0 | 2015-09-02 | 20 | 35.61 | 1 | 36.61 | 0
9 | 2 | 21:00 | 0 | 2015-09-02 | 21 | 38.68 | 1 | 39.68 | 0
9 | 2 | 22:00 | 0 | 2015-09-02 | 22 | 33.91 | 1 | 34.91 | 0
9 | 2 | 23:00 | 0 | 2015-09-02 | 23 | 32.27 | 1 | 33.27 | 0
9 | 2 | 24:00 | 0 | 2015-09-02 | 24 | 28.39 | 1 | 29.39 | 0
9 | 3 | 01:00 | 0 | 2015-09-03 | 1 | 37.35 | 1 | 38.35 | 0
9 | 3 | 02:00 | 0 | 2015-09-03 | 2 | 34.59 | 1 | 35.59 | 0
9 | 3 | 03:00 | 0 | 2015-09-03 | 3 | 24.37 | 1 | 25.37 | 0
9 | 3 | 04:00 | 0 | 2015-09-03 | 4 | 23.84 | 1 | 24.84 | 0
9 | 3 | 05:00 | 0 | 2015-09-03 | 5 | 22.57 | 1 | 23.57 | 0
9 | 3 | 06:00 | 0 | 2015-09-03 | 6 | 26.37 | 1 | 27.37 | 0
9 | 3 | 07:00 | 12 | 2015-09-03 | 7 | 40.78 | 1 | 41.78 | 501.36
9 | 3 | 08:00 | 390 | 2015-09-03 | 8 | 32.17 | 1 | 33.17 | 12936.3
9 | 3 | 09:00 | 545 | 2015-09-03 | 9 | 26.23 | 1 | 27.23 | 14840.35
9 | 3 | 10:00 | 732 | 2015-09-03 | 10 | 28.56 | 1 | 29.56 | 21637.92
9 | 3 | 11:00 | 833 | 2015-09-03 | 11 | 37.1 | 1 | 38.1 | 31737.3
9 | 3 | 12:00 | 928 | 2015-09-03 | 12 | 45.36 | 1 | 46.36 | 43022.08
9 | 3 | 13:00 | 925 | 2015-09-03 | 13 | 60.16 | 1 | 61.16 | 56573
9 | 3 | 14:00 | 1032 | 2015-09-03 | 14 | 63.65 | 1 | 64.65 | 66718.8
9 | 3 | 15:00 | 1179 | 2015-09-03 | 15 | 99.37 | 1 | 100.37 | 118336.23
9 | 3 | 16:00 | 1313 | 2015-09-03 | 16 | 120.06 | 1 | 121.06 | 158951.78
9 | 3 | 17:00 | 132 | 2015-09-03 | 17 | 141.36 | 1 | 142.36 | 18791.52
9 | 3 | 18:00 | 1 | 2015-09-03 | 18 | 123.12 | 1 | 124.12 | 124.12
9 | 3 | 19:00 | 0 | 2015-09-03 | 19 | 68.36 | 1 | 69.36 | 0
9 | 3 | 20:00 | 0 | 2015-09-03 | 20 | 65.26 | 1 | 66.26 | 0
9 | 3 | 21:00 | 0 | 2015-09-03 | 21 | 61.19 | 1 | 62.19 | 0
9 | 3 | 22:00 | 0 | 2015-09-03 | 22 | 57.66 | 1 | 58.66 | 0
9 | 3 | 23:00 | 0 | 2015-09-03 | 23 | 38.71 | 1 | 39.71 | 0
9 | 3 | 24:00 | 0 | 2015-09-03 | 24 | 28.64 | 1 | 29.64 | 0
9 | 4 | 01:00 | 0 | 2015-09-04 | 1 | 26.37 | 1 | 27.37 | 0
9 | 4 | 02:00 | 0 | 2015-09-04 | 2 | 25.79 | 1 | 26.79 | 0
9 | 4 | 03:00 | 0 | 2015-09-04 | 3 | 25.29 | 1 | 26.29 | 0
9 | 4 | 04:00 | 0 | 2015-09-04 | 4 | 23.27 | 1 | 24.27 | 0
9 | 4 | 05:00 | 0 | 2015-09-04 | 5 | 22.73 | 1 | 23.73 | 0
9 | 4 | 06:00 | 0 | 2015-09-04 | 6 | 23.45 | 1 | 24.45 | 0
9 | 4 | 07:00 | 20 | 2015-09-04 | 7 | 26.37 | 1 | 27.37 | 547.4
9 | 4 | 08:00 | 309 | 2015-09-04 | 8 | 43.75 | 1 | 44.75 | 13827.75
9 | 4 | 09:00 | 340 | 2015-09-04 | 9 | 43.4 | 1 | 44.4 | 15096
9 | 4 | 10:00 | 1415 | 2015-09-04 | 10 | 32.91 | 1 | 33.91 | 47982.65
9 | 4 | 11:00 | 1125 | 2015-09-04 | 11 | 27.16 | 1 | 28.16 | 31680
9 | 4 | 12:00 | 1586 | 2015-09-04 | 12 | 35.61 | 1 | 36.61 | 58063.46
9 | 4 | 13:00 | 1884 | 2015-09-04 | 13 | 42.8 | 1 | 43.8 | 82519.2
9 | 4 | 14:00 | 2346 | 2015-09-04 | 14 | 51.18 | 1 | 52.18 | 122414.28
9 | 4 | 15:00 | 1861 | 2015-09-04 | 15 | 47.5 | 1 | 48.5 | 90258.5
9 | 4 | 16:00 | 819 | 2015-09-04 | 16 | 94.11 | 1 | 95.11 | 77895.09
9 | 4 | 17:00 | 443 | 2015-09-04 | 17 | 54.27 | 1 | 55.27 | 24484.61
9 | 4 | 18:00 | 2 | 2015-09-04 | 18 | 52.12 | 1 | 53.12 | 106.24
9 | 4 | 19:00 | 0 | 2015-09-04 | 19 | 30.77 | 1 | 31.77 | 0
9 | 4 | 20:00 | 0 | 2015-09-04 | 20 | 22.71 | 1 | 23.71 | 0
9 | 4 | 21:00 | 0 | 2015-09-04 | 21 | 30.96 | 1 | 31.96 | 0
9 | 4 | 22:00 | 0 | 2015-09-04 | 22 | 37.33 | 1 | 38.33 | 0
9 | 4 | 23:00 | 0 | 2015-09-04 | 23 | 31.5 | 1 | 32.5 | 0
9 | 4 | 24:00 | 0 | 2015-09-04 | 24 | 22.16 | 1 | 23.16 | 0
9 | 5 | 01:00 | 0 | 2015-09-05 | 1 | 19.4 | 1 | 20.4 | 0
9 | 5 | 02:00 | 0 | 2015-09-05 | 2 | 18.98 | 1 | 19.98 | 0
9 | 5 | 03:00 | 0 | 2015-09-05 | 3 | 31.79 | 1 | 32.79 | 0
9 | 5 | 04:00 | 0 | 2015-09-05 | 4 | 30.07 | 1 | 31.07 | 0
9 | 5 | 05:00 | 0 | 2015-09-05 | 5 | 22.11 | 1 | 23.11 | 0
9 | 5 | 06:00 | 0 | 2015-09-05 | 6 | 18.04 | 1 | 19.04 | 0
9 | 5 | 07:00 | 152 | 2015-09-05 | 7 | 22.16 | 1 | 23.16 | 3520.32
9 | 5 | 08:00 | 724 | 2015-09-05 | 8 | 13.04 | 1 | 14.04 | 10164.96
9 | 5 | 09:00 | 1007 | 2015-09-05 | 9 | 17.37 | 1 | 18.37 | 18498.59
9 | 5 | 10:00 | 1686 | 2015-09-05 | 10 | 19.3 | 1 | 20.3 | 34225.8
9 | 5 | 11:00 | 2336 | 2015-09-05 | 11 | 22.28 | 1 | 23.28 | 54382.08
9 | 5 | 12:00 | 2350 | 2015-09-05 | 12 | 24.61 | 1 | 25.61 | 60183.5
9 | 5 | 13:00 | 1935 | 2015-09-05 | 13 | 23.76 | 1 | 24.76 | 47910.6
9 | 5 | 14:00 | 1807 | 2015-09-05 | 14 | 26.65 | 1 | 27.65 | 49963.55
9 | 5 | 15:00 | 1198 | 2015-09-05 | 15 | 48.8 | 1 | 49.8 | 59660.4
9 | 5 | 16:00 | 689 | 2015-09-05 | 16 | 49.4 | 1 | 50.4 | 34725.6
9 | 5 | 17:00 | 336 | 2015-09-05 | 17 | 36.26 | 1 | 37.26 | 12519.36
9 | 5 | 18:00 | 0 | 2015-09-05 | 18 | 39.39 | 1 | 40.39 | 0
9 | 5 | 19:00 | 0 | 2015-09-05 | 19 | 43.52 | 1 | 44.52 | 0
9 | 5 | 20:00 | 0 | 2015-09-05 | 20 | 45.34 | 1 | 46.34 | 0
9 | 5 | 21:00 | 0 | 2015-09-05 | 21 | 29.9 | 1 | 30.9 | 0
9 | 5 | 22:00 | 0 | 2015-09-05 | 22 | 17.15 | 1 | 18.15 | 0
9 | 5 | 23:00 | 0 | 2015-09-05 | 23 | 13.51 | 1 | 14.51 | 0
9 | 5 | 24:00 | 0 | 2015-09-05 | 24 | 12.47 | 1 | 13.47 | 0
9 | 6 | 01:00 | 0 | 2015-09-06 | 1 | 19.04 | 1 | 20.04 | 0
9 | 6 | 02:00 | 0 | 2015-09-06 | 2 | 19.87 | 1 | 20.87 | 0
9 | 6 | 03:00 | 0 | 2015-09-06 | 3 | 19.03 | 1 | 20.03 | 0
9 | 6 | 04:00 | 0 | 2015-09-06 | 4 | 20.25 | 1 | 21.25 | 0
9 | 6 | 05:00 | 0 | 2015-09-06 | 5 | 17.94 | 1 | 18.94 | 0
9 | 6 | 06:00 | 0 | 2015-09-06 | 6 | 17.24 | 1 | 18.24 | 0
9 | 6 | 07:00 | 1 | 2015-09-06 | 7 | 15.27 | 1 | 16.27 | 16.27
9 | 6 | 08:00 | 28 | 2015-09-06 | 8 | 9.23 | 1 | 10.23 | 286.44
9 | 6 | 09:00 | 136 | 2015-09-06 | 9 | 16.4 | 1 | 17.4 | 2366.4
9 | 6 | 10:00 | 390 | 2015-09-06 | 10 | 24.56 | 1 | 25.56 | 9968.4
9 | 6 | 11:00 | 460 | 2015-09-06 | 11 | 17.66 | 1 | 18.66 | 8583.6
9 | 6 | 12:00 | 578 | 2015-09-06 | 12 | 15.09 | 1 | 16.09 | 9300.02
9 | 6 | 13:00 | 599 | 2015-09-06 | 13 | 21.65 | 1 | 22.65 | 13567.35
9 | 6 | 14:00 | 499 | 2015-09-06 | 14 | 31.42 | 1 | 32.42 | 16177.58
9 | 6 | 15:00 | 462 | 2015-09-06 | 15 | 22.29 | 1 | 23.29 | 10759.98
9 | 6 | 16:00 | 137 | 2015-09-06 | 16 | 30.75 | 1 | 31.75 | 4349.75
9 | 6 | 17:00 | 29 | 2015-09-06 | 17 | 57.4 | 1 | 58.4 | 1693.6
9 | 6 | 18:00 | 0 | 2015-09-06 | 18 | 65.66 | 1 | 66.66 | 0
9 | 6 | 19:00 | 0 | 2015-09-06 | 19 | 25.38 | 1 | 26.38 | 0
9 | 6 | 20:00 | 0 | 2015-09-06 | 20 | 21.52 | 1 | 22.52 | 0
9 | 6 | 21:00 | 0 | 2015-09-06 | 21 | 32.94 | 1 | 33.94 | 0
9 | 6 | 22:00 | 0 | 2015-09-06 | 22 | 22.16 | 1 | 23.16 | 0
9 | 6 | 23:00 | 0 | 2015-09-06 | 23 | 19.04 | 1 | 20.04 | 0
9 | 6 | 24:00 | 0 | 2015-09-06 | 24 | 19.6 | 1 | 20.6 | 0
9 | 7 | 01:00 | 0 | 2015-09-07 | 1 | 19.27 | 1 | 20.27 | 0
9 | 7 | 02:00 | 0 | 2015-09-07 | 2 | 20.33 | 1 | 21.33 | 0
9 | 7 | 03:00 | 0 | 2015-09-07 | 3 | 19.32 | 1 | 20.32 | 0
9 | 7 | 04:00 | 0 | 2015-09-07 | 4 | -5.22 | 1 | -4.22 | 0
9 | 7 | 05:00 | 0 | 2015-09-07 | 5 | 7.63 | 1 | 8.63 | 0
9 | 7 | 06:00 | 0 | 2015-09-07 | 6 | 19.91 | 1 | 20.91 | 0
9 | 7 | 07:00 | 32 | 2015-09-07 | 7 | 19.79 | 1 | 20.79 | 665.28
9 | 7 | 08:00 | 380 | 2015-09-07 | 8 | -6.31 | 1 | -5.31 | -2017.8
9 | 7 | 09:00 | 636 | 2015-09-07 | 9 | -8.57 | 1 | -7.57 | -4814.52
9 | 7 | 10:00 | 926 | 2015-09-07 | 10 | -0.38 | 1 | 0.62 | 574.12
9 | 7 | 11:00 | 912 | 2015-09-07 | 11 | 20.65 | 1 | 21.65 | 19744.8
9 | 7 | 12:00 | 1545 | 2015-09-07 | 12 | 30.12 | 1 | 31.12 | 48080.4
9 | 7 | 13:00 | 680 | 2015-09-07 | 13 | 44.47 | 1 | 45.47 | 30919.6
9 | 7 | 14:00 | 653 | 2015-09-07 | 14 | 49.18 | 1 | 50.18 | 32767.54
9 | 7 | 15:00 | 905 | 2015-09-07 | 15 | 93.29 | 1 | 94.29 | 85332.45
9 | 7 | 16:00 | 389 | 2015-09-07 | 16 | 83.29 | 1 | 84.29 | 32788.81
9 | 7 | 17:00 | 247 | 2015-09-07 | 17 | 202.45 | 1 | 203.45 | 50252.15
9 | 7 | 18:00 | 1 | 2015-09-07 | 18 | 424.92 | 1 | 425.92 | 425.92
9 | 7 | 19:00 | 0 | 2015-09-07 | 19 | 190.82 | 1 | 191.82 | 0
9 | 7 | 20:00 | 0 | 2015-09-07 | 20 | 92.4 | 1 | 93.4 | 0
9 | 7 | 21:00 | 0 | 2015-09-07 | 21 | 84.28 | 1 | 85.28 | 0
9 | 7 | 22:00 | 0 | 2015-09-07 | 22 | 52.14 | 1 | 53.14 | 0
9 | 7 | 23:00 | 0 | 2015-09-07 | 23 | 54.33 | 1 | 55.33 | 0
9 | 7 | 24:00 | 0 | 2015-09-07 | 24 | 40.97 | 1 | 41.97 | 0
9 | 8 | 01:00 | 0 | 2015-09-08 | 1 | 28.65 | 1 | 29.65 | 0
9 | 8 | 02:00 | 0 | 2015-09-08 | 2 | 24.48 | 1 | 25.48 | 0
9 | 8 | 03:00 | 0 | 2015-09-08 | 3 | 25.73 | 1 | 26.73 | 0
9 | 8 | 04:00 | 0 | 2015-09-08 | 4 | 23.85 | 1 | 24.85 | 0
9 | 8 | 05:00 | 0 | 2015-09-08 | 5 | 29.5 | 1 | 30.5 | 0
9 | 8 | 06:00 | 0 | 2015-09-08 | 6 | 36.96 | 1 | 37.96 | 0
9 | 8 | 07:00 | 46 | 2015-09-08 | 7 | 34.9 | 1 | 35.9 | 1651.4
9 | 8 | 08:00 | 847 | 2015-09-08 | 8 | 39.86 | 1 | 40.86 | 34608.42
9 | 8 | 09:00 | 1821 | 2015-09-08 | 9 | 35.99 | 1 | 36.99 | 67358.79
9 | 8 | 10:00 | 1902 | 2015-09-08 | 10 | 51.55 | 1 | 52.55 | 99950.1
9 | 8 | 11:00 | 2393 | 2015-09-08 | 11 | 65.44 | 1 | 66.44 | 158990.92
9 | 8 | 12:00 | 2401 | 2015-09-08 | 12 | 83.68 | 1 | 84.68 | 203316.68
9 | 8 | 13:00 | 2212 | 2015-09-08 | 13 | 131.73 | 1 | 132.73 | 293598.76
9 | 8 | 14:00 | 2239 | 2015-09-08 | 14 | 220.68 | 1 | 221.68 | 496341.52
9 | 8 | 15:00 | 1732 | 2015-09-08 | 15 | 261.27 | 1 | 262.27 | 454251.64
9 | 8 | 16:00 | 1015 | 2015-09-08 | 16 | 253.83 | 1 | 254.83 | 258652.45
9 | 8 | 17:00 | 623 | 2015-09-08 | 17 | 130.36 | 1 | 131.36 | 81837.28
9 | 8 | 18:00 | 1 | 2015-09-08 | 18 | 120.75 | 1 | 121.75 | 121.75
9 | 8 | 19:00 | 0 | 2015-09-08 | 19 | 156.7 | 1 | 157.7 | 0
9 | 8 | 20:00 | 0 | 2015-09-08 | 20 | 98.71 | 1 | 99.71 | 0
9 | 8 | 21:00 | 0 | 2015-09-08 | 21 | 77.86 | 1 | 78.86 | 0
9 | 8 | 22:00 | 0 | 2015-09-08 | 22 | 59.16 | 1 | 60.16 | 0
9 | 8 | 23:00 | 0 | 2015-09-08 | 23 | 38.89 | 1 | 39.89 | 0
9 | 8 | 24:00 | 0 | 2015-09-08 | 24 | 33.97 | 1 | 34.97 | 0
9 | 9 | 01:00 | 0 | 2015-09-09 | 1 | 34.79 | 1 | 35.79 | 0
9 | 9 | 02:00 | 0 | 2015-09-09 | 2 | 31.37 | 1 | 32.37 | 0
9 | 9 | 03:00 | 0 | 2015-09-09 | 3 | 31.01 | 1 | 32.01 | 0
9 | 9 | 04:00 | 0 | 2015-09-09 | 4 | 30.77 | 1 | 31.77 | 0
9 | 9 | 05:00 | 0 | 2015-09-09 | 5 | 31.22 | 1 | 32.22 | 0
9 | 9 | 06:00 | 0 | 2015-09-09 | 6 | 55.03 | 1 | 56.03 | 0
9 | 9 | 07:00 | 75 | 2015-09-09 | 7 | 91.67 | 1 | 92.67 | 6950.25
9 | 9 | 08:00 | 497 | 2015-09-09 | 8 | 37.01 | 1 | 38.01 | 18890.97
9 | 9 | 09:00 | 439 | 2015-09-09 | 9 | 49.59 | 1 | 50.59 | 22209.01
9 | 9 | 10:00 | 1299 | 2015-09-09 | 10 | 46.3 | 1 | 47.3 | 61442.7
9 | 9 | 11:00 | 768 | 2015-09-09 | 11 | 78.25 | 1 | 79.25 | 60864
9 | 9 | 12:00 | 817 | 2015-09-09 | 12 | 84.2 | 1 | 85.2 | 69608.4
9 | 9 | 13:00 | 896 | 2015-09-09 | 13 | 83.81 | 1 | 84.81 | 75989.76
9 | 9 | 14:00 | 936 | 2015-09-09 | 14 | 90.06 | 1 | 91.06 | 85232.16
9 | 9 | 15:00 | 377 | 2015-09-09 | 15 | 98.43 | 1 | 99.43 | 37485.11
9 | 9 | 16:00 | 173 | 2015-09-09 | 16 | 113.37 | 1 | 114.37 | 19786.01
9 | 9 | 17:00 | 9 | 2015-09-09 | 17 | 180.29 | 1 | 181.29 | 1631.61
9 | 9 | 18:00 | 0 | 2015-09-09 | 18 | 153.67 | 1 | 154.67 | 0
9 | 9 | 19:00 | 0 | 2015-09-09 | 19 | 51.35 | 1 | 52.35 | 0
9 | 9 | 20:00 | 0 | 2015-09-09 | 20 | 91.6 | 1 | 92.6 | 0
9 | 9 | 21:00 | 0 | 2015-09-09 | 21 | 99.79 | 1 | 100.79 | 0
9 | 9 | 22:00 | 0 | 2015-09-09 | 22 | 84.98 | 1 | 85.98 | 0
9 | 9 | 23:00 | 0 | 2015-09-09 | 23 | 39.36 | 1 | 40.36 | 0
9 | 9 | 24:00 | 0 | 2015-09-09 | 24 | 43.97 | 1 | 44.97 | 0
9 | 10 | 01:00 | 0 | 2015-09-10 | 1 | 46.08 | 1 | 47.08 | 0
9 | 10 | 02:00 | 0 | 2015-09-10 | 2 | 45.37 | 1 | 46.37 | 0
9 | 10 | 03:00 | 0 | 2015-09-10 | 3 | 46.86 | 1 | 47.86 | 0
9 | 10 | 04:00 | 0 | 2015-09-10 | 4 | 39.02 | 1 | 40.02 | 0
9 | 10 | 05:00 | 0 | 2015-09-10 | 5 | 40.61 | 1 | 41.61 | 0
9 | 10 | 06:00 | 0 | 2015-09-10 | 6 | 53.89 | 1 | 54.89 | 0
9 | 10 | 07:00 | 3 | 2015-09-10 | 7 | 73.93 | 1 | 74.93 | 224.79
9 | 10 | 08:00 | 86 | 2015-09-10 | 8 | 86.03 | 1 | 87.03 | 7484.58
9 | 10 | 09:00 | 400 | 2015-09-10 | 9 | 68.92 | 1 | 69.92 | 27968
9 | 10 | 10:00 | 845 | 2015-09-10 | 10 | 48.42 | 1 | 49.42 | 41759.9
9 | 10 | 11:00 | 952 | 2015-09-10 | 11 | 58.47 | 1 | 59.47 | 56615.44
9 | 10 | 12:00 | 1147 | 2015-09-10 | 12 | 43.57 | 1 | 44.57 | 51121.79
9 | 10 | 13:00 | 1140 | 2015-09-10 | 13 | 39.64 | 1 | 40.64 | 46329.6
9 | 10 | 14:00 | 998 | 2015-09-10 | 14 | 41.49 | 1 | 42.49 | 42405.02
9 | 10 | 15:00 | 769 | 2015-09-10 | 15 | 33.26 | 1 | 34.26 | 26345.94
9 | 10 | 16:00 | 174 | 2015-09-10 | 16 | 34.22 | 1 | 35.22 | 6128.28
9 | 10 | 17:00 | 30 | 2015-09-10 | 17 | 33.64 | 1 | 34.64 | 1039.2
9 | 10 | 18:00 | 1 | 2015-09-10 | 18 | 29.29 | 1 | 30.29 | 30.29
9 | 10 | 19:00 | 0 | 2015-09-10 | 19 | 29.98 | 1 | 30.98 | 0
9 | 10 | 20:00 | 0 | 2015-09-10 | 20 | 30.53 | 1 | 31.53 | 0
9 | 10 | 21:00 | 0 | 2015-09-10 | 21 | 28.55 | 1 | 29.55 | 0
9 | 10 | 22:00 | 0 | 2015-09-10 | 22 | 25.38 | 1 | 26.38 | 0
9 | 10 | 23:00 | 0 | 2015-09-10 | 23 | 30.46 | 1 | 31.46 | 0
9 | 10 | 24:00 | 0 | 2015-09-10 | 24 | 25.24 | 1 | 26.24 | 0
9 | 11 | 01:00 | 0 | 2015-09-11 | 1 | 20.45 | 1 | 21.45 | 0
9 | 11 | 02:00 | 0 | 2015-09-11 | 2 | 14.5 | 1 | 15.5 | 0
9 | 11 | 03:00 | 0 | 2015-09-11 | 3 | 8.45 | 1 | 9.45 | 0
9 | 11 | 04:00 | 0 | 2015-09-11 | 4 | 20.72 | 1 | 21.72 | 0
9 | 11 | 05:00 | 0 | 2015-09-11 | 5 | 22.83 | 1 | 23.83 | 0
9 | 11 | 06:00 | 0 | 2015-09-11 | 6 | 22.89 | 1 | 23.89 | 0
9 | 11 | 07:00 | 110 | 2015-09-11 | 7 | 30.02 | 1 | 31.02 | 3412.2
9 | 11 | 08:00 | 1025 | 2015-09-11 | 8 | 22.78 | 1 | 23.78 | 24374.5
9 | 11 | 09:00 | 1863 | 2015-09-11 | 9 | 27.07 | 1 | 28.07 | 52294.41
9 | 11 | 10:00 | 2519 | 2015-09-11 | 10 | 29.29 | 1 | 30.29 | 76300.51
9 | 11 | 11:00 | 2870 | 2015-09-11 | 11 | 24.57 | 1 | 25.57 | 73385.9
9 | 11 | 12:00 | 2927 | 2015-09-11 | 12 | 24.25 | 1 | 25.25 | 73906.75
9 | 11 | 13:00 | 2845 | 2015-09-11 | 13 | 24.88 | 1 | 25.88 | 73628.6
9 | 11 | 14:00 | 2411 | 2015-09-11 | 14 | 26.24 | 1 | 27.24 | 65675.64
9 | 11 | 15:00 | 2150 | 2015-09-11 | 15 | 23.82 | 1 | 24.82 | 53363
9 | 11 | 16:00 | 1463 | 2015-09-11 | 16 | 20.94 | 1 | 21.94 | 32098.22
9 | 11 | 17:00 | 661 | 2015-09-11 | 17 | 24.12 | 1 | 25.12 | 16604.32
9 | 11 | 18:00 | 1 | 2015-09-11 | 18 | 33.99 | 1 | 34.99 | 34.99
9 | 11 | 19:00 | 0 | 2015-09-11 | 19 | 32.65 | 1 | 33.65 | 0
9 | 11 | 20:00 | 0 | 2015-09-11 | 20 | 33.68 | 1 | 34.68 | 0
9 | 11 | 21:00 | 0 | 2015-09-11 | 21 | 28.62 | 1 | 29.62 | 0
9 | 11 | 22:00 | 0 | 2015-09-11 | 22 | 19.8 | 1 | 20.8 | 0
9 | 11 | 23:00 | 0 | 2015-09-11 | 23 | 26.46 | 1 | 27.46 | 0
9 | 11 | 24:00 | 0 | 2015-09-11 | 24 | 27.09 | 1 | 28.09 | 0
9 | 12 | 01:00 | 0 | 2015-09-12 | 1 | 22.01 | 1 | 23.01 | 0
9 | 12 | 02:00 | 0 | 2015-09-12 | 2 | 21.53 | 1 | 22.53 | 0
9 | 12 | 03:00 | 0 | 2015-09-12 | 3 | 22.4 | 1 | 23.4 | 0
9 | 12 | 04:00 | 0 | 2015-09-12 | 4 | 27.21 | 1 | 28.21 | 0
9 | 12 | 05:00 | 0 | 2015-09-12 | 5 | 19.76 | 1 | 20.76 | 0
9 | 12 | 06:00 | 0 | 2015-09-12 | 6 | 18.27 | 1 | 19.27 | 0
9 | 12 | 07:00 | 310 | 2015-09-12 | 7 | 18.18 | 1 | 19.18 | 5945.8
9 | 12 | 08:00 | 1170 | 2015-09-12 | 8 | 18.26 | 1 | 19.26 | 22534.2
9 | 12 | 09:00 | 1880 | 2015-09-12 | 9 | 28.26 | 1 | 29.26 | 55008.8
9 | 12 | 10:00 | 2083 | 2015-09-12 | 10 | 27.6 | 1 | 28.6 | 59573.8
9 | 12 | 11:00 | 1942 | 2015-09-12 | 11 | 25.87 | 1 | 26.87 | 52181.54
9 | 12 | 12:00 | 2364 | 2015-09-12 | 12 | 22.43 | 1 | 23.43 | 55388.52
9 | 12 | 13:00 | 1658 | 2015-09-12 | 13 | 21.74 | 1 | 22.74 | 37702.92
9 | 12 | 14:00 | 1893 | 2015-09-12 | 14 | 20.09 | 1 | 21.09 | 39923.37
9 | 12 | 15:00 | 1915 | 2015-09-12 | 15 | 22.31 | 1 | 23.31 | 44638.65
9 | 12 | 16:00 | 893 | 2015-09-12 | 16 | 24.75 | 1 | 25.75 | 22994.75
9 | 12 | 17:00 | 378 | 2015-09-12 | 17 | 31.15 | 1 | 32.15 | 12152.7
9 | 12 | 18:00 | 0 | 2015-09-12 | 18 | 25.91 | 1 | 26.91 | 0
9 | 12 | 19:00 | 0 | 2015-09-12 | 19 | 20.12 | 1 | 21.12 | 0
9 | 12 | 20:00 | 0 | 2015-09-12 | 20 | 28.17 | 1 | 29.17 | 0
9 | 12 | 21:00 | 0 | 2015-09-12 | 21 | 23.88 | 1 | 24.88 | 0
9 | 12 | 22:00 | 0 | 2015-09-12 | 22 | 17.51 | 1 | 18.51 | 0
9 | 12 | 23:00 | 0 | 2015-09-12 | 23 | 18.78 | 1 | 19.78 | 0
9 | 12 | 24:00 | 0 | 2015-09-12 | 24 | 15.14 | 1 | 16.14 | 0
9 | 13 | 01:00 | 0 | 2015-09-13 | 1 | 15.79 | 1 | 16.79 | 0
9 | 13 | 02:00 | 0 | 2015-09-13 | 2 | 16.89 | 1 | 17.89 | 0
9 | 13 | 03:00 | 0 | 2015-09-13 | 3 | 15.95 | 1 | 16.95 | 0
9 | 13 | 04:00 | 0 | 2015-09-13 | 4 | 15.4 | 1 | 16.4 | 0
9 | 13 | 05:00 | 0 | 2015-09-13 | 5 | 14.51 | 1 | 15.51 | 0
9 | 13 | 06:00 | 0 | 2015-09-13 | 6 | 15.58 | 1 | 16.58 | 0
9 | 13 | 07:00 | 323 | 2015-09-13 | 7 | 16.31 | 1 | 17.31 | 5591.13
9 | 13 | 08:00 | 1208 | 2015-09-13 | 8 | 13.61 | 1 | 14.61 | 17648.88
9 | 13 | 09:00 | 2029 | 2015-09-13 | 9 | 16.62 | 1 | 17.62 | 35750.98
9 | 13 | 10:00 | 2516 | 2015-09-13 | 10 | 21.15 | 1 | 22.15 | 55729.4
9 | 13 | 11:00 | 2170 | 2015-09-13 | 11 | 20.56 | 1 | 21.56 | 46785.2
9 | 13 | 12:00 | 2908 | 2015-09-13 | 12 | 20.93 | 1 | 21.93 | 63772.44
9 | 13 | 13:00 | 2137 | 2015-09-13 | 13 | 17.97 | 1 | 18.97 | 40538.89
9 | 13 | 14:00 | 2323 | 2015-09-13 | 14 | 22.07 | 1 | 23.07 | 53591.61
9 | 13 | 15:00 | 1665 | 2015-09-13 | 15 | 20.46 | 1 | 21.46 | 35730.9
9 | 13 | 16:00 | 1340 | 2015-09-13 | 16 | 20.53 | 1 | 21.53 | 28850.2
9 | 13 | 17:00 | 646 | 2015-09-13 | 17 | 24.26 | 1 | 25.26 | 16317.96
9 | 13 | 18:00 | 1 | 2015-09-13 | 18 | 25.82 | 1 | 26.82 | 26.82
9 | 13 | 19:00 | 0 | 2015-09-13 | 19 | 18.83 | 1 | 19.83 | 0
9 | 13 | 20:00 | 0 | 2015-09-13 | 20 | 28.61 | 1 | 29.61 | 0
9 | 13 | 21:00 | 0 | 2015-09-13 | 21 | 21.9 | 1 | 22.9 | 0
9 | 13 | 22:00 | 0 | 2015-09-13 | 22 | 16.55 | 1 | 17.55 | 0
9 | 13 | 23:00 | 0 | 2015-09-13 | 23 | 15.29 | 1 | 16.29 | 0
9 | 13 | 24:00 | 0 | 2015-09-13 | 24 | 14.37 | 1 | 15.37 | 0
9 | 14 | 01:00 | 0 | 2015-09-14 | 1 | 15.79 | 1 | 16.79 | 0
9 | 14 | 02:00 | 0 | 2015-09-14 | 2 | 15.57 | 1 | 16.57 | 0
9 | 14 | 03:00 | 0 | 2015-09-14 | 3 | 15.47 | 1 | 16.47 | 0
9 | 14 | 04:00 | 0 | 2015-09-14 | 4 | 11.09 | 1 | 12.09 | 0
9 | 14 | 05:00 | 0 | 2015-09-14 | 5 | -1.57 | 1 | -0.57 | 0
9 | 14 | 06:00 | 0 | 2015-09-14 | 6 | -30.51 | 1 | -29.51 | 0
9 | 14 | 07:00 | 282 | 2015-09-14 | 7 | 19.81 | 1 | 20.81 | 5868.42
9 | 14 | 08:00 | 1126 | 2015-09-14 | 8 | 9.12 | 1 | 10.12 | 11395.12
9 | 14 | 09:00 | 1950 | 2015-09-14 | 9 | 11.8 | 1 | 12.8 | 24960
9 | 14 | 10:00 | 2406 | 2015-09-14 | 10 | 0.03 | 1 | 1.03 | 2478.18
9 | 14 | 11:00 | 2756 | 2015-09-14 | 11 | 13.33 | 1 | 14.33 | 39493.48
9 | 14 | 12:00 | 3024 | 2015-09-14 | 12 | 16.98 | 1 | 17.98 | 54371.52
9 | 14 | 13:00 | 2956 | 2015-09-14 | 13 | 16.78 | 1 | 17.78 | 52557.68
9 | 14 | 14:00 | 2661 | 2015-09-14 | 14 | 16.74 | 1 | 17.74 | 47206.14
9 | 14 | 15:00 | 2182 | 2015-09-14 | 15 | 16.41 | 1 | 17.41 | 37988.62
9 | 14 | 16:00 | 1337 | 2015-09-14 | 16 | 16.05 | 1 | 17.05 | 22795.85
9 | 14 | 17:00 | 585 | 2015-09-14 | 17 | 15.31 | 1 | 16.31 | 9541.35
9 | 14 | 18:00 | 0 | 2015-09-14 | 18 | 14.68 | 1 | 15.68 | 0
9 | 14 | 19:00 | 0 | 2015-09-14 | 19 | 14.1 | 1 | 15.1 | 0
9 | 14 | 20:00 | 0 | 2015-09-14 | 20 | 14.62 | 1 | 15.62 | 0
9 | 14 | 21:00 | 0 | 2015-09-14 | 21 | 8.88 | 1 | 9.88 | 0
9 | 14 | 22:00 | 0 | 2015-09-14 | 22 | 5.54 | 1 | 6.54 | 0
9 | 14 | 23:00 | 0 | 2015-09-14 | 23 | -38.26 | 1 | -37.26 | 0
9 | 14 | 24:00 | 0 | 2015-09-14 | 24 | -38.62 | 1 | -37.62 | 0
9 | 15 | 01:00 | 0 | 2015-09-15 | 1 | -25.61 | 1 | -24.61 | 0
9 | 15 | 02:00 | 0 | 2015-09-15 | 2 | -13.11 | 1 | -12.11 | 0
9 | 15 | 03:00 | 0 | 2015-09-15 | 3 | 15.21 | 1 | 16.21 | 0
9 | 15 | 04:00 | 0 | 2015-09-15 | 4 | 15.19 | 1 | 16.19 | 0
9 | 15 | 05:00 | 0 | 2015-09-15 | 5 | 15.2 | 1 | 16.2 | 0
9 | 15 | 06:00 | 0 | 2015-09-15 | 6 | 15.73 | 1 | 16.73 | 0
9 | 15 | 07:00 | 171 | 2015-09-15 | 7 | 17.75 | 1 | 18.75 | 3206.25
9 | 15 | 08:00 | 832 | 2015-09-15 | 8 | 10.97 | 1 | 11.97 | 9959.04
9 | 15 | 09:00 | 1571 | 2015-09-15 | 9 | 1.23 | 1 | 2.23 | 3503.33
9 | 15 | 10:00 | 2184 | 2015-09-15 | 10 | 0.02 | 1 | 1.02 | 2227.68
9 | 15 | 11:00 | 2413 | 2015-09-15 | 11 | 15.17 | 1 | 16.17 | 39018.21
9 | 15 | 12:00 | 2703 | 2015-09-15 | 12 | 14.83 | 1 | 15.83 | 42788.49
9 | 15 | 13:00 | 2654 | 2015-09-15 | 13 | 14.84 | 1 | 15.84 | 42039.36
9 | 15 | 14:00 | 2072 | 2015-09-15 | 14 | 14.77 | 1 | 15.77 | 32675.44
9 | 15 | 15:00 | 2060 | 2015-09-15 | 15 | 16.29 | 1 | 17.29 | 35617.4
9 | 15 | 16:00 | 1339 | 2015-09-15 | 16 | 19.25 | 1 | 20.25 | 27114.75
9 | 15 | 17:00 | 548 | 2015-09-15 | 17 | 41.71 | 1 | 42.71 | 23405.08
9 | 15 | 18:00 | 0 | 2015-09-15 | 18 | 36.86 | 1 | 37.86 | 0
9 | 15 | 19:00 | 0 | 2015-09-15 | 19 | 30.43 | 1 | 31.43 | 0
9 | 15 | 20:00 | 0 | 2015-09-15 | 20 | 35.62 | 1 | 36.62 | 0
9 | 15 | 21:00 | 0 | 2015-09-15 | 21 | 23.91 | 1 | 24.91 | 0
9 | 15 | 22:00 | 0 | 2015-09-15 | 22 | 23.17 | 1 | 24.17 | 0
9 | 15 | 23:00 | 0 | 2015-09-15 | 23 | 16.85 | 1 | 17.85 | 0
9 | 15 | 24:00 | 0 | 2015-09-15 | 24 | 11.3 | 1 | 12.3 | 0
9 | 16 | 01:00 | 0 | 2015-09-16 | 1 | 12.79 | 1 | 13.79 | 0
9 | 16 | 02:00 | 0 | 2015-09-16 | 2 | 16.82 | 1 | 17.82 | 0
9 | 16 | 03:00 | 0 | 2015-09-16 | 3 | 14.61 | 1 | 15.61 | 0
9 | 16 | 04:00 | 0 | 2015-09-16 | 4 | 13.13 | 1 | 14.13 | 0
9 | 16 | 05:00 | 0 | 2015-09-16 | 5 | 14.4 | 1 | 15.4 | 0
9 | 16 | 06:00 | 0 | 2015-09-16 | 6 | 17.35 | 1 | 18.35 | 0
9 | 16 | 07:00 | 164 | 2015-09-16 | 7 | 16.88 | 1 | 17.88 | 2932.32
9 | 16 | 08:00 | 1024 | 2015-09-16 | 8 | 14.3 | 1 | 15.3 | 15667.2
9 | 16 | 09:00 | 1874 | 2015-09-16 | 9 | 15.33 | 1 | 16.33 | 30602.42
9 | 16 | 10:00 | 2386 | 2015-09-16 | 10 | 16.34 | 1 | 17.34 | 41373.24
9 | 16 | 11:00 | 2602 | 2015-09-16 | 11 | 30.08 | 1 | 31.08 | 80870.16
9 | 16 | 12:00 | 2721 | 2015-09-16 | 12 | 34.83 | 1 | 35.83 | 97493.43
9 | 16 | 13:00 | 2645 | 2015-09-16 | 13 | 25.7 | 1 | 26.7 | 70621.5
9 | 16 | 14:00 | 2266 | 2015-09-16 | 14 | 36.1 | 1 | 37.1 | 84068.6
9 | 16 | 15:00 | 1877 | 2015-09-16 | 15 | 43.23 | 1 | 44.23 | 83019.71
9 | 16 | 16:00 | 1188 | 2015-09-16 | 16 | 46.04 | 1 | 47.04 | 55883.52
9 | 16 | 17:00 | 446 | 2015-09-16 | 17 | 48.74 | 1 | 49.74 | 22184.04
9 | 16 | 18:00 | 1 | 2015-09-16 | 18 | 51.73 | 1 | 52.73 | 52.73
9 | 16 | 19:00 | 0 | 2015-09-16 | 19 | 42.41 | 1 | 43.41 | 0
9 | 16 | 20:00 | 0 | 2015-09-16 | 20 | 56.31 | 1 | 57.31 | 0
9 | 16 | 21:00 | 0 | 2015-09-16 | 21 | 40.04 | 1 | 41.04 | 0
9 | 16 | 22:00 | 0 | 2015-09-16 | 22 | 27.67 | 1 | 28.67 | 0
9 | 16 | 23:00 | 0 | 2015-09-16 | 23 | 33.56 | 1 | 34.56 | 0
9 | 16 | 24:00 | 0 | 2015-09-16 | 24 | 28.83 | 1 | 29.83 | 0
9 | 17 | 01:00 | 0 | 2015-09-17 | 1 | 29.63 | 1 | 30.63 | 0
9 | 17 | 02:00 | 0 | 2015-09-17 | 2 | 24.12 | 1 | 25.12 | 0
9 | 17 | 03:00 | 0 | 2015-09-17 | 3 | 12.96 | 1 | 13.96 | 0
9 | 17 | 04:00 | 0 | 2015-09-17 | 4 | 14.77 | 1 | 15.77 | 0
9 | 17 | 05:00 | 0 | 2015-09-17 | 5 | 17.25 | 1 | 18.25 | 0
9 | 17 | 06:00 | 0 | 2015-09-17 | 6 | 25.26 | 1 | 26.26 | 0
9 | 17 | 07:00 | 2 | 2015-09-17 | 7 | 26.78 | 1 | 27.78 | 55.56
9 | 17 | 08:00 | 116 | 2015-09-17 | 8 | 14.73 | 1 | 15.73 | 1824.68
9 | 17 | 09:00 | 1923 | 2015-09-17 | 9 | 19.21 | 1 | 20.21 | 38863.83
9 | 17 | 10:00 | 2191 | 2015-09-17 | 10 | 23.2 | 1 | 24.2 | 53022.2
9 | 17 | 11:00 | 2512 | 2015-09-17 | 11 | 23.65 | 1 | 24.65 | 61920.8
9 | 17 | 12:00 | 2630 | 2015-09-17 | 12 | 25.45 | 1 | 26.45 | 69563.5
9 | 17 | 13:00 | 2734 | 2015-09-17 | 13 | 29.62 | 1 | 30.62 | 83715.08
9 | 17 | 14:00 | 2395 | 2015-09-17 | 14 | 44.16 | 1 | 45.16 | 108158.2
9 | 17 | 15:00 | 1823 | 2015-09-17 | 15 | 60.05 | 1 | 61.05 | 111294.15
9 | 17 | 16:00 | 1231 | 2015-09-17 | 16 | 165.96 | 1 | 166.96 | 205527.76
9 | 17 | 17:00 | 484 | 2015-09-17 | 17 | 272.26 | 1 | 273.26 | 132257.84
9 | 17 | 18:00 | 1 | 2015-09-17 | 18 | 281.7 | 1 | 282.7 | 282.7
9 | 17 | 19:00 | 0 | 2015-09-17 | 19 | 182.31 | 1 | 183.31 | 0
9 | 17 | 20:00 | 0 | 2015-09-17 | 20 | 47.76 | 1 | 48.76 | 0
9 | 17 | 21:00 | 0 | 2015-09-17 | 21 | 27.41 | 1 | 28.41 | 0
9 | 17 | 22:00 | 0 | 2015-09-17 | 22 | 24.72 | 1 | 25.72 | 0
9 | 17 | 23:00 | 0 | 2015-09-17 | 23 | 23.57 | 1 | 24.57 | 0
9 | 17 | 24:00 | 0 | 2015-09-17 | 24 | 23.51 | 1 | 24.51 | 0
9 | 18 | 01:00 | 0 | 2015-09-18 | 1 | 44.39 | 1 | 45.39 | 0
9 | 18 | 02:00 | 0 | 2015-09-18 | 2 | 52.33 | 1 | 53.33 | 0
9 | 18 | 03:00 | 0 | 2015-09-18 | 3 | 33.36 | 1 | 34.36 | 0
9 | 18 | 04:00 | 0 | 2015-09-18 | 4 | 23.99 | 1 | 24.99 | 0
9 | 18 | 05:00 | 0 | 2015-09-18 | 5 | 25.93 | 1 | 26.93 | 0
9 | 18 | 06:00 | 0 | 2015-09-18 | 6 | 35.28 | 1 | 36.28 | 0
9 | 18 | 07:00 | 24 | 2015-09-18 | 7 | 42.33 | 1 | 43.33 | 1039.92
9 | 18 | 08:00 | 113 | 2015-09-18 | 8 | 25.9 | 1 | 26.9 | 3039.7
9 | 18 | 09:00 | 1280 | 2015-09-18 | 9 | 24.22 | 1 | 25.22 | 32281.6
9 | 18 | 10:00 | 1945 | 2015-09-18 | 10 | 24.46 | 1 | 25.46 | 49519.7
9 | 18 | 11:00 | 2256 | 2015-09-18 | 11 | 33.43 | 1 | 34.43 | 77674.08
9 | 18 | 12:00 | 1833 | 2015-09-18 | 12 | 51.73 | 1 | 52.73 | 96654.09
9 | 18 | 13:00 | 2152 | 2015-09-18 | 13 | 62.1 | 1 | 63.1 | 135791.2
9 | 18 | 14:00 | 2130 | 2015-09-18 | 14 | 62.44 | 1 | 63.44 | 135127.2
9 | 18 | 15:00 | 1157 | 2015-09-18 | 15 | 56.3 | 1 | 57.3 | 66296.1
9 | 18 | 16:00 | 1253 | 2015-09-18 | 16 | 53.26 | 1 | 54.26 | 67987.78
9 | 18 | 17:00 | 491 | 2015-09-18 | 17 | 63.38 | 1 | 64.38 | 31610.58
9 | 18 | 18:00 | 0 | 2015-09-18 | 18 | 63.34 | 1 | 64.34 | 0
9 | 18 | 19:00 | 0 | 2015-09-18 | 19 | 43.15 | 1 | 44.15 | 0
9 | 18 | 20:00 | 0 | 2015-09-18 | 20 | 35.18 | 1 | 36.18 | 0
9 | 18 | 21:00 | 0 | 2015-09-18 | 21 | 32.57 | 1 | 33.57 | 0
9 | 18 | 22:00 | 0 | 2015-09-18 | 22 | 48.86 | 1 | 49.86 | 0
9 | 18 | 23:00 | 0 | 2015-09-18 | 23 | 46.43 | 1 | 47.43 | 0
9 | 18 | 24:00 | 0 | 2015-09-18 | 24 | 36.6 | 1 | 37.6 | 0
9 | 19 | 01:00 | 0 | 2015-09-19 | 1 | 30.79 | 1 | 31.79 | 0
9 | 19 | 02:00 | 0 | 2015-09-19 | 2 | 28.76 | 1 | 29.76 | 0
9 | 19 | 03:00 | 0 | 2015-09-19 | 3 | 37.04 | 1 | 38.04 | 0
9 | 19 | 04:00 | 0 | 2015-09-19 | 4 | 27.01 | 1 | 28.01 | 0
9 | 19 | 05:00 | 0 | 2015-09-19 | 5 | 25.3 | 1 | 26.3 | 0
9 | 19 | 06:00 | 0 | 2015-09-19 | 6 | 29.7 | 1 | 30.7 | 0
9 | 19 | 07:00 | 212 | 2015-09-19 | 7 | 32.19 | 1 | 33.19 | 7036.28
9 | 19 | 08:00 | 1115 | 2015-09-19 | 8 | 37.98 | 1 | 38.98 | 43462.7
9 | 19 | 09:00 | 1903 | 2015-09-19 | 9 | 36.73 | 1 | 37.73 | 71800.19
9 | 19 | 10:00 | 2397 | 2015-09-19 | 10 | 37.58 | 1 | 38.58 | 92476.26
9 | 19 | 11:00 | 2668 | 2015-09-19 | 11 | 25.27 | 1 | 26.27 | 70088.36
9 | 19 | 12:00 | 2718 | 2015-09-19 | 12 | 26.53 | 1 | 27.53 | 74826.54
9 | 19 | 13:00 | 2686 | 2015-09-19 | 13 | 28.51 | 1 | 29.51 | 79263.86
9 | 19 | 14:00 | 2398 | 2015-09-19 | 14 | 32.16 | 1 | 33.16 | 79517.68
9 | 19 | 15:00 | 2004 | 2015-09-19 | 15 | 38.03 | 1 | 39.03 | 78216.12
9 | 19 | 16:00 | 1325 | 2015-09-19 | 16 | 44.46 | 1 | 45.46 | 60234.5
9 | 19 | 17:00 | 530 | 2015-09-19 | 17 | 40.29 | 1 | 41.29 | 21883.7
9 | 19 | 18:00 | 0 | 2015-09-19 | 18 | 30.93 | 1 | 31.93 | 0
9 | 19 | 19:00 | 0 | 2015-09-19 | 19 | 31.17 | 1 | 32.17 | 0
9 | 19 | 20:00 | 0 | 2015-09-19 | 20 | 32 | 1 | 33 | 0
9 | 19 | 21:00 | 0 | 2015-09-19 | 21 | 30.45 | 1 | 31.45 | 0
9 | 19 | 22:00 | 0 | 2015-09-19 | 22 | 30.43 | 1 | 31.43 | 0
9 | 19 | 23:00 | 0 | 2015-09-19 | 23 | 34.05 | 1 | 35.05 | 0
9 | 19 | 24:00 | 0 | 2015-09-19 | 24 | 37.44 | 1 | 38.44 | 0
9 | 20 | 01:00 | 0 | 2015-09-20 | 1 | 45.36 | 1 | 46.36 | 0
9 | 20 | 02:00 | 0 | 2015-09-20 | 2 | 44.29 | 1 | 45.29 | 0
9 | 20 | 03:00 | 0 | 2015-09-20 | 3 | 41.6 | 1 | 42.6 | 0
9 | 20 | 04:00 | 0 | 2015-09-20 | 4 | 31.95 | 1 | 32.95 | 0
9 | 20 | 05:00 | 0 | 2015-09-20 | 5 | 32.14 | 1 | 33.14 | 0
9 | 20 | 06:00 | 0 | 2015-09-20 | 6 | 28.63 | 1 | 29.63 | 0
9 | 20 | 07:00 | 145 | 2015-09-20 | 7 | 24.04 | 1 | 25.04 | 3630.8
9 | 20 | 08:00 | 847 | 2015-09-20 | 8 | 22.97 | 1 | 23.97 | 20302.59
9 | 20 | 09:00 | 1607 | 2015-09-20 | 9 | 20.44 | 1 | 21.44 | 34454.08
9 | 20 | 10:00 | 2333 | 2015-09-20 | 10 | 20.78 | 1 | 21.78 | 50812.74
9 | 20 | 11:00 | 2641 | 2015-09-20 | 11 | 19.6 | 1 | 20.6 | 54404.6
9 | 20 | 12:00 | 2723 | 2015-09-20 | 12 | 21.61 | 1 | 22.61 | 61567.03
9 | 20 | 13:00 | 2668 | 2015-09-20 | 13 | 20.87 | 1 | 21.87 | 58349.16
9 | 20 | 14:00 | 2422 | 2015-09-20 | 14 | 22.09 | 1 | 23.09 | 55923.98
9 | 20 | 15:00 | 1987 | 2015-09-20 | 15 | 22.84 | 1 | 23.84 | 47370.08
9 | 20 | 16:00 | 1324 | 2015-09-20 | 16 | 29.34 | 1 | 30.34 | 40170.16
9 | 20 | 17:00 | 531 | 2015-09-20 | 17 | 33.8 | 1 | 34.8 | 18478.8
9 | 20 | 18:00 | 0 | 2015-09-20 | 18 | 32.74 | 1 | 33.74 | 0
9 | 20 | 19:00 | 0 | 2015-09-20 | 19 | 28.19 | 1 | 29.19 | 0
9 | 20 | 20:00 | 0 | 2015-09-20 | 20 | 27.06 | 1 | 28.06 | 0
9 | 20 | 21:00 | 0 | 2015-09-20 | 21 | 31.08 | 1 | 32.08 | 0
9 | 20 | 22:00 | 0 | 2015-09-20 | 22 | 23.46 | 1 | 24.46 | 0
9 | 20 | 23:00 | 0 | 2015-09-20 | 23 | 0.02 | 1 | 1.02 | 0
9 | 20 | 24:00 | 0 | 2015-09-20 | 24 | 14.21 | 1 | 15.21 | 0
9 | 21 | 01:00 | 0 | 2015-09-21 | 1 | 7.97 | 1 | 8.97 | 0
9 | 21 | 02:00 | 0 | 2015-09-21 | 2 | 9.59 | 1 | 10.59 | 0
9 | 21 | 03:00 | 0 | 2015-09-21 | 3 | 23.63 | 1 | 24.63 | 0
9 | 21 | 04:00 | 0 | 2015-09-21 | 4 | 25 | 1 | 26 | 0
9 | 21 | 05:00 | 0 | 2015-09-21 | 5 | 13.67 | 1 | 14.67 | 0
9 | 21 | 06:00 | 0 | 2015-09-21 | 6 | 5.87 | 1 | 6.87 | 0
9 | 21 | 07:00 | 294 | 2015-09-21 | 7 | 18.77 | 1 | 19.77 | 5812.38
9 | 21 | 08:00 | 1133 | 2015-09-21 | 8 | 24.86 | 1 | 25.86 | 29299.38
9 | 21 | 09:00 | 1848 | 2015-09-21 | 9 | 20.8 | 1 | 21.8 | 40286.4
9 | 21 | 10:00 | 2365 | 2015-09-21 | 10 | 19.24 | 1 | 20.24 | 47867.6
9 | 21 | 11:00 | 2623 | 2015-09-21 | 11 | 22.03 | 1 | 23.03 | 60407.69
9 | 21 | 12:00 | 2791 | 2015-09-21 | 12 | 21.69 | 1 | 22.69 | 63327.79
9 | 21 | 13:00 | 2572 | 2015-09-21 | 13 | 21.39 | 1 | 22.39 | 57587.08
9 | 21 | 14:00 | 1262 | 2015-09-21 | 14 | 23.75 | 1 | 24.75 | 31234.5
9 | 21 | 15:00 | 931 | 2015-09-21 | 15 | 24.45 | 1 | 25.45 | 23693.95
9 | 21 | 16:00 | 150 | 2015-09-21 | 16 | 28.3 | 1 | 29.3 | 4395
9 | 21 | 17:00 | 68 | 2015-09-21 | 17 | 28.97 | 1 | 29.97 | 2037.96
9 | 21 | 18:00 | 0 | 2015-09-21 | 18 | 22.67 | 1 | 23.67 | 0
9 | 21 | 19:00 | 0 | 2015-09-21 | 19 | 18.52 | 1 | 19.52 | 0
9 | 21 | 20:00 | 0 | 2015-09-21 | 20 | 24.78 | 1 | 25.78 | 0
9 | 21 | 21:00 | 0 | 2015-09-21 | 21 | 24.54 | 1 | 25.54 | 0
9 | 21 | 22:00 | 0 | 2015-09-21 | 22 | 27.1 | 1 | 28.1 | 0
9 | 21 | 23:00 | 0 | 2015-09-21 | 23 | 11.01 | 1 | 12.01 | 0
9 | 21 | 24:00 | 0 | 2015-09-21 | 24 | 14.86 | 1 | 15.86 | 0
9 | 22 | 01:00 | 0 | 2015-09-22 | 1 | 18.11 | 1 | 19.11 | 0
9 | 22 | 02:00 | 0 | 2015-09-22 | 2 | 20.53 | 1 | 21.53 | 0
9 | 22 | 03:00 | 0 | 2015-09-22 | 3 | 23.43 | 1 | 24.43 | 0
9 | 22 | 04:00 | 0 | 2015-09-22 | 4 | 19.59 | 1 | 20.59 | 0
9 | 22 | 05:00 | 0 | 2015-09-22 | 5 | 14.55 | 1 | 15.55 | 0
9 | 22 | 06:00 | 0 | 2015-09-22 | 6 | 22.38 | 1 | 23.38 | 0
9 | 22 | 07:00 | 13 | 2015-09-22 | 7 | 29.84 | 1 | 30.84 | 400.92
9 | 22 | 08:00 | 881 | 2015-09-22 | 8 | 45.69 | 1 | 46.69 | 41133.89
9 | 22 | 09:00 | 1193 | 2015-09-22 | 9 | 32.89 | 1 | 33.89 | 40430.77
9 | 22 | 10:00 | 1356 | 2015-09-22 | 10 | 33.79 | 1 | 34.79 | 47175.24
9 | 22 | 11:00 | 1015 | 2015-09-22 | 11 | 26.62 | 1 | 27.62 | 28034.3
9 | 22 | 12:00 | 2295 | 2015-09-22 | 12 | 29.86 | 1 | 30.86 | 70823.7
9 | 22 | 13:00 | 2731 | 2015-09-22 | 13 | 40 | 1 | 41 | 111971
9 | 22 | 14:00 | 2036 | 2015-09-22 | 14 | 42.06 | 1 | 43.06 | 87670.16
9 | 22 | 15:00 | 1661 | 2015-09-22 | 15 | 29.56 | 1 | 30.56 | 50760.16
9 | 22 | 16:00 | 699 | 2015-09-22 | 16 | 24 | 1 | 25 | 17475
9 | 22 | 17:00 | 369 | 2015-09-22 | 17 | 24.15 | 1 | 25.15 | 9280.35
9 | 22 | 18:00 | 0 | 2015-09-22 | 18 | 25.15 | 1 | 26.15 | 0
9 | 22 | 19:00 | 0 | 2015-09-22 | 19 | 24.92 | 1 | 25.92 | 0
9 | 22 | 20:00 | 0 | 2015-09-22 | 20 | 26.38 | 1 | 27.38 | 0
9 | 22 | 21:00 | 0 | 2015-09-22 | 21 | 41.17 | 1 | 42.17 | 0
9 | 22 | 22:00 | 0 | 2015-09-22 | 22 | 35.14 | 1 | 36.14 | 0
9 | 22 | 23:00 | 0 | 2015-09-22 | 23 | 30.01 | 1 | 31.01 | 0
9 | 22 | 24:00 | 0 | 2015-09-22 | 24 | 26.78 | 1 | 27.78 | 0
9 | 23 | 01:00 | 0 | 2015-09-23 | 1 | 17.11 | 1 | 18.11 | 0
9 | 23 | 02:00 | 0 | 2015-09-23 | 2 | 18.94 | 1 | 19.94 | 0
9 | 23 | 03:00 | 0 | 2015-09-23 | 3 | 23.41 | 1 | 24.41 | 0
9 | 23 | 04:00 | 0 | 2015-09-23 | 4 | 21.69 | 1 | 22.69 | 0
9 | 23 | 05:00 | 0 | 2015-09-23 | 5 | 18.92 | 1 | 19.92 | 0
9 | 23 | 06:00 | 0 | 2015-09-23 | 6 | 10.39 | 1 | 11.39 | 0
9 | 23 | 07:00 | 1 | 2015-09-23 | 7 | 16.77 | 1 | 17.77 | 17.77
9 | 23 | 08:00 | 265 | 2015-09-23 | 8 | 27 | 1 | 28 | 7420
9 | 23 | 09:00 | 631 | 2015-09-23 | 9 | 19.94 | 1 | 20.94 | 13213.14
9 | 23 | 10:00 | 785 | 2015-09-23 | 10 | 24.81 | 1 | 25.81 | 20260.85
9 | 23 | 11:00 | 885 | 2015-09-23 | 11 | 24.91 | 1 | 25.91 | 22930.35
9 | 23 | 12:00 | 971 | 2015-09-23 | 12 | 23.48 | 1 | 24.48 | 23770.08
9 | 23 | 13:00 | 881 | 2015-09-23 | 13 | 26.95 | 1 | 27.95 | 24623.95
9 | 23 | 14:00 | 755 | 2015-09-23 | 14 | 30.22 | 1 | 31.22 | 23571.1
9 | 23 | 15:00 | 680 | 2015-09-23 | 15 | 34.08 | 1 | 35.08 | 23854.4
9 | 23 | 16:00 | 476 | 2015-09-23 | 16 | 24.36 | 1 | 25.36 | 12071.36
9 | 23 | 17:00 | 67 | 2015-09-23 | 17 | 28.41 | 1 | 29.41 | 1970.47
9 | 23 | 18:00 | 0 | 2015-09-23 | 18 | 42.97 | 1 | 43.97 | 0
9 | 23 | 19:00 | 0 | 2015-09-23 | 19 | 36.92 | 1 | 37.92 | 0
9 | 23 | 20:00 | 0 | 2015-09-23 | 20 | 41.09 | 1 | 42.09 | 0
9 | 23 | 21:00 | 0 | 2015-09-23 | 21 | 29.09 | 1 | 30.09 | 0
9 | 23 | 22:00 | 0 | 2015-09-23 | 22 | 20.36 | 1 | 21.36 | 0
9 | 23 | 23:00 | 0 | 2015-09-23 | 23 | -1.29 | 1 | -0.29 | 0
9 | 23 | 24:00 | 0 | 2015-09-23 | 24 | -23.86 | 1 | -22.86 | 0
9 | 24 | 01:00 | 0 | 2015-09-24 | 1 | 10.89 | 1 | 11.89 | 0
9 | 24 | 02:00 | 0 | 2015-09-24 | 2 | -7.98 | 1 | -6.98 | 0
9 | 24 | 03:00 | 0 | 2015-09-24 | 3 | -130.59 | 1 | -129.59 | 0
9 | 24 | 04:00 | 0 | 2015-09-24 | 4 | -113.67 | 1 | -112.67 | 0
9 | 24 | 05:00 | 0 | 2015-09-24 | 5 | 9.08 | 1 | 10.08 | 0
9 | 24 | 06:00 | 0 | 2015-09-24 | 6 | 17.64 | 1 | 18.64 | 0
9 | 24 | 07:00 | 11 | 2015-09-24 | 7 | 17.36 | 1 | 18.36 | 201.96
9 | 24 | 08:00 | 317 | 2015-09-24 | 8 | 15.72 | 1 | 16.72 | 5300.24
9 | 24 | 09:00 | 335 | 2015-09-24 | 9 | 19.5 | 1 | 20.5 | 6867.5
9 | 24 | 10:00 | 818 | 2015-09-24 | 10 | 22.85 | 1 | 23.85 | 19509.3
9 | 24 | 11:00 | 567 | 2015-09-24 | 11 | 22.59 | 1 | 23.59 | 13375.53
9 | 24 | 12:00 | 566 | 2015-09-24 | 12 | 27.62 | 1 | 28.62 | 16198.92
9 | 24 | 13:00 | 498 | 2015-09-24 | 13 | 26.25 | 1 | 27.25 | 13570.5
9 | 24 | 14:00 | 483 | 2015-09-24 | 14 | 30.6 | 1 | 31.6 | 15262.8
9 | 24 | 15:00 | 368 | 2015-09-24 | 15 | 27.86 | 1 | 28.86 | 10620.48
9 | 24 | 16:00 | 426 | 2015-09-24 | 16 | 39.1 | 1 | 40.1 | 17082.6
9 | 24 | 17:00 | 26 | 2015-09-24 | 17 | 41.69 | 1 | 42.69 | 1109.94
9 | 24 | 18:00 | 0 | 2015-09-24 | 18 | 31.45 | 1 | 32.45 | 0
9 | 24 | 19:00 | 0 | 2015-09-24 | 19 | 26.76 | 1 | 27.76 | 0
9 | 24 | 20:00 | 0 | 2015-09-24 | 20 | 28.23 | 1 | 29.23 | 0
9 | 24 | 21:00 | 0 | 2015-09-24 | 21 | 31.77 | 1 | 32.77 | 0
9 | 24 | 22:00 | 0 | 2015-09-24 | 22 | 23.61 | 1 | 24.61 | 0
9 | 24 | 23:00 | 0 | 2015-09-24 | 23 | 15.83 | 1 | 16.83 | 0
9 | 24 | 24:00 | 0 | 2015-09-24 | 24 | 16.65 | 1 | 17.65 | 0
9 | 25 | 01:00 | 0 | 2015-09-25 | 1 | 21.18 | 1 | 22.18 | 0
9 | 25 | 02:00 | 0 | 2015-09-25 | 2 | 32.21 | 1 | 33.21 | 0
9 | 25 | 03:00 | 0 | 2015-09-25 | 3 | 23.61 | 1 | 24.61 | 0
9 | 25 | 04:00 | 0 | 2015-09-25 | 4 | 20.29 | 1 | 21.29 | 0
9 | 25 | 05:00 | 0 | 2015-09-25 | 5 | 20.23 | 1 | 21.23 | 0
9 | 25 | 06:00 | 0 | 2015-09-25 | 6 | 22.96 | 1 | 23.96 | 0
9 | 25 | 07:00 | 219 | 2015-09-25 | 7 | 30.32 | 1 | 31.32 | 6859.08
9 | 25 | 08:00 | 1158 | 2015-09-25 | 8 | 33.76 | 1 | 34.76 | 40252.08
9 | 25 | 09:00 | 1856 | 2015-09-25 | 9 | 30 | 1 | 31 | 57536
9 | 25 | 10:00 | 2231 | 2015-09-25 | 10 | 31.86 | 1 | 32.86 | 73310.66
9 | 25 | 11:00 | 2750 | 2015-09-25 | 11 | 42.08 | 1 | 43.08 | 118470
9 | 25 | 12:00 | 2667 | 2015-09-25 | 12 | 33.2 | 1 | 34.2 | 91211.4
9 | 25 | 13:00 | 2695 | 2015-09-25 | 13 | 26.08 | 1 | 27.08 | 72980.6
9 | 25 | 14:00 | 2503 | 2015-09-25 | 14 | 21.54 | 1 | 22.54 | 56417.62
9 | 25 | 15:00 | 1554 | 2015-09-25 | 15 | 27.34 | 1 | 28.34 | 44040.36
9 | 25 | 16:00 | 867 | 2015-09-25 | 16 | 27.58 | 1 | 28.58 | 24778.86
9 | 25 | 17:00 | 205 | 2015-09-25 | 17 | 34.11 | 1 | 35.11 | 7197.55
9 | 25 | 18:00 | 0 | 2015-09-25 | 18 | 19.64 | 1 | 20.64 | 0
9 | 25 | 19:00 | 0 | 2015-09-25 | 19 | 19.06 | 1 | 20.06 | 0
9 | 25 | 20:00 | 0 | 2015-09-25 | 20 | 28.61 | 1 | 29.61 | 0
9 | 25 | 21:00 | 0 | 2015-09-25 | 21 | 18.02 | 1 | 19.02 | 0
9 | 25 | 22:00 | 0 | 2015-09-25 | 22 | 16.97 | 1 | 17.97 | 0
9 | 25 | 23:00 | 0 | 2015-09-25 | 23 | 16.16 | 1 | 17.16 | 0
9 | 25 | 24:00 | 0 | 2015-09-25 | 24 | 15.46 | 1 | 16.46 | 0
9 | 26 | 01:00 | 0 | 2015-09-26 | 1 | 15.19 | 1 | 16.19 | 0
9 | 26 | 02:00 | 0 | 2015-09-26 | 2 | 17.5 | 1 | 18.5 | 0
9 | 26 | 03:00 | 0 | 2015-09-26 | 3 | 19 | 1 | 20 | 0
9 | 26 | 04:00 | 0 | 2015-09-26 | 4 | 18.36 | 1 | 19.36 | 0
9 | 26 | 05:00 | 0 | 2015-09-26 | 5 | 16.68 | 1 | 17.68 | 0
9 | 26 | 06:00 | 0 | 2015-09-26 | 6 | 23.69 | 1 | 24.69 | 0
9 | 26 | 07:00 | 26 | 2015-09-26 | 7 | 22.84 | 1 | 23.84 | 619.84
9 | 26 | 08:00 | 433 | 2015-09-26 | 8 | 12.99 | 1 | 13.99 | 6057.67
9 | 26 | 09:00 | 1593 | 2015-09-26 | 9 | 16.57 | 1 | 17.57 | 27989.01
9 | 26 | 10:00 | 2127 | 2015-09-26 | 10 | 16.36 | 1 | 17.36 | 36924.72
9 | 26 | 11:00 | 2436 | 2015-09-26 | 11 | 14.75 | 1 | 15.75 | 38367
9 | 26 | 12:00 | 2677 | 2015-09-26 | 12 | 13.6 | 1 | 14.6 | 39084.2
9 | 26 | 13:00 | 1405 | 2015-09-26 | 13 | 12.24 | 1 | 13.24 | 18602.2
9 | 26 | 14:00 | 878 | 2015-09-26 | 14 | 12.68 | 1 | 13.68 | 12011.04
9 | 26 | 15:00 | 985 | 2015-09-26 | 15 | 12.94 | 1 | 13.94 | 13730.9
9 | 26 | 16:00 | 217 | 2015-09-26 | 16 | 10.83 | 1 | 11.83 | 2567.11
9 | 26 | 17:00 | 2 | 2015-09-26 | 17 | 11.04 | 1 | 12.04 | 24.08
9 | 26 | 18:00 | 0 | 2015-09-26 | 18 | 11.51 | 1 | 12.51 | 0
9 | 26 | 19:00 | 0 | 2015-09-26 | 19 | 13.48 | 1 | 14.48 | 0
9 | 26 | 20:00 | 0 | 2015-09-26 | 20 | 18.1 | 1 | 19.1 | 0
9 | 26 | 21:00 | 0 | 2015-09-26 | 21 | 13.26 | 1 | 14.26 | 0
9 | 26 | 22:00 | 0 | 2015-09-26 | 22 | 15.12 | 1 | 16.12 | 0
9 | 26 | 23:00 | 0 | 2015-09-26 | 23 | 0.96 | 1 | 1.96 | 0
9 | 26 | 24:00 | 0 | 2015-09-26 | 24 | 2.95 | 1 | 3.95 | 0
9 | 27 | 01:00 | 0 | 2015-09-27 | 1 | 13.71 | 1 | 14.71 | 0
9 | 27 | 02:00 | 0 | 2015-09-27 | 2 | 6.52 | 1 | 7.52 | 0
9 | 27 | 03:00 | 0 | 2015-09-27 | 3 | 10.02 | 1 | 11.02 | 0
9 | 27 | 04:00 | 0 | 2015-09-27 | 4 | 10.36 | 1 | 11.36 | 0
9 | 27 | 05:00 | 0 | 2015-09-27 | 5 | 12.28 | 1 | 13.28 | 0
9 | 27 | 06:00 | 0 | 2015-09-27 | 6 | 11.29 | 1 | 12.29 | 0
9 | 27 | 07:00 | 6 | 2015-09-27 | 7 | 12.18 | 1 | 13.18 | 79.08
9 | 27 | 08:00 | 238 | 2015-09-27 | 8 | 4.96 | 1 | 5.96 | 1418.48
9 | 27 | 09:00 | 383 | 2015-09-27 | 9 | 6.67 | 1 | 7.67 | 2937.61
9 | 27 | 10:00 | 403 | 2015-09-27 | 10 | 6.47 | 1 | 7.47 | 3010.41
9 | 27 | 11:00 | 480 | 2015-09-27 | 11 | 3.51 | 1 | 4.51 | 2164.8
9 | 27 | 12:00 | 595 | 2015-09-27 | 12 | 4 | 1 | 5 | 2975
9 | 27 | 13:00 | 501 | 2015-09-27 | 13 | 12.21 | 1 | 13.21 | 6618.21
9 | 27 | 14:00 | 498 | 2015-09-27 | 14 | 15.25 | 1 | 16.25 | 8092.5
9 | 27 | 15:00 | 367 | 2015-09-27 | 15 | 12.33 | 1 | 13.33 | 4892.11
9 | 27 | 16:00 | 59 | 2015-09-27 | 16 | 12.43 | 1 | 13.43 | 792.37
9 | 27 | 17:00 | 37 | 2015-09-27 | 17 | 17.37 | 1 | 18.37 | 679.69
9 | 27 | 18:00 | 0 | 2015-09-27 | 18 | 16.67 | 1 | 17.67 | 0
9 | 27 | 19:00 | 0 | 2015-09-27 | 19 | 15.22 | 1 | 16.22 | 0
9 | 27 | 20:00 | 0 | 2015-09-27 | 20 | 15.81 | 1 | 16.81 | 0
9 | 27 | 21:00 | 0 | 2015-09-27 | 21 | 24.08 | 1 | 25.08 | 0
9 | 27 | 22:00 | 0 | 2015-09-27 | 22 | 20.81 | 1 | 21.81 | 0
9 | 27 | 23:00 | 0 | 2015-09-27 | 23 | 6.74 | 1 | 7.74 | 0
9 | 27 | 24:00 | 0 | 2015-09-27 | 24 | 12.87 | 1 | 13.87 | 0
9 | 28 | 01:00 | 0 | 2015-09-28 | 1 | 9.21 | 1 | 10.21 | 0
9 | 28 | 02:00 | 0 | 2015-09-28 | 2 | 13.13 | 1 | 14.13 | 0
9 | 28 | 03:00 | 0 | 2015-09-28 | 3 | 10.9 | 1 | 11.9 | 0
9 | 28 | 04:00 | 0 | 2015-09-28 | 4 | 11.14 | 1 | 12.14 | 0
9 | 28 | 05:00 | 0 | 2015-09-28 | 5 | 12.64 | 1 | 13.64 | 0
9 | 28 | 06:00 | 0 | 2015-09-28 | 6 | 13.33 | 1 | 14.33 | 0
9 | 28 | 07:00 | 66 | 2015-09-28 | 7 | 17.29 | 1 | 18.29 | 1207.14
9 | 28 | 08:00 | 121 | 2015-09-28 | 8 | 24.55 | 1 | 25.55 | 3091.55
9 | 28 | 09:00 | 919 | 2015-09-28 | 9 | 19.78 | 1 | 20.78 | 19096.82
9 | 28 | 10:00 | 1570 | 2015-09-28 | 10 | 26.05 | 1 | 27.05 | 42468.5
9 | 28 | 11:00 | 1605 | 2015-09-28 | 11 | 28.88 | 1 | 29.88 | 47957.4
9 | 28 | 12:00 | 2136 | 2015-09-28 | 12 | 32.55 | 1 | 33.55 | 71662.8
9 | 28 | 13:00 | 2103 | 2015-09-28 | 13 | 26.6 | 1 | 27.6 | 58042.8
9 | 28 | 14:00 | 2391 | 2015-09-28 | 14 | 32.26 | 1 | 33.26 | 79524.66
9 | 28 | 15:00 | 2031 | 2015-09-28 | 15 | 33.97 | 1 | 34.97 | 71024.07
9 | 28 | 16:00 | 1282 | 2015-09-28 | 16 | 35.05 | 1 | 36.05 | 46216.1
9 | 28 | 17:00 | 442 | 2015-09-28 | 17 | 35.22 | 1 | 36.22 | 16009.24
9 | 28 | 18:00 | 0 | 2015-09-28 | 18 | 35.14 | 1 | 36.14 | 0
9 | 28 | 19:00 | 0 | 2015-09-28 | 19 | 36.84 | 1 | 37.84 | 0
9 | 28 | 20:00 | 0 | 2015-09-28 | 20 | 93.8 | 1 | 94.8 | 0
9 | 28 | 21:00 | 0 | 2015-09-28 | 21 | 34.38 | 1 | 35.38 | 0
9 | 28 | 22:00 | 0 | 2015-09-28 | 22 | 29.44 | 1 | 30.44 | 0
9 | 28 | 23:00 | 0 | 2015-09-28 | 23 | 19.85 | 1 | 20.85 | 0
9 | 28 | 24:00 | 0 | 2015-09-28 | 24 | 14.69 | 1 | 15.69 | 0
9 | 29 | 01:00 | 0 | 2015-09-29 | 1 | 20.46 | 1 | 21.46 | 0
9 | 29 | 02:00 | 0 | 2015-09-29 | 2 | 22.46 | 1 | 23.46 | 0
9 | 29 | 03:00 | 0 | 2015-09-29 | 3 | 20.41 | 1 | 21.41 | 0
9 | 29 | 04:00 | 0 | 2015-09-29 | 4 | 16.13 | 1 | 17.13 | 0
9 | 29 | 05:00 | 0 | 2015-09-29 | 5 | 18.87 | 1 | 19.87 | 0
9 | 29 | 06:00 | 0 | 2015-09-29 | 6 | 20.44 | 1 | 21.44 | 0
9 | 29 | 07:00 | 217 | 2015-09-29 | 7 | 24.58 | 1 | 25.58 | 5550.86
9 | 29 | 08:00 | 1132 | 2015-09-29 | 8 | 39.23 | 1 | 40.23 | 45540.36
9 | 29 | 09:00 | 1789 | 2015-09-29 | 9 | 44.75 | 1 | 45.75 | 81846.75
9 | 29 | 10:00 | 2220 | 2015-09-29 | 10 | 49.57 | 1 | 50.57 | 112265.4
9 | 29 | 11:00 | 2318 | 2015-09-29 | 11 | 54.14 | 1 | 55.14 | 127814.52
9 | 29 | 12:00 | 2641 | 2015-09-29 | 12 | 58.44 | 1 | 59.44 | 156981.04
9 | 29 | 13:00 | 1875 | 2015-09-29 | 13 | 63.34 | 1 | 64.34 | 120637.5
9 | 29 | 14:00 | 2175 | 2015-09-29 | 14 | 186.4 | 1 | 187.4 | 407595
9 | 29 | 15:00 | 1667 | 2015-09-29 | 15 | 138.51 | 1 | 139.51 | 232563.17
9 | 29 | 16:00 | 1140 | 2015-09-29 | 16 | 86.51 | 1 | 87.51 | 99761.4
9 | 29 | 17:00 | 388 | 2015-09-29 | 17 | 51.58 | 1 | 52.58 | 20401.04
9 | 29 | 18:00 | 0 | 2015-09-29 | 18 | 81.34 | 1 | 82.34 | 0
9 | 29 | 19:00 | 0 | 2015-09-29 | 19 | 280.98 | 1 | 281.98 | 0
9 | 29 | 20:00 | 0 | 2015-09-29 | 20 | 334.06 | 1 | 335.06 | 0
9 | 29 | 21:00 | 0 | 2015-09-29 | 21 | 134.48 | 1 | 135.48 | 0
9 | 29 | 22:00 | 0 | 2015-09-29 | 22 | 31.55 | 1 | 32.55 | 0
9 | 29 | 23:00 | 0 | 2015-09-29 | 23 | 37.65 | 1 | 38.65 | 0
9 | 29 | 24:00 | 0 | 2015-09-29 | 24 | 35.92 | 1 | 36.92 | 0
9 | 30 | 01:00 | 0 | 2015-09-30 | 1 | 32.21 | 1 | 33.21 | 0
9 | 30 | 02:00 | 0 | 2015-09-30 | 2 | 27.73 | 1 | 28.73 | 0
9 | 30 | 03:00 | 0 | 2015-09-30 | 3 | 23.08 | 1 | 24.08 | 0
9 | 30 | 04:00 | 0 | 2015-09-30 | 4 | 23.72 | 1 | 24.72 | 0
9 | 30 | 05:00 | 0 | 2015-09-30 | 5 | 47.62 | 1 | 48.62 | 0
9 | 30 | 06:00 | 0 | 2015-09-30 | 6 | 33.54 | 1 | 34.54 | 0
9 | 30 | 07:00 | 1 | 2015-09-30 | 7 | 40.22 | 1 | 41.22 | 41.22
9 | 30 | 08:00 | 300 | 2015-09-30 | 8 | 53.79 | 1 | 54.79 | 16437
9 | 30 | 09:00 | 843 | 2015-09-30 | 9 | 64.96 | 1 | 65.96 | 55604.28
9 | 30 | 10:00 | 2415 | 2015-09-30 | 10 | 138.69 | 1 | 139.69 | 337351.35
9 | 30 | 11:00 | 2526 | 2015-09-30 | 11 | 172.07 | 1 | 173.07 | 437174.82
9 | 30 | 12:00 | 2357 | 2015-09-30 | 12 | 209.53 | 1 | 210.53 | 496219.21
9 | 30 | 13:00 | 2573 | 2015-09-30 | 13 | 138.59 | 1 | 139.59 | 359165.07
9 | 30 | 14:00 | 2237 | 2015-09-30 | 14 | 91.47 | 1 | 92.47 | 206855.39
9 | 30 | 15:00 | 1852 | 2015-09-30 | 15 | 46.22 | 1 | 47.22 | 87451.44
9 | 30 | 16:00 | 1118 | 2015-09-30 | 16 | 26.09 | 1 | 27.09 | 30286.62
9 | 30 | 17:00 | 430 | 2015-09-30 | 17 | 21.01 | 1 | 22.01 | 9464.3
9 | 30 | 18:00 | 0 | 2015-09-30 | 18 | 22.97 | 1 | 23.97 | 0
9 | 30 | 19:00 | 0 | 2015-09-30 | 19 | 24.54 | 1 | 25.54 | 0
9 | 30 | 20:00 | 0 | 2015-09-30 | 20 | 29.47 | 1 | 30.47 | 0
9 | 30 | 21:00 | 0 | 2015-09-30 | 21 | 19.98 | 1 | 20.98 | 0
9 | 30 | 22:00 | 0 | 2015-09-30 | 22 | 21.6 | 1 | 22.6 | 0
9 | 30 | 23:00 | 0 | 2015-09-30 | 23 | 19.9 | 1 | 20.9 | 0
9 | 30 | 24:00 | 0 | 2015-09-30 | 24 | 20.37 | 1 | 21.37 | 0
10 | 1 | 01:00 | 0 | 2015-10-01 | 1 | 14 | 1 | 15 | 0
10 | 1 | 02:00 | 0 | 2015-10-01 | 2 | 17.84 | 1 | 18.84 | 0
10 | 1 | 03:00 | 0 | 2015-10-01 | 3 | 19.43 | 1 | 20.43 | 0
10 | 1 | 04:00 | 0 | 2015-10-01 | 4 | -35.9 | 1 | -34.9 | 0
10 | 1 | 05:00 | 0 | 2015-10-01 | 5 | -0.15 | 1 | 0.85 | 0
10 | 1 | 06:00 | 0 | 2015-10-01 | 6 | 5.89 | 1 | 6.89 | 0
10 | 1 | 07:00 | 39 | 2015-10-01 | 7 | 19.57 | 1 | 20.57 | 802.23
10 | 1 | 08:00 | 842 | 2015-10-01 | 8 | 22.14 | 1 | 23.14 | 19483.88
10 | 1 | 09:00 | 1145 | 2015-10-01 | 9 | 14.67 | 1 | 15.67 | 17942.15
10 | 1 | 10:00 | 1745 | 2015-10-01 | 10 | 15.34 | 1 | 16.34 | 28513.3
10 | 1 | 11:00 | 1784 | 2015-10-01 | 11 | 15.7 | 1 | 16.7 | 29792.8
10 | 1 | 12:00 | 2717 | 2015-10-01 | 12 | 15.63 | 1 | 16.63 | 45183.71
10 | 1 | 13:00 | 1708 | 2015-10-01 | 13 | 15.53 | 1 | 16.53 | 28233.24
10 | 1 | 14:00 | 1005 | 2015-10-01 | 14 | 15.61 | 1 | 16.61 | 16693.05
10 | 1 | 15:00 | 1179 | 2015-10-01 | 15 | 15.48 | 1 | 16.48 | 19429.92
10 | 1 | 16:00 | 1202 | 2015-10-01 | 16 | 14.3 | 1 | 15.3 | 18390.6
10 | 1 | 17:00 | 461 | 2015-10-01 | 17 | 14.02 | 1 | 15.02 | 6924.22
10 | 1 | 18:00 | 0 | 2015-10-01 | 18 | 14.27 | 1 | 15.27 | 0
10 | 1 | 19:00 | 0 | 2015-10-01 | 19 | 15.39 | 1 | 16.39 | 0
10 | 1 | 20:00 | 0 | 2015-10-01 | 20 | 15.73 | 1 | 16.73 | 0
10 | 1 | 21:00 | 0 | 2015-10-01 | 21 | 16.8 | 1 | 17.8 | 0
10 | 1 | 22:00 | 0 | 2015-10-01 | 22 | 13.1 | 1 | 14.1 | 0
10 | 1 | 23:00 | 0 | 2015-10-01 | 23 | 17.11 | 1 | 18.11 | 0
10 | 1 | 24:00 | 0 | 2015-10-01 | 24 | 14.43 | 1 | 15.43 | 0
10 | 2 | 01:00 | 0 | 2015-10-02 | 1 | 11.55 | 1 | 12.55 | 0
10 | 2 | 02:00 | 0 | 2015-10-02 | 2 | 14.28 | 1 | 15.28 | 0
10 | 2 | 03:00 | 0 | 2015-10-02 | 3 | 14.96 | 1 | 15.96 | 0
10 | 2 | 04:00 | 0 | 2015-10-02 | 4 | 12.33 | 1 | 13.33 | 0
10 | 2 | 05:00 | 0 | 2015-10-02 | 5 | 11.49 | 1 | 12.49 | 0
10 | 2 | 06:00 | 0 | 2015-10-02 | 6 | -15.11 | 1 | -14.11 | 0
10 | 2 | 07:00 | 8 | 2015-10-02 | 7 | -8.76 | 1 | -7.76 | -62.08
10 | 2 | 08:00 | 409 | 2015-10-02 | 8 | 20.81 | 1 | 21.81 | 8920.29
10 | 2 | 09:00 | 715 | 2015-10-02 | 9 | 27.95 | 1 | 28.95 | 20699.25
10 | 2 | 10:00 | 750 | 2015-10-02 | 10 | 27.86 | 1 | 28.86 | 21645
10 | 2 | 11:00 | 643 | 2015-10-02 | 11 | 21.93 | 1 | 22.93 | 14743.99
10 | 2 | 12:00 | 390 | 2015-10-02 | 12 | 18.56 | 1 | 19.56 | 7628.4
10 | 2 | 13:00 | 669 | 2015-10-02 | 13 | 22.95 | 1 | 23.95 | 16022.55
10 | 2 | 14:00 | 306 | 2015-10-02 | 14 | 21.01 | 1 | 22.01 | 6735.06
10 | 2 | 15:00 | 200 | 2015-10-02 | 15 | 25.05 | 1 | 26.05 | 5210
10 | 2 | 16:00 | 372 | 2015-10-02 | 16 | 25.19 | 1 | 26.19 | 9742.68
10 | 2 | 17:00 | 1 | 2015-10-02 | 17 | 24.99 | 1 | 25.99 | 25.99
10 | 2 | 18:00 | 0 | 2015-10-02 | 18 | 22.06 | 1 | 23.06 | 0
10 | 2 | 19:00 | 0 | 2015-10-02 | 19 | 29.27 | 1 | 30.27 | 0
10 | 2 | 20:00 | 0 | 2015-10-02 | 20 | 32.29 | 1 | 33.29 | 0
10 | 2 | 21:00 | 0 | 2015-10-02 | 21 | 32.13 | 1 | 33.13 | 0
10 | 2 | 22:00 | 0 | 2015-10-02 | 22 | 32.44 | 1 | 33.44 | 0
10 | 2 | 23:00 | 0 | 2015-10-02 | 23 | 22.29 | 1 | 23.29 | 0
10 | 2 | 24:00 | 0 | 2015-10-02 | 24 | 15.84 | 1 | 16.84 | 0
10 | 3 | 01:00 | 0 | 2015-10-03 | 1 | 29 | 1 | 30 | 0
10 | 3 | 02:00 | 0 | 2015-10-03 | 2 | 25 | 1 | 26 | 0
10 | 3 | 03:00 | 0 | 2015-10-03 | 3 | 25.02 | 1 | 26.02 | 0
10 | 3 | 04:00 | 0 | 2015-10-03 | 4 | 26.34 | 1 | 27.34 | 0
10 | 3 | 05:00 | 0 | 2015-10-03 | 5 | 26.81 | 1 | 27.81 | 0
10 | 3 | 06:00 | 0 | 2015-10-03 | 6 | 31.62 | 1 | 32.62 | 0
10 | 3 | 07:00 | 18 | 2015-10-03 | 7 | 26 | 1 | 27 | 486
10 | 3 | 08:00 | 634 | 2015-10-03 | 8 | 23.02 | 1 | 24.02 | 15228.68
10 | 3 | 09:00 | 1241 | 2015-10-03 | 9 | 21.35 | 1 | 22.35 | 27736.35
10 | 3 | 10:00 | 1050 | 2015-10-03 | 10 | 32.78 | 1 | 33.78 | 35469
10 | 3 | 11:00 | 442 | 2015-10-03 | 11 | 107.71 | 1 | 108.71 | 48049.82
10 | 3 | 12:00 | 627 | 2015-10-03 | 12 | 53.85 | 1 | 54.85 | 34390.95
10 | 3 | 13:00 | 686 | 2015-10-03 | 13 | 38.72 | 1 | 39.72 | 27247.92
10 | 3 | 14:00 | 530 | 2015-10-03 | 14 | 23.24 | 1 | 24.24 | 12847.2
10 | 3 | 15:00 | 512 | 2015-10-03 | 15 | 24.77 | 1 | 25.77 | 13194.24
10 | 3 | 16:00 | 7 | 2015-10-03 | 16 | 18.6 | 1 | 19.6 | 137.2
10 | 3 | 17:00 | 0 | 2015-10-03 | 17 | 21.07 | 1 | 22.07 | 0
10 | 3 | 18:00 | 0 | 2015-10-03 | 18 | 24.81 | 1 | 25.81 | 0
10 | 3 | 19:00 | 0 | 2015-10-03 | 19 | 28.46 | 1 | 29.46 | 0
10 | 3 | 20:00 | 0 | 2015-10-03 | 20 | 29.86 | 1 | 30.86 | 0
10 | 3 | 21:00 | 0 | 2015-10-03 | 21 | 35.76 | 1 | 36.76 | 0
10 | 3 | 22:00 | 0 | 2015-10-03 | 22 | 28.94 | 1 | 29.94 | 0
10 | 3 | 23:00 | 0 | 2015-10-03 | 23 | 29.41 | 1 | 30.41 | 0
10 | 3 | 24:00 | 0 | 2015-10-03 | 24 | 21.85 | 1 | 22.85 | 0
10 | 4 | 01:00 | 0 | 2015-10-04 | 1 | 25.72 | 1 | 26.72 | 0
10 | 4 | 02:00 | 0 | 2015-10-04 | 2 | 22.34 | 1 | 23.34 | 0
10 | 4 | 03:00 | 0 | 2015-10-04 | 3 | 21.75 | 1 | 22.75 | 0
10 | 4 | 04:00 | 0 | 2015-10-04 | 4 | 21.23 | 1 | 22.23 | 0
10 | 4 | 05:00 | 0 | 2015-10-04 | 5 | 28.29 | 1 | 29.29 | 0
10 | 4 | 06:00 | 0 | 2015-10-04 | 6 | 22.87 | 1 | 23.87 | 0
10 | 4 | 07:00 | 4 | 2015-10-04 | 7 | 21.13 | 1 | 22.13 | 88.52
10 | 4 | 08:00 | 376 | 2015-10-04 | 8 | 41.8 | 1 | 42.8 | 16092.8
10 | 4 | 09:00 | 1459 | 2015-10-04 | 9 | 34.26 | 1 | 35.26 | 51444.34
10 | 4 | 10:00 | 2204 | 2015-10-04 | 10 | 39.61 | 1 | 40.61 | 89504.44
10 | 4 | 11:00 | 1891 | 2015-10-04 | 11 | 17.52 | 1 | 18.52 | 35021.32
10 | 4 | 12:00 | 1488 | 2015-10-04 | 12 | 21.02 | 1 | 22.02 | 32765.76
10 | 4 | 13:00 | 1920 | 2015-10-04 | 13 | 35.09 | 1 | 36.09 | 69292.8
10 | 4 | 14:00 | 1565 | 2015-10-04 | 14 | 23.31 | 1 | 24.31 | 38045.15
10 | 4 | 15:00 | 736 | 2015-10-04 | 15 | 18.35 | 1 | 19.35 | 14241.6
10 | 4 | 16:00 | 6 | 2015-10-04 | 16 | 29.74 | 1 | 30.74 | 184.44
10 | 4 | 17:00 | 1 | 2015-10-04 | 17 | 30.67 | 1 | 31.67 | 31.67
10 | 4 | 18:00 | 0 | 2015-10-04 | 18 | 37.16 | 1 | 38.16 | 0
10 | 4 | 19:00 | 0 | 2015-10-04 | 19 | 37.24 | 1 | 38.24 | 0
10 | 4 | 20:00 | 0 | 2015-10-04 | 20 | 190.14 | 1 | 191.14 | 0
10 | 4 | 21:00 | 0 | 2015-10-04 | 21 | 43.18 | 1 | 44.18 | 0
10 | 4 | 22:00 | 0 | 2015-10-04 | 22 | 39.75 | 1 | 40.75 | 0
10 | 4 | 23:00 | 0 | 2015-10-04 | 23 | 42.33 | 1 | 43.33 | 0
10 | 4 | 24:00 | 0 | 2015-10-04 | 24 | 41.27 | 1 | 42.27 | 0
10 | 5 | 01:00 | 0 | 2015-10-05 | 1 | 29.12 | 1 | 30.12 | 0
10 | 5 | 02:00 | 0 | 2015-10-05 | 2 | 26.68 | 1 | 27.68 | 0
10 | 5 | 03:00 | 0 | 2015-10-05 | 3 | 19.5 | 1 | 20.5 | 0
10 | 5 | 04:00 | 0 | 2015-10-05 | 4 | 11.89 | 1 | 12.89 | 0
10 | 5 | 05:00 | 0 | 2015-10-05 | 5 | 20.45 | 1 | 21.45 | 0
10 | 5 | 06:00 | 0 | 2015-10-05 | 6 | 28.68 | 1 | 29.68 | 0
10 | 5 | 07:00 | 18 | 2015-10-05 | 7 | 59.06 | 1 | 60.06 | 1081.08
10 | 5 | 08:00 | 652 | 2015-10-05 | 8 | 46.62 | 1 | 47.62 | 31048.24
10 | 5 | 09:00 | 875 | 2015-10-05 | 9 | 100.88 | 1 | 101.88 | 89145
10 | 5 | 10:00 | 1700 | 2015-10-05 | 10 | 49.32 | 1 | 50.32 | 85544
10 | 5 | 11:00 | 2964 | 2015-10-05 | 11 | 42.09 | 1 | 43.09 | 127718.76
10 | 5 | 12:00 | 2300 | 2015-10-05 | 12 | 45.83 | 1 | 46.83 | 107709
10 | 5 | 13:00 | 2128 | 2015-10-05 | 13 | 43.21 | 1 | 44.21 | 94078.88
10 | 5 | 14:00 | 2011 | 2015-10-05 | 14 | 37.8 | 1 | 38.8 | 78026.8
10 | 5 | 15:00 | 1495 | 2015-10-05 | 15 | 36.62 | 1 | 37.62 | 56241.9
10 | 5 | 16:00 | 655 | 2015-10-05 | 16 | 36.54 | 1 | 37.54 | 24588.7
10 | 5 | 17:00 | 82 | 2015-10-05 | 17 | 47.71 | 1 | 48.71 | 3994.22
10 | 5 | 18:00 | 0 | 2015-10-05 | 18 | 50.15 | 1 | 51.15 | 0
10 | 5 | 19:00 | 0 | 2015-10-05 | 19 | 34.97 | 1 | 35.97 | 0
10 | 5 | 20:00 | 0 | 2015-10-05 | 20 | 53.33 | 1 | 54.33 | 0
10 | 5 | 21:00 | 0 | 2015-10-05 | 21 | 43.48 | 1 | 44.48 | 0
10 | 5 | 22:00 | 0 | 2015-10-05 | 22 | 34.44 | 1 | 35.44 | 0
10 | 5 | 23:00 | 0 | 2015-10-05 | 23 | 20 | 1 | 21 | 0
10 | 5 | 24:00 | 0 | 2015-10-05 | 24 | 15.74 | 1 | 16.74 | 0
10 | 6 | 01:00 | 0 | 2015-10-06 | 1 | 23.93 | 1 | 24.93 | 0
10 | 6 | 02:00 | 0 | 2015-10-06 | 2 | 44.38 | 1 | 45.38 | 0
10 | 6 | 03:00 | 0 | 2015-10-06 | 3 | 37.16 | 1 | 38.16 | 0
10 | 6 | 04:00 | 0 | 2015-10-06 | 4 | 25.22 | 1 | 26.22 | 0
10 | 6 | 05:00 | 0 | 2015-10-06 | 5 | 25.76 | 1 | 26.76 | 0
10 | 6 | 06:00 | 0 | 2015-10-06 | 6 | 26.69 | 1 | 27.69 | 0
10 | 6 | 07:00 | 45 | 2015-10-06 | 7 | 30.47 | 1 | 31.47 | 1416.15
10 | 6 | 08:00 | 1102 | 2015-10-06 | 8 | 28.71 | 1 | 29.71 | 32740.42
10 | 6 | 09:00 | 1805 | 2015-10-06 | 9 | 24.96 | 1 | 25.96 | 46857.8
10 | 6 | 10:00 | 1864 | 2015-10-06 | 10 | 24.23 | 1 | 25.23 | 47028.72
10 | 6 | 11:00 | 1857 | 2015-10-06 | 11 | 21.31 | 1 | 22.31 | 41429.67
10 | 6 | 12:00 | 2055 | 2015-10-06 | 12 | 21.11 | 1 | 22.11 | 45436.05
10 | 6 | 13:00 | 2327 | 2015-10-06 | 13 | 21.26 | 1 | 22.26 | 51799.02
10 | 6 | 14:00 | 710 | 2015-10-06 | 14 | 24.95 | 1 | 25.95 | 18424.5
10 | 6 | 15:00 | 421 | 2015-10-06 | 15 | 25.75 | 1 | 26.75 | 11261.75
10 | 6 | 16:00 | 577 | 2015-10-06 | 16 | 25.16 | 1 | 26.16 | 15094.32
10 | 6 | 17:00 | 23 | 2015-10-06 | 17 | 26.64 | 1 | 27.64 | 635.72
10 | 6 | 18:00 | 0 | 2015-10-06 | 18 | 36.03 | 1 | 37.03 | 0
10 | 6 | 19:00 | 0 | 2015-10-06 | 19 | 32.14 | 1 | 33.14 | 0
10 | 6 | 20:00 | 0 | 2015-10-06 | 20 | 28.88 | 1 | 29.88 | 0
10 | 6 | 21:00 | 0 | 2015-10-06 | 21 | 21.88 | 1 | 22.88 | 0
10 | 6 | 22:00 | 0 | 2015-10-06 | 22 | 20.21 | 1 | 21.21 | 0
10 | 6 | 23:00 | 0 | 2015-10-06 | 23 | 23.88 | 1 | 24.88 | 0
10 | 6 | 24:00 | 0 | 2015-10-06 | 24 | 15.65 | 1 | 16.65 | 0
10 | 7 | 01:00 | 0 | 2015-10-07 | 1 | 24.29 | 1 | 25.29 | 0
10 | 7 | 02:00 | 0 | 2015-10-07 | 2 | 21.38 | 1 | 22.38 | 0
10 | 7 | 03:00 | 0 | 2015-10-07 | 3 | 20.83 | 1 | 21.83 | 0
10 | 7 | 04:00 | 0 | 2015-10-07 | 4 | 18.23 | 1 | 19.23 | 0
10 | 7 | 05:00 | 0 | 2015-10-07 | 5 | 18.65 | 1 | 19.65 | 0
10 | 7 | 06:00 | 0 | 2015-10-07 | 6 | 20.1 | 1 | 21.1 | 0
10 | 7 | 07:00 | 17 | 2015-10-07 | 7 | 35.18 | 1 | 36.18 | 615.06
10 | 7 | 08:00 | 503 | 2015-10-07 | 8 | 40.98 | 1 | 41.98 | 21115.94
10 | 7 | 09:00 | 1637 | 2015-10-07 | 9 | 26.54 | 1 | 27.54 | 45082.98
10 | 7 | 10:00 | 1616 | 2015-10-07 | 10 | 24.79 | 1 | 25.79 | 41676.64
10 | 7 | 11:00 | 2969 | 2015-10-07 | 11 | 22.06 | 1 | 23.06 | 68465.14
10 | 7 | 12:00 | 3047 | 2015-10-07 | 12 | 21.38 | 1 | 22.38 | 68191.86
10 | 7 | 13:00 | 2963 | 2015-10-07 | 13 | 21.45 | 1 | 22.45 | 66519.35
10 | 7 | 14:00 | 2637 | 2015-10-07 | 14 | 20.22 | 1 | 21.22 | 55957.14
10 | 7 | 15:00 | 2056 | 2015-10-07 | 15 | 22.73 | 1 | 23.73 | 48788.88
10 | 7 | 16:00 | 1224 | 2015-10-07 | 16 | 25.87 | 1 | 26.87 | 32888.88
10 | 7 | 17:00 | 324 | 2015-10-07 | 17 | 42.51 | 1 | 43.51 | 14097.24
10 | 7 | 18:00 | 0 | 2015-10-07 | 18 | 35.96 | 1 | 36.96 | 0
10 | 7 | 19:00 | 0 | 2015-10-07 | 19 | 31.61 | 1 | 32.61 | 0
10 | 7 | 20:00 | 0 | 2015-10-07 | 20 | 41.85 | 1 | 42.85 | 0
10 | 7 | 21:00 | 0 | 2015-10-07 | 21 | 40.62 | 1 | 41.62 | 0
10 | 7 | 22:00 | 0 | 2015-10-07 | 22 | 35.23 | 1 | 36.23 | 0
10 | 7 | 23:00 | 0 | 2015-10-07 | 23 | 21.14 | 1 | 22.14 | 0
10 | 7 | 24:00 | 0 | 2015-10-07 | 24 | 10.01 | 1 | 11.01 | 0
10 | 8 | 01:00 | 0 | 2015-10-08 | 1 | 18.26 | 1 | 19.26 | 0
10 | 8 | 02:00 | 0 | 2015-10-08 | 2 | 20.36 | 1 | 21.36 | 0
10 | 8 | 03:00 | 0 | 2015-10-08 | 3 | 20.52 | 1 | 21.52 | 0
10 | 8 | 04:00 | 0 | 2015-10-08 | 4 | 17.92 | 1 | 18.92 | 0
10 | 8 | 05:00 | 0 | 2015-10-08 | 5 | 20.29 | 1 | 21.29 | 0
10 | 8 | 06:00 | 0 | 2015-10-08 | 6 | 20.93 | 1 | 21.93 | 0
10 | 8 | 07:00 | 274 | 2015-10-08 | 7 | 25.12 | 1 | 26.12 | 7156.88
10 | 8 | 08:00 | 1256 | 2015-10-08 | 8 | 31.14 | 1 | 32.14 | 40367.84
10 | 8 | 09:00 | 2061 | 2015-10-08 | 9 | 30.71 | 1 | 31.71 | 65354.31
10 | 8 | 10:00 | 2505 | 2015-10-08 | 10 | 23.56 | 1 | 24.56 | 61522.8
10 | 8 | 11:00 | 2916 | 2015-10-08 | 11 | 24.49 | 1 | 25.49 | 74328.84
10 | 8 | 12:00 | 2872 | 2015-10-08 | 12 | 23.28 | 1 | 24.28 | 69732.16
10 | 8 | 13:00 | 2758 | 2015-10-08 | 13 | 26.02 | 1 | 27.02 | 74521.16
10 | 8 | 14:00 | 2106 | 2015-10-08 | 14 | 32.54 | 1 | 33.54 | 70635.24
10 | 8 | 15:00 | 1605 | 2015-10-08 | 15 | 36.43 | 1 | 37.43 | 60075.15
10 | 8 | 16:00 | 836 | 2015-10-08 | 16 | 28.54 | 1 | 29.54 | 24695.44
10 | 8 | 17:00 | 291 | 2015-10-08 | 17 | 37.63 | 1 | 38.63 | 11241.33
10 | 8 | 18:00 | 0 | 2015-10-08 | 18 | 32.21 | 1 | 33.21 | 0
10 | 8 | 19:00 | 0 | 2015-10-08 | 19 | 30.64 | 1 | 31.64 | 0
10 | 8 | 20:00 | 0 | 2015-10-08 | 20 | 37.96 | 1 | 38.96 | 0
10 | 8 | 21:00 | 0 | 2015-10-08 | 21 | 34.17 | 1 | 35.17 | 0
10 | 8 | 22:00 | 0 | 2015-10-08 | 22 | 27.45 | 1 | 28.45 | 0
10 | 8 | 23:00 | 0 | 2015-10-08 | 23 | 25.89 | 1 | 26.89 | 0
10 | 8 | 24:00 | 0 | 2015-10-08 | 24 | 22.56 | 1 | 23.56 | 0
10 | 9 | 01:00 | 0 | 2015-10-09 | 1 | 19.35 | 1 | 20.35 | 0
10 | 9 | 02:00 | 0 | 2015-10-09 | 2 | 17.24 | 1 | 18.24 | 0
10 | 9 | 03:00 | 0 | 2015-10-09 | 3 | 21.7 | 1 | 22.7 | 0
10 | 9 | 04:00 | 0 | 2015-10-09 | 4 | 20.65 | 1 | 21.65 | 0
10 | 9 | 05:00 | 0 | 2015-10-09 | 5 | 17.93 | 1 | 18.93 | 0
10 | 9 | 06:00 | 0 | 2015-10-09 | 6 | 19.18 | 1 | 20.18 | 0
10 | 9 | 07:00 | 102 | 2015-10-09 | 7 | 28.67 | 1 | 29.67 | 3026.34
10 | 9 | 08:00 | 1083 | 2015-10-09 | 8 | 41.32 | 1 | 42.32 | 45832.56
10 | 9 | 09:00 | 1511 | 2015-10-09 | 9 | 39.43 | 1 | 40.43 | 61089.73
10 | 9 | 10:00 | 1475 | 2015-10-09 | 10 | 39.46 | 1 | 40.46 | 59678.5
10 | 9 | 11:00 | 1461 | 2015-10-09 | 11 | 37.05 | 1 | 38.05 | 55591.05
10 | 9 | 12:00 | 702 | 2015-10-09 | 12 | 42.09 | 1 | 43.09 | 30249.18
10 | 9 | 13:00 | 559 | 2015-10-09 | 13 | 37 | 1 | 38 | 21242
10 | 9 | 14:00 | 641 | 2015-10-09 | 14 | 41.54 | 1 | 42.54 | 27268.14
10 | 9 | 15:00 | 446 | 2015-10-09 | 15 | 38.22 | 1 | 39.22 | 17492.12
10 | 9 | 16:00 | 168 | 2015-10-09 | 16 | 38.54 | 1 | 39.54 | 6642.72
10 | 9 | 17:00 | 0 | 2015-10-09 | 17 | 39.61 | 1 | 40.61 | 0
10 | 9 | 18:00 | 0 | 2015-10-09 | 18 | 40.62 | 1 | 41.62 | 0
10 | 9 | 19:00 | 0 | 2015-10-09 | 19 | 36.19 | 1 | 37.19 | 0
10 | 9 | 20:00 | 0 | 2015-10-09 | 20 | 32.41 | 1 | 33.41 | 0
10 | 9 | 21:00 | 0 | 2015-10-09 | 21 | 23.6 | 1 | 24.6 | 0
10 | 9 | 22:00 | 0 | 2015-10-09 | 22 | 15.42 | 1 | 16.42 | 0
10 | 9 | 23:00 | 0 | 2015-10-09 | 23 | 30.87 | 1 | 31.87 | 0
10 | 9 | 24:00 | 0 | 2015-10-09 | 24 | 19.04 | 1 | 20.04 | 0
10 | 10 | 01:00 | 0 | 2015-10-10 | 1 | 17.42 | 1 | 18.42 | 0
10 | 10 | 02:00 | 0 | 2015-10-10 | 2 | 17.87 | 1 | 18.87 | 0
10 | 10 | 03:00 | 0 | 2015-10-10 | 3 | 15.25 | 1 | 16.25 | 0
10 | 10 | 04:00 | 0 | 2015-10-10 | 4 | 6.88 | 1 | 7.88 | 0
10 | 10 | 05:00 | 0 | 2015-10-10 | 5 | 12.27 | 1 | 13.27 | 0
10 | 10 | 06:00 | 0 | 2015-10-10 | 6 | 16.46 | 1 | 17.46 | 0
10 | 10 | 07:00 | 109 | 2015-10-10 | 7 | 22.09 | 1 | 23.09 | 2516.81
10 | 10 | 08:00 | 1214 | 2015-10-10 | 8 | 18.04 | 1 | 19.04 | 23114.56
10 | 10 | 09:00 | 2102 | 2015-10-10 | 9 | 14.29 | 1 | 15.29 | 32139.58
10 | 10 | 10:00 | 2672 | 2015-10-10 | 10 | 13.89 | 1 | 14.89 | 39786.08
10 | 10 | 11:00 | 3033 | 2015-10-10 | 11 | 13.43 | 1 | 14.43 | 43766.19
10 | 10 | 12:00 | 3056 | 2015-10-10 | 12 | 13.99 | 1 | 14.99 | 45809.44
10 | 10 | 13:00 | 2934 | 2015-10-10 | 13 | 11.8 | 1 | 12.8 | 37555.2
10 | 10 | 14:00 | 2717 | 2015-10-10 | 14 | 9.24 | 1 | 10.24 | 27822.08
10 | 10 | 15:00 | 2107 | 2015-10-10 | 15 | 12.61 | 1 | 13.61 | 28676.27
10 | 10 | 16:00 | 1272 | 2015-10-10 | 16 | 14.99 | 1 | 15.99 | 20339.28
10 | 10 | 17:00 | 345 | 2015-10-10 | 17 | 21.39 | 1 | 22.39 | 7724.55
10 | 10 | 18:00 | 0 | 2015-10-10 | 18 | 26.58 | 1 | 27.58 | 0
10 | 10 | 19:00 | 0 | 2015-10-10 | 19 | 21.19 | 1 | 22.19 | 0
10 | 10 | 20:00 | 0 | 2015-10-10 | 20 | 27.22 | 1 | 28.22 | 0
10 | 10 | 21:00 | 0 | 2015-10-10 | 21 | 19.1 | 1 | 20.1 | 0
10 | 10 | 22:00 | 0 | 2015-10-10 | 22 | 27.29 | 1 | 28.29 | 0
10 | 10 | 23:00 | 0 | 2015-10-10 | 23 | 25.78 | 1 | 26.78 | 0
10 | 10 | 24:00 | 0 | 2015-10-10 | 24 | 4.67 | 1 | 5.67 | 0
10 | 11 | 01:00 | 0 | 2015-10-11 | 1 | 16.03 | 1 | 17.03 | 0
10 | 11 | 02:00 | 0 | 2015-10-11 | 2 | 16.22 | 1 | 17.22 | 0
10 | 11 | 03:00 | 0 | 2015-10-11 | 3 | 18.15 | 1 | 19.15 | 0
10 | 11 | 04:00 | 0 | 2015-10-11 | 4 | 16.82 | 1 | 17.82 | 0
10 | 11 | 05:00 | 0 | 2015-10-11 | 5 | 16.37 | 1 | 17.37 | 0
10 | 11 | 06:00 | 0 | 2015-10-11 | 6 | -1.99 | 1 | -0.99 | 0
10 | 11 | 07:00 | 58 | 2015-10-11 | 7 | 6.93 | 1 | 7.93 | 459.94
10 | 11 | 08:00 | 1079 | 2015-10-11 | 8 | 18.5 | 1 | 19.5 | 21040.5
10 | 11 | 09:00 | 1901 | 2015-10-11 | 9 | 14.92 | 1 | 15.92 | 30263.92
10 | 11 | 10:00 | 2458 | 2015-10-11 | 10 | 17.8 | 1 | 18.8 | 46210.4
10 | 11 | 11:00 | 2070 | 2015-10-11 | 11 | 19.59 | 1 | 20.59 | 42621.3
10 | 11 | 12:00 | 2304 | 2015-10-11 | 12 | 18.75 | 1 | 19.75 | 45504
10 | 11 | 13:00 | 2787 | 2015-10-11 | 13 | 19.44 | 1 | 20.44 | 56966.28
10 | 11 | 14:00 | 1995 | 2015-10-11 | 14 | 17.21 | 1 | 18.21 | 36328.95
10 | 11 | 15:00 | 1689 | 2015-10-11 | 15 | 15.65 | 1 | 16.65 | 28121.85
10 | 11 | 16:00 | 1075 | 2015-10-11 | 16 | 16.97 | 1 | 17.97 | 19317.75
10 | 11 | 17:00 | 113 | 2015-10-11 | 17 | 17.42 | 1 | 18.42 | 2081.46
10 | 11 | 18:00 | 0 | 2015-10-11 | 18 | 23.28 | 1 | 24.28 | 0
10 | 11 | 19:00 | 0 | 2015-10-11 | 19 | 24.26 | 1 | 25.26 | 0
10 | 11 | 20:00 | 0 | 2015-10-11 | 20 | 31.68 | 1 | 32.68 | 0
10 | 11 | 21:00 | 0 | 2015-10-11 | 21 | 29.97 | 1 | 30.97 | 0
10 | 11 | 22:00 | 0 | 2015-10-11 | 22 | 29.26 | 1 | 30.26 | 0
10 | 11 | 23:00 | 0 | 2015-10-11 | 23 | 19.93 | 1 | 20.93 | 0
10 | 11 | 24:00 | 0 | 2015-10-11 | 24 | 15.73 | 1 | 16.73 | 0
10 | 12 | 01:00 | 0 | 2015-10-12 | 1 | 16.53 | 1 | 17.53 | 0
10 | 12 | 02:00 | 0 | 2015-10-12 | 2 | 18.38 | 1 | 19.38 | 0
10 | 12 | 03:00 | 0 | 2015-10-12 | 3 | 18.59 | 1 | 19.59 | 0
10 | 12 | 04:00 | 0 | 2015-10-12 | 4 | 17 | 1 | 18 | 0
10 | 12 | 05:00 | 0 | 2015-10-12 | 5 | 18.83 | 1 | 19.83 | 0
10 | 12 | 06:00 | 0 | 2015-10-12 | 6 | 17.39 | 1 | 18.39 | 0
10 | 12 | 07:00 | 0 | 2015-10-12 | 7 | 17.67 | 1 | 18.67 | 0
10 | 12 | 08:00 | 263 | 2015-10-12 | 8 | 16.89 | 1 | 17.89 | 4705.07
10 | 12 | 09:00 | 1055 | 2015-10-12 | 9 | 27.18 | 1 | 28.18 | 29729.9
10 | 12 | 10:00 | 2085 | 2015-10-12 | 10 | 36.89 | 1 | 37.89 | 79000.65
10 | 12 | 11:00 | 2041 | 2015-10-12 | 11 | 38.69 | 1 | 39.69 | 81007.29
10 | 12 | 12:00 | 2519 | 2015-10-12 | 12 | 44.74 | 1 | 45.74 | 115219.06
10 | 12 | 13:00 | 2487 | 2015-10-12 | 13 | 39.71 | 1 | 40.71 | 101245.77
10 | 12 | 14:00 | 2023 | 2015-10-12 | 14 | 42.01 | 1 | 43.01 | 87009.23
10 | 12 | 15:00 | 1661 | 2015-10-12 | 15 | 40.25 | 1 | 41.25 | 68516.25
10 | 12 | 16:00 | 807 | 2015-10-12 | 16 | 44.41 | 1 | 45.41 | 36645.87
10 | 12 | 17:00 | 0 | 2015-10-12 | 17 | 45.56 | 1 | 46.56 | 0
10 | 12 | 18:00 | 0 | 2015-10-12 | 18 | 53.11 | 1 | 54.11 | 0
10 | 12 | 19:00 | 0 | 2015-10-12 | 19 | 74.4 | 1 | 75.4 | 0
10 | 12 | 20:00 | 0 | 2015-10-12 | 20 | 76.18 | 1 | 77.18 | 0
10 | 12 | 21:00 | 0 | 2015-10-12 | 21 | 39.57 | 1 | 40.57 | 0
10 | 12 | 22:00 | 0 | 2015-10-12 | 22 | 31.69 | 1 | 32.69 | 0
10 | 12 | 23:00 | 0 | 2015-10-12 | 23 | 28.43 | 1 | 29.43 | 0
10 | 12 | 24:00 | 0 | 2015-10-12 | 24 | 26.6 | 1 | 27.6 | 0
10 | 13 | 01:00 | 0 | 2015-10-13 | 1 | 19.05 | 1 | 20.05 | 0
10 | 13 | 02:00 | 0 | 2015-10-13 | 2 | 16.99 | 1 | 17.99 | 0
10 | 13 | 03:00 | 0 | 2015-10-13 | 3 | 15.18 | 1 | 16.18 | 0
10 | 13 | 04:00 | 0 | 2015-10-13 | 4 | 12.63 | 1 | 13.63 | 0
10 | 13 | 05:00 | 0 | 2015-10-13 | 5 | 15.22 | 1 | 16.22 | 0
10 | 13 | 06:00 | 0 | 2015-10-13 | 6 | 16.46 | 1 | 17.46 | 0
10 | 13 | 07:00 | 0 | 2015-10-13 | 7 | 21.61 | 1 | 22.61 | 0
10 | 13 | 08:00 | 68 | 2015-10-13 | 8 | 36.08 | 1 | 37.08 | 2521.44
10 | 13 | 09:00 | 427 | 2015-10-13 | 9 | 24.14 | 1 | 25.14 | 10734.78
10 | 13 | 10:00 | 502 | 2015-10-13 | 10 | 34.53 | 1 | 35.53 | 17836.06
10 | 13 | 11:00 | 673 | 2015-10-13 | 11 | 33.63 | 1 | 34.63 | 23305.99
10 | 13 | 12:00 | 402 | 2015-10-13 | 12 | 24.46 | 1 | 25.46 | 10234.92
10 | 13 | 13:00 | 446 | 2015-10-13 | 13 | 24.86 | 1 | 25.86 | 11533.56
10 | 13 | 14:00 | 652 | 2015-10-13 | 14 | 36.81 | 1 | 37.81 | 24652.12
10 | 13 | 15:00 | 479 | 2015-10-13 | 15 | 31.46 | 1 | 32.46 | 15548.34
10 | 13 | 16:00 | 352 | 2015-10-13 | 16 | 40.24 | 1 | 41.24 | 14516.48
10 | 13 | 17:00 | 0 | 2015-10-13 | 17 | 36.75 | 1 | 37.75 | 0
10 | 13 | 18:00 | 0 | 2015-10-13 | 18 | 41.55 | 1 | 42.55 | 0
10 | 13 | 19:00 | 0 | 2015-10-13 | 19 | 58.96 | 1 | 59.96 | 0
10 | 13 | 20:00 | 0 | 2015-10-13 | 20 | 62.04 | 1 | 63.04 | 0
10 | 13 | 21:00 | 0 | 2015-10-13 | 21 | 47.92 | 1 | 48.92 | 0
10 | 13 | 22:00 | 0 | 2015-10-13 | 22 | 38.54 | 1 | 39.54 | 0
10 | 13 | 23:00 | 0 | 2015-10-13 | 23 | 34.5 | 1 | 35.5 | 0
10 | 13 | 24:00 | 0 | 2015-10-13 | 24 | 24.09 | 1 | 25.09 | 0
10 | 14 | 01:00 | 0 | 2015-10-14 | 1 | 23.69 | 1 | 24.69 | 0
10 | 14 | 02:00 | 0 | 2015-10-14 | 2 | 20.9 | 1 | 21.9 | 0
10 | 14 | 03:00 | 0 | 2015-10-14 | 3 | 17.33 | 1 | 18.33 | 0
10 | 14 | 04:00 | 0 | 2015-10-14 | 4 | 20.66 | 1 | 21.66 | 0
10 | 14 | 05:00 | 0 | 2015-10-14 | 5 | 20.94 | 1 | 21.94 | 0
10 | 14 | 06:00 | 0 | 2015-10-14 | 6 | 25.28 | 1 | 26.28 | 0
10 | 14 | 07:00 | 0 | 2015-10-14 | 7 | 37.73 | 1 | 38.73 | 0
10 | 14 | 08:00 | 19 | 2015-10-14 | 8 | 42.26 | 1 | 43.26 | 821.94
10 | 14 | 09:00 | 142 | 2015-10-14 | 9 | 42.19 | 1 | 43.19 | 6132.98
10 | 14 | 10:00 | 447 | 2015-10-14 | 10 | 41.17 | 1 | 42.17 | 18849.99
10 | 14 | 11:00 | 456 | 2015-10-14 | 11 | 44.19 | 1 | 45.19 | 20606.64
10 | 14 | 12:00 | 491 | 2015-10-14 | 12 | 48.82 | 1 | 49.82 | 24461.62
10 | 14 | 13:00 | 485 | 2015-10-14 | 13 | 52.25 | 1 | 53.25 | 25826.25
10 | 14 | 14:00 | 686 | 2015-10-14 | 14 | 49.15 | 1 | 50.15 | 34402.9
10 | 14 | 15:00 | 602 | 2015-10-14 | 15 | 44.8 | 1 | 45.8 | 27571.6
10 | 14 | 16:00 | 283 | 2015-10-14 | 16 | 42.33 | 1 | 43.33 | 12262.39
10 | 14 | 17:00 | 4 | 2015-10-14 | 17 | 36.94 | 1 | 37.94 | 151.76
10 | 14 | 18:00 | 0 | 2015-10-14 | 18 | 34.57 | 1 | 35.57 | 0
10 | 14 | 19:00 | 0 | 2015-10-14 | 19 | 41.04 | 1 | 42.04 | 0
10 | 14 | 20:00 | 0 | 2015-10-14 | 20 | 45.23 | 1 | 46.23 | 0
10 | 14 | 21:00 | 0 | 2015-10-14 | 21 | 42.97 | 1 | 43.97 | 0
10 | 14 | 22:00 | 0 | 2015-10-14 | 22 | 32.38 | 1 | 33.38 | 0
10 | 14 | 23:00 | 0 | 2015-10-14 | 23 | 24.18 | 1 | 25.18 | 0
10 | 14 | 24:00 | 0 | 2015-10-14 | 24 | 22.74 | 1 | 23.74 | 0
10 | 15 | 01:00 | 0 | 2015-10-15 | 1 | 22.12 | 1 | 23.12 | 0
10 | 15 | 02:00 | 0 | 2015-10-15 | 2 | 19.8 | 1 | 20.8 | 0
10 | 15 | 03:00 | 0 | 2015-10-15 | 3 | 17.43 | 1 | 18.43 | 0
10 | 15 | 04:00 | 0 | 2015-10-15 | 4 | 18.64 | 1 | 19.64 | 0
10 | 15 | 05:00 | 0 | 2015-10-15 | 5 | 21.13 | 1 | 22.13 | 0
10 | 15 | 06:00 | 0 | 2015-10-15 | 6 | 24.48 | 1 | 25.48 | 0
10 | 15 | 07:00 | 61 | 2015-10-15 | 7 | 26.7 | 1 | 27.7 | 1689.7
10 | 15 | 08:00 | 1104 | 2015-10-15 | 8 | 28.06 | 1 | 29.06 | 32082.24
10 | 15 | 09:00 | 1968 | 2015-10-15 | 9 | 28.25 | 1 | 29.25 | 57564
10 | 15 | 10:00 | 2459 | 2015-10-15 | 10 | 26.5 | 1 | 27.5 | 67622.5
10 | 15 | 11:00 | 1492 | 2015-10-15 | 11 | 24.62 | 1 | 25.62 | 38225.04
10 | 15 | 12:00 | 1188 | 2015-10-15 | 12 | 25.66 | 1 | 26.66 | 31672.08
10 | 15 | 13:00 | 2128 | 2015-10-15 | 13 | 25.04 | 1 | 26.04 | 55413.12
10 | 15 | 14:00 | 1455 | 2015-10-15 | 14 | 25.13 | 1 | 26.13 | 38019.15
10 | 15 | 15:00 | 1902 | 2015-10-15 | 15 | 26.4 | 1 | 27.4 | 52114.8
10 | 15 | 16:00 | 1015 | 2015-10-15 | 16 | 26.42 | 1 | 27.42 | 27831.3
10 | 15 | 17:00 | 97 | 2015-10-15 | 17 | 25.88 | 1 | 26.88 | 2607.36
10 | 15 | 18:00 | 0 | 2015-10-15 | 18 | 33.91 | 1 | 34.91 | 0
10 | 15 | 19:00 | 0 | 2015-10-15 | 19 | 43.45 | 1 | 44.45 | 0
10 | 15 | 20:00 | 0 | 2015-10-15 | 20 | 41.73 | 1 | 42.73 | 0
10 | 15 | 21:00 | 0 | 2015-10-15 | 21 | 33.14 | 1 | 34.14 | 0
10 | 15 | 22:00 | 0 | 2015-10-15 | 22 | 34.79 | 1 | 35.79 | 0
10 | 15 | 23:00 | 0 | 2015-10-15 | 23 | 31.15 | 1 | 32.15 | 0
10 | 15 | 24:00 | 0 | 2015-10-15 | 24 | 21.73 | 1 | 22.73 | 0
10 | 16 | 01:00 | 0 | 2015-10-16 | 1 | 20.55 | 1 | 21.55 | 0
10 | 16 | 02:00 | 0 | 2015-10-16 | 2 | 18.85 | 1 | 19.85 | 0
10 | 16 | 03:00 | 0 | 2015-10-16 | 3 | 17.57 | 1 | 18.57 | 0
10 | 16 | 04:00 | 0 | 2015-10-16 | 4 | 18.41 | 1 | 19.41 | 0
10 | 16 | 05:00 | 0 | 2015-10-16 | 5 | 20.73 | 1 | 21.73 | 0
10 | 16 | 06:00 | 0 | 2015-10-16 | 6 | 25.82 | 1 | 26.82 | 0
10 | 16 | 07:00 | 7 | 2015-10-16 | 7 | 42.48 | 1 | 43.48 | 304.36
10 | 16 | 08:00 | 600 | 2015-10-16 | 8 | 44.25 | 1 | 45.25 | 27150
10 | 16 | 09:00 | 820 | 2015-10-16 | 9 | 43.18 | 1 | 44.18 | 36227.6
10 | 16 | 10:00 | 1193 | 2015-10-16 | 10 | 46.99 | 1 | 47.99 | 57252.07
10 | 16 | 11:00 | 1500 | 2015-10-16 | 11 | 43.66 | 1 | 44.66 | 66990
10 | 16 | 12:00 | 839 | 2015-10-16 | 12 | 36.15 | 1 | 37.15 | 31168.85
10 | 16 | 13:00 | 705 | 2015-10-16 | 13 | 29.69 | 1 | 30.69 | 21636.45
10 | 16 | 14:00 | 643 | 2015-10-16 | 14 | 33.85 | 1 | 34.85 | 22408.55
10 | 16 | 15:00 | 238 | 2015-10-16 | 15 | 29.78 | 1 | 30.78 | 7325.64
10 | 16 | 16:00 | 15 | 2015-10-16 | 16 | 27.18 | 1 | 28.18 | 422.7
10 | 16 | 17:00 | 0 | 2015-10-16 | 17 | 31.57 | 1 | 32.57 | 0
10 | 16 | 18:00 | 0 | 2015-10-16 | 18 | 47.77 | 1 | 48.77 | 0
10 | 16 | 19:00 | 0 | 2015-10-16 | 19 | 46.23 | 1 | 47.23 | 0
10 | 16 | 20:00 | 0 | 2015-10-16 | 20 | 37.24 | 1 | 38.24 | 0
10 | 16 | 21:00 | 0 | 2015-10-16 | 21 | 36.61 | 1 | 37.61 | 0
10 | 16 | 22:00 | 0 | 2015-10-16 | 22 | 23.56 | 1 | 24.56 | 0
10 | 16 | 23:00 | 0 | 2015-10-16 | 23 | 32.47 | 1 | 33.47 | 0
10 | 16 | 24:00 | 0 | 2015-10-16 | 24 | 28.02 | 1 | 29.02 | 0
10 | 17 | 01:00 | 0 | 2015-10-17 | 1 | 26.98 | 1 | 27.98 | 0
10 | 17 | 02:00 | 0 | 2015-10-17 | 2 | 20.13 | 1 | 21.13 | 0
10 | 17 | 03:00 | 0 | 2015-10-17 | 3 | 12.12 | 1 | 13.12 | 0
10 | 17 | 04:00 | 0 | 2015-10-17 | 4 | 21.97 | 1 | 22.97 | 0
10 | 17 | 05:00 | 0 | 2015-10-17 | 5 | 26.42 | 1 | 27.42 | 0
10 | 17 | 06:00 | 0 | 2015-10-17 | 6 | 38.41 | 1 | 39.41 | 0
10 | 17 | 07:00 | 0 | 2015-10-17 | 7 | 45.05 | 1 | 46.05 | 0
10 | 17 | 08:00 | 39 | 2015-10-17 | 8 | 53.59 | 1 | 54.59 | 2129.01
10 | 17 | 09:00 | 213 | 2015-10-17 | 9 | 51.56 | 1 | 52.56 | 11195.28
10 | 17 | 10:00 | 544 | 2015-10-17 | 10 | 47.54 | 1 | 48.54 | 26405.76
10 | 17 | 11:00 | 582 | 2015-10-17 | 11 | 50.16 | 1 | 51.16 | 29775.12
10 | 17 | 12:00 | 693 | 2015-10-17 | 12 | 52.08 | 1 | 53.08 | 36784.44
10 | 17 | 13:00 | 801 | 2015-10-17 | 13 | 50.82 | 1 | 51.82 | 41507.82
10 | 17 | 14:00 | 657 | 2015-10-17 | 14 | 41.24 | 1 | 42.24 | 27751.68
10 | 17 | 15:00 | 460 | 2015-10-17 | 15 | 39.44 | 1 | 40.44 | 18602.4
10 | 17 | 16:00 | 196 | 2015-10-17 | 16 | 39.1 | 1 | 40.1 | 7859.6
10 | 17 | 17:00 | 1 | 2015-10-17 | 17 | 44.69 | 1 | 45.69 | 45.69
10 | 17 | 18:00 | 0 | 2015-10-17 | 18 | 61.2 | 1 | 62.2 | 0
10 | 17 | 19:00 | 0 | 2015-10-17 | 19 | 66.2 | 1 | 67.2 | 0
10 | 17 | 20:00 | 0 | 2015-10-17 | 20 | 54.74 | 1 | 55.74 | 0
10 | 17 | 21:00 | 0 | 2015-10-17 | 21 | 53.84 | 1 | 54.84 | 0
10 | 17 | 22:00 | 0 | 2015-10-17 | 22 | 53.89 | 1 | 54.89 | 0
10 | 17 | 23:00 | 0 | 2015-10-17 | 23 | 40.26 | 1 | 41.26 | 0
10 | 17 | 24:00 | 0 | 2015-10-17 | 24 | 47.62 | 1 | 48.62 | 0
10 | 18 | 01:00 | 0 | 2015-10-18 | 1 | 56.31 | 1 | 57.31 | 0
10 | 18 | 02:00 | 0 | 2015-10-18 | 2 | 57.86 | 1 | 58.86 | 0
10 | 18 | 03:00 | 0 | 2015-10-18 | 3 | 46.64 | 1 | 47.64 | 0
10 | 18 | 04:00 | 0 | 2015-10-18 | 4 | 44.68 | 1 | 45.68 | 0
10 | 18 | 05:00 | 0 | 2015-10-18 | 5 | 43.19 | 1 | 44.19 | 0
10 | 18 | 06:00 | 0 | 2015-10-18 | 6 | 43.18 | 1 | 44.18 | 0
10 | 18 | 07:00 | 3 | 2015-10-18 | 7 | 52.23 | 1 | 53.23 | 159.69
10 | 18 | 08:00 | 280 | 2015-10-18 | 8 | 52.25 | 1 | 53.25 | 14910
10 | 18 | 09:00 | 1515 | 2015-10-18 | 9 | 44.62 | 1 | 45.62 | 69114.3
10 | 18 | 10:00 | 2340 | 2015-10-18 | 10 | 41.07 | 1 | 42.07 | 98443.8
10 | 18 | 11:00 | 980 | 2015-10-18 | 11 | 41.56 | 1 | 42.56 | 41708.8
10 | 18 | 12:00 | 985 | 2015-10-18 | 12 | 42.29 | 1 | 43.29 | 42640.65
10 | 18 | 13:00 | 902 | 2015-10-18 | 13 | 45.14 | 1 | 46.14 | 41618.28
10 | 18 | 14:00 | 1969 | 2015-10-18 | 14 | 44.24 | 1 | 45.24 | 89077.56
10 | 18 | 15:00 | 1869 | 2015-10-18 | 15 | 45.87 | 1 | 46.87 | 87600.03
10 | 18 | 16:00 | 1119 | 2015-10-18 | 16 | 43.77 | 1 | 44.77 | 50097.63
10 | 18 | 17:00 | 99 | 2015-10-18 | 17 | 44.28 | 1 | 45.28 | 4482.72
10 | 18 | 18:00 | 0 | 2015-10-18 | 18 | 54.25 | 1 | 55.25 | 0
10 | 18 | 19:00 | 0 | 2015-10-18 | 19 | 71.5 | 1 | 72.5 | 0
10 | 18 | 20:00 | 0 | 2015-10-18 | 20 | 53.25 | 1 | 54.25 | 0
10 | 18 | 21:00 | 0 | 2015-10-18 | 21 | 50.17 | 1 | 51.17 | 0
10 | 18 | 22:00 | 0 | 2015-10-18 | 22 | 49.5 | 1 | 50.5 | 0
10 | 18 | 23:00 | 0 | 2015-10-18 | 23 | 43.96 | 1 | 44.96 | 0
10 | 18 | 24:00 | 0 | 2015-10-18 | 24 | 44 | 1 | 45 | 0
10 | 19 | 01:00 | 0 | 2015-10-19 | 1 | 48.33 | 1 | 49.33 | 0
10 | 19 | 02:00 | 0 | 2015-10-19 | 2 | 45.6 | 1 | 46.6 | 0
10 | 19 | 03:00 | 0 | 2015-10-19 | 3 | 44.69 | 1 | 45.69 | 0
10 | 19 | 04:00 | 0 | 2015-10-19 | 4 | 41.57 | 1 | 42.57 | 0
10 | 19 | 05:00 | 0 | 2015-10-19 | 5 | 42.99 | 1 | 43.99 | 0
10 | 19 | 06:00 | 0 | 2015-10-19 | 6 | 40.11 | 1 | 41.11 | 0
10 | 19 | 07:00 | 24 | 2015-10-19 | 7 | 43.87 | 1 | 44.87 | 1076.88
10 | 19 | 08:00 | 1004 | 2015-10-19 | 8 | 67.27 | 1 | 68.27 | 68543.08
10 | 19 | 09:00 | 1784 | 2015-10-19 | 9 | 68.6 | 1 | 69.6 | 124166.4
10 | 19 | 10:00 | 1554 | 2015-10-19 | 10 | 66.96 | 1 | 67.96 | 105609.84
10 | 19 | 11:00 | 1945 | 2015-10-19 | 11 | 63.76 | 1 | 64.76 | 125958.2
10 | 19 | 12:00 | 2176 | 2015-10-19 | 12 | 63.35 | 1 | 64.35 | 140025.6
10 | 19 | 13:00 | 2451 | 2015-10-19 | 13 | 45.71 | 1 | 46.71 | 114486.21
10 | 19 | 14:00 | 2305 | 2015-10-19 | 14 | 44.65 | 1 | 45.65 | 105223.25
10 | 19 | 15:00 | 1838 | 2015-10-19 | 15 | 48.09 | 1 | 49.09 | 90227.42
10 | 19 | 16:00 | 1059 | 2015-10-19 | 16 | 48.05 | 1 | 49.05 | 51943.95
10 | 19 | 17:00 | 62 | 2015-10-19 | 17 | 51.23 | 1 | 52.23 | 3238.26
10 | 19 | 18:00 | 0 | 2015-10-19 | 18 | 61.38 | 1 | 62.38 | 0
10 | 19 | 19:00 | 0 | 2015-10-19 | 19 | 74.83 | 1 | 75.83 | 0
10 | 19 | 20:00 | 0 | 2015-10-19 | 20 | 69.45 | 1 | 70.45 | 0
10 | 19 | 21:00 | 0 | 2015-10-19 | 21 | 63.55 | 1 | 64.55 | 0
10 | 19 | 22:00 | 0 | 2015-10-19 | 22 | 44.84 | 1 | 45.84 | 0
10 | 19 | 23:00 | 0 | 2015-10-19 | 23 | 30.55 | 1 | 31.55 | 0
10 | 19 | 24:00 | 0 | 2015-10-19 | 24 | 35.24 | 1 | 36.24 | 0
10 | 20 | 01:00 | 0 | 2015-10-20 | 1 | 67.16 | 1 | 68.16 | 0
10 | 20 | 02:00 | 0 | 2015-10-20 | 2 | 59.54 | 1 | 60.54 | 0
10 | 20 | 03:00 | 0 | 2015-10-20 | 3 | 51.55 | 1 | 52.55 | 0
10 | 20 | 04:00 | 0 | 2015-10-20 | 4 | 37.29 | 1 | 38.29 | 0
10 | 20 | 05:00 | 0 | 2015-10-20 | 5 | 27.8 | 1 | 28.8 | 0
10 | 20 | 06:00 | 0 | 2015-10-20 | 6 | 40.54 | 1 | 41.54 | 0
10 | 20 | 07:00 | 2 | 2015-10-20 | 7 | 64.62 | 1 | 65.62 | 131.24
10 | 20 | 08:00 | 134 | 2015-10-20 | 8 | 67.27 | 1 | 68.27 | 9148.18
10 | 20 | 09:00 | 759 | 2015-10-20 | 9 | 62.97 | 1 | 63.97 | 48553.23
10 | 20 | 10:00 | 487 | 2015-10-20 | 10 | 61.51 | 1 | 62.51 | 30442.37
10 | 20 | 11:00 | 603 | 2015-10-20 | 11 | 59.25 | 1 | 60.25 | 36330.75
10 | 20 | 12:00 | 2339 | 2015-10-20 | 12 | 57.9 | 1 | 58.9 | 137767.1
10 | 20 | 13:00 | 2519 | 2015-10-20 | 13 | 43.95 | 1 | 44.95 | 113229.05
10 | 20 | 14:00 | 2089 | 2015-10-20 | 14 | 44.29 | 1 | 45.29 | 94610.81
10 | 20 | 15:00 | 1531 | 2015-10-20 | 15 | 49.25 | 1 | 50.25 | 76932.75
10 | 20 | 16:00 | 1039 | 2015-10-20 | 16 | 37.58 | 1 | 38.58 | 40084.62
10 | 20 | 17:00 | 60 | 2015-10-20 | 17 | 46.86 | 1 | 47.86 | 2871.6
10 | 20 | 18:00 | 0 | 2015-10-20 | 18 | 47.69 | 1 | 48.69 | 0
10 | 20 | 19:00 | 0 | 2015-10-20 | 19 | 61.95 | 1 | 62.95 | 0
10 | 20 | 20:00 | 0 | 2015-10-20 | 20 | 65.46 | 1 | 66.46 | 0
10 | 20 | 21:00 | 0 | 2015-10-20 | 21 | 62.62 | 1 | 63.62 | 0
10 | 20 | 22:00 | 0 | 2015-10-20 | 22 | 52.71 | 1 | 53.71 | 0
10 | 20 | 23:00 | 0 | 2015-10-20 | 23 | 36.79 | 1 | 37.79 | 0
10 | 20 | 24:00 | 0 | 2015-10-20 | 24 | 35.18 | 1 | 36.18 | 0
10 | 21 | 01:00 | 0 | 2015-10-21 | 1 | 34.17 | 1 | 35.17 | 0
10 | 21 | 02:00 | 0 | 2015-10-21 | 2 | 30.95 | 1 | 31.95 | 0
10 | 21 | 03:00 | 0 | 2015-10-21 | 3 | 25.08 | 1 | 26.08 | 0
10 | 21 | 04:00 | 0 | 2015-10-21 | 4 | 23.23 | 1 | 24.23 | 0
10 | 21 | 05:00 | 0 | 2015-10-21 | 5 | 27.02 | 1 | 28.02 | 0
10 | 21 | 06:00 | 0 | 2015-10-21 | 6 | 30.26 | 1 | 31.26 | 0
10 | 21 | 07:00 | 0 | 2015-10-21 | 7 | 37.76 | 1 | 38.76 | 0
10 | 21 | 08:00 | 5 | 2015-10-21 | 8 | 49.08 | 1 | 50.08 | 250.4
10 | 21 | 09:00 | 344 | 2015-10-21 | 9 | 53.92 | 1 | 54.92 | 18892.48
10 | 21 | 10:00 | 2260 | 2015-10-21 | 10 | 48.98 | 1 | 49.98 | 112954.8
10 | 21 | 11:00 | 2614 | 2015-10-21 | 11 | 45.53 | 1 | 46.53 | 121629.42
10 | 21 | 12:00 | 2498 | 2015-10-21 | 12 | 43.2 | 1 | 44.2 | 110411.6
10 | 21 | 13:00 | 2079 | 2015-10-21 | 13 | 37.81 | 1 | 38.81 | 80685.99
10 | 21 | 14:00 | 774 | 2015-10-21 | 14 | 44.92 | 1 | 45.92 | 35542.08
10 | 21 | 15:00 | 155 | 2015-10-21 | 15 | 46.43 | 1 | 47.43 | 7351.65
10 | 21 | 16:00 | 1 | 2015-10-21 | 16 | 47.29 | 1 | 48.29 | 48.29
10 | 21 | 17:00 | 0 | 2015-10-21 | 17 | 40.23 | 1 | 41.23 | 0
10 | 21 | 18:00 | 0 | 2015-10-21 | 18 | 50.72 | 1 | 51.72 | 0
10 | 21 | 19:00 | 0 | 2015-10-21 | 19 | 71.31 | 1 | 72.31 | 0
10 | 21 | 20:00 | 0 | 2015-10-21 | 20 | 57.85 | 1 | 58.85 | 0
10 | 21 | 21:00 | 0 | 2015-10-21 | 21 | 52.56 | 1 | 53.56 | 0
10 | 21 | 22:00 | 0 | 2015-10-21 | 22 | 39.49 | 1 | 40.49 | 0
10 | 21 | 23:00 | 0 | 2015-10-21 | 23 | 28.05 | 1 | 29.05 | 0
10 | 21 | 24:00 | 0 | 2015-10-21 | 24 | 24.83 | 1 | 25.83 | 0
10 | 22 | 01:00 | 0 | 2015-10-22 | 1 | 21.86 | 1 | 22.86 | 0
10 | 22 | 02:00 | 0 | 2015-10-22 | 2 | 19.01 | 1 | 20.01 | 0
10 | 22 | 03:00 | 0 | 2015-10-22 | 3 | 15.04 | 1 | 16.04 | 0
10 | 22 | 04:00 | 0 | 2015-10-22 | 4 | 0.65 | 1 | 1.65 | 0
10 | 22 | 05:00 | 0 | 2015-10-22 | 5 | 9.43 | 1 | 10.43 | 0
10 | 22 | 06:00 | 0 | 2015-10-22 | 6 | 20.09 | 1 | 21.09 | 0
10 | 22 | 07:00 | 0 | 2015-10-22 | 7 | 24.48 | 1 | 25.48 | 0
10 | 22 | 08:00 | 1016 | 2015-10-22 | 8 | 38.98 | 1 | 39.98 | 40619.68
10 | 22 | 09:00 | 1686 | 2015-10-22 | 9 | 26.07 | 1 | 27.07 | 45640.02
10 | 22 | 10:00 | 2192 | 2015-10-22 | 10 | 22.17 | 1 | 23.17 | 50788.64
10 | 22 | 11:00 | 2379 | 2015-10-22 | 11 | 26.31 | 1 | 27.31 | 64970.49
10 | 22 | 12:00 | 2583 | 2015-10-22 | 12 | 27.4 | 1 | 28.4 | 73357.2
10 | 22 | 13:00 | 2506 | 2015-10-22 | 13 | 28.69 | 1 | 29.69 | 74403.14
10 | 22 | 14:00 | 2248 | 2015-10-22 | 14 | 35.27 | 1 | 36.27 | 81534.96
10 | 22 | 15:00 | 1857 | 2015-10-22 | 15 | 36.31 | 1 | 37.31 | 69284.67
10 | 22 | 16:00 | 978 | 2015-10-22 | 16 | 40.81 | 1 | 41.81 | 40890.18
10 | 22 | 17:00 | 48 | 2015-10-22 | 17 | 33.24 | 1 | 34.24 | 1643.52
10 | 22 | 18:00 | 0 | 2015-10-22 | 18 | 26.3 | 1 | 27.3 | 0
10 | 22 | 19:00 | 0 | 2015-10-22 | 19 | 27.46 | 1 | 28.46 | 0
10 | 22 | 20:00 | 0 | 2015-10-22 | 20 | 25.35 | 1 | 26.35 | 0
10 | 22 | 21:00 | 0 | 2015-10-22 | 21 | 26.73 | 1 | 27.73 | 0
10 | 22 | 22:00 | 0 | 2015-10-22 | 22 | 22.49 | 1 | 23.49 | 0
10 | 22 | 23:00 | 0 | 2015-10-22 | 23 | 18.38 | 1 | 19.38 | 0
10 | 22 | 24:00 | 0 | 2015-10-22 | 24 | 20.37 | 1 | 21.37 | 0
10 | 23 | 01:00 | 0 | 2015-10-23 | 1 | 20.7 | 1 | 21.7 | 0
10 | 23 | 02:00 | 0 | 2015-10-23 | 2 | 22.29 | 1 | 23.29 | 0
10 | 23 | 03:00 | 0 | 2015-10-23 | 3 | 10.26 | 1 | 11.26 | 0
10 | 23 | 04:00 | 0 | 2015-10-23 | 4 | 4.87 | 1 | 5.87 | 0
10 | 23 | 05:00 | 0 | 2015-10-23 | 5 | 18.35 | 1 | 19.35 | 0
10 | 23 | 06:00 | 0 | 2015-10-23 | 6 | 22.09 | 1 | 23.09 | 0
10 | 23 | 07:00 | 4 | 2015-10-23 | 7 | 26.78 | 1 | 27.78 | 111.12
10 | 23 | 08:00 | 487 | 2015-10-23 | 8 | 24.82 | 1 | 25.82 | 12574.34
10 | 23 | 09:00 | 835 | 2015-10-23 | 9 | 22.14 | 1 | 23.14 | 19321.9
10 | 23 | 10:00 | 2034 | 2015-10-23 | 10 | 23.16 | 1 | 24.16 | 49141.44
10 | 23 | 11:00 | 832 | 2015-10-23 | 11 | 38.47 | 1 | 39.47 | 32839.04
10 | 23 | 12:00 | 1826 | 2015-10-23 | 12 | 46.46 | 1 | 47.46 | 86661.96
10 | 23 | 13:00 | 1652 | 2015-10-23 | 13 | 31.93 | 1 | 32.93 | 54400.36
10 | 23 | 14:00 | 86 | 2015-10-23 | 14 | 31.81 | 1 | 32.81 | 2821.66
10 | 23 | 15:00 | 455 | 2015-10-23 | 15 | 32.13 | 1 | 33.13 | 15074.15
10 | 23 | 16:00 | 780 | 2015-10-23 | 16 | 32.16 | 1 | 33.16 | 25864.8
10 | 23 | 17:00 | 6 | 2015-10-23 | 17 | 32.54 | 1 | 33.54 | 201.24
10 | 23 | 18:00 | 0 | 2015-10-23 | 18 | 34.85 | 1 | 35.85 | 0
10 | 23 | 19:00 | 0 | 2015-10-23 | 19 | 45.44 | 1 | 46.44 | 0
10 | 23 | 20:00 | 0 | 2015-10-23 | 20 | 45.35 | 1 | 46.35 | 0
10 | 23 | 21:00 | 0 | 2015-10-23 | 21 | 37.98 | 1 | 38.98 | 0
10 | 23 | 22:00 | 0 | 2015-10-23 | 22 | 38.32 | 1 | 39.32 | 0
10 | 23 | 23:00 | 0 | 2015-10-23 | 23 | 34.12 | 1 | 35.12 | 0
10 | 23 | 24:00 | 0 | 2015-10-23 | 24 | 39.72 | 1 | 40.72 | 0
10 | 24 | 01:00 | 0 | 2015-10-24 | 1 | 39.59 | 1 | 40.59 | 0
10 | 24 | 02:00 | 0 | 2015-10-24 | 2 | 35.32 | 1 | 36.32 | 0
10 | 24 | 03:00 | 0 | 2015-10-24 | 3 | 39.29 | 1 | 40.29 | 0
10 | 24 | 04:00 | 0 | 2015-10-24 | 4 | 39.47 | 1 | 40.47 | 0
10 | 24 | 05:00 | 0 | 2015-10-24 | 5 | 39.53 | 1 | 40.53 | 0
10 | 24 | 06:00 | 0 | 2015-10-24 | 6 | 51.39 | 1 | 52.39 | 0
10 | 24 | 07:00 | 11 | 2015-10-24 | 7 | 56.79 | 1 | 57.79 | 635.69
10 | 24 | 08:00 | 942 | 2015-10-24 | 8 | 60.26 | 1 | 61.26 | 57706.92
10 | 24 | 09:00 | 1834 | 2015-10-24 | 9 | 70.02 | 1 | 71.02 | 130250.68
10 | 24 | 10:00 | 2440 | 2015-10-24 | 10 | 64.66 | 1 | 65.66 | 160210.4
10 | 24 | 11:00 | 2692 | 2015-10-24 | 11 | 73.64 | 1 | 74.64 | 200930.88
10 | 24 | 12:00 | 2791 | 2015-10-24 | 12 | 58.04 | 1 | 59.04 | 164780.64
10 | 24 | 13:00 | 2666 | 2015-10-24 | 13 | 57.57 | 1 | 58.57 | 156147.62
10 | 24 | 14:00 | 2438 | 2015-10-24 | 14 | 44.6 | 1 | 45.6 | 111172.8
10 | 24 | 15:00 | 1814 | 2015-10-24 | 15 | 32.04 | 1 | 33.04 | 59934.56
10 | 24 | 16:00 | 938 | 2015-10-24 | 16 | 34.14 | 1 | 35.14 | 32961.32
10 | 24 | 17:00 | 11 | 2015-10-24 | 17 | 42.13 | 1 | 43.13 | 474.43
10 | 24 | 18:00 | 0 | 2015-10-24 | 18 | 42.91 | 1 | 43.91 | 0
10 | 24 | 19:00 | 0 | 2015-10-24 | 19 | 51.96 | 1 | 52.96 | 0
10 | 24 | 20:00 | 0 | 2015-10-24 | 20 | 32.3 | 1 | 33.3 | 0
10 | 24 | 21:00 | 0 | 2015-10-24 | 21 | 32.9 | 1 | 33.9 | 0
10 | 24 | 22:00 | 0 | 2015-10-24 | 22 | 27.45 | 1 | 28.45 | 0
10 | 24 | 23:00 | 0 | 2015-10-24 | 23 | 22.52 | 1 | 23.52 | 0
10 | 24 | 24:00 | 0 | 2015-10-24 | 24 | 23.24 | 1 | 24.24 | 0
10 | 25 | 01:00 | 0 | 2015-10-25 | 1 | 36.51 | 1 | 37.51 | 0
10 | 25 | 02:00 | 0 | 2015-10-25 | 2 | 32.74 | 1 | 33.74 | 0
10 | 25 | 03:00 | 0 | 2015-10-25 | 3 | 28.32 | 1 | 29.32 | 0
10 | 25 | 04:00 | 0 | 2015-10-25 | 4 | -21.68 | 1 | -20.68 | 0
10 | 25 | 05:00 | 0 | 2015-10-25 | 5 | -32.45 | 1 | -31.45 | 0
10 | 25 | 06:00 | 0 | 2015-10-25 | 6 | 26.65 | 1 | 27.65 | 0
10 | 25 | 07:00 | 5 | 2015-10-25 | 7 | -1.98 | 1 | -0.98 | -4.9
10 | 25 | 08:00 | 865 | 2015-10-25 | 8 | 0.05 | 1 | 1.05 | 908.25
10 | 25 | 09:00 | 1678 | 2015-10-25 | 9 | 18.31 | 1 | 19.31 | 32402.18
10 | 25 | 10:00 | 2294 | 2015-10-25 | 10 | 24.3 | 1 | 25.3 | 58038.2
10 | 25 | 11:00 | 2606 | 2015-10-25 | 11 | 35.37 | 1 | 36.37 | 94780.22
10 | 25 | 12:00 | 2724 | 2015-10-25 | 12 | 34.37 | 1 | 35.37 | 96347.88
10 | 25 | 13:00 | 2575 | 2015-10-25 | 13 | 35.75 | 1 | 36.75 | 94631.25
10 | 25 | 14:00 | 1747 | 2015-10-25 | 14 | 34.53 | 1 | 35.53 | 62070.91
10 | 25 | 15:00 | 1483 | 2015-10-25 | 15 | 30.1 | 1 | 31.1 | 46121.3
10 | 25 | 16:00 | 742 | 2015-10-25 | 16 | 24.98 | 1 | 25.98 | 19277.16
10 | 25 | 17:00 | 1 | 2015-10-25 | 17 | 26.7 | 1 | 27.7 | 27.7
10 | 25 | 18:00 | 0 | 2015-10-25 | 18 | 22.07 | 1 | 23.07 | 0
10 | 25 | 19:00 | 0 | 2015-10-25 | 19 | 51.53 | 1 | 52.53 | 0
10 | 25 | 20:00 | 0 | 2015-10-25 | 20 | 39.68 | 1 | 40.68 | 0
10 | 25 | 21:00 | 0 | 2015-10-25 | 21 | 29.71 | 1 | 30.71 | 0
10 | 25 | 22:00 | 0 | 2015-10-25 | 22 | 20.11 | 1 | 21.11 | 0
10 | 25 | 23:00 | 0 | 2015-10-25 | 23 | 10.37 | 1 | 11.37 | 0
10 | 25 | 24:00 | 0 | 2015-10-25 | 24 | 10.65 | 1 | 11.65 | 0
10 | 26 | 01:00 | 0 | 2015-10-26 | 1 | -32.35 | 1 | -31.35 | 0
10 | 26 | 02:00 | 0 | 2015-10-26 | 2 | -138.21 | 1 | -137.21 | 0
10 | 26 | 03:00 | 0 | 2015-10-26 | 3 | 21.74 | 1 | 22.74 | 0
10 | 26 | 04:00 | 0 | 2015-10-26 | 4 | 25.52 | 1 | 26.52 | 0
10 | 26 | 05:00 | 0 | 2015-10-26 | 5 | -136.21 | 1 | -135.21 | 0
10 | 26 | 06:00 | 0 | 2015-10-26 | 6 | -51.48 | 1 | -50.48 | 0
10 | 26 | 07:00 | 0 | 2015-10-26 | 7 | 38.13 | 1 | 39.13 | 0
10 | 26 | 08:00 | 23 | 2015-10-26 | 8 | 39.92 | 1 | 40.92 | 941.16
10 | 26 | 09:00 | 230 | 2015-10-26 | 9 | 35.73 | 1 | 36.73 | 8447.9
10 | 26 | 10:00 | 435 | 2015-10-26 | 10 | 25.96 | 1 | 26.96 | 11727.6
10 | 26 | 11:00 | 558 | 2015-10-26 | 11 | 28.38 | 1 | 29.38 | 16394.04
10 | 26 | 12:00 | 602 | 2015-10-26 | 12 | 33.01 | 1 | 34.01 | 20474.02
10 | 26 | 13:00 | 837 | 2015-10-26 | 13 | 32.28 | 1 | 33.28 | 27855.36
10 | 26 | 14:00 | 449 | 2015-10-26 | 14 | 26 | 1 | 27 | 12123
10 | 26 | 15:00 | 24 | 2015-10-26 | 15 | 23.44 | 1 | 24.44 | 586.56
10 | 26 | 16:00 | 4 | 2015-10-26 | 16 | 30.78 | 1 | 31.78 | 127.12
10 | 26 | 17:00 | 0 | 2015-10-26 | 17 | 31.32 | 1 | 32.32 | 0
10 | 26 | 18:00 | 0 | 2015-10-26 | 18 | 23.59 | 1 | 24.59 | 0
10 | 26 | 19:00 | 0 | 2015-10-26 | 19 | 45.5 | 1 | 46.5 | 0
10 | 26 | 20:00 | 0 | 2015-10-26 | 20 | 37.73 | 1 | 38.73 | 0
10 | 26 | 21:00 | 0 | 2015-10-26 | 21 | 34.49 | 1 | 35.49 | 0
10 | 26 | 22:00 | 0 | 2015-10-26 | 22 | 42.07 | 1 | 43.07 | 0
10 | 26 | 23:00 | 0 | 2015-10-26 | 23 | 36.33 | 1 | 37.33 | 0
10 | 26 | 24:00 | 0 | 2015-10-26 | 24 | 22.54 | 1 | 23.54 | 0
10 | 27 | 01:00 | 0 | 2015-10-27 | 1 | 26.63 | 1 | 27.63 | 0
10 | 27 | 02:00 | 0 | 2015-10-27 | 2 | 27.29 | 1 | 28.29 | 0
10 | 27 | 03:00 | 0 | 2015-10-27 | 3 | 23.84 | 1 | 24.84 | 0
10 | 27 | 04:00 | 0 | 2015-10-27 | 4 | 28.78 | 1 | 29.78 | 0
10 | 27 | 05:00 | 0 | 2015-10-27 | 5 | 29.36 | 1 | 30.36 | 0
10 | 27 | 06:00 | 0 | 2015-10-27 | 6 | 32.26 | 1 | 33.26 | 0
10 | 27 | 07:00 | 0 | 2015-10-27 | 7 | 61.49 | 1 | 62.49 | 0
10 | 27 | 08:00 | 2 | 2015-10-27 | 8 | 63.27 | 1 | 64.27 | 128.54
10 | 27 | 09:00 | 66 | 2015-10-27 | 9 | 65.88 | 1 | 66.88 | 4414.08
10 | 27 | 10:00 | 291 | 2015-10-27 | 10 | 60.28 | 1 | 61.28 | 17832.48
10 | 27 | 11:00 | 424 | 2015-10-27 | 11 | 49.75 | 1 | 50.75 | 21518
10 | 27 | 12:00 | 503 | 2015-10-27 | 12 | 49.01 | 1 | 50.01 | 25155.03
10 | 27 | 13:00 | 473 | 2015-10-27 | 13 | 46.91 | 1 | 47.91 | 22661.43
10 | 27 | 14:00 | 309 | 2015-10-27 | 14 | 46.33 | 1 | 47.33 | 14624.97
10 | 27 | 15:00 | 100 | 2015-10-27 | 15 | 41.97 | 1 | 42.97 | 4297
10 | 27 | 16:00 | 6 | 2015-10-27 | 16 | 41.59 | 1 | 42.59 | 255.54
10 | 27 | 17:00 | 0 | 2015-10-27 | 17 | 51.07 | 1 | 52.07 | 0
10 | 27 | 18:00 | 0 | 2015-10-27 | 18 | 57.63 | 1 | 58.63 | 0
10 | 27 | 19:00 | 0 | 2015-10-27 | 19 | 78.94 | 1 | 79.94 | 0
10 | 27 | 20:00 | 0 | 2015-10-27 | 20 | 66.38 | 1 | 67.38 | 0
10 | 27 | 21:00 | 0 | 2015-10-27 | 21 | 62.41 | 1 | 63.41 | 0
10 | 27 | 22:00 | 0 | 2015-10-27 | 22 | 62.53 | 1 | 63.53 | 0
10 | 27 | 23:00 | 0 | 2015-10-27 | 23 | 56.41 | 1 | 57.41 | 0
10 | 27 | 24:00 | 0 | 2015-10-27 | 24 | 57.69 | 1 | 58.69 | 0
10 | 28 | 01:00 | 0 | 2015-10-28 | 1 | 75.37 | 1 | 76.37 | 0
10 | 28 | 02:00 | 0 | 2015-10-28 | 2 | 65.92 | 1 | 66.92 | 0
10 | 28 | 03:00 | 0 | 2015-10-28 | 3 | 55.99 | 1 | 56.99 | 0
10 | 28 | 04:00 | 0 | 2015-10-28 | 4 | 53.58 | 1 | 54.58 | 0
10 | 28 | 05:00 | 0 | 2015-10-28 | 5 | 57.01 | 1 | 58.01 | 0
10 | 28 | 06:00 | 0 | 2015-10-28 | 6 | 71.82 | 1 | 72.82 | 0
10 | 28 | 07:00 | 0 | 2015-10-28 | 7 | 72.32 | 1 | 73.32 | 0
10 | 28 | 08:00 | 75 | 2015-10-28 | 8 | 72.97 | 1 | 73.97 | 5547.75
10 | 28 | 09:00 | 498 | 2015-10-28 | 9 | 63.57 | 1 | 64.57 | 32155.86
10 | 28 | 10:00 | 768 | 2015-10-28 | 10 | 55.04 | 1 | 56.04 | 43038.72
10 | 28 | 11:00 | 997 | 2015-10-28 | 11 | 52.16 | 1 | 53.16 | 53000.52
10 | 28 | 12:00 | 987 | 2015-10-28 | 12 | 49.6 | 1 | 50.6 | 49942.2
10 | 28 | 13:00 | 1601 | 2015-10-28 | 13 | 49.93 | 1 | 50.93 | 81538.93
10 | 28 | 14:00 | 568 | 2015-10-28 | 14 | 51.44 | 1 | 52.44 | 29785.92
10 | 28 | 15:00 | 261 | 2015-10-28 | 15 | 52.29 | 1 | 53.29 | 13908.69
10 | 28 | 16:00 | 120 | 2015-10-28 | 16 | 54.87 | 1 | 55.87 | 6704.4
10 | 28 | 17:00 | 7 | 2015-10-28 | 17 | 62.54 | 1 | 63.54 | 444.78
10 | 28 | 18:00 | 0 | 2015-10-28 | 18 | 62.2 | 1 | 63.2 | 0
10 | 28 | 19:00 | 0 | 2015-10-28 | 19 | 53.7 | 1 | 54.7 | 0
10 | 28 | 20:00 | 0 | 2015-10-28 | 20 | 50.98 | 1 | 51.98 | 0
10 | 28 | 21:00 | 0 | 2015-10-28 | 21 | 58.61 | 1 | 59.61 | 0
10 | 28 | 22:00 | 0 | 2015-10-28 | 22 | 65.24 | 1 | 66.24 | 0
10 | 28 | 23:00 | 0 | 2015-10-28 | 23 | 51.36 | 1 | 52.36 | 0
10 | 28 | 24:00 | 0 | 2015-10-28 | 24 | 52.39 | 1 | 53.39 | 0
10 | 29 | 01:00 | 0 | 2015-10-29 | 1 | 46.84 | 1 | 47.84 | 0
10 | 29 | 02:00 | 0 | 2015-10-29 | 2 | 37.05 | 1 | 38.05 | 0
10 | 29 | 03:00 | 0 | 2015-10-29 | 3 | 35.69 | 1 | 36.69 | 0
10 | 29 | 04:00 | 0 | 2015-10-29 | 4 | 35.19 | 1 | 36.19 | 0
10 | 29 | 05:00 | 0 | 2015-10-29 | 5 | 35.71 | 1 | 36.71 | 0
10 | 29 | 06:00 | 0 | 2015-10-29 | 6 | 32.06 | 1 | 33.06 | 0
10 | 29 | 07:00 | 0 | 2015-10-29 | 7 | 49.85 | 1 | 50.85 | 0
10 | 29 | 08:00 | 422 | 2015-10-29 | 8 | 60.4 | 1 | 61.4 | 25910.8
10 | 29 | 09:00 | 1192 | 2015-10-29 | 9 | 58.04 | 1 | 59.04 | 70375.68
10 | 29 | 10:00 | 2067 | 2015-10-29 | 10 | 45.87 | 1 | 46.87 | 96880.29
10 | 29 | 11:00 | 2393 | 2015-10-29 | 11 | 42.36 | 1 | 43.36 | 103760.48
10 | 29 | 12:00 | 2501 | 2015-10-29 | 12 | 42 | 1 | 43 | 107543
10 | 29 | 13:00 | 2561 | 2015-10-29 | 13 | 42.21 | 1 | 43.21 | 110660.81
10 | 29 | 14:00 | 1588 | 2015-10-29 | 14 | 43.59 | 1 | 44.59 | 70808.92
10 | 29 | 15:00 | 1383 | 2015-10-29 | 15 | 40.08 | 1 | 41.08 | 56813.64
10 | 29 | 16:00 | 698 | 2015-10-29 | 16 | 37.13 | 1 | 38.13 | 26614.74
10 | 29 | 17:00 | 1 | 2015-10-29 | 17 | 35.29 | 1 | 36.29 | 36.29
10 | 29 | 18:00 | 0 | 2015-10-29 | 18 | 31.18 | 1 | 32.18 | 0
10 | 29 | 19:00 | 0 | 2015-10-29 | 19 | 35.67 | 1 | 36.67 | 0
10 | 29 | 20:00 | 0 | 2015-10-29 | 20 | 34.41 | 1 | 35.41 | 0
10 | 29 | 21:00 | 0 | 2015-10-29 | 21 | 36.15 | 1 | 37.15 | 0
10 | 29 | 22:00 | 0 | 2015-10-29 | 22 | 28.69 | 1 | 29.69 | 0
10 | 29 | 23:00 | 0 | 2015-10-29 | 23 | 15.72 | 1 | 16.72 | 0
10 | 29 | 24:00 | 0 | 2015-10-29 | 24 | 28.39 | 1 | 29.39 | 0
10 | 30 | 01:00 | 0 | 2015-10-30 | 1 | 24.39 | 1 | 25.39 | 0
10 | 30 | 02:00 | 0 | 2015-10-30 | 2 | 32.26 | 1 | 33.26 | 0
10 | 30 | 03:00 | 0 | 2015-10-30 | 3 | 24.28 | 1 | 25.28 | 0
10 | 30 | 04:00 | 0 | 2015-10-30 | 4 | -19.59 | 1 | -18.59 | 0
10 | 30 | 05:00 | 0 | 2015-10-30 | 5 | -49.79 | 1 | -48.79 | 0
10 | 30 | 06:00 | 0 | 2015-10-30 | 6 | 22.97 | 1 | 23.97 | 0
10 | 30 | 07:00 | 2 | 2015-10-30 | 7 | 34.31 | 1 | 35.31 | 70.62
10 | 30 | 08:00 | 632 | 2015-10-30 | 8 | 37.51 | 1 | 38.51 | 24338.32
10 | 30 | 09:00 | 738 | 2015-10-30 | 9 | 37.12 | 1 | 38.12 | 28132.56
10 | 30 | 10:00 | 2268 | 2015-10-30 | 10 | 36.73 | 1 | 37.73 | 85571.64
10 | 30 | 11:00 | 1744 | 2015-10-30 | 11 | 37.62 | 1 | 38.62 | 67353.28
10 | 30 | 12:00 | 1027 | 2015-10-30 | 12 | 36.28 | 1 | 37.28 | 38286.56
10 | 30 | 13:00 | 2612 | 2015-10-30 | 13 | 32.44 | 1 | 33.44 | 87345.28
10 | 30 | 14:00 | 2204 | 2015-10-30 | 14 | 26.53 | 1 | 27.53 | 60676.12
10 | 30 | 15:00 | 1355 | 2015-10-30 | 15 | 20.32 | 1 | 21.32 | 28888.6
10 | 30 | 16:00 | 667 | 2015-10-30 | 16 | 25.45 | 1 | 26.45 | 17642.15
10 | 30 | 17:00 | 28 | 2015-10-30 | 17 | 34 | 1 | 35 | 980
10 | 30 | 18:00 | 0 | 2015-10-30 | 18 | 30.8 | 1 | 31.8 | 0
10 | 30 | 19:00 | 0 | 2015-10-30 | 19 | 36.1 | 1 | 37.1 | 0
10 | 30 | 20:00 | 0 | 2015-10-30 | 20 | 37.34 | 1 | 38.34 | 0
10 | 30 | 21:00 | 0 | 2015-10-30 | 21 | 36.23 | 1 | 37.23 | 0
10 | 30 | 22:00 | 0 | 2015-10-30 | 22 | 38.51 | 1 | 39.51 | 0
10 | 30 | 23:00 | 0 | 2015-10-30 | 23 | 33.88 | 1 | 34.88 | 0
10 | 30 | 24:00 | 0 | 2015-10-30 | 24 | 31.07 | 1 | 32.07 | 0
10 | 31 | 01:00 | 0 | 2015-10-31 | 1 | 5.81 | 1 | 6.81 | 0
10 | 31 | 02:00 | 0 | 2015-10-31 | 2 | 16.14 | 1 | 17.14 | 0
10 | 31 | 03:00 | 0 | 2015-10-31 | 3 | 22.44 | 1 | 23.44 | 0
10 | 31 | 04:00 | 0 | 2015-10-31 | 4 | 28.01 | 1 | 29.01 | 0
10 | 31 | 05:00 | 0 | 2015-10-31 | 5 | 29.16 | 1 | 30.16 | 0
10 | 31 | 06:00 | 0 | 2015-10-31 | 6 | 29.09 | 1 | 30.09 | 0
10 | 31 | 07:00 | 1 | 2015-10-31 | 7 | 22.18 | 1 | 23.18 | 23.18
10 | 31 | 08:00 | 770 | 2015-10-31 | 8 | 37.67 | 1 | 38.67 | 29775.9
10 | 31 | 09:00 | 1610 | 2015-10-31 | 9 | 40.12 | 1 | 41.12 | 66203.2
10 | 31 | 10:00 | 2289 | 2015-10-31 | 10 | 40.12 | 1 | 41.12 | 94123.68
10 | 31 | 11:00 | 2611 | 2015-10-31 | 11 | 39.77 | 1 | 40.77 | 106450.47
10 | 31 | 12:00 | 2742 | 2015-10-31 | 12 | 37.89 | 1 | 38.89 | 106636.38
10 | 31 | 13:00 | 2612 | 2015-10-31 | 13 | 34.99 | 1 | 35.99 | 94005.88
10 | 31 | 14:00 | 2252 | 2015-10-31 | 14 | 30.79 | 1 | 31.79 | 71591.08
10 | 31 | 15:00 | 1630 | 2015-10-31 | 15 | 31.05 | 1 | 32.05 | 52241.5
10 | 31 | 16:00 | 745 | 2015-10-31 | 16 | 28.23 | 1 | 29.23 | 21776.35
10 | 31 | 17:00 | 1 | 2015-10-31 | 17 | 29.81 | 1 | 30.81 | 30.81
10 | 31 | 18:00 | 0 | 2015-10-31 | 18 | 30.03 | 1 | 31.03 | 0
10 | 31 | 19:00 | 0 | 2015-10-31 | 19 | 36.66 | 1 | 37.66 | 0
10 | 31 | 20:00 | 0 | 2015-10-31 | 20 | 33.49 | 1 | 34.49 | 0
10 | 31 | 21:00 | 0 | 2015-10-31 | 21 | 28.6 | 1 | 29.6 | 0
10 | 31 | 22:00 | 0 | 2015-10-31 | 22 | 29.43 | 1 | 30.43 | 0
10 | 31 | 23:00 | 0 | 2015-10-31 | 23 | 29.71 | 1 | 30.71 | 0
10 | 31 | 24:00 | 0 | 2015-10-31 | 24 | 23.34 | 1 | 24.34 | 0
11 | 1 | 01:00 | 0 | 2015-11-01 | 1 | 30.46 | 1 | 31.46 | 0
11 | 1 | 02:00 | 0 | 2015-11-01 | 2 | 69.65 | 1 | 70.65 | 0
11 | 1 | 03:00 | 0 | 2015-11-01 | 3 | 35.34 | 1 | 36.34 | 0
11 | 1 | 04:00 | 0 | 2015-11-01 | 4 | 30.64 | 1 | 31.64 | 0
11 | 1 | 05:00 | 0 | 2015-11-01 | 5 | 31.49 | 1 | 32.49 | 0
11 | 1 | 06:00 | 0 | 2015-11-01 | 6 | 23.18 | 1 | 24.18 | 0
11 | 1 | 07:00 | 0 | 2015-11-01 | 7 | 24.21 | 1 | 25.21 | 0
11 | 1 | 08:00 | 255 | 2015-11-01 | 8 | 35.83 | 1 | 36.83 | 9391.65
11 | 1 | 09:00 | 732 | 2015-11-01 | 9 | 41.75 | 1 | 42.75 | 31293
11 | 1 | 10:00 | 414 | 2015-11-01 | 10 | 43.99 | 1 | 44.99 | 18625.86
11 | 1 | 11:00 | 1183 | 2015-11-01 | 11 | 45.3 | 1 | 46.3 | 54772.9
11 | 1 | 12:00 | 720 | 2015-11-01 | 12 | 49.96 | 1 | 50.96 | 36691.2
11 | 1 | 13:00 | 1113 | 2015-11-01 | 13 | 44 | 1 | 45 | 50085
11 | 1 | 14:00 | 919 | 2015-11-01 | 14 | 41.78 | 1 | 42.78 | 39314.82
11 | 1 | 15:00 | 136 | 2015-11-01 | 15 | 37.32 | 1 | 38.32 | 5211.52
11 | 1 | 16:00 | 14 | 2015-11-01 | 16 | 36.93 | 1 | 37.93 | 531.02
11 | 1 | 17:00 | 0 | 2015-11-01 | 17 | 43.1 | 1 | 44.1 | 0
11 | 1 | 18:00 | 0 | 2015-11-01 | 18 | 60.96 | 1 | 61.96 | 0
11 | 1 | 19:00 | 0 | 2015-11-01 | 19 | 43.4 | 1 | 44.4 | 0
11 | 1 | 20:00 | 0 | 2015-11-01 | 20 | 42.24 | 1 | 43.24 | 0
11 | 1 | 21:00 | 0 | 2015-11-01 | 21 | 35.69 | 1 | 36.69 | 0
11 | 1 | 22:00 | 0 | 2015-11-01 | 22 | 26.14 | 1 | 27.14 | 0
11 | 1 | 23:00 | 0 | 2015-11-01 | 23 | 14.48 | 1 | 15.48 | 0
11 | 1 | 24:00 | 0 | 2015-11-01 | 24 | 25.3 | 1 | 26.3 | 0
11 | 2 | 01:00 | 0 | 2015-11-02 | 1 | 28.87 | 1 | 29.87 | 0
11 | 2 | 02:00 | 0 | 2015-11-02 | 2 | 26.9 | 1 | 27.9 | 0
11 | 2 | 03:00 | 0 | 2015-11-02 | 3 | 26.13 | 1 | 27.13 | 0
11 | 2 | 04:00 | 0 | 2015-11-02 | 4 | 26.2 | 1 | 27.2 | 0
11 | 2 | 05:00 | 0 | 2015-11-02 | 5 | 26.86 | 1 | 27.86 | 0
11 | 2 | 06:00 | 0 | 2015-11-02 | 6 | 30.75 | 1 | 31.75 | 0
11 | 2 | 07:00 | 10 | 2015-11-02 | 7 | 46.93 | 1 | 47.93 | 479.3
11 | 2 | 08:00 | 949 | 2015-11-02 | 8 | 58.1 | 1 | 59.1 | 56085.9
11 | 2 | 09:00 | 1892 | 2015-11-02 | 9 | 48.09 | 1 | 49.09 | 92878.28
11 | 2 | 10:00 | 2512 | 2015-11-02 | 10 | 39.29 | 1 | 40.29 | 101208.48
11 | 2 | 11:00 | 2682 | 2015-11-02 | 11 | 36.9 | 1 | 37.9 | 101647.8
11 | 2 | 12:00 | 2747 | 2015-11-02 | 12 | 64.49 | 1 | 65.49 | 179901.03
11 | 2 | 13:00 | 2197 | 2015-11-02 | 13 | 64.93 | 1 | 65.93 | 144848.21
11 | 2 | 14:00 | 1818 | 2015-11-02 | 14 | 63.04 | 1 | 64.04 | 116424.72
11 | 2 | 15:00 | 1061 | 2015-11-02 | 15 | 42.19 | 1 | 43.19 | 45824.59
11 | 2 | 16:00 | 677 | 2015-11-02 | 16 | 41.37 | 1 | 42.37 | 28684.49
11 | 2 | 17:00 | 4 | 2015-11-02 | 17 | 45.69 | 1 | 46.69 | 186.76
11 | 2 | 18:00 | 0 | 2015-11-02 | 18 | 56.4 | 1 | 57.4 | 0
11 | 2 | 19:00 | 0 | 2015-11-02 | 19 | 50.98 | 1 | 51.98 | 0
11 | 2 | 20:00 | 0 | 2015-11-02 | 20 | 45.62 | 1 | 46.62 | 0
11 | 2 | 21:00 | 0 | 2015-11-02 | 21 | 38.03 | 1 | 39.03 | 0
11 | 2 | 22:00 | 0 | 2015-11-02 | 22 | 30.97 | 1 | 31.97 | 0
11 | 2 | 23:00 | 0 | 2015-11-02 | 23 | 31.2 | 1 | 32.2 | 0
11 | 2 | 24:00 | 0 | 2015-11-02 | 24 | 27.31 | 1 | 28.31 | 0
11 | 3 | 01:00 | 0 | 2015-11-03 | 1 | 34.74 | 1 | 35.74 | 0
11 | 3 | 02:00 | 0 | 2015-11-03 | 2 | 26.03 | 1 | 27.03 | 0
11 | 3 | 03:00 | 0 | 2015-11-03 | 3 | 20.04 | 1 | 21.04 | 0
11 | 3 | 04:00 | 0 | 2015-11-03 | 4 | 17.14 | 1 | 18.14 | 0
11 | 3 | 05:00 | 0 | 2015-11-03 | 5 | 22.43 | 1 | 23.43 | 0
11 | 3 | 06:00 | 0 | 2015-11-03 | 6 | 40.55 | 1 | 41.55 | 0
11 | 3 | 07:00 | 0 | 2015-11-03 | 7 | 66.43 | 1 | 67.43 | 0
11 | 3 | 08:00 | 740 | 2015-11-03 | 8 | 79.13 | 1 | 80.13 | 59296.2
11 | 3 | 09:00 | 1522 | 2015-11-03 | 9 | 45.44 | 1 | 46.44 | 70681.68
11 | 3 | 10:00 | 2067 | 2015-11-03 | 10 | 48.98 | 1 | 49.98 | 103308.66
11 | 3 | 11:00 | 2078 | 2015-11-03 | 11 | 50.58 | 1 | 51.58 | 107183.24
11 | 3 | 12:00 | 2437 | 2015-11-03 | 12 | 48.9 | 1 | 49.9 | 121606.3
11 | 3 | 13:00 | 2190 | 2015-11-03 | 13 | 46.03 | 1 | 47.03 | 102995.7
11 | 3 | 14:00 | 1773 | 2015-11-03 | 14 | 51.15 | 1 | 52.15 | 92461.95
11 | 3 | 15:00 | 1188 | 2015-11-03 | 15 | 46.96 | 1 | 47.96 | 56976.48
11 | 3 | 16:00 | 454 | 2015-11-03 | 16 | 42.2 | 1 | 43.2 | 19612.8
11 | 3 | 17:00 | 0 | 2015-11-03 | 17 | 41.51 | 1 | 42.51 | 0
11 | 3 | 18:00 | 0 | 2015-11-03 | 18 | 56.67 | 1 | 57.67 | 0
11 | 3 | 19:00 | 0 | 2015-11-03 | 19 | 49.36 | 1 | 50.36 | 0
11 | 3 | 20:00 | 0 | 2015-11-03 | 20 | 46.83 | 1 | 47.83 | 0
11 | 3 | 21:00 | 0 | 2015-11-03 | 21 | 35.97 | 1 | 36.97 | 0
11 | 3 | 22:00 | 0 | 2015-11-03 | 22 | 27.85 | 1 | 28.85 | 0
11 | 3 | 23:00 | 0 | 2015-11-03 | 23 | 28.03 | 1 | 29.03 | 0
11 | 3 | 24:00 | 0 | 2015-11-03 | 24 | 37.58 | 1 | 38.58 | 0
11 | 4 | 01:00 | 0 | 2015-11-04 | 1 | 24.28 | 1 | 25.28 | 0
11 | 4 | 02:00 | 0 | 2015-11-04 | 2 | 26.08 | 1 | 27.08 | 0
11 | 4 | 03:00 | 0 | 2015-11-04 | 3 | 26.4 | 1 | 27.4 | 0
11 | 4 | 04:00 | 0 | 2015-11-04 | 4 | 29.27 | 1 | 30.27 | 0
11 | 4 | 05:00 | 0 | 2015-11-04 | 5 | 33.7 | 1 | 34.7 | 0
11 | 4 | 06:00 | 0 | 2015-11-04 | 6 | 41.96 | 1 | 42.96 | 0
11 | 4 | 07:00 | 0 | 2015-11-04 | 7 | 43.72 | 1 | 44.72 | 0
11 | 4 | 08:00 | 5 | 2015-11-04 | 8 | 53.46 | 1 | 54.46 | 272.3
11 | 4 | 09:00 | 163 | 2015-11-04 | 9 | 46.43 | 1 | 47.43 | 7731.09
11 | 4 | 10:00 | 562 | 2015-11-04 | 10 | 39.66 | 1 | 40.66 | 22850.92
11 | 4 | 11:00 | 627 | 2015-11-04 | 11 | 37.03 | 1 | 38.03 | 23844.81
11 | 4 | 12:00 | 603 | 2015-11-04 | 12 | 35.52 | 1 | 36.52 | 22021.56
11 | 4 | 13:00 | 812 | 2015-11-04 | 13 | 37.22 | 1 | 38.22 | 31034.64
11 | 4 | 14:00 | 499 | 2015-11-04 | 14 | 37.48 | 1 | 38.48 | 19201.52
11 | 4 | 15:00 | 396 | 2015-11-04 | 15 | 37.38 | 1 | 38.38 | 15198.48
11 | 4 | 16:00 | 28 | 2015-11-04 | 16 | 37.73 | 1 | 38.73 | 1084.44
11 | 4 | 17:00 | 0 | 2015-11-04 | 17 | 36.94 | 1 | 37.94 | 0
11 | 4 | 18:00 | 0 | 2015-11-04 | 18 | 52.91 | 1 | 53.91 | 0
11 | 4 | 19:00 | 0 | 2015-11-04 | 19 | 43.3 | 1 | 44.3 | 0
11 | 4 | 20:00 | 0 | 2015-11-04 | 20 | 35.73 | 1 | 36.73 | 0
11 | 4 | 21:00 | 0 | 2015-11-04 | 21 | 33.77 | 1 | 34.77 | 0
11 | 4 | 22:00 | 0 | 2015-11-04 | 22 | 31.1 | 1 | 32.1 | 0
11 | 4 | 23:00 | 0 | 2015-11-04 | 23 | 23.68 | 1 | 24.68 | 0
11 | 4 | 24:00 | 0 | 2015-11-04 | 24 | 27.88 | 1 | 28.88 | 0
11 | 5 | 01:00 | 0 | 2015-11-05 | 1 | 22.42 | 1 | 23.42 | 0
11 | 5 | 02:00 | 0 | 2015-11-05 | 2 | 20.76 | 1 | 21.76 | 0
11 | 5 | 03:00 | 0 | 2015-11-05 | 3 | 19.43 | 1 | 20.43 | 0
11 | 5 | 04:00 | 0 | 2015-11-05 | 4 | 19.89 | 1 | 20.89 | 0
11 | 5 | 05:00 | 0 | 2015-11-05 | 5 | 22.66 | 1 | 23.66 | 0
11 | 5 | 06:00 | 0 | 2015-11-05 | 6 | 27.65 | 1 | 28.65 | 0
11 | 5 | 07:00 | 0 | 2015-11-05 | 7 | 38.22 | 1 | 39.22 | 0
11 | 5 | 08:00 | 28 | 2015-11-05 | 8 | 40.03 | 1 | 41.03 | 1148.84
11 | 5 | 09:00 | 382 | 2015-11-05 | 9 | 33.21 | 1 | 34.21 | 13068.22
11 | 5 | 10:00 | 144 | 2015-11-05 | 10 | 36.48 | 1 | 37.48 | 5397.12
11 | 5 | 11:00 | 732 | 2015-11-05 | 11 | 38.46 | 1 | 39.46 | 28884.72
11 | 5 | 12:00 | 692 | 2015-11-05 | 12 | 41.99 | 1 | 42.99 | 29749.08
11 | 5 | 13:00 | 388 | 2015-11-05 | 13 | 53.87 | 1 | 54.87 | 21289.56
11 | 5 | 14:00 | 558 | 2015-11-05 | 14 | 55.24 | 1 | 56.24 | 31381.92
11 | 5 | 15:00 | 428 | 2015-11-05 | 15 | 45.08 | 1 | 46.08 | 19722.24
11 | 5 | 16:00 | 2 | 2015-11-05 | 16 | 49.03 | 1 | 50.03 | 100.06
11 | 5 | 17:00 | 0 | 2015-11-05 | 17 | 39.66 | 1 | 40.66 | 0
11 | 5 | 18:00 | 0 | 2015-11-05 | 18 | 50.52 | 1 | 51.52 | 0
11 | 5 | 19:00 | 0 | 2015-11-05 | 19 | 46.4 | 1 | 47.4 | 0
11 | 5 | 20:00 | 0 | 2015-11-05 | 20 | 40.81 | 1 | 41.81 | 0
11 | 5 | 21:00 | 0 | 2015-11-05 | 21 | 48.23 | 1 | 49.23 | 0
11 | 5 | 22:00 | 0 | 2015-11-05 | 22 | 34.52 | 1 | 35.52 | 0
11 | 5 | 23:00 | 0 | 2015-11-05 | 23 | 29.33 | 1 | 30.33 | 0
11 | 5 | 24:00 | 0 | 2015-11-05 | 24 | 26.12 | 1 | 27.12 | 0
11 | 6 | 01:00 | 0 | 2015-11-06 | 1 | 22.41 | 1 | 23.41 | 0
11 | 6 | 02:00 | 0 | 2015-11-06 | 2 | 21.05 | 1 | 22.05 | 0
11 | 6 | 03:00 | 0 | 2015-11-06 | 3 | 20.81 | 1 | 21.81 | 0
11 | 6 | 04:00 | 0 | 2015-11-06 | 4 | 18.85 | 1 | 19.85 | 0
11 | 6 | 05:00 | 0 | 2015-11-06 | 5 | 21.53 | 1 | 22.53 | 0
11 | 6 | 06:00 | 0 | 2015-11-06 | 6 | 28.73 | 1 | 29.73 | 0
11 | 6 | 07:00 | 0 | 2015-11-06 | 7 | 35.02 | 1 | 36.02 | 0
11 | 6 | 08:00 | 27 | 2015-11-06 | 8 | 42.76 | 1 | 43.76 | 1181.52
11 | 6 | 09:00 | 377 | 2015-11-06 | 9 | 41.25 | 1 | 42.25 | 15928.25
11 | 6 | 10:00 | 557 | 2015-11-06 | 10 | 39.89 | 1 | 40.89 | 22775.73
11 | 6 | 11:00 | 635 | 2015-11-06 | 11 | 36.98 | 1 | 37.98 | 24117.3
11 | 6 | 12:00 | 668 | 2015-11-06 | 12 | 36.62 | 1 | 37.62 | 25130.16
11 | 6 | 13:00 | 639 | 2015-11-06 | 13 | 35.03 | 1 | 36.03 | 23023.17
11 | 6 | 14:00 | 544 | 2015-11-06 | 14 | 43.92 | 1 | 44.92 | 24436.48
11 | 6 | 15:00 | 371 | 2015-11-06 | 15 | 31.02 | 1 | 32.02 | 11879.42
11 | 6 | 16:00 | 18 | 2015-11-06 | 16 | 35.81 | 1 | 36.81 | 662.58
11 | 6 | 17:00 | 0 | 2015-11-06 | 17 | 45.74 | 1 | 46.74 | 0
11 | 6 | 18:00 | 0 | 2015-11-06 | 18 | 57.77 | 1 | 58.77 | 0
11 | 6 | 19:00 | 0 | 2015-11-06 | 19 | 37.62 | 1 | 38.62 | 0
11 | 6 | 20:00 | 0 | 2015-11-06 | 20 | 37.59 | 1 | 38.59 | 0
11 | 6 | 21:00 | 0 | 2015-11-06 | 21 | 31.46 | 1 | 32.46 | 0
11 | 6 | 22:00 | 0 | 2015-11-06 | 22 | 42.52 | 1 | 43.52 | 0
11 | 6 | 23:00 | 0 | 2015-11-06 | 23 | 31.03 | 1 | 32.03 | 0
11 | 6 | 24:00 | 0 | 2015-11-06 | 24 | 31.38 | 1 | 32.38 | 0
11 | 7 | 01:00 | 0 | 2015-11-07 | 1 | 27.38 | 1 | 28.38 | 0
11 | 7 | 02:00 | 0 | 2015-11-07 | 2 | 14.83 | 1 | 15.83 | 0
11 | 7 | 03:00 | 0 | 2015-11-07 | 3 | 10.62 | 1 | 11.62 | 0
11 | 7 | 04:00 | 0 | 2015-11-07 | 4 | 19.06 | 1 | 20.06 | 0
11 | 7 | 05:00 | 0 | 2015-11-07 | 5 | 24.93 | 1 | 25.93 | 0
11 | 7 | 06:00 | 0 | 2015-11-07 | 6 | 25.2 | 1 | 26.2 | 0
11 | 7 | 07:00 | 0 | 2015-11-07 | 7 | 21.38 | 1 | 22.38 | 0
11 | 7 | 08:00 | 186 | 2015-11-07 | 8 | 18.62 | 1 | 19.62 | 3649.32
11 | 7 | 09:00 | 103 | 2015-11-07 | 9 | 21.49 | 1 | 22.49 | 2316.47
11 | 7 | 10:00 | 488 | 2015-11-07 | 10 | 21.97 | 1 | 22.97 | 11209.36
11 | 7 | 11:00 | 651 | 2015-11-07 | 11 | 28.68 | 1 | 29.68 | 19321.68
11 | 7 | 12:00 | 629 | 2015-11-07 | 12 | 26.41 | 1 | 27.41 | 17240.89
11 | 7 | 13:00 | 654 | 2015-11-07 | 13 | 33.55 | 1 | 34.55 | 22595.7
11 | 7 | 14:00 | 1258 | 2015-11-07 | 14 | 37.58 | 1 | 38.58 | 48533.64
11 | 7 | 15:00 | 645 | 2015-11-07 | 15 | 38.86 | 1 | 39.86 | 25709.7
11 | 7 | 16:00 | 146 | 2015-11-07 | 16 | 45.72 | 1 | 46.72 | 6821.12
11 | 7 | 17:00 | 0 | 2015-11-07 | 17 | 49.75 | 1 | 50.75 | 0
11 | 7 | 18:00 | 0 | 2015-11-07 | 18 | 82.37 | 1 | 83.37 | 0
11 | 7 | 19:00 | 0 | 2015-11-07 | 19 | 57.41 | 1 | 58.41 | 0
11 | 7 | 20:00 | 0 | 2015-11-07 | 20 | 48.07 | 1 | 49.07 | 0
11 | 7 | 21:00 | 0 | 2015-11-07 | 21 | 34 | 1 | 35 | 0
11 | 7 | 22:00 | 0 | 2015-11-07 | 22 | 30.64 | 1 | 31.64 | 0
11 | 7 | 23:00 | 0 | 2015-11-07 | 23 | 37.35 | 1 | 38.35 | 0
11 | 7 | 24:00 | 0 | 2015-11-07 | 24 | 35.03 | 1 | 36.03 | 0
11 | 8 | 01:00 | 0 | 2015-11-08 | 1 | 27.87 | 1 | 28.87 | 0
11 | 8 | 02:00 | 0 | 2015-11-08 | 2 | 26.02 | 1 | 27.02 | 0
11 | 8 | 03:00 | 0 | 2015-11-08 | 3 | 23.98 | 1 | 24.98 | 0
11 | 8 | 04:00 | 0 | 2015-11-08 | 4 | 23.57 | 1 | 24.57 | 0
11 | 8 | 05:00 | 0 | 2015-11-08 | 5 | 26.41 | 1 | 27.41 | 0
11 | 8 | 06:00 | 0 | 2015-11-08 | 6 | 30.04 | 1 | 31.04 | 0
11 | 8 | 07:00 | 0 | 2015-11-08 | 7 | 31.25 | 1 | 32.25 | 0
11 | 8 | 08:00 | 113 | 2015-11-08 | 8 | 24.88 | 1 | 25.88 | 2924.44
11 | 8 | 09:00 | 604 | 2015-11-08 | 9 | 30.07 | 1 | 31.07 | 18766.28
11 | 8 | 10:00 | 1460 | 2015-11-08 | 10 | 26.49 | 1 | 27.49 | 40135.4
11 | 8 | 11:00 | 2236 | 2015-11-08 | 11 | 25.08 | 1 | 26.08 | 58314.88
11 | 8 | 12:00 | 2259 | 2015-11-08 | 12 | 0.04 | 1 | 1.04 | 2349.36
11 | 8 | 13:00 | 1522 | 2015-11-08 | 13 | 18.14 | 1 | 19.14 | 29131.08
11 | 8 | 14:00 | 1628 | 2015-11-08 | 14 | 25.9 | 1 | 26.9 | 43793.2
11 | 8 | 15:00 | 947 | 2015-11-08 | 15 | 31.06 | 1 | 32.06 | 30360.82
11 | 8 | 16:00 | 403 | 2015-11-08 | 16 | 31.3 | 1 | 32.3 | 13016.9
11 | 8 | 17:00 | 0 | 2015-11-08 | 17 | 37.64 | 1 | 38.64 | 0
11 | 8 | 18:00 | 0 | 2015-11-08 | 18 | 70.44 | 1 | 71.44 | 0
11 | 8 | 19:00 | 0 | 2015-11-08 | 19 | 43.81 | 1 | 44.81 | 0
11 | 8 | 20:00 | 0 | 2015-11-08 | 20 | 34.69 | 1 | 35.69 | 0
11 | 8 | 21:00 | 0 | 2015-11-08 | 21 | 33.99 | 1 | 34.99 | 0
11 | 8 | 22:00 | 0 | 2015-11-08 | 22 | 30.77 | 1 | 31.77 | 0
11 | 8 | 23:00 | 0 | 2015-11-08 | 23 | 30.16 | 1 | 31.16 | 0
11 | 8 | 24:00 | 0 | 2015-11-08 | 24 | 23.63 | 1 | 24.63 | 0
11 | 9 | 01:00 | 0 | 2015-11-09 | 1 | 34 | 1 | 35 | 0
11 | 9 | 02:00 | 0 | 2015-11-09 | 2 | 31.59 | 1 | 32.59 | 0
11 | 9 | 03:00 | 0 | 2015-11-09 | 3 | 31.46 | 1 | 32.46 | 0
11 | 9 | 04:00 | 0 | 2015-11-09 | 4 | 30.59 | 1 | 31.59 | 0
11 | 9 | 05:00 | 0 | 2015-11-09 | 5 | 29.38 | 1 | 30.38 | 0
11 | 9 | 06:00 | 0 | 2015-11-09 | 6 | 33.04 | 1 | 34.04 | 0
11 | 9 | 07:00 | 0 | 2015-11-09 | 7 | 33.22 | 1 | 34.22 | 0
11 | 9 | 08:00 | 655 | 2015-11-09 | 8 | 28.9 | 1 | 29.9 | 19584.5
11 | 9 | 09:00 | 1600 | 2015-11-09 | 9 | 27.09 | 1 | 28.09 | 44944
11 | 9 | 10:00 | 2294 | 2015-11-09 | 10 | 24.43 | 1 | 25.43 | 58336.42
11 | 9 | 11:00 | 2647 | 2015-11-09 | 11 | 28.92 | 1 | 29.92 | 79198.24
11 | 9 | 12:00 | 2728 | 2015-11-09 | 12 | 28.45 | 1 | 29.45 | 80339.6
11 | 9 | 13:00 | 2588 | 2015-11-09 | 13 | 20.89 | 1 | 21.89 | 56651.32
11 | 9 | 14:00 | 2215 | 2015-11-09 | 14 | 21.09 | 1 | 22.09 | 48929.35
11 | 9 | 15:00 | 1579 | 2015-11-09 | 15 | 26.89 | 1 | 27.89 | 44038.31
11 | 9 | 16:00 | 701 | 2015-11-09 | 16 | 28.64 | 1 | 29.64 | 20777.64
11 | 9 | 17:00 | 0 | 2015-11-09 | 17 | 33.28 | 1 | 34.28 | 0
11 | 9 | 18:00 | 0 | 2015-11-09 | 18 | 72.41 | 1 | 73.41 | 0
11 | 9 | 19:00 | 0 | 2015-11-09 | 19 | 45.23 | 1 | 46.23 | 0
11 | 9 | 20:00 | 0 | 2015-11-09 | 20 | 26.19 | 1 | 27.19 | 0
11 | 9 | 21:00 | 0 | 2015-11-09 | 21 | 15.52 | 1 | 16.52 | 0
11 | 9 | 22:00 | 0 | 2015-11-09 | 22 | 11.52 | 1 | 12.52 | 0
11 | 9 | 23:00 | 0 | 2015-11-09 | 23 | 2.36 | 1 | 3.36 | 0
11 | 9 | 24:00 | 0 | 2015-11-09 | 24 | 13.81 | 1 | 14.81 | 0
11 | 10 | 01:00 | 0 | 2015-11-10 | 1 | 16.01 | 1 | 17.01 | 0
11 | 10 | 02:00 | 0 | 2015-11-10 | 2 | 2.23 | 1 | 3.23 | 0
11 | 10 | 03:00 | 0 | 2015-11-10 | 3 | 3.76 | 1 | 4.76 | 0
11 | 10 | 04:00 | 0 | 2015-11-10 | 4 | 11.79 | 1 | 12.79 | 0
11 | 10 | 05:00 | 0 | 2015-11-10 | 5 | 17.29 | 1 | 18.29 | 0
11 | 10 | 06:00 | 0 | 2015-11-10 | 6 | 29.16 | 1 | 30.16 | 0
11 | 10 | 07:00 | 0 | 2015-11-10 | 7 | 35.9 | 1 | 36.9 | 0
11 | 10 | 08:00 | 676 | 2015-11-10 | 8 | 41.73 | 1 | 42.73 | 28885.48
11 | 10 | 09:00 | 1418 | 2015-11-10 | 9 | 43.11 | 1 | 44.11 | 62547.98
11 | 10 | 10:00 | 2042 | 2015-11-10 | 10 | 38.98 | 1 | 39.98 | 81639.16
11 | 10 | 11:00 | 2369 | 2015-11-10 | 11 | 43.1 | 1 | 44.1 | 104472.9
11 | 10 | 12:00 | 2471 | 2015-11-10 | 12 | 48.12 | 1 | 49.12 | 121375.52
11 | 10 | 13:00 | 2358 | 2015-11-10 | 13 | 42.99 | 1 | 43.99 | 103728.42
11 | 10 | 14:00 | 1937 | 2015-11-10 | 14 | 45.43 | 1 | 46.43 | 89934.91
11 | 10 | 15:00 | 1423 | 2015-11-10 | 15 | 39.46 | 1 | 40.46 | 57574.58
11 | 10 | 16:00 | 619 | 2015-11-10 | 16 | 42.64 | 1 | 43.64 | 27013.16
11 | 10 | 17:00 | 0 | 2015-11-10 | 17 | 47.73 | 1 | 48.73 | 0
11 | 10 | 18:00 | 0 | 2015-11-10 | 18 | 55.28 | 1 | 56.28 | 0
11 | 10 | 19:00 | 0 | 2015-11-10 | 19 | 45.67 | 1 | 46.67 | 0
11 | 10 | 20:00 | 0 | 2015-11-10 | 20 | 47.61 | 1 | 48.61 | 0
11 | 10 | 21:00 | 0 | 2015-11-10 | 21 | 34.11 | 1 | 35.11 | 0
11 | 10 | 22:00 | 0 | 2015-11-10 | 22 | 25.56 | 1 | 26.56 | 0
11 | 10 | 23:00 | 0 | 2015-11-10 | 23 | 25.22 | 1 | 26.22 | 0
11 | 10 | 24:00 | 0 | 2015-11-10 | 24 | 24.16 | 1 | 25.16 | 0
11 | 11 | 01:00 | 0 | 2015-11-11 | 1 | 21.98 | 1 | 22.98 | 0
11 | 11 | 02:00 | 0 | 2015-11-11 | 2 | 20.73 | 1 | 21.73 | 0
11 | 11 | 03:00 | 0 | 2015-11-11 | 3 | 18.87 | 1 | 19.87 | 0
11 | 11 | 04:00 | 0 | 2015-11-11 | 4 | 19.4 | 1 | 20.4 | 0
11 | 11 | 05:00 | 0 | 2015-11-11 | 5 | 19.55 | 1 | 20.55 | 0
11 | 11 | 06:00 | 0 | 2015-11-11 | 6 | 21.28 | 1 | 22.28 | 0
11 | 11 | 07:00 | 0 | 2015-11-11 | 7 | 21.09 | 1 | 22.09 | 0
11 | 11 | 08:00 | 616 | 2015-11-11 | 8 | 24.88 | 1 | 25.88 | 15942.08
11 | 11 | 09:00 | 1501 | 2015-11-11 | 9 | 38.56 | 1 | 39.56 | 59379.56
11 | 11 | 10:00 | 2117 | 2015-11-11 | 10 | 37.45 | 1 | 38.45 | 81398.65
11 | 11 | 11:00 | 2467 | 2015-11-11 | 11 | 23.5 | 1 | 24.5 | 60441.5
11 | 11 | 12:00 | 2558 | 2015-11-11 | 12 | 27.41 | 1 | 28.41 | 72672.78
11 | 11 | 13:00 | 2409 | 2015-11-11 | 13 | 33.27 | 1 | 34.27 | 82556.43
11 | 11 | 14:00 | 1915 | 2015-11-11 | 14 | 42.67 | 1 | 43.67 | 83628.05
11 | 11 | 15:00 | 1320 | 2015-11-11 | 15 | 44.58 | 1 | 45.58 | 60165.6
11 | 11 | 16:00 | 389 | 2015-11-11 | 16 | 51.07 | 1 | 52.07 | 20255.23
11 | 11 | 17:00 | 0 | 2015-11-11 | 17 | 62.43 | 1 | 63.43 | 0
11 | 11 | 18:00 | 0 | 2015-11-11 | 18 | 298.65 | 1 | 299.65 | 0
11 | 11 | 19:00 | 0 | 2015-11-11 | 19 | 237.01 | 1 | 238.01 | 0
11 | 11 | 20:00 | 0 | 2015-11-11 | 20 | 38.3 | 1 | 39.3 | 0
11 | 11 | 21:00 | 0 | 2015-11-11 | 21 | 47.98 | 1 | 48.98 | 0
11 | 11 | 22:00 | 0 | 2015-11-11 | 22 | 52.22 | 1 | 53.22 | 0
11 | 11 | 23:00 | 0 | 2015-11-11 | 23 | 22.34 | 1 | 23.34 | 0
11 | 11 | 24:00 | 0 | 2015-11-11 | 24 | 20.71 | 1 | 21.71 | 0
11 | 12 | 01:00 | 0 | 2015-11-12 | 1 | 18.69 | 1 | 19.69 | 0
11 | 12 | 02:00 | 0 | 2015-11-12 | 2 | 23.22 | 1 | 24.22 | 0
11 | 12 | 03:00 | 0 | 2015-11-12 | 3 | 19.23 | 1 | 20.23 | 0
11 | 12 | 04:00 | 0 | 2015-11-12 | 4 | 19.75 | 1 | 20.75 | 0
11 | 12 | 05:00 | 0 | 2015-11-12 | 5 | 19.48 | 1 | 20.48 | 0
11 | 12 | 06:00 | 0 | 2015-11-12 | 6 | 19.6 | 1 | 20.6 | 0
11 | 12 | 07:00 | 0 | 2015-11-12 | 7 | 32.12 | 1 | 33.12 | 0
11 | 12 | 08:00 | 0 | 2015-11-12 | 8 | 92.92 | 1 | 93.92 | 0
11 | 12 | 09:00 | 25 | 2015-11-12 | 9 | 40.36 | 1 | 41.36 | 1034
11 | 12 | 10:00 | 18 | 2015-11-12 | 10 | 38.6 | 1 | 39.6 | 712.8
11 | 12 | 11:00 | 626 | 2015-11-12 | 11 | 44.77 | 1 | 45.77 | 28652.02
11 | 12 | 12:00 | 552 | 2015-11-12 | 12 | 52.21 | 1 | 53.21 | 29371.92
11 | 12 | 13:00 | 155 | 2015-11-12 | 13 | 32.36 | 1 | 33.36 | 5170.8
11 | 12 | 14:00 | 502 | 2015-11-12 | 14 | 40.26 | 1 | 41.26 | 20712.52
11 | 12 | 15:00 | 190 | 2015-11-12 | 15 | 36.93 | 1 | 37.93 | 7206.7
11 | 12 | 16:00 | 0 | 2015-11-12 | 16 | 39.59 | 1 | 40.59 | 0
11 | 12 | 17:00 | 0 | 2015-11-12 | 17 | 38.98 | 1 | 39.98 | 0
11 | 12 | 18:00 | 0 | 2015-11-12 | 18 | 37.24 | 1 | 38.24 | 0
11 | 12 | 19:00 | 0 | 2015-11-12 | 19 | 40.85 | 1 | 41.85 | 0
11 | 12 | 20:00 | 0 | 2015-11-12 | 20 | 33.64 | 1 | 34.64 | 0
11 | 12 | 21:00 | 0 | 2015-11-12 | 21 | 35.61 | 1 | 36.61 | 0
11 | 12 | 22:00 | 0 | 2015-11-12 | 22 | 23.21 | 1 | 24.21 | 0
11 | 12 | 23:00 | 0 | 2015-11-12 | 23 | 20.67 | 1 | 21.67 | 0
11 | 12 | 24:00 | 0 | 2015-11-12 | 24 | 18.77 | 1 | 19.77 | 0
11 | 13 | 01:00 | 0 | 2015-11-13 | 1 | 17.91 | 1 | 18.91 | 0
11 | 13 | 02:00 | 0 | 2015-11-13 | 2 | 10.19 | 1 | 11.19 | 0
11 | 13 | 03:00 | 0 | 2015-11-13 | 3 | 14.64 | 1 | 15.64 | 0
11 | 13 | 04:00 | 0 | 2015-11-13 | 4 | 13.14 | 1 | 14.14 | 0
11 | 13 | 05:00 | 0 | 2015-11-13 | 5 | 14.21 | 1 | 15.21 | 0
11 | 13 | 06:00 | 0 | 2015-11-13 | 6 | 16.13 | 1 | 17.13 | 0
11 | 13 | 07:00 | 0 | 2015-11-13 | 7 | 18.05 | 1 | 19.05 | 0
11 | 13 | 08:00 | 5 | 2015-11-13 | 8 | 17.39 | 1 | 18.39 | 91.95
11 | 13 | 09:00 | 403 | 2015-11-13 | 9 | 16.16 | 1 | 17.16 | 6915.48
11 | 13 | 10:00 | 495 | 2015-11-13 | 10 | 14.91 | 1 | 15.91 | 7875.45
11 | 13 | 11:00 | 1146 | 2015-11-13 | 11 | 17.24 | 1 | 18.24 | 20903.04
11 | 13 | 12:00 | 1521 | 2015-11-13 | 12 | 17.65 | 1 | 18.65 | 28366.65
11 | 13 | 13:00 | 529 | 2015-11-13 | 13 | 11.36 | 1 | 12.36 | 6538.44
11 | 13 | 14:00 | 1359 | 2015-11-13 | 14 | 15.32 | 1 | 16.32 | 22178.88
11 | 13 | 15:00 | 890 | 2015-11-13 | 15 | 15.47 | 1 | 16.47 | 14658.3
11 | 13 | 16:00 | 487 | 2015-11-13 | 16 | 11.36 | 1 | 12.36 | 6019.32
11 | 13 | 17:00 | 0 | 2015-11-13 | 17 | 12.65 | 1 | 13.65 | 0
11 | 13 | 18:00 | 0 | 2015-11-13 | 18 | 17.25 | 1 | 18.25 | 0
11 | 13 | 19:00 | 0 | 2015-11-13 | 19 | 16.07 | 1 | 17.07 | 0
11 | 13 | 20:00 | 0 | 2015-11-13 | 20 | 12.34 | 1 | 13.34 | 0
11 | 13 | 21:00 | 0 | 2015-11-13 | 21 | 3.59 | 1 | 4.59 | 0
11 | 13 | 22:00 | 0 | 2015-11-13 | 22 | 13.97 | 1 | 14.97 | 0
11 | 13 | 23:00 | 0 | 2015-11-13 | 23 | 11.77 | 1 | 12.77 | 0
11 | 13 | 24:00 | 0 | 2015-11-13 | 24 | 6.38 | 1 | 7.38 | 0
11 | 14 | 01:00 | 0 | 2015-11-14 | 1 | 9.5 | 1 | 10.5 | 0
11 | 14 | 02:00 | 0 | 2015-11-14 | 2 | 9.9 | 1 | 10.9 | 0
11 | 14 | 03:00 | 0 | 2015-11-14 | 3 | 7.65 | 1 | 8.65 | 0
11 | 14 | 04:00 | 0 | 2015-11-14 | 4 | 2.99 | 1 | 3.99 | 0
11 | 14 | 05:00 | 0 | 2015-11-14 | 5 | 5.12 | 1 | 6.12 | 0
11 | 14 | 06:00 | 0 | 2015-11-14 | 6 | 10.57 | 1 | 11.57 | 0
11 | 14 | 07:00 | 0 | 2015-11-14 | 7 | 13.25 | 1 | 14.25 | 0
11 | 14 | 08:00 | 19 | 2015-11-14 | 8 | 9.85 | 1 | 10.85 | 206.15
11 | 14 | 09:00 | 1182 | 2015-11-14 | 9 | 15.22 | 1 | 16.22 | 19172.04
11 | 14 | 10:00 | 1175 | 2015-11-14 | 10 | 16.15 | 1 | 17.15 | 20151.25
11 | 14 | 11:00 | 1315 | 2015-11-14 | 11 | 19.89 | 1 | 20.89 | 27470.35
11 | 14 | 12:00 | 1264 | 2015-11-14 | 12 | 19.96 | 1 | 20.96 | 26493.44
11 | 14 | 13:00 | 828 | 2015-11-14 | 13 | 19.48 | 1 | 20.48 | 16957.44
11 | 14 | 14:00 | 594 | 2015-11-14 | 14 | 17.36 | 1 | 18.36 | 10905.84
11 | 14 | 15:00 | 455 | 2015-11-14 | 15 | 15.46 | 1 | 16.46 | 7489.3
11 | 14 | 16:00 | 1 | 2015-11-14 | 16 | 16.98 | 1 | 17.98 | 17.98
11 | 14 | 17:00 | 0 | 2015-11-14 | 17 | 23 | 1 | 24 | 0
11 | 14 | 18:00 | 0 | 2015-11-14 | 18 | 29.15 | 1 | 30.15 | 0
11 | 14 | 19:00 | 0 | 2015-11-14 | 19 | 20.17 | 1 | 21.17 | 0
11 | 14 | 20:00 | 0 | 2015-11-14 | 20 | 16.16 | 1 | 17.16 | 0
11 | 14 | 21:00 | 0 | 2015-11-14 | 21 | 17.93 | 1 | 18.93 | 0
11 | 14 | 22:00 | 0 | 2015-11-14 | 22 | 18.46 | 1 | 19.46 | 0
11 | 14 | 23:00 | 0 | 2015-11-14 | 23 | 18.64 | 1 | 19.64 | 0
11 | 14 | 24:00 | 0 | 2015-11-14 | 24 | 17.43 | 1 | 18.43 | 0
11 | 15 | 01:00 | 0 | 2015-11-15 | 1 | 10.23 | 1 | 11.23 | 0
11 | 15 | 02:00 | 0 | 2015-11-15 | 2 | 8.79 | 1 | 9.79 | 0
11 | 15 | 03:00 | 0 | 2015-11-15 | 3 | 15.48 | 1 | 16.48 | 0
11 | 15 | 04:00 | 0 | 2015-11-15 | 4 | 18.5 | 1 | 19.5 | 0
11 | 15 | 05:00 | 0 | 2015-11-15 | 5 | 15.47 | 1 | 16.47 | 0
11 | 15 | 06:00 | 0 | 2015-11-15 | 6 | 16.08 | 1 | 17.08 | 0
11 | 15 | 07:00 | 0 | 2015-11-15 | 7 | 11.22 | 1 | 12.22 | 0
11 | 15 | 08:00 | 3 | 2015-11-15 | 8 | 11.85 | 1 | 12.85 | 38.55
11 | 15 | 09:00 | 639 | 2015-11-15 | 9 | 12.13 | 1 | 13.13 | 8390.07
11 | 15 | 10:00 | 945 | 2015-11-15 | 10 | 20.27 | 1 | 21.27 | 20100.15
11 | 15 | 11:00 | 1690 | 2015-11-15 | 11 | 27.16 | 1 | 28.16 | 47590.4
11 | 15 | 12:00 | 2310 | 2015-11-15 | 12 | 29.28 | 1 | 30.28 | 69946.8
11 | 15 | 13:00 | 878 | 2015-11-15 | 13 | 19.36 | 1 | 20.36 | 17876.08
11 | 15 | 14:00 | 1180 | 2015-11-15 | 14 | 17.9 | 1 | 18.9 | 22302
11 | 15 | 15:00 | 751 | 2015-11-15 | 15 | 18.29 | 1 | 19.29 | 14486.79
11 | 15 | 16:00 | 577 | 2015-11-15 | 16 | 19.46 | 1 | 20.46 | 11805.42
11 | 15 | 17:00 | 0 | 2015-11-15 | 17 | 25.48 | 1 | 26.48 | 0
11 | 15 | 18:00 | 0 | 2015-11-15 | 18 | 28.57 | 1 | 29.57 | 0
11 | 15 | 19:00 | 0 | 2015-11-15 | 19 | 19.23 | 1 | 20.23 | 0
11 | 15 | 20:00 | 0 | 2015-11-15 | 20 | 17.35 | 1 | 18.35 | 0
11 | 15 | 21:00 | 0 | 2015-11-15 | 21 | 24.16 | 1 | 25.16 | 0
11 | 15 | 22:00 | 0 | 2015-11-15 | 22 | 15.39 | 1 | 16.39 | 0
11 | 15 | 23:00 | 0 | 2015-11-15 | 23 | 9.15 | 1 | 10.15 | 0
11 | 15 | 24:00 | 0 | 2015-11-15 | 24 | 1.33 | 1 | 2.33 | 0
11 | 16 | 01:00 | 0 | 2015-11-16 | 1 | 11.31 | 1 | 12.31 | 0
11 | 16 | 02:00 | 0 | 2015-11-16 | 2 | 18.15 | 1 | 19.15 | 0
11 | 16 | 03:00 | 0 | 2015-11-16 | 3 | 18.07 | 1 | 19.07 | 0
11 | 16 | 04:00 | 0 | 2015-11-16 | 4 | 16.84 | 1 | 17.84 | 0
11 | 16 | 05:00 | 0 | 2015-11-16 | 5 | 15.49 | 1 | 16.49 | 0
11 | 16 | 06:00 | 0 | 2015-11-16 | 6 | 13.5 | 1 | 14.5 | 0
11 | 16 | 07:00 | 0 | 2015-11-16 | 7 | 19.88 | 1 | 20.88 | 0
11 | 16 | 08:00 | 55 | 2015-11-16 | 8 | 20.91 | 1 | 21.91 | 1205.05
11 | 16 | 09:00 | 1612 | 2015-11-16 | 9 | 22.61 | 1 | 23.61 | 38059.32
11 | 16 | 10:00 | 2294 | 2015-11-16 | 10 | 19.13 | 1 | 20.13 | 46178.22
11 | 16 | 11:00 | 2600 | 2015-11-16 | 11 | 18.88 | 1 | 19.88 | 51688
11 | 16 | 12:00 | 2834 | 2015-11-16 | 12 | 20.01 | 1 | 21.01 | 59542.34
11 | 16 | 13:00 | 2086 | 2015-11-16 | 13 | 20.36 | 1 | 21.36 | 44556.96
11 | 16 | 14:00 | 952 | 2015-11-16 | 14 | 19.28 | 1 | 20.28 | 19306.56
11 | 16 | 15:00 | 315 | 2015-11-16 | 15 | 19.23 | 1 | 20.23 | 6372.45
11 | 16 | 16:00 | 11 | 2015-11-16 | 16 | 18.94 | 1 | 19.94 | 219.34
11 | 16 | 17:00 | 0 | 2015-11-16 | 17 | 19.86 | 1 | 20.86 | 0
11 | 16 | 18:00 | 0 | 2015-11-16 | 18 | 29.27 | 1 | 30.27 | 0
11 | 16 | 19:00 | 0 | 2015-11-16 | 19 | 26.59 | 1 | 27.59 | 0
11 | 16 | 20:00 | 0 | 2015-11-16 | 20 | 26.64 | 1 | 27.64 | 0
11 | 16 | 21:00 | 0 | 2015-11-16 | 21 | 25.48 | 1 | 26.48 | 0
11 | 16 | 22:00 | 0 | 2015-11-16 | 22 | 21.48 | 1 | 22.48 | 0
11 | 16 | 23:00 | 0 | 2015-11-16 | 23 | -35.72 | 1 | -34.72 | 0
11 | 16 | 24:00 | 0 | 2015-11-16 | 24 | 16.77 | 1 | 17.77 | 0
11 | 17 | 01:00 | 0 | 2015-11-17 | 1 | 16.91 | 1 | 17.91 | 0
11 | 17 | 02:00 | 0 | 2015-11-17 | 2 | 16.87 | 1 | 17.87 | 0
11 | 17 | 03:00 | 0 | 2015-11-17 | 3 | 16.87 | 1 | 17.87 | 0
11 | 17 | 04:00 | 0 | 2015-11-17 | 4 | 17.71 | 1 | 18.71 | 0
11 | 17 | 05:00 | 0 | 2015-11-17 | 5 | 16.31 | 1 | 17.31 | 0
11 | 17 | 06:00 | 0 | 2015-11-17 | 6 | 15.05 | 1 | 16.05 | 0
11 | 17 | 07:00 | 0 | 2015-11-17 | 7 | 23.88 | 1 | 24.88 | 0
11 | 17 | 08:00 | 129 | 2015-11-17 | 8 | 21.81 | 1 | 22.81 | 2942.49
11 | 17 | 09:00 | 594 | 2015-11-17 | 9 | 23.48 | 1 | 24.48 | 14541.12
11 | 17 | 10:00 | 417 | 2015-11-17 | 10 | 19.92 | 1 | 20.92 | 8723.64
11 | 17 | 11:00 | 636 | 2015-11-17 | 11 | 20.09 | 1 | 21.09 | 13413.24
11 | 17 | 12:00 | 477 | 2015-11-17 | 12 | 18.18 | 1 | 19.18 | 9148.86
11 | 17 | 13:00 | 623 | 2015-11-17 | 13 | 17.24 | 1 | 18.24 | 11363.52
11 | 17 | 14:00 | 919 | 2015-11-17 | 14 | 17.3 | 1 | 18.3 | 16817.7
11 | 17 | 15:00 | 997 | 2015-11-17 | 15 | 18.33 | 1 | 19.33 | 19272.01
11 | 17 | 16:00 | 387 | 2015-11-17 | 16 | 22.54 | 1 | 23.54 | 9109.98
11 | 17 | 17:00 | 0 | 2015-11-17 | 17 | 29.65 | 1 | 30.65 | 0
11 | 17 | 18:00 | 0 | 2015-11-17 | 18 | 26.87 | 1 | 27.87 | 0
11 | 17 | 19:00 | 0 | 2015-11-17 | 19 | 30.8 | 1 | 31.8 | 0
11 | 17 | 20:00 | 0 | 2015-11-17 | 20 | 25.24 | 1 | 26.24 | 0
11 | 17 | 21:00 | 0 | 2015-11-17 | 21 | 20.04 | 1 | 21.04 | 0
11 | 17 | 22:00 | 0 | 2015-11-17 | 22 | 23.71 | 1 | 24.71 | 0
11 | 17 | 23:00 | 0 | 2015-11-17 | 23 | 19.33 | 1 | 20.33 | 0
11 | 17 | 24:00 | 0 | 2015-11-17 | 24 | 16.74 | 1 | 17.74 | 0
11 | 18 | 01:00 | 0 | 2015-11-18 | 1 | 17.84 | 1 | 18.84 | 0
11 | 18 | 02:00 | 0 | 2015-11-18 | 2 | 18.04 | 1 | 19.04 | 0
11 | 18 | 03:00 | 0 | 2015-11-18 | 3 | 16.72 | 1 | 17.72 | 0
11 | 18 | 04:00 | 0 | 2015-11-18 | 4 | 16.81 | 1 | 17.81 | 0
11 | 18 | 05:00 | 0 | 2015-11-18 | 5 | 18.08 | 1 | 19.08 | 0
11 | 18 | 06:00 | 0 | 2015-11-18 | 6 | 19.1 | 1 | 20.1 | 0
11 | 18 | 07:00 | 0 | 2015-11-18 | 7 | 27.91 | 1 | 28.91 | 0
11 | 18 | 08:00 | 631 | 2015-11-18 | 8 | 62.39 | 1 | 63.39 | 39999.09
11 | 18 | 09:00 | 1472 | 2015-11-18 | 9 | 30.15 | 1 | 31.15 | 45852.8
11 | 18 | 10:00 | 2191 | 2015-11-18 | 10 | 24.73 | 1 | 25.73 | 56374.43
11 | 18 | 11:00 | 2435 | 2015-11-18 | 11 | 22.43 | 1 | 23.43 | 57052.05
11 | 18 | 12:00 | 2635 | 2015-11-18 | 12 | 18.3 | 1 | 19.3 | 50855.5
11 | 18 | 13:00 | 2328 | 2015-11-18 | 13 | 17.55 | 1 | 18.55 | 43184.4
11 | 18 | 14:00 | 1924 | 2015-11-18 | 14 | 17.66 | 1 | 18.66 | 35901.84
11 | 18 | 15:00 | 1499 | 2015-11-18 | 15 | 18.4 | 1 | 19.4 | 29080.6
11 | 18 | 16:00 | 541 | 2015-11-18 | 16 | 25.53 | 1 | 26.53 | 14352.73
11 | 18 | 17:00 | 0 | 2015-11-18 | 17 | 27.35 | 1 | 28.35 | 0
11 | 18 | 18:00 | 0 | 2015-11-18 | 18 | 31.17 | 1 | 32.17 | 0
11 | 18 | 19:00 | 0 | 2015-11-18 | 19 | 34.55 | 1 | 35.55 | 0
11 | 18 | 20:00 | 0 | 2015-11-18 | 20 | 32.33 | 1 | 33.33 | 0
11 | 18 | 21:00 | 0 | 2015-11-18 | 21 | 31.13 | 1 | 32.13 | 0
11 | 18 | 22:00 | 0 | 2015-11-18 | 22 | 25.82 | 1 | 26.82 | 0
11 | 18 | 23:00 | 0 | 2015-11-18 | 23 | 15.72 | 1 | 16.72 | 0
11 | 18 | 24:00 | 0 | 2015-11-18 | 24 | 17.07 | 1 | 18.07 | 0
11 | 19 | 01:00 | 0 | 2015-11-19 | 1 | 39.68 | 1 | 40.68 | 0
11 | 19 | 02:00 | 0 | 2015-11-19 | 2 | 11.27 | 1 | 12.27 | 0
11 | 19 | 03:00 | 0 | 2015-11-19 | 3 | 5.21 | 1 | 6.21 | 0
11 | 19 | 04:00 | 0 | 2015-11-19 | 4 | 12.01 | 1 | 13.01 | 0
11 | 19 | 05:00 | 0 | 2015-11-19 | 5 | 11.68 | 1 | 12.68 | 0
11 | 19 | 06:00 | 0 | 2015-11-19 | 6 | 17.2 | 1 | 18.2 | 0
11 | 19 | 07:00 | 0 | 2015-11-19 | 7 | 20.87 | 1 | 21.87 | 0
11 | 19 | 08:00 | 695 | 2015-11-19 | 8 | 22.03 | 1 | 23.03 | 16005.85
11 | 19 | 09:00 | 1445 | 2015-11-19 | 9 | 21.25 | 1 | 22.25 | 32151.25
11 | 19 | 10:00 | 1951 | 2015-11-19 | 10 | 18.59 | 1 | 19.59 | 38220.09
11 | 19 | 11:00 | 2240 | 2015-11-19 | 11 | 33.67 | 1 | 34.67 | 77660.8
11 | 19 | 12:00 | 2488 | 2015-11-19 | 12 | 34.05 | 1 | 35.05 | 87204.4
11 | 19 | 13:00 | 2384 | 2015-11-19 | 13 | 32.44 | 1 | 33.44 | 79720.96
11 | 19 | 14:00 | 1811 | 2015-11-19 | 14 | 29.18 | 1 | 30.18 | 54655.98
11 | 19 | 15:00 | 706 | 2015-11-19 | 15 | 34.79 | 1 | 35.79 | 25267.74
11 | 19 | 16:00 | 142 | 2015-11-19 | 16 | 29.31 | 1 | 30.31 | 4304.02
11 | 19 | 17:00 | 0 | 2015-11-19 | 17 | 27.02 | 1 | 28.02 | 0
11 | 19 | 18:00 | 0 | 2015-11-19 | 18 | 33.95 | 1 | 34.95 | 0
11 | 19 | 19:00 | 0 | 2015-11-19 | 19 | 32.71 | 1 | 33.71 | 0
11 | 19 | 20:00 | 0 | 2015-11-19 | 20 | 21.75 | 1 | 22.75 | 0
11 | 19 | 21:00 | 0 | 2015-11-19 | 21 | 27.89 | 1 | 28.89 | 0
11 | 19 | 22:00 | 0 | 2015-11-19 | 22 | 30.13 | 1 | 31.13 | 0
11 | 19 | 23:00 | 0 | 2015-11-19 | 23 | 24.11 | 1 | 25.11 | 0
11 | 19 | 24:00 | 0 | 2015-11-19 | 24 | 16.61 | 1 | 17.61 | 0
11 | 20 | 01:00 | 0 | 2015-11-20 | 1 | 14.95 | 1 | 15.95 | 0
11 | 20 | 02:00 | 0 | 2015-11-20 | 2 | 12.8 | 1 | 13.8 | 0
11 | 20 | 03:00 | 0 | 2015-11-20 | 3 | 13.88 | 1 | 14.88 | 0
11 | 20 | 04:00 | 0 | 2015-11-20 | 4 | 14.17 | 1 | 15.17 | 0
11 | 20 | 05:00 | 0 | 2015-11-20 | 5 | 13.51 | 1 | 14.51 | 0
11 | 20 | 06:00 | 0 | 2015-11-20 | 6 | 38.73 | 1 | 39.73 | 0
11 | 20 | 07:00 | 0 | 2015-11-20 | 7 | 29.51 | 1 | 30.51 | 0
11 | 20 | 08:00 | 4 | 2015-11-20 | 8 | 18.4 | 1 | 19.4 | 77.6
11 | 20 | 09:00 | 196 | 2015-11-20 | 9 | 16.2 | 1 | 17.2 | 3371.2
11 | 20 | 10:00 | 86 | 2015-11-20 | 10 | 17.27 | 1 | 18.27 | 1571.22
11 | 20 | 11:00 | 539 | 2015-11-20 | 11 | 18 | 1 | 19 | 10241
11 | 20 | 12:00 | 547 | 2015-11-20 | 12 | 18.33 | 1 | 19.33 | 10573.51
11 | 20 | 13:00 | 196 | 2015-11-20 | 13 | 19.09 | 1 | 20.09 | 3937.64
11 | 20 | 14:00 | 448 | 2015-11-20 | 14 | 18.95 | 1 | 19.95 | 8937.6
11 | 20 | 15:00 | 302 | 2015-11-20 | 15 | 18.03 | 1 | 19.03 | 5747.06
11 | 20 | 16:00 | 1 | 2015-11-20 | 16 | 18.3 | 1 | 19.3 | 19.3
11 | 20 | 17:00 | 0 | 2015-11-20 | 17 | 20.16 | 1 | 21.16 | 0
11 | 20 | 18:00 | 0 | 2015-11-20 | 18 | 20.79 | 1 | 21.79 | 0
11 | 20 | 19:00 | 0 | 2015-11-20 | 19 | 25.57 | 1 | 26.57 | 0
11 | 20 | 20:00 | 0 | 2015-11-20 | 20 | 24.97 | 1 | 25.97 | 0
11 | 20 | 21:00 | 0 | 2015-11-20 | 21 | 18.13 | 1 | 19.13 | 0
11 | 20 | 22:00 | 0 | 2015-11-20 | 22 | 17.88 | 1 | 18.88 | 0
11 | 20 | 23:00 | 0 | 2015-11-20 | 23 | 8.29 | 1 | 9.29 | 0
11 | 20 | 24:00 | 0 | 2015-11-20 | 24 | -59.42 | 1 | -58.42 | 0
11 | 21 | 01:00 | 0 | 2015-11-21 | 1 | 11.19 | 1 | 12.19 | 0
11 | 21 | 02:00 | 0 | 2015-11-21 | 2 | 15.1 | 1 | 16.1 | 0
11 | 21 | 03:00 | 0 | 2015-11-21 | 3 | 10.3 | 1 | 11.3 | 0
11 | 21 | 04:00 | 0 | 2015-11-21 | 4 | 14.98 | 1 | 15.98 | 0
11 | 21 | 05:00 | 0 | 2015-11-21 | 5 | 19.3 | 1 | 20.3 | 0
11 | 21 | 06:00 | 0 | 2015-11-21 | 6 | 18.98 | 1 | 19.98 | 0
11 | 21 | 07:00 | 0 | 2015-11-21 | 7 | 21.01 | 1 | 22.01 | 0
11 | 21 | 08:00 | 17 | 2015-11-21 | 8 | 17.38 | 1 | 18.38 | 312.46
11 | 21 | 09:00 | 407 | 2015-11-21 | 9 | 18.53 | 1 | 19.53 | 7948.71
11 | 21 | 10:00 | 200 | 2015-11-21 | 10 | 18.29 | 1 | 19.29 | 3858
11 | 21 | 11:00 | 656 | 2015-11-21 | 11 | 26.88 | 1 | 27.88 | 18289.28
11 | 21 | 12:00 | 774 | 2015-11-21 | 12 | 27.46 | 1 | 28.46 | 22028.04
11 | 21 | 13:00 | 312 | 2015-11-21 | 13 | 18.94 | 1 | 19.94 | 6221.28
11 | 21 | 14:00 | 573 | 2015-11-21 | 14 | 15.64 | 1 | 16.64 | 9534.72
11 | 21 | 15:00 | 368 | 2015-11-21 | 15 | 15.13 | 1 | 16.13 | 5935.84
11 | 21 | 16:00 | 1 | 2015-11-21 | 16 | 16.9 | 1 | 17.9 | 17.9
11 | 21 | 17:00 | 0 | 2015-11-21 | 17 | 16.12 | 1 | 17.12 | 0
11 | 21 | 18:00 | 0 | 2015-11-21 | 18 | 20.54 | 1 | 21.54 | 0
11 | 21 | 19:00 | 0 | 2015-11-21 | 19 | 18.57 | 1 | 19.57 | 0
11 | 21 | 20:00 | 0 | 2015-11-21 | 20 | 24.96 | 1 | 25.96 | 0
11 | 21 | 21:00 | 0 | 2015-11-21 | 21 | 24.33 | 1 | 25.33 | 0
11 | 21 | 22:00 | 0 | 2015-11-21 | 22 | 9.02 | 1 | 10.02 | 0
11 | 21 | 23:00 | 0 | 2015-11-21 | 23 | 0.31 | 1 | 1.31 | 0
11 | 21 | 24:00 | 0 | 2015-11-21 | 24 | -73.26 | 1 | -72.26 | 0
11 | 22 | 01:00 | 0 | 2015-11-22 | 1 | 0.64 | 1 | 1.64 | 0
11 | 22 | 02:00 | 0 | 2015-11-22 | 2 | 22.57 | 1 | 23.57 | 0
11 | 22 | 03:00 | 0 | 2015-11-22 | 3 | -54.93 | 1 | -53.93 | 0
11 | 22 | 04:00 | 0 | 2015-11-22 | 4 | -120.22 | 1 | -119.22 | 0
11 | 22 | 05:00 | 0 | 2015-11-22 | 5 | -47.71 | 1 | -46.71 | 0
11 | 22 | 06:00 | 0 | 2015-11-22 | 6 | 18.27 | 1 | 19.27 | 0
11 | 22 | 07:00 | 0 | 2015-11-22 | 7 | 16.41 | 1 | 17.41 | 0
11 | 22 | 08:00 | 32 | 2015-11-22 | 8 | 11.05 | 1 | 12.05 | 385.6
11 | 22 | 09:00 | 717 | 2015-11-22 | 9 | 16.2 | 1 | 17.2 | 12332.4
11 | 22 | 10:00 | 830 | 2015-11-22 | 10 | 33.42 | 1 | 34.42 | 28568.6
11 | 22 | 11:00 | 2610 | 2015-11-22 | 11 | 27.23 | 1 | 28.23 | 73680.3
11 | 22 | 12:00 | 2759 | 2015-11-22 | 12 | 29.56 | 1 | 30.56 | 84315.04
11 | 22 | 13:00 | 1650 | 2015-11-22 | 13 | 37.61 | 1 | 38.61 | 63706.5
11 | 22 | 14:00 | 2438 | 2015-11-22 | 14 | 33.94 | 1 | 34.94 | 85183.72
11 | 22 | 15:00 | 1743 | 2015-11-22 | 15 | 31.87 | 1 | 32.87 | 57292.41
11 | 22 | 16:00 | 945 | 2015-11-22 | 16 | 30.61 | 1 | 31.61 | 29871.45
11 | 22 | 17:00 | 0 | 2015-11-22 | 17 | 34.9 | 1 | 35.9 | 0
11 | 22 | 18:00 | 0 | 2015-11-22 | 18 | 38.34 | 1 | 39.34 | 0
11 | 22 | 19:00 | 0 | 2015-11-22 | 19 | 35.4 | 1 | 36.4 | 0
11 | 22 | 20:00 | 0 | 2015-11-22 | 20 | 27.53 | 1 | 28.53 | 0
11 | 22 | 21:00 | 0 | 2015-11-22 | 21 | 20.57 | 1 | 21.57 | 0
11 | 22 | 22:00 | 0 | 2015-11-22 | 22 | 9.97 | 1 | 10.97 | 0
11 | 22 | 23:00 | 0 | 2015-11-22 | 23 | -44.64 | 1 | -43.64 | 0
11 | 22 | 24:00 | 0 | 2015-11-22 | 24 | -84.5 | 1 | -83.5 | 0
11 | 23 | 01:00 | 0 | 2015-11-23 | 1 | 15.77 | 1 | 16.77 | 0
11 | 23 | 02:00 | 0 | 2015-11-23 | 2 | 12.67 | 1 | 13.67 | 0
11 | 23 | 03:00 | 0 | 2015-11-23 | 3 | 13.63 | 1 | 14.63 | 0
11 | 23 | 04:00 | 0 | 2015-11-23 | 4 | 14.85 | 1 | 15.85 | 0
11 | 23 | 05:00 | 0 | 2015-11-23 | 5 | 14.36 | 1 | 15.36 | 0
11 | 23 | 06:00 | 0 | 2015-11-23 | 6 | 21.33 | 1 | 22.33 | 0
11 | 23 | 07:00 | 0 | 2015-11-23 | 7 | 30.64 | 1 | 31.64 | 0
11 | 23 | 08:00 | 371 | 2015-11-23 | 8 | 30.92 | 1 | 31.92 | 11842.32
11 | 23 | 09:00 | 1335 | 2015-11-23 | 9 | 22.64 | 1 | 23.64 | 31559.4
11 | 23 | 10:00 | 1976 | 2015-11-23 | 10 | 16.04 | 1 | 17.04 | 33671.04
11 | 23 | 11:00 | 2344 | 2015-11-23 | 11 | 23 | 1 | 24 | 56256
11 | 23 | 12:00 | 2384 | 2015-11-23 | 12 | 18.33 | 1 | 19.33 | 46082.72
11 | 23 | 13:00 | 2253 | 2015-11-23 | 13 | 17.92 | 1 | 18.92 | 42626.76
11 | 23 | 14:00 | 1890 | 2015-11-23 | 14 | 20.82 | 1 | 21.82 | 41239.8
11 | 23 | 15:00 | 945 | 2015-11-23 | 15 | 17.28 | 1 | 18.28 | 17274.6
11 | 23 | 16:00 | 353 | 2015-11-23 | 16 | 4.63 | 1 | 5.63 | 1987.39
11 | 23 | 17:00 | 0 | 2015-11-23 | 17 | 12.88 | 1 | 13.88 | 0
11 | 23 | 18:00 | 0 | 2015-11-23 | 18 | 29.73 | 1 | 30.73 | 0
11 | 23 | 19:00 | 0 | 2015-11-23 | 19 | 24.77 | 1 | 25.77 | 0
11 | 23 | 20:00 | 0 | 2015-11-23 | 20 | 22.3 | 1 | 23.3 | 0
11 | 23 | 21:00 | 0 | 2015-11-23 | 21 | 22.29 | 1 | 23.29 | 0
11 | 23 | 22:00 | 0 | 2015-11-23 | 22 | 11.81 | 1 | 12.81 | 0
11 | 23 | 23:00 | 0 | 2015-11-23 | 23 | 1.13 | 1 | 2.13 | 0
11 | 23 | 24:00 | 0 | 2015-11-23 | 24 | 19.48 | 1 | 20.48 | 0
11 | 24 | 01:00 | 0 | 2015-11-24 | 1 | 12.92 | 1 | 13.92 | 0
11 | 24 | 02:00 | 0 | 2015-11-24 | 2 | 21.92 | 1 | 22.92 | 0
11 | 24 | 03:00 | 0 | 2015-11-24 | 3 | 20.47 | 1 | 21.47 | 0
11 | 24 | 04:00 | 0 | 2015-11-24 | 4 | 18.61 | 1 | 19.61 | 0
11 | 24 | 05:00 | 0 | 2015-11-24 | 5 | 17.03 | 1 | 18.03 | 0
11 | 24 | 06:00 | 0 | 2015-11-24 | 6 | 18.33 | 1 | 19.33 | 0
11 | 24 | 07:00 | 0 | 2015-11-24 | 7 | 29.02 | 1 | 30.02 | 0
11 | 24 | 08:00 | 5 | 2015-11-24 | 8 | 60.15 | 1 | 61.15 | 305.75
11 | 24 | 09:00 | 123 | 2015-11-24 | 9 | 57.46 | 1 | 58.46 | 7190.58
11 | 24 | 10:00 | 68 | 2015-11-24 | 10 | 32.18 | 1 | 33.18 | 2256.24
11 | 24 | 11:00 | 511 | 2015-11-24 | 11 | 32.62 | 1 | 33.62 | 17179.82
11 | 24 | 12:00 | 578 | 2015-11-24 | 12 | 28.59 | 1 | 29.59 | 17103.02
11 | 24 | 13:00 | 749 | 2015-11-24 | 13 | 21.39 | 1 | 22.39 | 16770.11
11 | 24 | 14:00 | 471 | 2015-11-24 | 14 | 18.93 | 1 | 19.93 | 9387.03
11 | 24 | 15:00 | 217 | 2015-11-24 | 15 | 27.57 | 1 | 28.57 | 6199.69
11 | 24 | 16:00 | 10 | 2015-11-24 | 16 | 27.74 | 1 | 28.74 | 287.4
11 | 24 | 17:00 | 0 | 2015-11-24 | 17 | 30.07 | 1 | 31.07 | 0
11 | 24 | 18:00 | 0 | 2015-11-24 | 18 | 33.93 | 1 | 34.93 | 0
11 | 24 | 19:00 | 0 | 2015-11-24 | 19 | 34.66 | 1 | 35.66 | 0
11 | 24 | 20:00 | 0 | 2015-11-24 | 20 | 30.83 | 1 | 31.83 | 0
11 | 24 | 21:00 | 0 | 2015-11-24 | 21 | 32.92 | 1 | 33.92 | 0
11 | 24 | 22:00 | 0 | 2015-11-24 | 22 | 28.89 | 1 | 29.89 | 0
11 | 24 | 23:00 | 0 | 2015-11-24 | 23 | 12.58 | 1 | 13.58 | 0
11 | 24 | 24:00 | 0 | 2015-11-24 | 24 | 19.88 | 1 | 20.88 | 0
11 | 25 | 01:00 | 0 | 2015-11-25 | 1 | 19.34 | 1 | 20.34 | 0
11 | 25 | 02:00 | 0 | 2015-11-25 | 2 | 11.03 | 1 | 12.03 | 0
11 | 25 | 03:00 | 0 | 2015-11-25 | 3 | 18.57 | 1 | 19.57 | 0
11 | 25 | 04:00 | 0 | 2015-11-25 | 4 | 18.59 | 1 | 19.59 | 0
11 | 25 | 05:00 | 0 | 2015-11-25 | 5 | 12.52 | 1 | 13.52 | 0
11 | 25 | 06:00 | 0 | 2015-11-25 | 6 | 21.95 | 1 | 22.95 | 0
11 | 25 | 07:00 | 0 | 2015-11-25 | 7 | 30.75 | 1 | 31.75 | 0
11 | 25 | 08:00 | 9 | 2015-11-25 | 8 | 40.97 | 1 | 41.97 | 377.73
11 | 25 | 09:00 | 230 | 2015-11-25 | 9 | 41.07 | 1 | 42.07 | 9676.1
11 | 25 | 10:00 | 498 | 2015-11-25 | 10 | 30.75 | 1 | 31.75 | 15811.5
11 | 25 | 11:00 | 651 | 2015-11-25 | 11 | 23.13 | 1 | 24.13 | 15708.63
11 | 25 | 12:00 | 677 | 2015-11-25 | 12 | 18.61 | 1 | 19.61 | 13275.97
11 | 25 | 13:00 | 734 | 2015-11-25 | 13 | 7.2 | 1 | 8.2 | 6018.8
11 | 25 | 14:00 | 544 | 2015-11-25 | 14 | 20.53 | 1 | 21.53 | 11712.32
11 | 25 | 15:00 | 356 | 2015-11-25 | 15 | 28.71 | 1 | 29.71 | 10576.76
11 | 25 | 16:00 | 1 | 2015-11-25 | 16 | 31.66 | 1 | 32.66 | 32.66
11 | 25 | 17:00 | 0 | 2015-11-25 | 17 | 27.52 | 1 | 28.52 | 0
11 | 25 | 18:00 | 0 | 2015-11-25 | 18 | 29.32 | 1 | 30.32 | 0
11 | 25 | 19:00 | 0 | 2015-11-25 | 19 | 24.34 | 1 | 25.34 | 0
11 | 25 | 20:00 | 0 | 2015-11-25 | 20 | 23.99 | 1 | 24.99 | 0
11 | 25 | 21:00 | 0 | 2015-11-25 | 21 | 23.23 | 1 | 24.23 | 0
11 | 25 | 22:00 | 0 | 2015-11-25 | 22 | 23.76 | 1 | 24.76 | 0
11 | 25 | 23:00 | 0 | 2015-11-25 | 23 | 70.42 | 1 | 71.42 | 0
11 | 25 | 24:00 | 0 | 2015-11-25 | 24 | 11.74 | 1 | 12.74 | 0
11 | 26 | 01:00 | 0 | 2015-11-26 | 1 | 15.31 | 1 | 16.31 | 0
11 | 26 | 02:00 | 0 | 2015-11-26 | 2 | 14.99 | 1 | 15.99 | 0
11 | 26 | 03:00 | 0 | 2015-11-26 | 3 | 23.09 | 1 | 24.09 | 0
11 | 26 | 04:00 | 0 | 2015-11-26 | 4 | 14.41 | 1 | 15.41 | 0
11 | 26 | 05:00 | 0 | 2015-11-26 | 5 | 14.51 | 1 | 15.51 | 0
11 | 26 | 06:00 | 0 | 2015-11-26 | 6 | 9.86 | 1 | 10.86 | 0
11 | 26 | 07:00 | 0 | 2015-11-26 | 7 | 11.98 | 1 | 12.98 | 0
11 | 26 | 08:00 | 2 | 2015-11-26 | 8 | 8.14 | 1 | 9.14 | 18.28
11 | 26 | 09:00 | 505 | 2015-11-26 | 9 | 23.71 | 1 | 24.71 | 12478.55
11 | 26 | 10:00 | 1420 | 2015-11-26 | 10 | 30.47 | 1 | 31.47 | 44687.4
11 | 26 | 11:00 | 894 | 2015-11-26 | 11 | 21.33 | 1 | 22.33 | 19963.02
11 | 26 | 12:00 | 1239 | 2015-11-26 | 12 | 29.91 | 1 | 30.91 | 38297.49
11 | 26 | 13:00 | 1158 | 2015-11-26 | 13 | 29.17 | 1 | 30.17 | 34936.86
11 | 26 | 14:00 | 1346 | 2015-11-26 | 14 | 20.31 | 1 | 21.31 | 28683.26
11 | 26 | 15:00 | 1148 | 2015-11-26 | 15 | -32.33 | 1 | -31.33 | -35966.84
11 | 26 | 16:00 | 225 | 2015-11-26 | 16 | -34.48 | 1 | -33.48 | -7533
11 | 26 | 17:00 | 0 | 2015-11-26 | 17 | 13.26 | 1 | 14.26 | 0
11 | 26 | 18:00 | 0 | 2015-11-26 | 18 | 4.28 | 1 | 5.28 | 0
11 | 26 | 19:00 | 0 | 2015-11-26 | 19 | 0.05 | 1 | 1.05 | 0
11 | 26 | 20:00 | 0 | 2015-11-26 | 20 | 11.36 | 1 | 12.36 | 0
11 | 26 | 21:00 | 0 | 2015-11-26 | 21 | 19.15 | 1 | 20.15 | 0
11 | 26 | 22:00 | 0 | 2015-11-26 | 22 | 25.1 | 1 | 26.1 | 0
11 | 26 | 23:00 | 0 | 2015-11-26 | 23 | 22.83 | 1 | 23.83 | 0
11 | 26 | 24:00 | 0 | 2015-11-26 | 24 | 19 | 1 | 20 | 0
11 | 27 | 01:00 | 0 | 2015-11-27 | 1 | 21.29 | 1 | 22.29 | 0
11 | 27 | 02:00 | 0 | 2015-11-27 | 2 | 18.81 | 1 | 19.81 | 0
11 | 27 | 03:00 | 0 | 2015-11-27 | 3 | -71.59 | 1 | -70.59 | 0
11 | 27 | 04:00 | 0 | 2015-11-27 | 4 | -3.78 | 1 | -2.78 | 0
11 | 27 | 05:00 | 0 | 2015-11-27 | 5 | 14.93 | 1 | 15.93 | 0
11 | 27 | 06:00 | 0 | 2015-11-27 | 6 | 8.11 | 1 | 9.11 | 0
11 | 27 | 07:00 | 0 | 2015-11-27 | 7 | 5.15 | 1 | 6.15 | 0
11 | 27 | 08:00 | 395 | 2015-11-27 | 8 | -12.25 | 1 | -11.25 | -4443.75
11 | 27 | 09:00 | 1370 | 2015-11-27 | 9 | 8.59 | 1 | 9.59 | 13138.3
11 | 27 | 10:00 | 2211 | 2015-11-27 | 10 | 16.89 | 1 | 17.89 | 39554.79
11 | 27 | 11:00 | 2487 | 2015-11-27 | 11 | 18.39 | 1 | 19.39 | 48222.93
11 | 27 | 12:00 | 2673 | 2015-11-27 | 12 | 12.25 | 1 | 13.25 | 35417.25
11 | 27 | 13:00 | 2680 | 2015-11-27 | 13 | 5.72 | 1 | 6.72 | 18009.6
11 | 27 | 14:00 | 2151 | 2015-11-27 | 14 | 10.57 | 1 | 11.57 | 24887.07
11 | 27 | 15:00 | 1565 | 2015-11-27 | 15 | 11.25 | 1 | 12.25 | 19171.25
11 | 27 | 16:00 | 543 | 2015-11-27 | 16 | 14.07 | 1 | 15.07 | 8183.01
11 | 27 | 17:00 | 0 | 2015-11-27 | 17 | 22.96 | 1 | 23.96 | 0
11 | 27 | 18:00 | 0 | 2015-11-27 | 18 | 22.53 | 1 | 23.53 | 0
11 | 27 | 19:00 | 0 | 2015-11-27 | 19 | 16.95 | 1 | 17.95 | 0
11 | 27 | 20:00 | 0 | 2015-11-27 | 20 | 21.66 | 1 | 22.66 | 0
11 | 27 | 21:00 | 0 | 2015-11-27 | 21 | 18.12 | 1 | 19.12 | 0
11 | 27 | 22:00 | 0 | 2015-11-27 | 22 | 18.95 | 1 | 19.95 | 0
11 | 27 | 23:00 | 0 | 2015-11-27 | 23 | 20.63 | 1 | 21.63 | 0
11 | 27 | 24:00 | 0 | 2015-11-27 | 24 | -80.51 | 1 | -79.51 | 0
11 | 28 | 01:00 | 0 | 2015-11-28 | 1 | -1.13 | 1 | -0.13 | 0
11 | 28 | 02:00 | 0 | 2015-11-28 | 2 | 16.27 | 1 | 17.27 | 0
11 | 28 | 03:00 | 0 | 2015-11-28 | 3 | 8.28 | 1 | 9.28 | 0
11 | 28 | 04:00 | 0 | 2015-11-28 | 4 | 11 | 1 | 12 | 0
11 | 28 | 05:00 | 0 | 2015-11-28 | 5 | 16.87 | 1 | 17.87 | 0
11 | 28 | 06:00 | 0 | 2015-11-28 | 6 | 14.34 | 1 | 15.34 | 0
11 | 28 | 07:00 | 0 | 2015-11-28 | 7 | 10.8 | 1 | 11.8 | 0
11 | 28 | 08:00 | 0 | 2015-11-28 | 8 | 16.45 | 1 | 17.45 | 0
11 | 28 | 09:00 | 112 | 2015-11-28 | 9 | 22.82 | 1 | 23.82 | 2667.84
11 | 28 | 10:00 | 468 | 2015-11-28 | 10 | 29.3 | 1 | 30.3 | 14180.4
11 | 28 | 11:00 | 709 | 2015-11-28 | 11 | 22.54 | 1 | 23.54 | 16689.86
11 | 28 | 12:00 | 1156 | 2015-11-28 | 12 | 29.71 | 1 | 30.71 | 35500.76
11 | 28 | 13:00 | 1060 | 2015-11-28 | 13 | 29.01 | 1 | 30.01 | 31810.6
11 | 28 | 14:00 | 1129 | 2015-11-28 | 14 | 28.62 | 1 | 29.62 | 33440.98
11 | 28 | 15:00 | 1150 | 2015-11-28 | 15 | 30.5 | 1 | 31.5 | 36225
11 | 28 | 16:00 | 514 | 2015-11-28 | 16 | 21.83 | 1 | 22.83 | 11734.62
11 | 28 | 17:00 | 0 | 2015-11-28 | 17 | 28.09 | 1 | 29.09 | 0
11 | 28 | 18:00 | 0 | 2015-11-28 | 18 | 30.61 | 1 | 31.61 | 0
11 | 28 | 19:00 | 0 | 2015-11-28 | 19 | 32.05 | 1 | 33.05 | 0
11 | 28 | 20:00 | 0 | 2015-11-28 | 20 | 24.38 | 1 | 25.38 | 0
11 | 28 | 21:00 | 0 | 2015-11-28 | 21 | 19.5 | 1 | 20.5 | 0
11 | 28 | 22:00 | 0 | 2015-11-28 | 22 | 19.47 | 1 | 20.47 | 0
11 | 28 | 23:00 | 0 | 2015-11-28 | 23 | 25.32 | 1 | 26.32 | 0
11 | 28 | 24:00 | 0 | 2015-11-28 | 24 | 23.93 | 1 | 24.93 | 0
11 | 29 | 01:00 | 0 | 2015-11-29 | 1 | 18.05 | 1 | 19.05 | 0
11 | 29 | 02:00 | 0 | 2015-11-29 | 2 | 19.37 | 1 | 20.37 | 0
11 | 29 | 03:00 | 0 | 2015-11-29 | 3 | 17.82 | 1 | 18.82 | 0
11 | 29 | 04:00 | 0 | 2015-11-29 | 4 | 19.26 | 1 | 20.26 | 0
11 | 29 | 05:00 | 0 | 2015-11-29 | 5 | 15.61 | 1 | 16.61 | 0
11 | 29 | 06:00 | 0 | 2015-11-29 | 6 | 18.08 | 1 | 19.08 | 0
11 | 29 | 07:00 | 0 | 2015-11-29 | 7 | 19.14 | 1 | 20.14 | 0
11 | 29 | 08:00 | 32 | 2015-11-29 | 8 | 14.26 | 1 | 15.26 | 488.32
11 | 29 | 09:00 | 1493 | 2015-11-29 | 9 | 18.48 | 1 | 19.48 | 29083.64
11 | 29 | 10:00 | 2352 | 2015-11-29 | 10 | 18.38 | 1 | 19.38 | 45581.76
11 | 29 | 11:00 | 2716 | 2015-11-29 | 11 | 14.9 | 1 | 15.9 | 43184.4
11 | 29 | 12:00 | 2889 | 2015-11-29 | 12 | 18.85 | 1 | 19.85 | 57346.65
11 | 29 | 13:00 | 2792 | 2015-11-29 | 13 | 18.72 | 1 | 19.72 | 55058.24
11 | 29 | 14:00 | 2427 | 2015-11-29 | 14 | 16.54 | 1 | 17.54 | 42569.58
11 | 29 | 15:00 | 1810 | 2015-11-29 | 15 | 18.11 | 1 | 19.11 | 34589.1
11 | 29 | 16:00 | 857 | 2015-11-29 | 16 | 19.37 | 1 | 20.37 | 17457.09
11 | 29 | 17:00 | 0 | 2015-11-29 | 17 | 30.08 | 1 | 31.08 | 0
11 | 29 | 18:00 | 0 | 2015-11-29 | 18 | 39.28 | 1 | 40.28 | 0
11 | 29 | 19:00 | 0 | 2015-11-29 | 19 | 48.93 | 1 | 49.93 | 0
11 | 29 | 20:00 | 0 | 2015-11-29 | 20 | 49.22 | 1 | 50.22 | 0
11 | 29 | 21:00 | 0 | 2015-11-29 | 21 | 42.64 | 1 | 43.64 | 0
11 | 29 | 22:00 | 0 | 2015-11-29 | 22 | 22.22 | 1 | 23.22 | 0
11 | 29 | 23:00 | 0 | 2015-11-29 | 23 | 29.33 | 1 | 30.33 | 0
11 | 29 | 24:00 | 0 | 2015-11-29 | 24 | 19.96 | 1 | 20.96 | 0
11 | 30 | 01:00 | 0 | 2015-11-30 | 1 | 21.45 | 1 | 22.45 | 0
11 | 30 | 02:00 | 0 | 2015-11-30 | 2 | 21.63 | 1 | 22.63 | 0
11 | 30 | 03:00 | 0 | 2015-11-30 | 3 | 17.86 | 1 | 18.86 | 0
11 | 30 | 04:00 | 0 | 2015-11-30 | 4 | 19.33 | 1 | 20.33 | 0
11 | 30 | 05:00 | 0 | 2015-11-30 | 5 | 19.92 | 1 | 20.92 | 0
11 | 30 | 06:00 | 0 | 2015-11-30 | 6 | 22.41 | 1 | 23.41 | 0
11 | 30 | 07:00 | 0 | 2015-11-30 | 7 | 31.98 | 1 | 32.98 | 0
11 | 30 | 08:00 | 619 | 2015-11-30 | 8 | 69.01 | 1 | 70.01 | 43336.19
11 | 30 | 09:00 | 1669 | 2015-11-30 | 9 | 24.14 | 1 | 25.14 | 41958.66
11 | 30 | 10:00 | 2312 | 2015-11-30 | 10 | 23.45 | 1 | 24.45 | 56528.4
11 | 30 | 11:00 | 2684 | 2015-11-30 | 11 | 22.31 | 1 | 23.31 | 62564.04
11 | 30 | 12:00 | 2806 | 2015-11-30 | 12 | 24.8 | 1 | 25.8 | 72394.8
11 | 30 | 13:00 | 2675 | 2015-11-30 | 13 | 29.15 | 1 | 30.15 | 80651.25
11 | 30 | 14:00 | 2295 | 2015-11-30 | 14 | 44.78 | 1 | 45.78 | 105065.1
11 | 30 | 15:00 | 1680 | 2015-11-30 | 15 | 33.12 | 1 | 34.12 | 57321.6
11 | 30 | 16:00 | 736 | 2015-11-30 | 16 | 38.69 | 1 | 39.69 | 29211.84
11 | 30 | 17:00 | 0 | 2015-11-30 | 17 | 48.48 | 1 | 49.48 | 0
11 | 30 | 18:00 | 0 | 2015-11-30 | 18 | 113.41 | 1 | 114.41 | 0
11 | 30 | 19:00 | 0 | 2015-11-30 | 19 | 144.1 | 1 | 145.1 | 0
11 | 30 | 20:00 | 0 | 2015-11-30 | 20 | 44.66 | 1 | 45.66 | 0
11 | 30 | 21:00 | 0 | 2015-11-30 | 21 | 47.01 | 1 | 48.01 | 0
11 | 30 | 22:00 | 0 | 2015-11-30 | 22 | 42.73 | 1 | 43.73 | 0
11 | 30 | 23:00 | 0 | 2015-11-30 | 23 | 38.12 | 1 | 39.12 | 0
11 | 30 | 24:00 | 0 | 2015-11-30 | 24 | 21.63 | 1 | 22.63 | 0
12 | 1 | 01:00 | 0 | 2015-12-01 | 1 | 19.61 | 1 | 20.61 | 0
12 | 1 | 02:00 | 0 | 2015-12-01 | 2 | 18.99 | 1 | 19.99 | 0
12 | 1 | 03:00 | 0 | 2015-12-01 | 3 | 19.36 | 1 | 20.36 | 0
12 | 1 | 04:00 | 0 | 2015-12-01 | 4 | 19.24 | 1 | 20.24 | 0
12 | 1 | 05:00 | 0 | 2015-12-01 | 5 | 21.61 | 1 | 22.61 | 0
12 | 1 | 06:00 | 0 | 2015-12-01 | 6 | 21.8 | 1 | 22.8 | 0
12 | 1 | 07:00 | 0 | 2015-12-01 | 7 | 32.46 | 1 | 33.46 | 0
12 | 1 | 08:00 | 0 | 2015-12-01 | 8 | 44.96 | 1 | 45.96 | 0
12 | 1 | 09:00 | 132 | 2015-12-01 | 9 | 39.63 | 1 | 40.63 | 5363.16
12 | 1 | 10:00 | 399 | 2015-12-01 | 10 | 35.74 | 1 | 36.74 | 14659.26
12 | 1 | 11:00 | 849 | 2015-12-01 | 11 | 35 | 1 | 36 | 30564
12 | 1 | 12:00 | 966 | 2015-12-01 | 12 | 35.54 | 1 | 36.54 | 35297.64
12 | 1 | 13:00 | 503 | 2015-12-01 | 13 | 35.73 | 1 | 36.73 | 18475.19
12 | 1 | 14:00 | 434 | 2015-12-01 | 14 | 28.36 | 1 | 29.36 | 12742.24
12 | 1 | 15:00 | 245 | 2015-12-01 | 15 | 27.02 | 1 | 28.02 | 6864.9
12 | 1 | 16:00 | 2 | 2015-12-01 | 16 | 29.44 | 1 | 30.44 | 60.88
12 | 1 | 17:00 | 0 | 2015-12-01 | 17 | 33.63 | 1 | 34.63 | 0
12 | 1 | 18:00 | 0 | 2015-12-01 | 18 | 32.57 | 1 | 33.57 | 0
12 | 1 | 19:00 | 0 | 2015-12-01 | 19 | 32.47 | 1 | 33.47 | 0
12 | 1 | 20:00 | 0 | 2015-12-01 | 20 | 33.56 | 1 | 34.56 | 0
12 | 1 | 21:00 | 0 | 2015-12-01 | 21 | 26.01 | 1 | 27.01 | 0
12 | 1 | 22:00 | 0 | 2015-12-01 | 22 | 24.93 | 1 | 25.93 | 0
12 | 1 | 23:00 | 0 | 2015-12-01 | 23 | 25.83 | 1 | 26.83 | 0
12 | 1 | 24:00 | 0 | 2015-12-01 | 24 | 16.68 | 1 | 17.68 | 0
12 | 2 | 01:00 | 0 | 2015-12-02 | 1 | 16.41 | 1 | 17.41 | 0
12 | 2 | 02:00 | 0 | 2015-12-02 | 2 | 9.77 | 1 | 10.77 | 0
12 | 2 | 03:00 | 0 | 2015-12-02 | 3 | 9.58 | 1 | 10.58 | 0
12 | 2 | 04:00 | 0 | 2015-12-02 | 4 | 13.91 | 1 | 14.91 | 0
12 | 2 | 05:00 | 0 | 2015-12-02 | 5 | 15.26 | 1 | 16.26 | 0
12 | 2 | 06:00 | 0 | 2015-12-02 | 6 | 21.87 | 1 | 22.87 | 0
12 | 2 | 07:00 | 0 | 2015-12-02 | 7 | 19.02 | 1 | 20.02 | 0
12 | 2 | 08:00 | 2 | 2015-12-02 | 8 | 29.24 | 1 | 30.24 | 60.48
12 | 2 | 09:00 | 416 | 2015-12-02 | 9 | 25.72 | 1 | 26.72 | 11115.52
12 | 2 | 10:00 | 606 | 2015-12-02 | 10 | 21.57 | 1 | 22.57 | 13677.42
12 | 2 | 11:00 | 2411 | 2015-12-02 | 11 | 23.43 | 1 | 24.43 | 58900.73
12 | 2 | 12:00 | 385 | 2015-12-02 | 12 | 24.09 | 1 | 25.09 | 9659.65
12 | 2 | 13:00 | 175 | 2015-12-02 | 13 | 25.63 | 1 | 26.63 | 4660.25
12 | 2 | 14:00 | 524 | 2015-12-02 | 14 | 25.82 | 1 | 26.82 | 14053.68
12 | 2 | 15:00 | 690 | 2015-12-02 | 15 | 22.26 | 1 | 23.26 | 16049.4
12 | 2 | 16:00 | 420 | 2015-12-02 | 16 | 22.61 | 1 | 23.61 | 9916.2
12 | 2 | 17:00 | 0 | 2015-12-02 | 17 | 25.75 | 1 | 26.75 | 0
12 | 2 | 18:00 | 0 | 2015-12-02 | 18 | 25.16 | 1 | 26.16 | 0
12 | 2 | 19:00 | 0 | 2015-12-02 | 19 | 28.29 | 1 | 29.29 | 0
12 | 2 | 20:00 | 0 | 2015-12-02 | 20 | 25.38 | 1 | 26.38 | 0
12 | 2 | 21:00 | 0 | 2015-12-02 | 21 | 24.34 | 1 | 25.34 | 0
12 | 2 | 22:00 | 0 | 2015-12-02 | 22 | 20.56 | 1 | 21.56 | 0
12 | 2 | 23:00 | 0 | 2015-12-02 | 23 | 22.44 | 1 | 23.44 | 0
12 | 2 | 24:00 | 0 | 2015-12-02 | 24 | 15.46 | 1 | 16.46 | 0
12 | 3 | 01:00 | 0 | 2015-12-03 | 1 | 18.57 | 1 | 19.57 | 0
12 | 3 | 02:00 | 0 | 2015-12-03 | 2 | 16.96 | 1 | 17.96 | 0
12 | 3 | 03:00 | 0 | 2015-12-03 | 3 | -41.18 | 1 | -40.18 | 0
12 | 3 | 04:00 | 0 | 2015-12-03 | 4 | -86.73 | 1 | -85.73 | 0
12 | 3 | 05:00 | 0 | 2015-12-03 | 5 | 15.56 | 1 | 16.56 | 0
12 | 3 | 06:00 | 0 | 2015-12-03 | 6 | 14.9 | 1 | 15.9 | 0
12 | 3 | 07:00 | 0 | 2015-12-03 | 7 | 22.25 | 1 | 23.25 | 0
12 | 3 | 08:00 | 564 | 2015-12-03 | 8 | 22.23 | 1 | 23.23 | 13101.72
12 | 3 | 09:00 | 1459 | 2015-12-03 | 9 | 18.75 | 1 | 19.75 | 28815.25
12 | 3 | 10:00 | 2182 | 2015-12-03 | 10 | 17.77 | 1 | 18.77 | 40956.14
12 | 3 | 11:00 | 2821 | 2015-12-03 | 11 | 20.61 | 1 | 21.61 | 60961.81
12 | 3 | 12:00 | 3015 | 2015-12-03 | 12 | 20.46 | 1 | 21.46 | 64701.9
12 | 3 | 13:00 | 2911 | 2015-12-03 | 13 | 20.98 | 1 | 21.98 | 63983.78
12 | 3 | 14:00 | 2527 | 2015-12-03 | 14 | 21.18 | 1 | 22.18 | 56048.86
12 | 3 | 15:00 | 1864 | 2015-12-03 | 15 | 20.4 | 1 | 21.4 | 39889.6
12 | 3 | 16:00 | 835 | 2015-12-03 | 16 | 18.51 | 1 | 19.51 | 16290.85
12 | 3 | 17:00 | 0 | 2015-12-03 | 17 | 21.24 | 1 | 22.24 | 0
12 | 3 | 18:00 | 0 | 2015-12-03 | 18 | 46.67 | 1 | 47.67 | 0
12 | 3 | 19:00 | 0 | 2015-12-03 | 19 | 31.13 | 1 | 32.13 | 0
12 | 3 | 20:00 | 0 | 2015-12-03 | 20 | 26.88 | 1 | 27.88 | 0
12 | 3 | 21:00 | 0 | 2015-12-03 | 21 | 24.01 | 1 | 25.01 | 0
12 | 3 | 22:00 | 0 | 2015-12-03 | 22 | 20.36 | 1 | 21.36 | 0
12 | 3 | 23:00 | 0 | 2015-12-03 | 23 | 16.08 | 1 | 17.08 | 0
12 | 3 | 24:00 | 0 | 2015-12-03 | 24 | -3.76 | 1 | -2.76 | 0
12 | 4 | 01:00 | 0 | 2015-12-04 | 1 | 12.86 | 1 | 13.86 | 0
12 | 4 | 02:00 | 0 | 2015-12-04 | 2 | 4.31 | 1 | 5.31 | 0
12 | 4 | 03:00 | 0 | 2015-12-04 | 3 | 8.46 | 1 | 9.46 | 0
12 | 4 | 04:00 | 0 | 2015-12-04 | 4 | 15.54 | 1 | 16.54 | 0
12 | 4 | 05:00 | 0 | 2015-12-04 | 5 | 10.23 | 1 | 11.23 | 0
12 | 4 | 06:00 | 0 | 2015-12-04 | 6 | 10.64 | 1 | 11.64 | 0
12 | 4 | 07:00 | 0 | 2015-12-04 | 7 | 16.89 | 1 | 17.89 | 0
12 | 4 | 08:00 | 14 | 2015-12-04 | 8 | 24.06 | 1 | 25.06 | 350.84
12 | 4 | 09:00 | 520 | 2015-12-04 | 9 | 25.1 | 1 | 26.1 | 13572
12 | 4 | 10:00 | 570 | 2015-12-04 | 10 | 24.35 | 1 | 25.35 | 14449.5
12 | 4 | 11:00 | 308 | 2015-12-04 | 11 | 21.75 | 1 | 22.75 | 7007
12 | 4 | 12:00 | 478 | 2015-12-04 | 12 | 21.48 | 1 | 22.48 | 10745.44
12 | 4 | 13:00 | 753 | 2015-12-04 | 13 | 21.39 | 1 | 22.39 | 16859.67
12 | 4 | 14:00 | 617 | 2015-12-04 | 14 | 21.08 | 1 | 22.08 | 13623.36
12 | 4 | 15:00 | 406 | 2015-12-04 | 15 | 18.56 | 1 | 19.56 | 7941.36
12 | 4 | 16:00 | 193 | 2015-12-04 | 16 | 17.47 | 1 | 18.47 | 3564.71
12 | 4 | 17:00 | 0 | 2015-12-04 | 17 | 23.26 | 1 | 24.26 | 0
12 | 4 | 18:00 | 0 | 2015-12-04 | 18 | 22.81 | 1 | 23.81 | 0
12 | 4 | 19:00 | 0 | 2015-12-04 | 19 | 17.51 | 1 | 18.51 | 0
12 | 4 | 20:00 | 0 | 2015-12-04 | 20 | 16.81 | 1 | 17.81 | 0
12 | 4 | 21:00 | 0 | 2015-12-04 | 21 | 18.64 | 1 | 19.64 | 0
12 | 4 | 22:00 | 0 | 2015-12-04 | 22 | 15.42 | 1 | 16.42 | 0
12 | 4 | 23:00 | 0 | 2015-12-04 | 23 | 17.12 | 1 | 18.12 | 0
12 | 4 | 24:00 | 0 | 2015-12-04 | 24 | 16.12 | 1 | 17.12 | 0
12 | 5 | 01:00 | 0 | 2015-12-05 | 1 | 14.84 | 1 | 15.84 | 0
12 | 5 | 02:00 | 0 | 2015-12-05 | 2 | 14.05 | 1 | 15.05 | 0
12 | 5 | 03:00 | 0 | 2015-12-05 | 3 | 16.24 | 1 | 17.24 | 0
12 | 5 | 04:00 | 0 | 2015-12-05 | 4 | 16.95 | 1 | 17.95 | 0
12 | 5 | 05:00 | 0 | 2015-12-05 | 5 | 16.73 | 1 | 17.73 | 0
12 | 5 | 06:00 | 0 | 2015-12-05 | 6 | 16.19 | 1 | 17.19 | 0
12 | 5 | 07:00 | 0 | 2015-12-05 | 7 | 11.86 | 1 | 12.86 | 0
12 | 5 | 08:00 | 3 | 2015-12-05 | 8 | 18.09 | 1 | 19.09 | 57.27
12 | 5 | 09:00 | 446 | 2015-12-05 | 9 | 19.87 | 1 | 20.87 | 9308.02
12 | 5 | 10:00 | 1065 | 2015-12-05 | 10 | 18.88 | 1 | 19.88 | 21172.2
12 | 5 | 11:00 | 823 | 2015-12-05 | 11 | 16.73 | 1 | 17.73 | 14591.79
12 | 5 | 12:00 | 486 | 2015-12-05 | 12 | 17.14 | 1 | 18.14 | 8816.04
12 | 5 | 13:00 | 447 | 2015-12-05 | 13 | 16.95 | 1 | 17.95 | 8023.65
12 | 5 | 14:00 | 427 | 2015-12-05 | 14 | 18.35 | 1 | 19.35 | 8262.45
12 | 5 | 15:00 | 27 | 2015-12-05 | 15 | 18.15 | 1 | 19.15 | 517.05
12 | 5 | 16:00 | 44 | 2015-12-05 | 16 | 21.2 | 1 | 22.2 | 976.8
12 | 5 | 17:00 | 0 | 2015-12-05 | 17 | 25.46 | 1 | 26.46 | 0
12 | 5 | 18:00 | 0 | 2015-12-05 | 18 | 34.08 | 1 | 35.08 | 0
12 | 5 | 19:00 | 0 | 2015-12-05 | 19 | 36.2 | 1 | 37.2 | 0
12 | 5 | 20:00 | 0 | 2015-12-05 | 20 | 30.52 | 1 | 31.52 | 0
12 | 5 | 21:00 | 0 | 2015-12-05 | 21 | 29.21 | 1 | 30.21 | 0
12 | 5 | 22:00 | 0 | 2015-12-05 | 22 | 25.94 | 1 | 26.94 | 0
12 | 5 | 23:00 | 0 | 2015-12-05 | 23 | 28.98 | 1 | 29.98 | 0
12 | 5 | 24:00 | 0 | 2015-12-05 | 24 | 18.53 | 1 | 19.53 | 0
12 | 6 | 01:00 | 0 | 2015-12-06 | 1 | 21.24 | 1 | 22.24 | 0
12 | 6 | 02:00 | 0 | 2015-12-06 | 2 | 18.68 | 1 | 19.68 | 0
12 | 6 | 03:00 | 0 | 2015-12-06 | 3 | 17.98 | 1 | 18.98 | 0
12 | 6 | 04:00 | 0 | 2015-12-06 | 4 | 17.69 | 1 | 18.69 | 0
12 | 6 | 05:00 | 0 | 2015-12-06 | 5 | 17.51 | 1 | 18.51 | 0
12 | 6 | 06:00 | 0 | 2015-12-06 | 6 | 18.02 | 1 | 19.02 | 0
12 | 6 | 07:00 | 0 | 2015-12-06 | 7 | 20.2 | 1 | 21.2 | 0
12 | 6 | 08:00 | 0 | 2015-12-06 | 8 | 17.85 | 1 | 18.85 | 0
12 | 6 | 09:00 | 16 | 2015-12-06 | 9 | 25.84 | 1 | 26.84 | 429.44
12 | 6 | 10:00 | 357 | 2015-12-06 | 10 | 19.36 | 1 | 20.36 | 7268.52
12 | 6 | 11:00 | 457 | 2015-12-06 | 11 | 20.46 | 1 | 21.46 | 9807.22
12 | 6 | 12:00 | 475 | 2015-12-06 | 12 | 17.58 | 1 | 18.58 | 8825.5
12 | 6 | 13:00 | 534 | 2015-12-06 | 13 | 26.4 | 1 | 27.4 | 14631.6
12 | 6 | 14:00 | 477 | 2015-12-06 | 14 | 24.84 | 1 | 25.84 | 12325.68
12 | 6 | 15:00 | 142 | 2015-12-06 | 15 | 17.52 | 1 | 18.52 | 2629.84
12 | 6 | 16:00 | 4 | 2015-12-06 | 16 | 16.88 | 1 | 17.88 | 71.52
12 | 6 | 17:00 | 0 | 2015-12-06 | 17 | 22.76 | 1 | 23.76 | 0
12 | 6 | 18:00 | 0 | 2015-12-06 | 18 | 19.61 | 1 | 20.61 | 0
12 | 6 | 19:00 | 0 | 2015-12-06 | 19 | 24.98 | 1 | 25.98 | 0
12 | 6 | 20:00 | 0 | 2015-12-06 | 20 | 30.98 | 1 | 31.98 | 0
12 | 6 | 21:00 | 0 | 2015-12-06 | 21 | 31.88 | 1 | 32.88 | 0
12 | 6 | 22:00 | 0 | 2015-12-06 | 22 | 26.82 | 1 | 27.82 | 0
12 | 6 | 23:00 | 0 | 2015-12-06 | 23 | 19.52 | 1 | 20.52 | 0
12 | 6 | 24:00 | 0 | 2015-12-06 | 24 | 20.98 | 1 | 21.98 | 0
12 | 7 | 01:00 | 0 | 2015-12-07 | 1 | 18.68 | 1 | 19.68 | 0
12 | 7 | 02:00 | 0 | 2015-12-07 | 2 | 27.09 | 1 | 28.09 | 0
12 | 7 | 03:00 | 0 | 2015-12-07 | 3 | 23.53 | 1 | 24.53 | 0
12 | 7 | 04:00 | 0 | 2015-12-07 | 4 | 18.57 | 1 | 19.57 | 0
12 | 7 | 05:00 | 0 | 2015-12-07 | 5 | 18.19 | 1 | 19.19 | 0
12 | 7 | 06:00 | 0 | 2015-12-07 | 6 | 17.67 | 1 | 18.67 | 0
12 | 7 | 07:00 | 0 | 2015-12-07 | 7 | 30.16 | 1 | 31.16 | 0
12 | 7 | 08:00 | 160 | 2015-12-07 | 8 | 38.44 | 1 | 39.44 | 6310.4
12 | 7 | 09:00 | 1299 | 2015-12-07 | 9 | 29.22 | 1 | 30.22 | 39255.78
12 | 7 | 10:00 | 2000 | 2015-12-07 | 10 | 26.1 | 1 | 27.1 | 54200
12 | 7 | 11:00 | 878 | 2015-12-07 | 11 | 21.05 | 1 | 22.05 | 19359.9
12 | 7 | 12:00 | 1057 | 2015-12-07 | 12 | 24.69 | 1 | 25.69 | 27154.33
12 | 7 | 13:00 | 765 | 2015-12-07 | 13 | 25.95 | 1 | 26.95 | 20616.75
12 | 7 | 14:00 | 1108 | 2015-12-07 | 14 | 19.73 | 1 | 20.73 | 22968.84
12 | 7 | 15:00 | 1241 | 2015-12-07 | 15 | 22.58 | 1 | 23.58 | 29262.78
12 | 7 | 16:00 | 274 | 2015-12-07 | 16 | 22.29 | 1 | 23.29 | 6381.46
12 | 7 | 17:00 | 0 | 2015-12-07 | 17 | 35.81 | 1 | 36.81 | 0
12 | 7 | 18:00 | 0 | 2015-12-07 | 18 | 67.59 | 1 | 68.59 | 0
12 | 7 | 19:00 | 0 | 2015-12-07 | 19 | 44.14 | 1 | 45.14 | 0
12 | 7 | 20:00 | 0 | 2015-12-07 | 20 | 36.24 | 1 | 37.24 | 0
12 | 7 | 21:00 | 0 | 2015-12-07 | 21 | 30.81 | 1 | 31.81 | 0
12 | 7 | 22:00 | 0 | 2015-12-07 | 22 | 26.74 | 1 | 27.74 | 0
12 | 7 | 23:00 | 0 | 2015-12-07 | 23 | 30.52 | 1 | 31.52 | 0
12 | 7 | 24:00 | 0 | 2015-12-07 | 24 | 19.73 | 1 | 20.73 | 0
12 | 8 | 01:00 | 0 | 2015-12-08 | 1 | 19.56 | 1 | 20.56 | 0
12 | 8 | 02:00 | 0 | 2015-12-08 | 2 | 18.83 | 1 | 19.83 | 0
12 | 8 | 03:00 | 0 | 2015-12-08 | 3 | 17.84 | 1 | 18.84 | 0
12 | 8 | 04:00 | 0 | 2015-12-08 | 4 | 17.61 | 1 | 18.61 | 0
12 | 8 | 05:00 | 0 | 2015-12-08 | 5 | 17.71 | 1 | 18.71 | 0
12 | 8 | 06:00 | 0 | 2015-12-08 | 6 | 18.02 | 1 | 19.02 | 0
12 | 8 | 07:00 | 0 | 2015-12-08 | 7 | 23.32 | 1 | 24.32 | 0
12 | 8 | 08:00 | 1 | 2015-12-08 | 8 | 37.83 | 1 | 38.83 | 38.83
12 | 8 | 09:00 | 58 | 2015-12-08 | 9 | 29.03 | 1 | 30.03 | 1741.74
12 | 8 | 10:00 | 1011 | 2015-12-08 | 10 | 31.86 | 1 | 32.86 | 33221.46
12 | 8 | 11:00 | 1025 | 2015-12-08 | 11 | 25.33 | 1 | 26.33 | 26988.25
12 | 8 | 12:00 | 173 | 2015-12-08 | 12 | 22.88 | 1 | 23.88 | 4131.24
12 | 8 | 13:00 | 710 | 2015-12-08 | 13 | 23 | 1 | 24 | 17040
12 | 8 | 14:00 | 185 | 2015-12-08 | 14 | 24.83 | 1 | 25.83 | 4778.55
12 | 8 | 15:00 | 35 | 2015-12-08 | 15 | 24.77 | 1 | 25.77 | 901.95
12 | 8 | 16:00 | 0 | 2015-12-08 | 16 | 25.45 | 1 | 26.45 | 0
12 | 8 | 17:00 | 0 | 2015-12-08 | 17 | 26.29 | 1 | 27.29 | 0
12 | 8 | 18:00 | 0 | 2015-12-08 | 18 | 30.38 | 1 | 31.38 | 0
12 | 8 | 19:00 | 0 | 2015-12-08 | 19 | 33.89 | 1 | 34.89 | 0
12 | 8 | 20:00 | 0 | 2015-12-08 | 20 | 35.16 | 1 | 36.16 | 0
12 | 8 | 21:00 | 0 | 2015-12-08 | 21 | 30.5 | 1 | 31.5 | 0
12 | 8 | 22:00 | 0 | 2015-12-08 | 22 | 23.33 | 1 | 24.33 | 0
12 | 8 | 23:00 | 0 | 2015-12-08 | 23 | 21 | 1 | 22 | 0
12 | 8 | 24:00 | 0 | 2015-12-08 | 24 | 21.75 | 1 | 22.75 | 0
12 | 9 | 01:00 | 0 | 2015-12-09 | 1 | 16.76 | 1 | 17.76 | 0
12 | 9 | 02:00 | 0 | 2015-12-09 | 2 | 18.32 | 1 | 19.32 | 0
12 | 9 | 03:00 | 0 | 2015-12-09 | 3 | 17.55 | 1 | 18.55 | 0
12 | 9 | 04:00 | 0 | 2015-12-09 | 4 | 17.02 | 1 | 18.02 | 0
12 | 9 | 05:00 | 0 | 2015-12-09 | 5 | 20.25 | 1 | 21.25 | 0
12 | 9 | 06:00 | 0 | 2015-12-09 | 6 | 17.47 | 1 | 18.47 | 0
12 | 9 | 07:00 | 0 | 2015-12-09 | 7 | 16.41 | 1 | 17.41 | 0
12 | 9 | 08:00 | 43 | 2015-12-09 | 8 | 20.02 | 1 | 21.02 | 903.86
12 | 9 | 09:00 | 472 | 2015-12-09 | 9 | 21.2 | 1 | 22.2 | 10478.4
12 | 9 | 10:00 | 565 | 2015-12-09 | 10 | 20.94 | 1 | 21.94 | 12396.1
12 | 9 | 11:00 | 1256 | 2015-12-09 | 11 | 20.2 | 1 | 21.2 | 26627.2
12 | 9 | 12:00 | 1113 | 2015-12-09 | 12 | 19.05 | 1 | 20.05 | 22315.65
12 | 9 | 13:00 | 1180 | 2015-12-09 | 13 | 16.53 | 1 | 17.53 | 20685.4
12 | 9 | 14:00 | 1655 | 2015-12-09 | 14 | 17.41 | 1 | 18.41 | 30468.55
12 | 9 | 15:00 | 1539 | 2015-12-09 | 15 | 20.59 | 1 | 21.59 | 33227.01
12 | 9 | 16:00 | 603 | 2015-12-09 | 16 | 27.64 | 1 | 28.64 | 17269.92
12 | 9 | 17:00 | 0 | 2015-12-09 | 17 | 36.64 | 1 | 37.64 | 0
12 | 9 | 18:00 | 0 | 2015-12-09 | 18 | 38.99 | 1 | 39.99 | 0
12 | 9 | 19:00 | 0 | 2015-12-09 | 19 | 33.28 | 1 | 34.28 | 0
12 | 9 | 20:00 | 0 | 2015-12-09 | 20 | 31.96 | 1 | 32.96 | 0
12 | 9 | 21:00 | 0 | 2015-12-09 | 21 | 25.7 | 1 | 26.7 | 0
12 | 9 | 22:00 | 0 | 2015-12-09 | 22 | 18.04 | 1 | 19.04 | 0
12 | 9 | 23:00 | 0 | 2015-12-09 | 23 | 16.89 | 1 | 17.89 | 0
12 | 9 | 24:00 | 0 | 2015-12-09 | 24 | 14.85 | 1 | 15.85 | 0
12 | 10 | 01:00 | 0 | 2015-12-10 | 1 | 17.09 | 1 | 18.09 | 0
12 | 10 | 02:00 | 0 | 2015-12-10 | 2 | 17.18 | 1 | 18.18 | 0
12 | 10 | 03:00 | 0 | 2015-12-10 | 3 | 17.2 | 1 | 18.2 | 0
12 | 10 | 04:00 | 0 | 2015-12-10 | 4 | 16.33 | 1 | 17.33 | 0
12 | 10 | 05:00 | 0 | 2015-12-10 | 5 | 14.97 | 1 | 15.97 | 0
12 | 10 | 06:00 | 0 | 2015-12-10 | 6 | 11.73 | 1 | 12.73 | 0
12 | 10 | 07:00 | 0 | 2015-12-10 | 7 | 16.48 | 1 | 17.48 | 0
12 | 10 | 08:00 | 412 | 2015-12-10 | 8 | 27.5 | 1 | 28.5 | 11742
12 | 10 | 09:00 | 1436 | 2015-12-10 | 9 | 19.55 | 1 | 20.55 | 29509.8
12 | 10 | 10:00 | 2214 | 2015-12-10 | 10 | 17.25 | 1 | 18.25 | 40405.5
12 | 10 | 11:00 | 2348 | 2015-12-10 | 11 | 17.73 | 1 | 18.73 | 43978.04
12 | 10 | 12:00 | 2180 | 2015-12-10 | 12 | 16.95 | 1 | 17.95 | 39131
12 | 10 | 13:00 | 777 | 2015-12-10 | 13 | 15.02 | 1 | 16.02 | 12447.54
12 | 10 | 14:00 | 815 | 2015-12-10 | 14 | 14.78 | 1 | 15.78 | 12860.7
12 | 10 | 15:00 | 156 | 2015-12-10 | 15 | 15.54 | 1 | 16.54 | 2580.24
12 | 10 | 16:00 | 0 | 2015-12-10 | 16 | 16.91 | 1 | 17.91 | 0
12 | 10 | 17:00 | 0 | 2015-12-10 | 17 | 20.89 | 1 | 21.89 | 0
12 | 10 | 18:00 | 0 | 2015-12-10 | 18 | 32.26 | 1 | 33.26 | 0
12 | 10 | 19:00 | 0 | 2015-12-10 | 19 | 27.19 | 1 | 28.19 | 0
12 | 10 | 20:00 | 0 | 2015-12-10 | 20 | 28.08 | 1 | 29.08 | 0
12 | 10 | 21:00 | 0 | 2015-12-10 | 21 | 26 | 1 | 27 | 0
12 | 10 | 22:00 | 0 | 2015-12-10 | 22 | 16.26 | 1 | 17.26 | 0
12 | 10 | 23:00 | 0 | 2015-12-10 | 23 | 18.61 | 1 | 19.61 | 0
12 | 10 | 24:00 | 0 | 2015-12-10 | 24 | 14.29 | 1 | 15.29 | 0
12 | 11 | 01:00 | 0 | 2015-12-11 | 1 | 7.07 | 1 | 8.07 | 0
12 | 11 | 02:00 | 0 | 2015-12-11 | 2 | 6.41 | 1 | 7.41 | 0
12 | 11 | 03:00 | 0 | 2015-12-11 | 3 | 4.91 | 1 | 5.91 | 0
12 | 11 | 04:00 | 0 | 2015-12-11 | 4 | 4.36 | 1 | 5.36 | 0
12 | 11 | 05:00 | 0 | 2015-12-11 | 5 | 6.2 | 1 | 7.2 | 0
12 | 11 | 06:00 | 0 | 2015-12-11 | 6 | 5.88 | 1 | 6.88 | 0
12 | 11 | 07:00 | 0 | 2015-12-11 | 7 | 13.19 | 1 | 14.19 | 0
12 | 11 | 08:00 | 0 | 2015-12-11 | 8 | 20.77 | 1 | 21.77 | 0
12 | 11 | 09:00 | 36 | 2015-12-11 | 9 | 23.08 | 1 | 24.08 | 866.88
12 | 11 | 10:00 | 209 | 2015-12-11 | 10 | 64.59 | 1 | 65.59 | 13708.31
12 | 11 | 11:00 | 476 | 2015-12-11 | 11 | 27.93 | 1 | 28.93 | 13770.68
12 | 11 | 12:00 | 660 | 2015-12-11 | 12 | 24.6 | 1 | 25.6 | 16896
12 | 11 | 13:00 | 591 | 2015-12-11 | 13 | 21.8 | 1 | 22.8 | 13474.8
12 | 11 | 14:00 | 533 | 2015-12-11 | 14 | 17.9 | 1 | 18.9 | 10073.7
12 | 11 | 15:00 | 301 | 2015-12-11 | 15 | 15.56 | 1 | 16.56 | 4984.56
12 | 11 | 16:00 | 0 | 2015-12-11 | 16 | 19.22 | 1 | 20.22 | 0
12 | 11 | 17:00 | 0 | 2015-12-11 | 17 | 21.78 | 1 | 22.78 | 0
12 | 11 | 18:00 | 0 | 2015-12-11 | 18 | 27.65 | 1 | 28.65 | 0
12 | 11 | 19:00 | 0 | 2015-12-11 | 19 | 26.38 | 1 | 27.38 | 0
12 | 11 | 20:00 | 0 | 2015-12-11 | 20 | 17.94 | 1 | 18.94 | 0
12 | 11 | 21:00 | 0 | 2015-12-11 | 21 | 19.62 | 1 | 20.62 | 0
12 | 11 | 22:00 | 0 | 2015-12-11 | 22 | 16.97 | 1 | 17.97 | 0
12 | 11 | 23:00 | 0 | 2015-12-11 | 23 | 16.85 | 1 | 17.85 | 0
12 | 11 | 24:00 | 0 | 2015-12-11 | 24 | 20.03 | 1 | 21.03 | 0
12 | 12 | 01:00 | 0 | 2015-12-12 | 1 | 10.61 | 1 | 11.61 | 0
12 | 12 | 02:00 | 0 | 2015-12-12 | 2 | 8.62 | 1 | 9.62 | 0
12 | 12 | 03:00 | 0 | 2015-12-12 | 3 | 7.63 | 1 | 8.63 | 0
12 | 12 | 04:00 | 0 | 2015-12-12 | 4 | 6.35 | 1 | 7.35 | 0
12 | 12 | 05:00 | 0 | 2015-12-12 | 5 | 0.85 | 1 | 1.85 | 0
12 | 12 | 06:00 | 0 | 2015-12-12 | 6 | 7.48 | 1 | 8.48 | 0
12 | 12 | 07:00 | 0 | 2015-12-12 | 7 | 7.95 | 1 | 8.95 | 0
12 | 12 | 08:00 | 0 | 2015-12-12 | 8 | 9.5 | 1 | 10.5 | 0
12 | 12 | 09:00 | 5 | 2015-12-12 | 9 | 12.75 | 1 | 13.75 | 68.75
12 | 12 | 10:00 | 94 | 2015-12-12 | 10 | 9.04 | 1 | 10.04 | 943.76
12 | 12 | 11:00 | 669 | 2015-12-12 | 11 | 7.12 | 1 | 8.12 | 5432.28
12 | 12 | 12:00 | 761 | 2015-12-12 | 12 | 7.47 | 1 | 8.47 | 6445.67
12 | 12 | 13:00 | 614 | 2015-12-12 | 13 | 7.47 | 1 | 8.47 | 5200.58
12 | 12 | 14:00 | 1647 | 2015-12-12 | 14 | 8.41 | 1 | 9.41 | 15498.27
12 | 12 | 15:00 | 890 | 2015-12-12 | 15 | 8.15 | 1 | 9.15 | 8143.5
12 | 12 | 16:00 | 589 | 2015-12-12 | 16 | 11.33 | 1 | 12.33 | 7262.37
12 | 12 | 17:00 | 0 | 2015-12-12 | 17 | 13.02 | 1 | 14.02 | 0
12 | 12 | 18:00 | 0 | 2015-12-12 | 18 | 50.1 | 1 | 51.1 | 0
12 | 12 | 19:00 | 0 | 2015-12-12 | 19 | 22.43 | 1 | 23.43 | 0
12 | 12 | 20:00 | 0 | 2015-12-12 | 20 | 17.48 | 1 | 18.48 | 0
12 | 12 | 21:00 | 0 | 2015-12-12 | 21 | 16.81 | 1 | 17.81 | 0
12 | 12 | 22:00 | 0 | 2015-12-12 | 22 | 17.8 | 1 | 18.8 | 0
12 | 12 | 23:00 | 0 | 2015-12-12 | 23 | 65.3 | 1 | 66.3 | 0
12 | 12 | 24:00 | 0 | 2015-12-12 | 24 | 14.3 | 1 | 15.3 | 0
12 | 13 | 01:00 | 0 | 2015-12-13 | 1 | 9.36 | 1 | 10.36 | 0
12 | 13 | 02:00 | 0 | 2015-12-13 | 2 | 6.84 | 1 | 7.84 | 0
12 | 13 | 03:00 | 0 | 2015-12-13 | 3 | 6.64 | 1 | 7.64 | 0
12 | 13 | 04:00 | 0 | 2015-12-13 | 4 | 6.38 | 1 | 7.38 | 0
12 | 13 | 05:00 | 0 | 2015-12-13 | 5 | 6.26 | 1 | 7.26 | 0
12 | 13 | 06:00 | 0 | 2015-12-13 | 6 | 6.62 | 1 | 7.62 | 0
12 | 13 | 07:00 | 0 | 2015-12-13 | 7 | 6.9 | 1 | 7.9 | 0
12 | 13 | 08:00 | 0 | 2015-12-13 | 8 | 7.95 | 1 | 8.95 | 0
12 | 13 | 09:00 | 529 | 2015-12-13 | 9 | 8.91 | 1 | 9.91 | 5242.39
12 | 13 | 10:00 | 1122 | 2015-12-13 | 10 | 10.26 | 1 | 11.26 | 12633.72
12 | 13 | 11:00 | 660 | 2015-12-13 | 11 | 19.6 | 1 | 20.6 | 13596
12 | 13 | 12:00 | 693 | 2015-12-13 | 12 | 25.04 | 1 | 26.04 | 18045.72
12 | 13 | 13:00 | 599 | 2015-12-13 | 13 | 18.87 | 1 | 19.87 | 11902.13
12 | 13 | 14:00 | 460 | 2015-12-13 | 14 | 12.25 | 1 | 13.25 | 6095
12 | 13 | 15:00 | 94 | 2015-12-13 | 15 | 12.66 | 1 | 13.66 | 1284.04
12 | 13 | 16:00 | 0 | 2015-12-13 | 16 | 36.41 | 1 | 37.41 | 0
12 | 13 | 17:00 | 0 | 2015-12-13 | 17 | 33.19 | 1 | 34.19 | 0
12 | 13 | 18:00 | 0 | 2015-12-13 | 18 | 32.52 | 1 | 33.52 | 0
12 | 13 | 19:00 | 0 | 2015-12-13 | 19 | 25.29 | 1 | 26.29 | 0
12 | 13 | 20:00 | 0 | 2015-12-13 | 20 | 24.22 | 1 | 25.22 | 0
12 | 13 | 21:00 | 0 | 2015-12-13 | 21 | 20.31 | 1 | 21.31 | 0
12 | 13 | 22:00 | 0 | 2015-12-13 | 22 | 20.34 | 1 | 21.34 | 0
12 | 13 | 23:00 | 0 | 2015-12-13 | 23 | 12.14 | 1 | 13.14 | 0
12 | 13 | 24:00 | 0 | 2015-12-13 | 24 | 11.02 | 1 | 12.02 | 0
12 | 14 | 01:00 | 0 | 2015-12-14 | 1 | 8.8 | 1 | 9.8 | 0
12 | 14 | 02:00 | 0 | 2015-12-14 | 2 | 6.59 | 1 | 7.59 | 0
12 | 14 | 03:00 | 0 | 2015-12-14 | 3 | 6.61 | 1 | 7.61 | 0
12 | 14 | 04:00 | 0 | 2015-12-14 | 4 | 7.26 | 1 | 8.26 | 0
12 | 14 | 05:00 | 0 | 2015-12-14 | 5 | 7.53 | 1 | 8.53 | 0
12 | 14 | 06:00 | 0 | 2015-12-14 | 6 | 8.98 | 1 | 9.98 | 0
12 | 14 | 07:00 | 0 | 2015-12-14 | 7 | 17.08 | 1 | 18.08 | 0
12 | 14 | 08:00 | 1 | 2015-12-14 | 8 | 25.89 | 1 | 26.89 | 26.89
12 | 14 | 09:00 | 241 | 2015-12-14 | 9 | 26.61 | 1 | 27.61 | 6654.01
12 | 14 | 10:00 | 1835 | 2015-12-14 | 10 | 18.35 | 1 | 19.35 | 35507.25
12 | 14 | 11:00 | 2319 | 2015-12-14 | 11 | 27.22 | 1 | 28.22 | 65442.18
12 | 14 | 12:00 | 997 | 2015-12-14 | 12 | 26.48 | 1 | 27.48 | 27397.56
12 | 14 | 13:00 | 2611 | 2015-12-14 | 13 | 25.41 | 1 | 26.41 | 68956.51
12 | 14 | 14:00 | 2004 | 2015-12-14 | 14 | 29.13 | 1 | 30.13 | 60380.52
12 | 14 | 15:00 | 1557 | 2015-12-14 | 15 | 21.81 | 1 | 22.81 | 35515.17
12 | 14 | 16:00 | 635 | 2015-12-14 | 16 | 24.69 | 1 | 25.69 | 16313.15
12 | 14 | 17:00 | 0 | 2015-12-14 | 17 | 35.94 | 1 | 36.94 | 0
12 | 14 | 18:00 | 0 | 2015-12-14 | 18 | 37.79 | 1 | 38.79 | 0
12 | 14 | 19:00 | 0 | 2015-12-14 | 19 | 32.92 | 1 | 33.92 | 0
12 | 14 | 20:00 | 0 | 2015-12-14 | 20 | 29.5 | 1 | 30.5 | 0
12 | 14 | 21:00 | 0 | 2015-12-14 | 21 | 27.64 | 1 | 28.64 | 0
12 | 14 | 22:00 | 0 | 2015-12-14 | 22 | 23.35 | 1 | 24.35 | 0
12 | 14 | 23:00 | 0 | 2015-12-14 | 23 | 23.31 | 1 | 24.31 | 0
12 | 14 | 24:00 | 0 | 2015-12-14 | 24 | 14.01 | 1 | 15.01 | 0
12 | 15 | 01:00 | 0 | 2015-12-15 | 1 | 16.35 | 1 | 17.35 | 0
12 | 15 | 02:00 | 0 | 2015-12-15 | 2 | 14.04 | 1 | 15.04 | 0
12 | 15 | 03:00 | 0 | 2015-12-15 | 3 | 10.3 | 1 | 11.3 | 0
12 | 15 | 04:00 | 0 | 2015-12-15 | 4 | 7.89 | 1 | 8.89 | 0
12 | 15 | 05:00 | 0 | 2015-12-15 | 5 | 9.93 | 1 | 10.93 | 0
12 | 15 | 06:00 | 0 | 2015-12-15 | 6 | 8.61 | 1 | 9.61 | 0
12 | 15 | 07:00 | 0 | 2015-12-15 | 7 | 11.27 | 1 | 12.27 | 0
12 | 15 | 08:00 | 130 | 2015-12-15 | 8 | 19.88 | 1 | 20.88 | 2714.4
12 | 15 | 09:00 | 1341 | 2015-12-15 | 9 | 19.33 | 1 | 20.33 | 27262.53
12 | 15 | 10:00 | 1916 | 2015-12-15 | 10 | 12.65 | 1 | 13.65 | 26153.4
12 | 15 | 11:00 | 2374 | 2015-12-15 | 11 | 13.94 | 1 | 14.94 | 35467.56
12 | 15 | 12:00 | 2545 | 2015-12-15 | 12 | 13.79 | 1 | 14.79 | 37640.55
12 | 15 | 13:00 | 2661 | 2015-12-15 | 13 | 13.5 | 1 | 14.5 | 38584.5
12 | 15 | 14:00 | 1415 | 2015-12-15 | 14 | 14.79 | 1 | 15.79 | 22342.85
12 | 15 | 15:00 | 491 | 2015-12-15 | 15 | 17.35 | 1 | 18.35 | 9009.85
12 | 15 | 16:00 | 235 | 2015-12-15 | 16 | 77.21 | 1 | 78.21 | 18379.35
12 | 15 | 17:00 | 0 | 2015-12-15 | 17 | 18.41 | 1 | 19.41 | 0
12 | 15 | 18:00 | 0 | 2015-12-15 | 18 | 33.31 | 1 | 34.31 | 0
12 | 15 | 19:00 | 0 | 2015-12-15 | 19 | 26.13 | 1 | 27.13 | 0
12 | 15 | 20:00 | 0 | 2015-12-15 | 20 | 30.52 | 1 | 31.52 | 0
12 | 15 | 21:00 | 0 | 2015-12-15 | 21 | 33.63 | 1 | 34.63 | 0
12 | 15 | 22:00 | 0 | 2015-12-15 | 22 | 18.86 | 1 | 19.86 | 0
12 | 15 | 23:00 | 0 | 2015-12-15 | 23 | 52.23 | 1 | 53.23 | 0
12 | 15 | 24:00 | 0 | 2015-12-15 | 24 | 33.85 | 1 | 34.85 | 0
12 | 16 | 01:00 | 0 | 2015-12-16 | 1 | 10 | 1 | 11 | 0
12 | 16 | 02:00 | 0 | 2015-12-16 | 2 | 13.2 | 1 | 14.2 | 0
12 | 16 | 03:00 | 0 | 2015-12-16 | 3 | 13.2 | 1 | 14.2 | 0
12 | 16 | 04:00 | 0 | 2015-12-16 | 4 | 13.49 | 1 | 14.49 | 0
12 | 16 | 05:00 | 0 | 2015-12-16 | 5 | 13.53 | 1 | 14.53 | 0
12 | 16 | 06:00 | 0 | 2015-12-16 | 6 | 13.03 | 1 | 14.03 | 0
12 | 16 | 07:00 | 0 | 2015-12-16 | 7 | 8.8 | 1 | 9.8 | 0
12 | 16 | 08:00 | 187 | 2015-12-16 | 8 | 15.73 | 1 | 16.73 | 3128.51
12 | 16 | 09:00 | 1263 | 2015-12-16 | 9 | 17.9 | 1 | 18.9 | 23870.7
12 | 16 | 10:00 | 1379 | 2015-12-16 | 10 | 15.8 | 1 | 16.8 | 23167.2
12 | 16 | 11:00 | 1137 | 2015-12-16 | 11 | 16.19 | 1 | 17.19 | 19545.03
12 | 16 | 12:00 | 2145 | 2015-12-16 | 12 | 27.18 | 1 | 28.18 | 60446.1
12 | 16 | 13:00 | 1630 | 2015-12-16 | 13 | 19.63 | 1 | 20.63 | 33626.9
12 | 16 | 14:00 | 1407 | 2015-12-16 | 14 | 20.43 | 1 | 21.43 | 30152.01
12 | 16 | 15:00 | 1625 | 2015-12-16 | 15 | 16.71 | 1 | 17.71 | 28778.75
12 | 16 | 16:00 | 437 | 2015-12-16 | 16 | 19.91 | 1 | 20.91 | 9137.67
12 | 16 | 17:00 | 0 | 2015-12-16 | 17 | 28.82 | 1 | 29.82 | 0
12 | 16 | 18:00 | 0 | 2015-12-16 | 18 | 35.7 | 1 | 36.7 | 0
12 | 16 | 19:00 | 0 | 2015-12-16 | 19 | 37.48 | 1 | 38.48 | 0
12 | 16 | 20:00 | 0 | 2015-12-16 | 20 | 30.66 | 1 | 31.66 | 0
12 | 16 | 21:00 | 0 | 2015-12-16 | 21 | 31.6 | 1 | 32.6 | 0
12 | 16 | 22:00 | 0 | 2015-12-16 | 22 | 22.87 | 1 | 23.87 | 0
12 | 16 | 23:00 | 0 | 2015-12-16 | 23 | 15.33 | 1 | 16.33 | 0
12 | 16 | 24:00 | 0 | 2015-12-16 | 24 | 14.8 | 1 | 15.8 | 0
12 | 17 | 01:00 | 0 | 2015-12-17 | 1 | 12.61 | 1 | 13.61 | 0
12 | 17 | 02:00 | 0 | 2015-12-17 | 2 | 8.3 | 1 | 9.3 | 0
12 | 17 | 03:00 | 0 | 2015-12-17 | 3 | 0 | 1 | 1 | 0
12 | 17 | 04:00 | 0 | 2015-12-17 | 4 | 2.77 | 1 | 3.77 | 0
12 | 17 | 05:00 | 0 | 2015-12-17 | 5 | 13.79 | 1 | 14.79 | 0
12 | 17 | 06:00 | 0 | 2015-12-17 | 6 | 15.18 | 1 | 16.18 | 0
12 | 17 | 07:00 | 0 | 2015-12-17 | 7 | 18.21 | 1 | 19.21 | 0
12 | 17 | 08:00 | 15 | 2015-12-17 | 8 | 23.04 | 1 | 24.04 | 360.6
12 | 17 | 09:00 | 1113 | 2015-12-17 | 9 | 18.6 | 1 | 19.6 | 21814.8
12 | 17 | 10:00 | 1851 | 2015-12-17 | 10 | 18.32 | 1 | 19.32 | 35761.32
12 | 17 | 11:00 | 2355 | 2015-12-17 | 11 | 18.07 | 1 | 19.07 | 44909.85
12 | 17 | 12:00 | 2571 | 2015-12-17 | 12 | 29.02 | 1 | 30.02 | 77181.42
12 | 17 | 13:00 | 2184 | 2015-12-17 | 13 | 28.84 | 1 | 29.84 | 65170.56
12 | 17 | 14:00 | 1300 | 2015-12-17 | 14 | 31.6 | 1 | 32.6 | 42380
12 | 17 | 15:00 | 826 | 2015-12-17 | 15 | 32.34 | 1 | 33.34 | 27538.84
12 | 17 | 16:00 | 444 | 2015-12-17 | 16 | 34.93 | 1 | 35.93 | 15952.92
12 | 17 | 17:00 | 0 | 2015-12-17 | 17 | 24.89 | 1 | 25.89 | 0
12 | 17 | 18:00 | 0 | 2015-12-17 | 18 | 18.84 | 1 | 19.84 | 0
12 | 17 | 19:00 | 0 | 2015-12-17 | 19 | 30.45 | 1 | 31.45 | 0
12 | 17 | 20:00 | 0 | 2015-12-17 | 20 | 24.92 | 1 | 25.92 | 0
12 | 17 | 21:00 | 0 | 2015-12-17 | 21 | 19.16 | 1 | 20.16 | 0
12 | 17 | 22:00 | 0 | 2015-12-17 | 22 | 16.44 | 1 | 17.44 | 0
12 | 17 | 23:00 | 0 | 2015-12-17 | 23 | 16.37 | 1 | 17.37 | 0
12 | 17 | 24:00 | 0 | 2015-12-17 | 24 | 16.38 | 1 | 17.38 | 0
12 | 18 | 01:00 | 0 | 2015-12-18 | 1 | 15.32 | 1 | 16.32 | 0
12 | 18 | 02:00 | 0 | 2015-12-18 | 2 | 7.98 | 1 | 8.98 | 0
12 | 18 | 03:00 | 0 | 2015-12-18 | 3 | 0.01 | 1 | 1.01 | 0
12 | 18 | 04:00 | 0 | 2015-12-18 | 4 | 2.5 | 1 | 3.5 | 0
12 | 18 | 05:00 | 0 | 2015-12-18 | 5 | 15.34 | 1 | 16.34 | 0
12 | 18 | 06:00 | 0 | 2015-12-18 | 6 | 17.98 | 1 | 18.98 | 0
12 | 18 | 07:00 | 0 | 2015-12-18 | 7 | 20.66 | 1 | 21.66 | 0
12 | 18 | 08:00 | 230 | 2015-12-18 | 8 | 23.62 | 1 | 24.62 | 5662.6
12 | 18 | 09:00 | 953 | 2015-12-18 | 9 | 20.39 | 1 | 21.39 | 20384.67
12 | 18 | 10:00 | 1667 | 2015-12-18 | 10 | 20.16 | 1 | 21.16 | 35273.72
12 | 18 | 11:00 | 2882 | 2015-12-18 | 11 | 23.33 | 1 | 24.33 | 70119.06
12 | 18 | 12:00 | 1968 | 2015-12-18 | 12 | 22.49 | 1 | 23.49 | 46228.32
12 | 18 | 13:00 | 2654 | 2015-12-18 | 13 | 21.89 | 1 | 22.89 | 60750.06
12 | 18 | 14:00 | 1705 | 2015-12-18 | 14 | 24.94 | 1 | 25.94 | 44227.7
12 | 18 | 15:00 | 997 | 2015-12-18 | 15 | 22.53 | 1 | 23.53 | 23459.41
12 | 18 | 16:00 | 705 | 2015-12-18 | 16 | 19.42 | 1 | 20.42 | 14396.1
12 | 18 | 17:00 | 0 | 2015-12-18 | 17 | 25.12 | 1 | 26.12 | 0
12 | 18 | 18:00 | 0 | 2015-12-18 | 18 | 29.06 | 1 | 30.06 | 0
12 | 18 | 19:00 | 0 | 2015-12-18 | 19 | 21.59 | 1 | 22.59 | 0
12 | 18 | 20:00 | 0 | 2015-12-18 | 20 | 19.24 | 1 | 20.24 | 0
12 | 18 | 21:00 | 0 | 2015-12-18 | 21 | 19.59 | 1 | 20.59 | 0
12 | 18 | 22:00 | 0 | 2015-12-18 | 22 | 17.24 | 1 | 18.24 | 0
12 | 18 | 23:00 | 0 | 2015-12-18 | 23 | 17.17 | 1 | 18.17 | 0
12 | 18 | 24:00 | 0 | 2015-12-18 | 24 | 16.2 | 1 | 17.2 | 0
12 | 19 | 01:00 | 0 | 2015-12-19 | 1 | 12.87 | 1 | 13.87 | 0
12 | 19 | 02:00 | 0 | 2015-12-19 | 2 | 18.46 | 1 | 19.46 | 0
12 | 19 | 03:00 | 0 | 2015-12-19 | 3 | 19.32 | 1 | 20.32 | 0
12 | 19 | 04:00 | 0 | 2015-12-19 | 4 | 19.1 | 1 | 20.1 | 0
12 | 19 | 05:00 | 0 | 2015-12-19 | 5 | 19.59 | 1 | 20.59 | 0
12 | 19 | 06:00 | 0 | 2015-12-19 | 6 | 17.01 | 1 | 18.01 | 0
12 | 19 | 07:00 | 0 | 2015-12-19 | 7 | 16.85 | 1 | 17.85 | 0
12 | 19 | 08:00 | 22 | 2015-12-19 | 8 | 14.87 | 1 | 15.87 | 349.14
12 | 19 | 09:00 | 1189 | 2015-12-19 | 9 | 17.41 | 1 | 18.41 | 21889.49
12 | 19 | 10:00 | 2132 | 2015-12-19 | 10 | 18.4 | 1 | 19.4 | 41360.8
12 | 19 | 11:00 | 2650 | 2015-12-19 | 11 | 18.51 | 1 | 19.51 | 51701.5
12 | 19 | 12:00 | 2630 | 2015-12-19 | 12 | 18.92 | 1 | 19.92 | 52389.6
12 | 19 | 13:00 | 2649 | 2015-12-19 | 13 | 18.67 | 1 | 19.67 | 52105.83
12 | 19 | 14:00 | 2160 | 2015-12-19 | 14 | 18.1 | 1 | 19.1 | 41256
12 | 19 | 15:00 | 773 | 2015-12-19 | 15 | 19 | 1 | 20 | 15460
12 | 19 | 16:00 | 533 | 2015-12-19 | 16 | 19.14 | 1 | 20.14 | 10734.62
12 | 19 | 17:00 | 0 | 2015-12-19 | 17 | 24.42 | 1 | 25.42 | 0
12 | 19 | 18:00 | 0 | 2015-12-19 | 18 | 26.99 | 1 | 27.99 | 0
12 | 19 | 19:00 | 0 | 2015-12-19 | 19 | 31.65 | 1 | 32.65 | 0
12 | 19 | 20:00 | 0 | 2015-12-19 | 20 | 26.78 | 1 | 27.78 | 0
12 | 19 | 21:00 | 0 | 2015-12-19 | 21 | 23.12 | 1 | 24.12 | 0
12 | 19 | 22:00 | 0 | 2015-12-19 | 22 | 24.02 | 1 | 25.02 | 0
12 | 19 | 23:00 | 0 | 2015-12-19 | 23 | 21.25 | 1 | 22.25 | 0
12 | 19 | 24:00 | 0 | 2015-12-19 | 24 | 21.4 | 1 | 22.4 | 0
12 | 20 | 01:00 | 0 | 2015-12-20 | 1 | 20.85 | 1 | 21.85 | 0
12 | 20 | 02:00 | 0 | 2015-12-20 | 2 | 19.83 | 1 | 20.83 | 0
12 | 20 | 03:00 | 0 | 2015-12-20 | 3 | 22.16 | 1 | 23.16 | 0
12 | 20 | 04:00 | 0 | 2015-12-20 | 4 | 20.49 | 1 | 21.49 | 0
12 | 20 | 05:00 | 0 | 2015-12-20 | 5 | 20.15 | 1 | 21.15 | 0
12 | 20 | 06:00 | 0 | 2015-12-20 | 6 | 22.44 | 1 | 23.44 | 0
12 | 20 | 07:00 | 0 | 2015-12-20 | 7 | 104.17 | 1 | 105.17 | 0
12 | 20 | 08:00 | 433 | 2015-12-20 | 8 | 20.4 | 1 | 21.4 | 9266.2
12 | 20 | 09:00 | 1601 | 2015-12-20 | 9 | 21.15 | 1 | 22.15 | 35462.15
12 | 20 | 10:00 | 2237 | 2015-12-20 | 10 | 18.66 | 1 | 19.66 | 43979.42
12 | 20 | 11:00 | 2620 | 2015-12-20 | 11 | 18.6 | 1 | 19.6 | 51352
12 | 20 | 12:00 | 2749 | 2015-12-20 | 12 | 18.93 | 1 | 19.93 | 54787.57
12 | 20 | 13:00 | 2553 | 2015-12-20 | 13 | 19.12 | 1 | 20.12 | 51366.36
12 | 20 | 14:00 | 1684 | 2015-12-20 | 14 | 18.99 | 1 | 19.99 | 33663.16
12 | 20 | 15:00 | 844 | 2015-12-20 | 15 | 18.42 | 1 | 19.42 | 16390.48
12 | 20 | 16:00 | 4 | 2015-12-20 | 16 | 18.48 | 1 | 19.48 | 77.92
12 | 20 | 17:00 | 0 | 2015-12-20 | 17 | 25.74 | 1 | 26.74 | 0
12 | 20 | 18:00 | 0 | 2015-12-20 | 18 | 27.56 | 1 | 28.56 | 0
12 | 20 | 19:00 | 0 | 2015-12-20 | 19 | 26.13 | 1 | 27.13 | 0
12 | 20 | 20:00 | 0 | 2015-12-20 | 20 | 31.54 | 1 | 32.54 | 0
12 | 20 | 21:00 | 0 | 2015-12-20 | 21 | 43.63 | 1 | 44.63 | 0
12 | 20 | 22:00 | 0 | 2015-12-20 | 22 | 27.29 | 1 | 28.29 | 0
12 | 20 | 23:00 | 0 | 2015-12-20 | 23 | 22.25 | 1 | 23.25 | 0
12 | 20 | 24:00 | 0 | 2015-12-20 | 24 | 20.21 | 1 | 21.21 | 0
12 | 21 | 01:00 | 0 | 2015-12-21 | 1 | 20.53 | 1 | 21.53 | 0
12 | 21 | 02:00 | 0 | 2015-12-21 | 2 | 18.79 | 1 | 19.79 | 0
12 | 21 | 03:00 | 0 | 2015-12-21 | 3 | 17.7 | 1 | 18.7 | 0
12 | 21 | 04:00 | 0 | 2015-12-21 | 4 | 18 | 1 | 19 | 0
12 | 21 | 05:00 | 0 | 2015-12-21 | 5 | 18.48 | 1 | 19.48 | 0
12 | 21 | 06:00 | 0 | 2015-12-21 | 6 | 22.69 | 1 | 23.69 | 0
12 | 21 | 07:00 | 0 | 2015-12-21 | 7 | 41.34 | 1 | 42.34 | 0
12 | 21 | 08:00 | 59 | 2015-12-21 | 8 | 37.64 | 1 | 38.64 | 2279.76
12 | 21 | 09:00 | 1184 | 2015-12-21 | 9 | 30.14 | 1 | 31.14 | 36869.76
12 | 21 | 10:00 | 1551 | 2015-12-21 | 10 | 24.41 | 1 | 25.41 | 39410.91
12 | 21 | 11:00 | 2060 | 2015-12-21 | 11 | 24.63 | 1 | 25.63 | 52797.8
12 | 21 | 12:00 | 2134 | 2015-12-21 | 12 | 31.98 | 1 | 32.98 | 70379.32
12 | 21 | 13:00 | 2313 | 2015-12-21 | 13 | 34.72 | 1 | 35.72 | 82620.36
12 | 21 | 14:00 | 1780 | 2015-12-21 | 14 | 24.68 | 1 | 25.68 | 45710.4
12 | 21 | 15:00 | 647 | 2015-12-21 | 15 | 23.35 | 1 | 24.35 | 15754.45
12 | 21 | 16:00 | 141 | 2015-12-21 | 16 | 24.33 | 1 | 25.33 | 3571.53
12 | 21 | 17:00 | 0 | 2015-12-21 | 17 | 43.61 | 1 | 44.61 | 0
12 | 21 | 18:00 | 0 | 2015-12-21 | 18 | 350.49 | 1 | 351.49 | 0
12 | 21 | 19:00 | 0 | 2015-12-21 | 19 | 74.4 | 1 | 75.4 | 0
12 | 21 | 20:00 | 0 | 2015-12-21 | 20 | 25.46 | 1 | 26.46 | 0
12 | 21 | 21:00 | 0 | 2015-12-21 | 21 | 32.84 | 1 | 33.84 | 0
12 | 21 | 22:00 | 0 | 2015-12-21 | 22 | 28.61 | 1 | 29.61 | 0
12 | 21 | 23:00 | 0 | 2015-12-21 | 23 | 18.94 | 1 | 19.94 | 0
12 | 21 | 24:00 | 0 | 2015-12-21 | 24 | 17.47 | 1 | 18.47 | 0
12 | 22 | 01:00 | 0 | 2015-12-22 | 1 | 17.04 | 1 | 18.04 | 0
12 | 22 | 02:00 | 0 | 2015-12-22 | 2 | 11.31 | 1 | 12.31 | 0
12 | 22 | 03:00 | 0 | 2015-12-22 | 3 | 10.07 | 1 | 11.07 | 0
12 | 22 | 04:00 | 0 | 2015-12-22 | 4 | 10.28 | 1 | 11.28 | 0
12 | 22 | 05:00 | 0 | 2015-12-22 | 5 | 12.93 | 1 | 13.93 | 0
12 | 22 | 06:00 | 0 | 2015-12-22 | 6 | 16.5 | 1 | 17.5 | 0
12 | 22 | 07:00 | 0 | 2015-12-22 | 7 | 17.62 | 1 | 18.62 | 0
12 | 22 | 08:00 | 18 | 2015-12-22 | 8 | 20.26 | 1 | 21.26 | 382.68
12 | 22 | 09:00 | 1174 | 2015-12-22 | 9 | 20.93 | 1 | 21.93 | 25745.82
12 | 22 | 10:00 | 1880 | 2015-12-22 | 10 | 22.13 | 1 | 23.13 | 43484.4
12 | 22 | 11:00 | 2319 | 2015-12-22 | 11 | 28.31 | 1 | 29.31 | 67969.89
12 | 22 | 12:00 | 2484 | 2015-12-22 | 12 | 27.38 | 1 | 28.38 | 70495.92
12 | 22 | 13:00 | 2203 | 2015-12-22 | 13 | 28.48 | 1 | 29.48 | 64944.44
12 | 22 | 14:00 | 1976 | 2015-12-22 | 14 | 25.62 | 1 | 26.62 | 52601.12
12 | 22 | 15:00 | 1234 | 2015-12-22 | 15 | 20.68 | 1 | 21.68 | 26753.12
12 | 22 | 16:00 | 136 | 2015-12-22 | 16 | 26.39 | 1 | 27.39 | 3725.04
12 | 22 | 17:00 | 0 | 2015-12-22 | 17 | 29.74 | 1 | 30.74 | 0
12 | 22 | 18:00 | 0 | 2015-12-22 | 18 | 21.63 | 1 | 22.63 | 0
12 | 22 | 19:00 | 0 | 2015-12-22 | 19 | 25.28 | 1 | 26.28 | 0
12 | 22 | 20:00 | 0 | 2015-12-22 | 20 | 21.17 | 1 | 22.17 | 0
12 | 22 | 21:00 | 0 | 2015-12-22 | 21 | 19.4 | 1 | 20.4 | 0
12 | 22 | 22:00 | 0 | 2015-12-22 | 22 | 17.9 | 1 | 18.9 | 0
12 | 22 | 23:00 | 0 | 2015-12-22 | 23 | 13.81 | 1 | 14.81 | 0
12 | 22 | 24:00 | 0 | 2015-12-22 | 24 | 14.45 | 1 | 15.45 | 0
12 | 23 | 01:00 | 0 | 2015-12-23 | 1 | 19.5 | 1 | 20.5 | 0
12 | 23 | 02:00 | 0 | 2015-12-23 | 2 | 14.39 | 1 | 15.39 | 0
12 | 23 | 03:00 | 0 | 2015-12-23 | 3 | 11.07 | 1 | 12.07 | 0
12 | 23 | 04:00 | 0 | 2015-12-23 | 4 | 10.03 | 1 | 11.03 | 0
12 | 23 | 05:00 | 0 | 2015-12-23 | 5 | 10.15 | 1 | 11.15 | 0
12 | 23 | 06:00 | 0 | 2015-12-23 | 6 | 8.3 | 1 | 9.3 | 0
12 | 23 | 07:00 | 0 | 2015-12-23 | 7 | 9.36 | 1 | 10.36 | 0
12 | 23 | 08:00 | 0 | 2015-12-23 | 8 | 15.11 | 1 | 16.11 | 0
12 | 23 | 09:00 | 26 | 2015-12-23 | 9 | 17.12 | 1 | 18.12 | 471.12
12 | 23 | 10:00 | 506 | 2015-12-23 | 10 | 16.01 | 1 | 17.01 | 8607.06
12 | 23 | 11:00 | 700 | 2015-12-23 | 11 | 16.25 | 1 | 17.25 | 12075
12 | 23 | 12:00 | 633 | 2015-12-23 | 12 | 17.75 | 1 | 18.75 | 11868.75
12 | 23 | 13:00 | 467 | 2015-12-23 | 13 | 15.81 | 1 | 16.81 | 7850.27
12 | 23 | 14:00 | 1080 | 2015-12-23 | 14 | 15.71 | 1 | 16.71 | 18046.8
12 | 23 | 15:00 | 161 | 2015-12-23 | 15 | 13.97 | 1 | 14.97 | 2410.17
12 | 23 | 16:00 | 2 | 2015-12-23 | 16 | 14.32 | 1 | 15.32 | 30.64
12 | 23 | 17:00 | 0 | 2015-12-23 | 17 | 17.02 | 1 | 18.02 | 0
12 | 23 | 18:00 | 0 | 2015-12-23 | 18 | 18.87 | 1 | 19.87 | 0
12 | 23 | 19:00 | 0 | 2015-12-23 | 19 | 18.94 | 1 | 19.94 | 0
12 | 23 | 20:00 | 0 | 2015-12-23 | 20 | 18.34 | 1 | 19.34 | 0
12 | 23 | 21:00 | 0 | 2015-12-23 | 21 | 17.08 | 1 | 18.08 | 0
12 | 23 | 22:00 | 0 | 2015-12-23 | 22 | 13.98 | 1 | 14.98 | 0
12 | 23 | 23:00 | 0 | 2015-12-23 | 23 | 11.15 | 1 | 12.15 | 0
12 | 23 | 24:00 | 0 | 2015-12-23 | 24 | 6.81 | 1 | 7.81 | 0
12 | 24 | 01:00 | 0 | 2015-12-24 | 1 | 5.07 | 1 | 6.07 | 0
12 | 24 | 02:00 | 0 | 2015-12-24 | 2 | -47.7 | 1 | -46.7 | 0
12 | 24 | 03:00 | 0 | 2015-12-24 | 3 | -115.81 | 1 | -114.81 | 0
12 | 24 | 04:00 | 0 | 2015-12-24 | 4 | 0 | 1 | 1 | 0
12 | 24 | 05:00 | 0 | 2015-12-24 | 5 | 2.93 | 1 | 3.93 | 0
12 | 24 | 06:00 | 0 | 2015-12-24 | 6 | -113.81 | 1 | -112.81 | 0
12 | 24 | 07:00 | 0 | 2015-12-24 | 7 | -8.66 | 1 | -7.66 | 0
12 | 24 | 08:00 | 0 | 2015-12-24 | 8 | 10.07 | 1 | 11.07 | 0
12 | 24 | 09:00 | 96 | 2015-12-24 | 9 | 13.05 | 1 | 14.05 | 1348.8
12 | 24 | 10:00 | 76 | 2015-12-24 | 10 | 12.6 | 1 | 13.6 | 1033.6
12 | 24 | 11:00 | 165 | 2015-12-24 | 11 | 11.18 | 1 | 12.18 | 2009.7
12 | 24 | 12:00 | 384 | 2015-12-24 | 12 | 9.31 | 1 | 10.31 | 3959.04
12 | 24 | 13:00 | 473 | 2015-12-24 | 13 | 11.7 | 1 | 12.7 | 6007.1
12 | 24 | 14:00 | 732 | 2015-12-24 | 14 | 10.6 | 1 | 11.6 | 8491.2
12 | 24 | 15:00 | 446 | 2015-12-24 | 15 | 8.13 | 1 | 9.13 | 4071.98
12 | 24 | 16:00 | 52 | 2015-12-24 | 16 | 7.96 | 1 | 8.96 | 465.92
12 | 24 | 17:00 | 0 | 2015-12-24 | 17 | 9.94 | 1 | 10.94 | 0
12 | 24 | 18:00 | 0 | 2015-12-24 | 18 | 11.68 | 1 | 12.68 | 0
12 | 24 | 19:00 | 0 | 2015-12-24 | 19 | 5.21 | 1 | 6.21 | 0
12 | 24 | 20:00 | 0 | 2015-12-24 | 20 | 2.14 | 1 | 3.14 | 0
12 | 24 | 21:00 | 0 | 2015-12-24 | 21 | 0.02 | 1 | 1.02 | 0
12 | 24 | 22:00 | 0 | 2015-12-24 | 22 | 5.37 | 1 | 6.37 | 0
12 | 24 | 23:00 | 0 | 2015-12-24 | 23 | 6.77 | 1 | 7.77 | 0
12 | 24 | 24:00 | 0 | 2015-12-24 | 24 | 7.09 | 1 | 8.09 | 0
12 | 25 | 01:00 | 0 | 2015-12-25 | 1 | 4.36 | 1 | 5.36 | 0
12 | 25 | 02:00 | 0 | 2015-12-25 | 2 | 1.2 | 1 | 2.2 | 0
12 | 25 | 03:00 | 0 | 2015-12-25 | 3 | -97.48 | 1 | -96.48 | 0
12 | 25 | 04:00 | 0 | 2015-12-25 | 4 | -9.44 | 1 | -8.44 | 0
12 | 25 | 05:00 | 0 | 2015-12-25 | 5 | 3.56 | 1 | 4.56 | 0
12 | 25 | 06:00 | 0 | 2015-12-25 | 6 | 3.82 | 1 | 4.82 | 0
12 | 25 | 07:00 | 0 | 2015-12-25 | 7 | 3.71 | 1 | 4.71 | 0
12 | 25 | 08:00 | 0 | 2015-12-25 | 8 | 2.84 | 1 | 3.84 | 0
12 | 25 | 09:00 | 10 | 2015-12-25 | 9 | 4.18 | 1 | 5.18 | 51.8
12 | 25 | 10:00 | 527 | 2015-12-25 | 10 | 3.28 | 1 | 4.28 | 2255.56
12 | 25 | 11:00 | 768 | 2015-12-25 | 11 | 9.1 | 1 | 10.1 | 7756.8
12 | 25 | 12:00 | 1738 | 2015-12-25 | 12 | 8.99 | 1 | 9.99 | 17362.62
12 | 25 | 13:00 | 1386 | 2015-12-25 | 13 | 10.58 | 1 | 11.58 | 16049.88
12 | 25 | 14:00 | 1224 | 2015-12-25 | 14 | 11.61 | 1 | 12.61 | 15434.64
12 | 25 | 15:00 | 557 | 2015-12-25 | 15 | 11.09 | 1 | 12.09 | 6734.13
12 | 25 | 16:00 | 8 | 2015-12-25 | 16 | 6.6 | 1 | 7.6 | 60.8
12 | 25 | 17:00 | 0 | 2015-12-25 | 17 | 7.59 | 1 | 8.59 | 0
12 | 25 | 18:00 | 0 | 2015-12-25 | 18 | 6.78 | 1 | 7.78 | 0
12 | 25 | 19:00 | 0 | 2015-12-25 | 19 | 6.15 | 1 | 7.15 | 0
12 | 25 | 20:00 | 0 | 2015-12-25 | 20 | 7.76 | 1 | 8.76 | 0
12 | 25 | 21:00 | 0 | 2015-12-25 | 21 | 8.07 | 1 | 9.07 | 0
12 | 25 | 22:00 | 0 | 2015-12-25 | 22 | 11.95 | 1 | 12.95 | 0
12 | 25 | 23:00 | 0 | 2015-12-25 | 23 | 8.56 | 1 | 9.56 | 0
12 | 25 | 24:00 | 0 | 2015-12-25 | 24 | 2.16 | 1 | 3.16 | 0
12 | 26 | 01:00 | 0 | 2015-12-26 | 1 | 3.25 | 1 | 4.25 | 0
12 | 26 | 02:00 | 0 | 2015-12-26 | 2 | 0 | 1 | 1 | 0
12 | 26 | 03:00 | 0 | 2015-12-26 | 3 | 5.86 | 1 | 6.86 | 0
12 | 26 | 04:00 | 0 | 2015-12-26 | 4 | 5.27 | 1 | 6.27 | 0
12 | 26 | 05:00 | 0 | 2015-12-26 | 5 | 5.84 | 1 | 6.84 | 0
12 | 26 | 06:00 | 0 | 2015-12-26 | 6 | 0.97 | 1 | 1.97 | 0
12 | 26 | 07:00 | 0 | 2015-12-26 | 7 | -51.2 | 1 | -50.2 | 0
12 | 26 | 08:00 | 61 | 2015-12-26 | 8 | -37.61 | 1 | -36.61 | -2233.21
12 | 26 | 09:00 | 1277 | 2015-12-26 | 9 | 0.41 | 1 | 1.41 | 1800.57
12 | 26 | 10:00 | 2205 | 2015-12-26 | 10 | 4.63 | 1 | 5.63 | 12414.15
12 | 26 | 11:00 | 2743 | 2015-12-26 | 11 | 7.01 | 1 | 8.01 | 21971.43
12 | 26 | 12:00 | 2877 | 2015-12-26 | 12 | 8.52 | 1 | 9.52 | 27389.04
12 | 26 | 13:00 | 2728 | 2015-12-26 | 13 | 8.39 | 1 | 9.39 | 25615.92
12 | 26 | 14:00 | 2398 | 2015-12-26 | 14 | 7.19 | 1 | 8.19 | 19639.62
12 | 26 | 15:00 | 1794 | 2015-12-26 | 15 | 9.36 | 1 | 10.36 | 18585.84
12 | 26 | 16:00 | 747 | 2015-12-26 | 16 | 9.89 | 1 | 10.89 | 8134.83
12 | 26 | 17:00 | 0 | 2015-12-26 | 17 | 11.38 | 1 | 12.38 | 0
12 | 26 | 18:00 | 0 | 2015-12-26 | 18 | 14.6 | 1 | 15.6 | 0
12 | 26 | 19:00 | 0 | 2015-12-26 | 19 | 17.02 | 1 | 18.02 | 0
12 | 26 | 20:00 | 0 | 2015-12-26 | 20 | 17.12 | 1 | 18.12 | 0
12 | 26 | 21:00 | 0 | 2015-12-26 | 21 | 15.32 | 1 | 16.32 | 0
12 | 26 | 22:00 | 0 | 2015-12-26 | 22 | 9.71 | 1 | 10.71 | 0
12 | 26 | 23:00 | 0 | 2015-12-26 | 23 | 8.34 | 1 | 9.34 | 0
12 | 26 | 24:00 | 0 | 2015-12-26 | 24 | 7 | 1 | 8 | 0
12 | 27 | 01:00 | 0 | 2015-12-27 | 1 | 8.65 | 1 | 9.65 | 0
12 | 27 | 02:00 | 0 | 2015-12-27 | 2 | 7.09 | 1 | 8.09 | 0
12 | 27 | 03:00 | 0 | 2015-12-27 | 3 | 9.11 | 1 | 10.11 | 0
12 | 27 | 04:00 | 0 | 2015-12-27 | 4 | 7.71 | 1 | 8.71 | 0
12 | 27 | 05:00 | 0 | 2015-12-27 | 5 | 6.61 | 1 | 7.61 | 0
12 | 27 | 06:00 | 0 | 2015-12-27 | 6 | 6.81 | 1 | 7.81 | 0
12 | 27 | 07:00 | 0 | 2015-12-27 | 7 | 6.8 | 1 | 7.8 | 0
12 | 27 | 08:00 | 0 | 2015-12-27 | 8 | 8.94 | 1 | 9.94 | 0
12 | 27 | 09:00 | 15 | 2015-12-27 | 9 | 9.37 | 1 | 10.37 | 155.55
12 | 27 | 10:00 | 762 | 2015-12-27 | 10 | 21.56 | 1 | 22.56 | 17190.72
12 | 27 | 11:00 | 1211 | 2015-12-27 | 11 | 19.42 | 1 | 20.42 | 24728.62
12 | 27 | 12:00 | 2007 | 2015-12-27 | 12 | 24.82 | 1 | 25.82 | 51820.74
12 | 27 | 13:00 | 991 | 2015-12-27 | 13 | 21.35 | 1 | 22.35 | 22148.85
12 | 27 | 14:00 | 910 | 2015-12-27 | 14 | 20.8 | 1 | 21.8 | 19838
12 | 27 | 15:00 | 569 | 2015-12-27 | 15 | 16.46 | 1 | 17.46 | 9934.74
12 | 27 | 16:00 | 4 | 2015-12-27 | 16 | 14.54 | 1 | 15.54 | 62.16
12 | 27 | 17:00 | 0 | 2015-12-27 | 17 | 20.34 | 1 | 21.34 | 0
12 | 27 | 18:00 | 0 | 2015-12-27 | 18 | 24.52 | 1 | 25.52 | 0
12 | 27 | 19:00 | 0 | 2015-12-27 | 19 | 23.35 | 1 | 24.35 | 0
12 | 27 | 20:00 | 0 | 2015-12-27 | 20 | 18.87 | 1 | 19.87 | 0
12 | 27 | 21:00 | 0 | 2015-12-27 | 21 | 13.81 | 1 | 14.81 | 0
12 | 27 | 22:00 | 0 | 2015-12-27 | 22 | 4.32 | 1 | 5.32 | 0
12 | 27 | 23:00 | 0 | 2015-12-27 | 23 | 10.09 | 1 | 11.09 | 0
12 | 27 | 24:00 | 0 | 2015-12-27 | 24 | 10.73 | 1 | 11.73 | 0
12 | 28 | 01:00 | 0 | 2015-12-28 | 1 | 12 | 1 | 13 | 0
12 | 28 | 02:00 | 0 | 2015-12-28 | 2 | 11.09 | 1 | 12.09 | 0
12 | 28 | 03:00 | 0 | 2015-12-28 | 3 | 11.39 | 1 | 12.39 | 0
12 | 28 | 04:00 | 0 | 2015-12-28 | 4 | 10.6 | 1 | 11.6 | 0
12 | 28 | 05:00 | 0 | 2015-12-28 | 5 | 8.44 | 1 | 9.44 | 0
12 | 28 | 06:00 | 0 | 2015-12-28 | 6 | 13.6 | 1 | 14.6 | 0
12 | 28 | 07:00 | 0 | 2015-12-28 | 7 | 3.4 | 1 | 4.4 | 0
12 | 28 | 08:00 | 2 | 2015-12-28 | 8 | 14.56 | 1 | 15.56 | 31.12
12 | 28 | 09:00 | 1202 | 2015-12-28 | 9 | 15.39 | 1 | 16.39 | 19700.78
12 | 28 | 10:00 | 2009 | 2015-12-28 | 10 | 15 | 1 | 16 | 32144
12 | 28 | 11:00 | 2703 | 2015-12-28 | 11 | 19.76 | 1 | 20.76 | 56114.28
12 | 28 | 12:00 | 2959 | 2015-12-28 | 12 | 20.59 | 1 | 21.59 | 63884.81
12 | 28 | 13:00 | 2851 | 2015-12-28 | 13 | 24.3 | 1 | 25.3 | 72130.3
12 | 28 | 14:00 | 2515 | 2015-12-28 | 14 | 27.24 | 1 | 28.24 | 71023.6
12 | 28 | 15:00 | 1837 | 2015-12-28 | 15 | 30.44 | 1 | 31.44 | 57755.28
12 | 28 | 16:00 | 848 | 2015-12-28 | 16 | 36.96 | 1 | 37.96 | 32190.08
12 | 28 | 17:00 | 0 | 2015-12-28 | 17 | 50.67 | 1 | 51.67 | 0
12 | 28 | 18:00 | 0 | 2015-12-28 | 18 | 49.08 | 1 | 50.08 | 0
12 | 28 | 19:00 | 0 | 2015-12-28 | 19 | 45.2 | 1 | 46.2 | 0
12 | 28 | 20:00 | 0 | 2015-12-28 | 20 | 48.88 | 1 | 49.88 | 0
12 | 28 | 21:00 | 0 | 2015-12-28 | 21 | 46.25 | 1 | 47.25 | 0
12 | 28 | 22:00 | 0 | 2015-12-28 | 22 | 47.91 | 1 | 48.91 | 0
12 | 28 | 23:00 | 0 | 2015-12-28 | 23 | 49.8 | 1 | 50.8 | 0
12 | 28 | 24:00 | 0 | 2015-12-28 | 24 | 41.83 | 1 | 42.83 | 0
12 | 29 | 01:00 | 0 | 2015-12-29 | 1 | 28.83 | 1 | 29.83 | 0
12 | 29 | 02:00 | 0 | 2015-12-29 | 2 | 23.92 | 1 | 24.92 | 0
12 | 29 | 03:00 | 0 | 2015-12-29 | 3 | 23.1 | 1 | 24.1 | 0
12 | 29 | 04:00 | 0 | 2015-12-29 | 4 | 23.06 | 1 | 24.06 | 0
12 | 29 | 05:00 | 0 | 2015-12-29 | 5 | 24.98 | 1 | 25.98 | 0
12 | 29 | 06:00 | 0 | 2015-12-29 | 6 | 34.73 | 1 | 35.73 | 0
12 | 29 | 07:00 | 0 | 2015-12-29 | 7 | 30.67 | 1 | 31.67 | 0
12 | 29 | 08:00 | 2 | 2015-12-29 | 8 | 28.37 | 1 | 29.37 | 58.74
12 | 29 | 09:00 | 177 | 2015-12-29 | 9 | 31.28 | 1 | 32.28 | 5713.56
12 | 29 | 10:00 | 1092 | 2015-12-29 | 10 | 45.15 | 1 | 46.15 | 50395.8
12 | 29 | 11:00 | 821 | 2015-12-29 | 11 | 39.56 | 1 | 40.56 | 33299.76
12 | 29 | 12:00 | 2402 | 2015-12-29 | 12 | 40.19 | 1 | 41.19 | 98938.38
12 | 29 | 13:00 | 2584 | 2015-12-29 | 13 | 39.5 | 1 | 40.5 | 104652
12 | 29 | 14:00 | 1717 | 2015-12-29 | 14 | 41.25 | 1 | 42.25 | 72543.25
12 | 29 | 15:00 | 1682 | 2015-12-29 | 15 | 37.16 | 1 | 38.16 | 64185.12
12 | 29 | 16:00 | 362 | 2015-12-29 | 16 | 36.38 | 1 | 37.38 | 13531.56
12 | 29 | 17:00 | 0 | 2015-12-29 | 17 | 42.79 | 1 | 43.79 | 0
12 | 29 | 18:00 | 0 | 2015-12-29 | 18 | 47.72 | 1 | 48.72 | 0
12 | 29 | 19:00 | 0 | 2015-12-29 | 19 | 39.89 | 1 | 40.89 | 0
12 | 29 | 20:00 | 0 | 2015-12-29 | 20 | 37.51 | 1 | 38.51 | 0
12 | 29 | 21:00 | 0 | 2015-12-29 | 21 | 39.13 | 1 | 40.13 | 0
12 | 29 | 22:00 | 0 | 2015-12-29 | 22 | 40.08 | 1 | 41.08 | 0
12 | 29 | 23:00 | 0 | 2015-12-29 | 23 | 47.24 | 1 | 48.24 | 0
12 | 29 | 24:00 | 0 | 2015-12-29 | 24 | 52.77 | 1 | 53.77 | 0
12 | 30 | 01:00 | 0 | 2015-12-30 | 1 | 29.22 | 1 | 30.22 | 0
12 | 30 | 02:00 | 0 | 2015-12-30 | 2 | 28.42 | 1 | 29.42 | 0
12 | 30 | 03:00 | 0 | 2015-12-30 | 3 | 26.7 | 1 | 27.7 | 0
12 | 30 | 04:00 | 0 | 2015-12-30 | 4 | 25.69 | 1 | 26.69 | 0
12 | 30 | 05:00 | 0 | 2015-12-30 | 5 | 26.32 | 1 | 27.32 | 0
12 | 30 | 06:00 | 0 | 2015-12-30 | 6 | 28.6 | 1 | 29.6 | 0
12 | 30 | 07:00 | 0 | 2015-12-30 | 7 | 33.4 | 1 | 34.4 | 0
12 | 30 | 08:00 | 115 | 2015-12-30 | 8 | 30.32 | 1 | 31.32 | 3601.8
12 | 30 | 09:00 | 1428 | 2015-12-30 | 9 | 41.81 | 1 | 42.81 | 61132.68
12 | 30 | 10:00 | 2079 | 2015-12-30 | 10 | 47.62 | 1 | 48.62 | 101080.98
12 | 30 | 11:00 | 2758 | 2015-12-30 | 11 | 51.13 | 1 | 52.13 | 143774.54
12 | 30 | 12:00 | 2789 | 2015-12-30 | 12 | 103.03 | 1 | 104.03 | 290139.67
12 | 30 | 13:00 | 2834 | 2015-12-30 | 13 | 165.79 | 1 | 166.79 | 472682.86
12 | 30 | 14:00 | 1699 | 2015-12-30 | 14 | 65.48 | 1 | 66.48 | 112949.52
12 | 30 | 15:00 | 1047 | 2015-12-30 | 15 | 43.49 | 1 | 44.49 | 46581.03
12 | 30 | 16:00 | 566 | 2015-12-30 | 16 | 49.01 | 1 | 50.01 | 28305.66
12 | 30 | 17:00 | 0 | 2015-12-30 | 17 | 48.93 | 1 | 49.93 | 0
12 | 30 | 18:00 | 0 | 2015-12-30 | 18 | 70.38 | 1 | 71.38 | 0
12 | 30 | 19:00 | 0 | 2015-12-30 | 19 | 56.89 | 1 | 57.89 | 0
12 | 30 | 20:00 | 0 | 2015-12-30 | 20 | 52.59 | 1 | 53.59 | 0
12 | 30 | 21:00 | 0 | 2015-12-30 | 21 | 44.54 | 1 | 45.54 | 0
12 | 30 | 22:00 | 0 | 2015-12-30 | 22 | 40.2 | 1 | 41.2 | 0
12 | 30 | 23:00 | 0 | 2015-12-30 | 23 | 40.34 | 1 | 41.34 | 0
12 | 30 | 24:00 | 0 | 2015-12-30 | 24 | 35.37 | 1 | 36.37 | 0
12 | 31 | 01:00 | 0 | 2015-12-31 | 1 | 62.38 | 1 | 63.38 | 0
12 | 31 | 02:00 | 0 | 2015-12-31 | 2 | 33.25 | 1 | 34.25 | 0
12 | 31 | 03:00 | 0 | 2015-12-31 | 3 | 27.66 | 1 | 28.66 | 0
12 | 31 | 04:00 | 0 | 2015-12-31 | 4 | 28.34 | 1 | 29.34 | 0
12 | 31 | 05:00 | 0 | 2015-12-31 | 5 | 30.76 | 1 | 31.76 | 0
12 | 31 | 06:00 | 0 | 2015-12-31 | 6 | 77.42 | 1 | 78.42 | 0
12 | 31 | 07:00 | 0 | 2015-12-31 | 7 | 46.2 | 1 | 47.2 | 0
12 | 31 | 08:00 | 0 | 2015-12-31 | 8 | 36.11 | 1 | 37.11 | 0
12 | 31 | 09:00 | 242 | 2015-12-31 | 9 | 37.96 | 1 | 38.96 | 9428.32
12 | 31 | 10:00 | 973 | 2015-12-31 | 10 | 36.13 | 1 | 37.13 | 36127.49
12 | 31 | 11:00 | 1400 | 2015-12-31 | 11 | 36.01 | 1 | 37.01 | 51814
12 | 31 | 12:00 | 2064 | 2015-12-31 | 12 | 35.63 | 1 | 36.63 | 75604.32
12 | 31 | 13:00 | 1309 | 2015-12-31 | 13 | 34.46 | 1 | 35.46 | 46417.14
12 | 31 | 14:00 | 397 | 2015-12-31 | 14 | 34.17 | 1 | 35.17 | 13962.49
12 | 31 | 15:00 | 97 | 2015-12-31 | 15 | 33.75 | 1 | 34.75 | 3370.75
12 | 31 | 16:00 | 13 | 2015-12-31 | 16 | 34.95 | 1 | 35.95 | 467.35
12 | 31 | 17:00 | 0 | 2015-12-31 | 17 | 41.78 | 1 | 42.78 | 0
12 | 31 | 18:00 | 0 | 2015-12-31 | 18 | 58.25 | 1 | 59.25 | 0
12 | 31 | 19:00 | 0 | 2015-12-31 | 19 | 45.63 | 1 | 46.63 | 0
12 | 31 | 20:00 | 0 | 2015-12-31 | 20 | 38.81 | 1 | 39.81 | 0
12 | 31 | 21:00 | 0 | 2015-12-31 | 21 | 35.13 | 1 | 36.13 | 0
12 | 31 | 22:00 | 0 | 2015-12-31 | 22 | 33.08 | 1 | 34.08 | 0
12 | 31 | 23:00 | 0 | 2015-12-31 | 23 | 31.62 | 1 | 32.62 | 0
12 | 31 | 24:00 | 0 | 2015-12-31 | 24 | 31.46 | 1 | 32.46 | 0
1 | 1 | 01:00 | 0 | 2016-01-01 | 1 | 33.51 | 1 | 34.51 | 0
1 | 1 | 02:00 | 0 | 2016-01-01 | 2 | 35.33 | 1 | 36.33 | 0
1 | 1 | 03:00 | 0 | 2016-01-01 | 3 | 30.66 | 1 | 31.66 | 0
1 | 1 | 04:00 | 0 | 2016-01-01 | 4 | 18.52 | 1 | 19.52 | 0
1 | 1 | 05:00 | 0 | 2016-01-01 | 5 | 8.91 | 1 | 9.91 | 0
1 | 1 | 06:00 | 0 | 2016-01-01 | 6 | 18.1 | 1 | 19.1 | 0
1 | 1 | 07:00 | 0 | 2016-01-01 | 7 | 31.03 | 1 | 32.03 | 0
1 | 1 | 08:00 | 3 | 2016-01-01 | 8 | 15.17 | 1 | 16.17 | 48.51
1 | 1 | 09:00 | 531 | 2016-01-01 | 9 | 26.45 | 1 | 27.45 | 14575.95
1 | 1 | 10:00 | 1025 | 2016-01-01 | 10 | 29.37 | 1 | 30.37 | 31129.25
1 | 1 | 11:00 | 1776 | 2016-01-01 | 11 | 25.29 | 1 | 26.29 | 46691.04
1 | 1 | 12:00 | 1657 | 2016-01-01 | 12 | 34.57 | 1 | 35.57 | 58939.49
1 | 1 | 13:00 | 1228 | 2016-01-01 | 13 | 35.58 | 1 | 36.58 | 44920.24
1 | 1 | 14:00 | 2059 | 2016-01-01 | 14 | 39.23 | 1 | 40.23 | 82833.57
1 | 1 | 15:00 | 850 | 2016-01-01 | 15 | 36.33 | 1 | 37.33 | 31730.5
1 | 1 | 16:00 | 54 | 2016-01-01 | 16 | 35.31 | 1 | 36.31 | 1960.74
1 | 1 | 17:00 | 0 | 2016-01-01 | 17 | 36.12 | 1 | 37.12 | 0
1 | 1 | 18:00 | 0 | 2016-01-01 | 18 | 36.33 | 1 | 37.33 | 0
1 | 1 | 19:00 | 0 | 2016-01-01 | 19 | 49.78 | 1 | 50.78 | 0
1 | 1 | 20:00 | 0 | 2016-01-01 | 20 | 35.43 | 1 | 36.43 | 0
1 | 1 | 21:00 | 0 | 2016-01-01 | 21 | 37.09 | 1 | 38.09 | 0
1 | 1 | 22:00 | 0 | 2016-01-01 | 22 | 40.8 | 1 | 41.8 | 0
1 | 1 | 23:00 | 0 | 2016-01-01 | 23 | 8.06 | 1 | 9.06 | 0
1 | 1 | 24:00 | 0 | 2016-01-01 | 24 | 39.36 | 1 | 40.36 | 0
1 | 2 | 01:00 | 0 | 2016-01-02 | 1 | 27.96 | 1 | 28.96 | 0
1 | 2 | 02:00 | 0 | 2016-01-02 | 2 | 43.23 | 1 | 44.23 | 0
1 | 2 | 03:00 | 0 | 2016-01-02 | 3 | 39.73 | 1 | 40.73 | 0
1 | 2 | 04:00 | 0 | 2016-01-02 | 4 | 103.61 | 1 | 104.61 | 0
1 | 2 | 05:00 | 0 | 2016-01-02 | 5 | 100.42 | 1 | 101.42 | 0
1 | 2 | 06:00 | 0 | 2016-01-02 | 6 | 88.23 | 1 | 89.23 | 0
1 | 2 | 07:00 | 0 | 2016-01-02 | 7 | 71.45 | 1 | 72.45 | 0
1 | 2 | 08:00 | 1 | 2016-01-02 | 8 | 35.88 | 1 | 36.88 | 36.88
1 | 2 | 09:00 | 916 | 2016-01-02 | 9 | 39.29 | 1 | 40.29 | 36905.64
1 | 2 | 10:00 | 1843 | 2016-01-02 | 10 | 37.48 | 1 | 38.48 | 70918.64
1 | 2 | 11:00 | 2229 | 2016-01-02 | 11 | 30.81 | 1 | 31.81 | 70904.49
1 | 2 | 12:00 | 2334 | 2016-01-02 | 12 | 31.21 | 1 | 32.21 | 75178.14
1 | 2 | 13:00 | 2137 | 2016-01-02 | 13 | 27.3 | 1 | 28.3 | 60477.1
1 | 2 | 14:00 | 2157 | 2016-01-02 | 14 | 25.04 | 1 | 26.04 | 56168.28
1 | 2 | 15:00 | 1509 | 2016-01-02 | 15 | 25.08 | 1 | 26.08 | 39354.72
1 | 2 | 16:00 | 582 | 2016-01-02 | 16 | 24.57 | 1 | 25.57 | 14881.74
1 | 2 | 17:00 | 0 | 2016-01-02 | 17 | 34.74 | 1 | 35.74 | 0
1 | 2 | 18:00 | 0 | 2016-01-02 | 18 | 56.93 | 1 | 57.93 | 0
1 | 2 | 19:00 | 0 | 2016-01-02 | 19 | 62.26 | 1 | 63.26 | 0
1 | 2 | 20:00 | 0 | 2016-01-02 | 20 | 45.56 | 1 | 46.56 | 0
1 | 2 | 21:00 | 0 | 2016-01-02 | 21 | 41.1 | 1 | 42.1 | 0
1 | 2 | 22:00 | 0 | 2016-01-02 | 22 | 47.81 | 1 | 48.81 | 0
1 | 2 | 23:00 | 0 | 2016-01-02 | 23 | 51.44 | 1 | 52.44 | 0
1 | 2 | 24:00 | 0 | 2016-01-02 | 24 | 39.02 | 1 | 40.02 | 0
1 | 3 | 01:00 | 0 | 2016-01-03 | 1 | 27.67 | 1 | 28.67 | 0
1 | 3 | 02:00 | 0 | 2016-01-03 | 2 | 24.43 | 1 | 25.43 | 0
1 | 3 | 03:00 | 0 | 2016-01-03 | 3 | 28.25 | 1 | 29.25 | 0
1 | 3 | 04:00 | 0 | 2016-01-03 | 4 | 25.24 | 1 | 26.24 | 0
1 | 3 | 05:00 | 0 | 2016-01-03 | 5 | 25.58 | 1 | 26.58 | 0
1 | 3 | 06:00 | 0 | 2016-01-03 | 6 | 28.53 | 1 | 29.53 | 0
1 | 3 | 07:00 | 0 | 2016-01-03 | 7 | 27.05 | 1 | 28.05 | 0
1 | 3 | 08:00 | 78 | 2016-01-03 | 8 | 30.05 | 1 | 31.05 | 2421.9
1 | 3 | 09:00 | 1193 | 2016-01-03 | 9 | 27.46 | 1 | 28.46 | 33952.78
1 | 3 | 10:00 | 2032 | 2016-01-03 | 10 | 24.41 | 1 | 25.41 | 51633.12
1 | 3 | 11:00 | 2469 | 2016-01-03 | 11 | 25.28 | 1 | 26.28 | 64885.32
1 | 3 | 12:00 | 2664 | 2016-01-03 | 12 | 28.53 | 1 | 29.53 | 78667.92
1 | 3 | 13:00 | 2331 | 2016-01-03 | 13 | 31.5 | 1 | 32.5 | 75757.5
1 | 3 | 14:00 | 1078 | 2016-01-03 | 14 | 30.83 | 1 | 31.83 | 34312.74
1 | 3 | 15:00 | 888 | 2016-01-03 | 15 | 26.07 | 1 | 27.07 | 24038.16
1 | 3 | 16:00 | 404 | 2016-01-03 | 16 | 26.33 | 1 | 27.33 | 11041.32
1 | 3 | 17:00 | 0 | 2016-01-03 | 17 | 31.39 | 1 | 32.39 | 0
1 | 3 | 18:00 | 0 | 2016-01-03 | 18 | 38.94 | 1 | 39.94 | 0
1 | 3 | 19:00 | 0 | 2016-01-03 | 19 | 39.39 | 1 | 40.39 | 0
1 | 3 | 20:00 | 0 | 2016-01-03 | 20 | 32.7 | 1 | 33.7 | 0
1 | 3 | 21:00 | 0 | 2016-01-03 | 21 | 35.84 | 1 | 36.84 | 0
1 | 3 | 22:00 | 0 | 2016-01-03 | 22 | 29.76 | 1 | 30.76 | 0
1 | 3 | 23:00 | 0 | 2016-01-03 | 23 | 17.63 | 1 | 18.63 | 0
1 | 3 | 24:00 | 0 | 2016-01-03 | 24 | 0 | 1 | 1 | 0
1 | 4 | 01:00 | 0 | 2016-01-04 | 1 | 29.84 | 1 | 30.84 | 0
1 | 4 | 02:00 | 0 | 2016-01-04 | 2 | -31.61 | 1 | -30.61 | 0
1 | 4 | 03:00 | 0 | 2016-01-04 | 3 | -16.79 | 1 | -15.79 | 0
1 | 4 | 04:00 | 0 | 2016-01-04 | 4 | 5.73 | 1 | 6.73 | 0
1 | 4 | 05:00 | 0 | 2016-01-04 | 5 | 14.97 | 1 | 15.97 | 0
1 | 4 | 06:00 | 0 | 2016-01-04 | 6 | -36.69 | 1 | -35.69 | 0
1 | 4 | 07:00 | 0 | 2016-01-04 | 7 | 33.91 | 1 | 34.91 | 0
1 | 4 | 08:00 | 0 | 2016-01-04 | 8 | 33.17 | 1 | 34.17 | 0
1 | 4 | 09:00 | 28 | 2016-01-04 | 9 | 26.95 | 1 | 27.95 | 782.6
1 | 4 | 10:00 | 474 | 2016-01-04 | 10 | 24.96 | 1 | 25.96 | 12305.04
1 | 4 | 11:00 | 595 | 2016-01-04 | 11 | 34.02 | 1 | 35.02 | 20836.9
1 | 4 | 12:00 | 827 | 2016-01-04 | 12 | 34.77 | 1 | 35.77 | 29581.79
1 | 4 | 13:00 | 693 | 2016-01-04 | 13 | 34.86 | 1 | 35.86 | 24850.98
1 | 4 | 14:00 | 660 | 2016-01-04 | 14 | 35.45 | 1 | 36.45 | 24057
1 | 4 | 15:00 | 379 | 2016-01-04 | 15 | 39.29 | 1 | 40.29 | 15269.91
1 | 4 | 16:00 | 488 | 2016-01-04 | 16 | 45.31 | 1 | 46.31 | 22599.28
1 | 4 | 17:00 | 0 | 2016-01-04 | 17 | 50.35 | 1 | 51.35 | 0
1 | 4 | 18:00 | 0 | 2016-01-04 | 18 | 67.37 | 1 | 68.37 | 0
1 | 4 | 19:00 | 0 | 2016-01-04 | 19 | 67.98 | 1 | 68.98 | 0
1 | 4 | 20:00 | 0 | 2016-01-04 | 20 | 58.43 | 1 | 59.43 | 0
1 | 4 | 21:00 | 0 | 2016-01-04 | 21 | 58.03 | 1 | 59.03 | 0
1 | 4 | 22:00 | 0 | 2016-01-04 | 22 | 51.27 | 1 | 52.27 | 0
1 | 4 | 23:00 | 0 | 2016-01-04 | 23 | 40.53 | 1 | 41.53 | 0
1 | 4 | 24:00 | 0 | 2016-01-04 | 24 | 21.93 | 1 | 22.93 | 0
1 | 5 | 01:00 | 0 | 2016-01-05 | 1 | 79.85 | 1 | 80.85 | 0
1 | 5 | 02:00 | 0 | 2016-01-05 | 2 | 71.13 | 1 | 72.13 | 0
1 | 5 | 03:00 | 0 | 2016-01-05 | 3 | 61.39 | 1 | 62.39 | 0
1 | 5 | 04:00 | 0 | 2016-01-05 | 4 | 43.51 | 1 | 44.51 | 0
1 | 5 | 05:00 | 0 | 2016-01-05 | 5 | 41.35 | 1 | 42.35 | 0
1 | 5 | 06:00 | 0 | 2016-01-05 | 6 | 59.38 | 1 | 60.38 | 0
1 | 5 | 07:00 | 0 | 2016-01-05 | 7 | 155.88 | 1 | 156.88 | 0
1 | 5 | 08:00 | 289 | 2016-01-05 | 8 | 356.81 | 1 | 357.81 | 103407.09
1 | 5 | 09:00 | 1531 | 2016-01-05 | 9 | 106.53 | 1 | 107.53 | 164628.43
1 | 5 | 10:00 | 2417 | 2016-01-05 | 10 | 93.26 | 1 | 94.26 | 227826.42
1 | 5 | 11:00 | 2940 | 2016-01-05 | 11 | 71.45 | 1 | 72.45 | 213003
1 | 5 | 12:00 | 3027 | 2016-01-05 | 12 | 108.53 | 1 | 109.53 | 331547.31
1 | 5 | 13:00 | 2469 | 2016-01-05 | 13 | 98.03 | 1 | 99.03 | 244505.07
1 | 5 | 14:00 | 1856 | 2016-01-05 | 14 | 73.56 | 1 | 74.56 | 138383.36
1 | 5 | 15:00 | 1037 | 2016-01-05 | 15 | 63.97 | 1 | 64.97 | 67373.89
1 | 5 | 16:00 | 1124 | 2016-01-05 | 16 | 53.82 | 1 | 54.82 | 61617.68
1 | 5 | 17:00 | 3 | 2016-01-05 | 17 | 55.62 | 1 | 56.62 | 169.86
1 | 5 | 18:00 | 0 | 2016-01-05 | 18 | 79.58 | 1 | 80.58 | 0
1 | 5 | 19:00 | 0 | 2016-01-05 | 19 | 77.47 | 1 | 78.47 | 0
1 | 5 | 20:00 | 0 | 2016-01-05 | 20 | 63.09 | 1 | 64.09 | 0
1 | 5 | 21:00 | 0 | 2016-01-05 | 21 | 52.2 | 1 | 53.2 | 0
1 | 5 | 22:00 | 0 | 2016-01-05 | 22 | 49.41 | 1 | 50.41 | 0
1 | 5 | 23:00 | 0 | 2016-01-05 | 23 | 49.97 | 1 | 50.97 | 0
1 | 5 | 24:00 | 0 | 2016-01-05 | 24 | 49.41 | 1 | 50.41 | 0
1 | 6 | 01:00 | 0 | 2016-01-06 | 1 | 113.72 | 1 | 114.72 | 0
1 | 6 | 02:00 | 0 | 2016-01-06 | 2 | 75.29 | 1 | 76.29 | 0
1 | 6 | 03:00 | 0 | 2016-01-06 | 3 | 60.21 | 1 | 61.21 | 0
1 | 6 | 04:00 | 0 | 2016-01-06 | 4 | 63.34 | 1 | 64.34 | 0
1 | 6 | 05:00 | 0 | 2016-01-06 | 5 | 45.72 | 1 | 46.72 | 0
1 | 6 | 06:00 | 0 | 2016-01-06 | 6 | 51.1 | 1 | 52.1 | 0
1 | 6 | 07:00 | 0 | 2016-01-06 | 7 | 200.34 | 1 | 201.34 | 0
1 | 6 | 08:00 | 115 | 2016-01-06 | 8 | 147.76 | 1 | 148.76 | 17107.4
1 | 6 | 09:00 | 1400 | 2016-01-06 | 9 | 74.44 | 1 | 75.44 | 105616
1 | 6 | 10:00 | 2337 | 2016-01-06 | 10 | 61.72 | 1 | 62.72 | 146576.64
1 | 6 | 11:00 | 2890 | 2016-01-06 | 11 | 46.83 | 1 | 47.83 | 138228.7
1 | 6 | 12:00 | 3186 | 2016-01-06 | 12 | 43.07 | 1 | 44.07 | 140407.02
1 | 6 | 13:00 | 3125 | 2016-01-06 | 13 | 37.74 | 1 | 38.74 | 121062.5
1 | 6 | 14:00 | 2772 | 2016-01-06 | 14 | 39.01 | 1 | 40.01 | 110907.72
1 | 6 | 15:00 | 2112 | 2016-01-06 | 15 | 40.42 | 1 | 41.42 | 87479.04
1 | 6 | 16:00 | 1083 | 2016-01-06 | 16 | 34.71 | 1 | 35.71 | 38673.93
1 | 6 | 17:00 | 1 | 2016-01-06 | 17 | 57.07 | 1 | 58.07 | 58.07
1 | 6 | 18:00 | 0 | 2016-01-06 | 18 | 99.14 | 1 | 100.14 | 0
1 | 6 | 19:00 | 0 | 2016-01-06 | 19 | 101.38 | 1 | 102.38 | 0
1 | 6 | 20:00 | 0 | 2016-01-06 | 20 | 90.01 | 1 | 91.01 | 0
1 | 6 | 21:00 | 0 | 2016-01-06 | 21 | 63.27 | 1 | 64.27 | 0
1 | 6 | 22:00 | 0 | 2016-01-06 | 22 | 51.67 | 1 | 52.67 | 0
1 | 6 | 23:00 | 0 | 2016-01-06 | 23 | 32.36 | 1 | 33.36 | 0
1 | 6 | 24:00 | 0 | 2016-01-06 | 24 | 36.67 | 1 | 37.67 | 0
1 | 7 | 01:00 | 0 | 2016-01-07 | 1 | 38.73 | 1 | 39.73 | 0
1 | 7 | 02:00 | 0 | 2016-01-07 | 2 | 37.64 | 1 | 38.64 | 0
1 | 7 | 03:00 | 0 | 2016-01-07 | 3 | 37.77 | 1 | 38.77 | 0
1 | 7 | 04:00 | 0 | 2016-01-07 | 4 | 37.41 | 1 | 38.41 | 0
1 | 7 | 05:00 | 0 | 2016-01-07 | 5 | 36.76 | 1 | 37.76 | 0
1 | 7 | 06:00 | 0 | 2016-01-07 | 6 | 35.61 | 1 | 36.61 | 0
1 | 7 | 07:00 | 0 | 2016-01-07 | 7 | 57.82 | 1 | 58.82 | 0
1 | 7 | 08:00 | 168 | 2016-01-07 | 8 | 64.13 | 1 | 65.13 | 10941.84
1 | 7 | 09:00 | 1501 | 2016-01-07 | 9 | 63.33 | 1 | 64.33 | 96559.33
1 | 7 | 10:00 | 2450 | 2016-01-07 | 10 | 35.35 | 1 | 36.35 | 89057.5
1 | 7 | 11:00 | 3020 | 2016-01-07 | 11 | 30.05 | 1 | 31.05 | 93771
1 | 7 | 12:00 | 3251 | 2016-01-07 | 12 | 27.29 | 1 | 28.29 | 91970.79
1 | 7 | 13:00 | 3113 | 2016-01-07 | 13 | 26.68 | 1 | 27.68 | 86167.84
1 | 7 | 14:00 | 2860 | 2016-01-07 | 14 | 28.85 | 1 | 29.85 | 85371
1 | 7 | 15:00 | 1977 | 2016-01-07 | 15 | 27.52 | 1 | 28.52 | 56384.04
1 | 7 | 16:00 | 925 | 2016-01-07 | 16 | 23.95 | 1 | 24.95 | 23078.75
1 | 7 | 17:00 | 0 | 2016-01-07 | 17 | 33.21 | 1 | 34.21 | 0
1 | 7 | 18:00 | 0 | 2016-01-07 | 18 | 67.12 | 1 | 68.12 | 0
1 | 7 | 19:00 | 0 | 2016-01-07 | 19 | 68.83 | 1 | 69.83 | 0
1 | 7 | 20:00 | 0 | 2016-01-07 | 20 | 54.09 | 1 | 55.09 | 0
1 | 7 | 21:00 | 0 | 2016-01-07 | 21 | 46.59 | 1 | 47.59 | 0
1 | 7 | 22:00 | 0 | 2016-01-07 | 22 | 34.96 | 1 | 35.96 | 0
1 | 7 | 23:00 | 0 | 2016-01-07 | 23 | 33.02 | 1 | 34.02 | 0
1 | 7 | 24:00 | 0 | 2016-01-07 | 24 | 18.78 | 1 | 19.78 | 0
1 | 8 | 01:00 | 0 | 2016-01-08 | 1 | 26.35 | 1 | 27.35 | 0
1 | 8 | 02:00 | 0 | 2016-01-08 | 2 | 26.99 | 1 | 27.99 | 0
1 | 8 | 03:00 | 0 | 2016-01-08 | 3 | 16.62 | 1 | 17.62 | 0
1 | 8 | 04:00 | 0 | 2016-01-08 | 4 | 19.59 | 1 | 20.59 | 0
1 | 8 | 05:00 | 0 | 2016-01-08 | 5 | 30.25 | 1 | 31.25 | 0
1 | 8 | 06:00 | 0 | 2016-01-08 | 6 | 24.33 | 1 | 25.33 | 0
1 | 8 | 07:00 | 0 | 2016-01-08 | 7 | 29.77 | 1 | 30.77 | 0
1 | 8 | 08:00 | 0 | 2016-01-08 | 8 | 38.87 | 1 | 39.87 | 0
1 | 8 | 09:00 | 2 | 2016-01-08 | 9 | 37.38 | 1 | 38.38 | 76.76
1 | 8 | 10:00 | 427 | 2016-01-08 | 10 | 30.84 | 1 | 31.84 | 13595.68
1 | 8 | 11:00 | 247 | 2016-01-08 | 11 | 29.41 | 1 | 30.41 | 7511.27
1 | 8 | 12:00 | 418 | 2016-01-08 | 12 | 28.89 | 1 | 29.89 | 12494.02
1 | 8 | 13:00 | 463 | 2016-01-08 | 13 | 28.46 | 1 | 29.46 | 13639.98
1 | 8 | 14:00 | 484 | 2016-01-08 | 14 | 28.82 | 1 | 29.82 | 14432.88
1 | 8 | 15:00 | 185 | 2016-01-08 | 15 | 25.15 | 1 | 26.15 | 4837.75
1 | 8 | 16:00 | 26 | 2016-01-08 | 16 | 28.11 | 1 | 29.11 | 756.86
1 | 8 | 17:00 | 0 | 2016-01-08 | 17 | 28.61 | 1 | 29.61 | 0
1 | 8 | 18:00 | 0 | 2016-01-08 | 18 | 29.48 | 1 | 30.48 | 0
1 | 8 | 19:00 | 0 | 2016-01-08 | 19 | 26.72 | 1 | 27.72 | 0
1 | 8 | 20:00 | 0 | 2016-01-08 | 20 | 25.42 | 1 | 26.42 | 0
1 | 8 | 21:00 | 0 | 2016-01-08 | 21 | 23.4 | 1 | 24.4 | 0
1 | 8 | 22:00 | 0 | 2016-01-08 | 22 | 19.4 | 1 | 20.4 | 0
1 | 8 | 23:00 | 0 | 2016-01-08 | 23 | 20.54 | 1 | 21.54 | 0
1 | 8 | 24:00 | 0 | 2016-01-08 | 24 | 10.79 | 1 | 11.79 | 0
1 | 9 | 01:00 | 0 | 2016-01-09 | 1 | 9.85 | 1 | 10.85 | 0
1 | 9 | 02:00 | 0 | 2016-01-09 | 2 | 18.94 | 1 | 19.94 | 0
1 | 9 | 03:00 | 0 | 2016-01-09 | 3 | 21.1 | 1 | 22.1 | 0
1 | 9 | 04:00 | 0 | 2016-01-09 | 4 | 13.77 | 1 | 14.77 | 0
1 | 9 | 05:00 | 0 | 2016-01-09 | 5 | 25.24 | 1 | 26.24 | 0
1 | 9 | 06:00 | 0 | 2016-01-09 | 6 | 20.4 | 1 | 21.4 | 0
1 | 9 | 07:00 | 0 | 2016-01-09 | 7 | 16.75 | 1 | 17.75 | 0
1 | 9 | 08:00 | 2 | 2016-01-09 | 8 | 18.77 | 1 | 19.77 | 39.54
1 | 9 | 09:00 | 1379 | 2016-01-09 | 9 | 18.2 | 1 | 19.2 | 26476.8
1 | 9 | 10:00 | 2258 | 2016-01-09 | 10 | 23.84 | 1 | 24.84 | 56088.72
1 | 9 | 11:00 | 2647 | 2016-01-09 | 11 | 34.07 | 1 | 35.07 | 92830.29
1 | 9 | 12:00 | 2138 | 2016-01-09 | 12 | 31.12 | 1 | 32.12 | 68672.56
1 | 9 | 13:00 | 2243 | 2016-01-09 | 13 | 29.5 | 1 | 30.5 | 68411.5
1 | 9 | 14:00 | 2568 | 2016-01-09 | 14 | 24.66 | 1 | 25.66 | 65894.88
1 | 9 | 15:00 | 1999 | 2016-01-09 | 15 | 20.77 | 1 | 21.77 | 43518.23
1 | 9 | 16:00 | 1064 | 2016-01-09 | 16 | 18.45 | 1 | 19.45 | 20694.8
1 | 9 | 17:00 | 3 | 2016-01-09 | 17 | 21.47 | 1 | 22.47 | 67.41
1 | 9 | 18:00 | 0 | 2016-01-09 | 18 | 25.94 | 1 | 26.94 | 0
1 | 9 | 19:00 | 0 | 2016-01-09 | 19 | 22.41 | 1 | 23.41 | 0
1 | 9 | 20:00 | 0 | 2016-01-09 | 20 | 21.51 | 1 | 22.51 | 0
1 | 9 | 21:00 | 0 | 2016-01-09 | 21 | 17.47 | 1 | 18.47 | 0
1 | 9 | 22:00 | 0 | 2016-01-09 | 22 | 14.92 | 1 | 15.92 | 0
1 | 9 | 23:00 | 0 | 2016-01-09 | 23 | -20.49 | 1 | -19.49 | 0
1 | 9 | 24:00 | 0 | 2016-01-09 | 24 | -39.42 | 1 | -38.42 | 0
1 | 10 | 01:00 | 0 | 2016-01-10 | 1 | 17.81 | 1 | 18.81 | 0
1 | 10 | 02:00 | 0 | 2016-01-10 | 2 | 19.84 | 1 | 20.84 | 0
1 | 10 | 03:00 | 0 | 2016-01-10 | 3 | 1.88 | 1 | 2.88 | 0
1 | 10 | 04:00 | 0 | 2016-01-10 | 4 | 3.77 | 1 | 4.77 | 0
1 | 10 | 05:00 | 0 | 2016-01-10 | 5 | -56.92 | 1 | -55.92 | 0
1 | 10 | 06:00 | 0 | 2016-01-10 | 6 | 13.45 | 1 | 14.45 | 0
1 | 10 | 07:00 | 0 | 2016-01-10 | 7 | 12.93 | 1 | 13.93 | 0
1 | 10 | 08:00 | 137 | 2016-01-10 | 8 | 19.71 | 1 | 20.71 | 2837.27
1 | 10 | 09:00 | 1523 | 2016-01-10 | 9 | 19.97 | 1 | 20.97 | 31937.31
1 | 10 | 10:00 | 2325 | 2016-01-10 | 10 | 28.8 | 1 | 29.8 | 69285
1 | 10 | 11:00 | 2815 | 2016-01-10 | 11 | 28.93 | 1 | 29.93 | 84252.95
1 | 10 | 12:00 | 3110 | 2016-01-10 | 12 | 31.4 | 1 | 32.4 | 100764
1 | 10 | 13:00 | 3116 | 2016-01-10 | 13 | 28.41 | 1 | 29.41 | 91641.56
1 | 10 | 14:00 | 2807 | 2016-01-10 | 14 | 34.83 | 1 | 35.83 | 100574.81
1 | 10 | 15:00 | 2180 | 2016-01-10 | 15 | 24.11 | 1 | 25.11 | 54739.8
1 | 10 | 16:00 | 1235 | 2016-01-10 | 16 | 19.59 | 1 | 20.59 | 25428.65
1 | 10 | 17:00 | 9 | 2016-01-10 | 17 | 28.36 | 1 | 29.36 | 264.24
1 | 10 | 18:00 | 0 | 2016-01-10 | 18 | 28.52 | 1 | 29.52 | 0
1 | 10 | 19:00 | 0 | 2016-01-10 | 19 | 24.61 | 1 | 25.61 | 0
1 | 10 | 20:00 | 0 | 2016-01-10 | 20 | 19.88 | 1 | 20.88 | 0
1 | 10 | 21:00 | 0 | 2016-01-10 | 21 | 15.67 | 1 | 16.67 | 0
1 | 10 | 22:00 | 0 | 2016-01-10 | 22 | 5.48 | 1 | 6.48 | 0
1 | 10 | 23:00 | 0 | 2016-01-10 | 23 | -88.68 | 1 | -87.68 | 0
1 | 10 | 24:00 | 0 | 2016-01-10 | 24 | -97.82 | 1 | -96.82 | 0
1 | 11 | 01:00 | 0 | 2016-01-11 | 1 | -150.82 | 1 | -149.82 | 0
1 | 11 | 02:00 | 0 | 2016-01-11 | 2 | -151.72 | 1 | -150.72 | 0
1 | 11 | 03:00 | 0 | 2016-01-11 | 3 | -127.45 | 1 | -126.45 | 0
1 | 11 | 04:00 | 0 | 2016-01-11 | 4 | 15.44 | 1 | 16.44 | 0
1 | 11 | 05:00 | 0 | 2016-01-11 | 5 | -16.09 | 1 | -15.09 | 0
1 | 11 | 06:00 | 0 | 2016-01-11 | 6 | -97.64 | 1 | -96.64 | 0
1 | 11 | 07:00 | 0 | 2016-01-11 | 7 | 34.09 | 1 | 35.09 | 0
1 | 11 | 08:00 | 112 | 2016-01-11 | 8 | 19.34 | 1 | 20.34 | 2278.08
1 | 11 | 09:00 | 1405 | 2016-01-11 | 9 | 21.89 | 1 | 22.89 | 32160.45
1 | 11 | 10:00 | 2233 | 2016-01-11 | 10 | 15.7 | 1 | 16.7 | 37291.1
1 | 11 | 11:00 | 2565 | 2016-01-11 | 11 | 24.15 | 1 | 25.15 | 64509.75
1 | 11 | 12:00 | 2728 | 2016-01-11 | 12 | 29.61 | 1 | 30.61 | 83504.08
1 | 11 | 13:00 | 2423 | 2016-01-11 | 13 | 28.43 | 1 | 29.43 | 71308.89
1 | 11 | 14:00 | 2487 | 2016-01-11 | 14 | 26.12 | 1 | 27.12 | 67447.44
1 | 11 | 15:00 | 1563 | 2016-01-11 | 15 | 28.08 | 1 | 29.08 | 45452.04
1 | 11 | 16:00 | 795 | 2016-01-11 | 16 | 33.29 | 1 | 34.29 | 27260.55
1 | 11 | 17:00 | 1 | 2016-01-11 | 17 | 38.09 | 1 | 39.09 | 39.09
1 | 11 | 18:00 | 0 | 2016-01-11 | 18 | 81.17 | 1 | 82.17 | 0
1 | 11 | 19:00 | 0 | 2016-01-11 | 19 | 86.28 | 1 | 87.28 | 0
1 | 11 | 20:00 | 0 | 2016-01-11 | 20 | 49.38 | 1 | 50.38 | 0
1 | 11 | 21:00 | 0 | 2016-01-11 | 21 | 41.85 | 1 | 42.85 | 0
1 | 11 | 22:00 | 0 | 2016-01-11 | 22 | 33.29 | 1 | 34.29 | 0
1 | 11 | 23:00 | 0 | 2016-01-11 | 23 | 26.59 | 1 | 27.59 | 0
1 | 11 | 24:00 | 0 | 2016-01-11 | 24 | 15.43 | 1 | 16.43 | 0
1 | 12 | 01:00 | 0 | 2016-01-12 | 1 | 10.48 | 1 | 11.48 | 0
1 | 12 | 02:00 | 0 | 2016-01-12 | 2 | 8.36 | 1 | 9.36 | 0
1 | 12 | 03:00 | 0 | 2016-01-12 | 3 | 0 | 1 | 1 | 0
1 | 12 | 04:00 | 0 | 2016-01-12 | 4 | 30.73 | 1 | 31.73 | 0
1 | 12 | 05:00 | 0 | 2016-01-12 | 5 | 31.4 | 1 | 32.4 | 0
1 | 12 | 06:00 | 0 | 2016-01-12 | 6 | 24.66 | 1 | 25.66 | 0
1 | 12 | 07:00 | 0 | 2016-01-12 | 7 | 38.84 | 1 | 39.84 | 0
1 | 12 | 08:00 | 122 | 2016-01-12 | 8 | 36.11 | 1 | 37.11 | 4527.42
1 | 12 | 09:00 | 1215 | 2016-01-12 | 9 | 36.2 | 1 | 37.2 | 45198
1 | 12 | 10:00 | 2099 | 2016-01-12 | 10 | 34.29 | 1 | 35.29 | 74073.71
1 | 12 | 11:00 | 2507 | 2016-01-12 | 11 | 33.52 | 1 | 34.52 | 86541.64
1 | 12 | 12:00 | 2286 | 2016-01-12 | 12 | 29.68 | 1 | 30.68 | 70134.48
1 | 12 | 13:00 | 1445 | 2016-01-12 | 13 | 34.64 | 1 | 35.64 | 51499.8
1 | 12 | 14:00 | 1160 | 2016-01-12 | 14 | 32.64 | 1 | 33.64 | 39022.4
1 | 12 | 15:00 | 604 | 2016-01-12 | 15 | 31.46 | 1 | 32.46 | 19605.84
1 | 12 | 16:00 | 284 | 2016-01-12 | 16 | 33.01 | 1 | 34.01 | 9658.84
1 | 12 | 17:00 | 0 | 2016-01-12 | 17 | 36.73 | 1 | 37.73 | 0
1 | 12 | 18:00 | 0 | 2016-01-12 | 18 | 39.86 | 1 | 40.86 | 0
1 | 12 | 19:00 | 0 | 2016-01-12 | 19 | 37.8 | 1 | 38.8 | 0
1 | 12 | 20:00 | 0 | 2016-01-12 | 20 | 37.32 | 1 | 38.32 | 0
1 | 12 | 21:00 | 0 | 2016-01-12 | 21 | 33.59 | 1 | 34.59 | 0
1 | 12 | 22:00 | 0 | 2016-01-12 | 22 | 32.22 | 1 | 33.22 | 0
1 | 12 | 23:00 | 0 | 2016-01-12 | 23 | 19.6 | 1 | 20.6 | 0
1 | 12 | 24:00 | 0 | 2016-01-12 | 24 | 1.15 | 1 | 2.15 | 0
1 | 13 | 01:00 | 0 | 2016-01-13 | 1 | 32 | 1 | 33 | 0
1 | 13 | 02:00 | 0 | 2016-01-13 | 2 | 33.22 | 1 | 34.22 | 0
1 | 13 | 03:00 | 0 | 2016-01-13 | 3 | 23.53 | 1 | 24.53 | 0
1 | 13 | 04:00 | 0 | 2016-01-13 | 4 | 24.69 | 1 | 25.69 | 0
1 | 13 | 05:00 | 0 | 2016-01-13 | 5 | 31.32 | 1 | 32.32 | 0
1 | 13 | 06:00 | 0 | 2016-01-13 | 6 | 12.14 | 1 | 13.14 | 0
1 | 13 | 07:00 | 0 | 2016-01-13 | 7 | 41.26 | 1 | 42.26 | 0
1 | 13 | 08:00 | 0 | 2016-01-13 | 8 | 46.97 | 1 | 47.97 | 0
1 | 13 | 09:00 | 51 | 2016-01-13 | 9 | 37.19 | 1 | 38.19 | 1947.69
1 | 13 | 10:00 | 254 | 2016-01-13 | 10 | 34.13 | 1 | 35.13 | 8923.02
1 | 13 | 11:00 | 1044 | 2016-01-13 | 11 | 36.26 | 1 | 37.26 | 38899.44
1 | 13 | 12:00 | 611 | 2016-01-13 | 12 | 39 | 1 | 40 | 24440
1 | 13 | 13:00 | 1578 | 2016-01-13 | 13 | 36.98 | 1 | 37.98 | 59932.44
1 | 13 | 14:00 | 1720 | 2016-01-13 | 14 | 37.92 | 1 | 38.92 | 66942.4
1 | 13 | 15:00 | 1705 | 2016-01-13 | 15 | 35.82 | 1 | 36.82 | 62778.1
1 | 13 | 16:00 | 726 | 2016-01-13 | 16 | 36.39 | 1 | 37.39 | 27145.14
1 | 13 | 17:00 | 1 | 2016-01-13 | 17 | 38.3 | 1 | 39.3 | 39.3
1 | 13 | 18:00 | 0 | 2016-01-13 | 18 | 43.04 | 1 | 44.04 | 0
1 | 13 | 19:00 | 0 | 2016-01-13 | 19 | 39.37 | 1 | 40.37 | 0
1 | 13 | 20:00 | 0 | 2016-01-13 | 20 | 38.66 | 1 | 39.66 | 0
1 | 13 | 21:00 | 0 | 2016-01-13 | 21 | 37.64 | 1 | 38.64 | 0
1 | 13 | 22:00 | 0 | 2016-01-13 | 22 | 42.48 | 1 | 43.48 | 0
1 | 13 | 23:00 | 0 | 2016-01-13 | 23 | 35.51 | 1 | 36.51 | 0
1 | 13 | 24:00 | 0 | 2016-01-13 | 24 | 32.64 | 1 | 33.64 | 0
1 | 14 | 01:00 | 0 | 2016-01-14 | 1 | 28.19 | 1 | 29.19 | 0
1 | 14 | 02:00 | 0 | 2016-01-14 | 2 | 36.1 | 1 | 37.1 | 0
1 | 14 | 03:00 | 0 | 2016-01-14 | 3 | 36.12 | 1 | 37.12 | 0
1 | 14 | 04:00 | 0 | 2016-01-14 | 4 | 22.12 | 1 | 23.12 | 0
1 | 14 | 05:00 | 0 | 2016-01-14 | 5 | 32.88 | 1 | 33.88 | 0
1 | 14 | 06:00 | 0 | 2016-01-14 | 6 | 34.49 | 1 | 35.49 | 0
1 | 14 | 07:00 | 0 | 2016-01-14 | 7 | 34.07 | 1 | 35.07 | 0
1 | 14 | 08:00 | 378 | 2016-01-14 | 8 | 49.09 | 1 | 50.09 | 18934.02
1 | 14 | 09:00 | 1676 | 2016-01-14 | 9 | 52.12 | 1 | 53.12 | 89029.12
1 | 14 | 10:00 | 2627 | 2016-01-14 | 10 | 55.36 | 1 | 56.36 | 148057.72
1 | 14 | 11:00 | 3208 | 2016-01-14 | 11 | 33.37 | 1 | 34.37 | 110258.96
1 | 14 | 12:00 | 3475 | 2016-01-14 | 12 | 31.62 | 1 | 32.62 | 113354.5
1 | 14 | 13:00 | 3422 | 2016-01-14 | 13 | 30.24 | 1 | 31.24 | 106903.28
1 | 14 | 14:00 | 3023 | 2016-01-14 | 14 | 30.43 | 1 | 31.43 | 95012.89
1 | 14 | 15:00 | 2419 | 2016-01-14 | 15 | 30.95 | 1 | 31.95 | 77287.05
1 | 14 | 16:00 | 1417 | 2016-01-14 | 16 | 31.67 | 1 | 32.67 | 46293.39
1 | 14 | 17:00 | 62 | 2016-01-14 | 17 | 34.81 | 1 | 35.81 | 2220.22
1 | 14 | 18:00 | 0 | 2016-01-14 | 18 | 37.74 | 1 | 38.74 | 0
1 | 14 | 19:00 | 0 | 2016-01-14 | 19 | 36.11 | 1 | 37.11 | 0
1 | 14 | 20:00 | 0 | 2016-01-14 | 20 | 34.99 | 1 | 35.99 | 0
1 | 14 | 21:00 | 0 | 2016-01-14 | 21 | 34.27 | 1 | 35.27 | 0
1 | 14 | 22:00 | 0 | 2016-01-14 | 22 | 29.63 | 1 | 30.63 | 0
1 | 14 | 23:00 | 0 | 2016-01-14 | 23 | 31.06 | 1 | 32.06 | 0
1 | 14 | 24:00 | 0 | 2016-01-14 | 24 | 27.31 | 1 | 28.31 | 0
1 | 15 | 01:00 | 0 | 2016-01-15 | 1 | 25.8 | 1 | 26.8 | 0
1 | 15 | 02:00 | 0 | 2016-01-15 | 2 | 13.79 | 1 | 14.79 | 0
1 | 15 | 03:00 | 0 | 2016-01-15 | 3 | 16.51 | 1 | 17.51 | 0
1 | 15 | 04:00 | 0 | 2016-01-15 | 4 | 23.72 | 1 | 24.72 | 0
1 | 15 | 05:00 | 0 | 2016-01-15 | 5 | 20.21 | 1 | 21.21 | 0
1 | 15 | 06:00 | 0 | 2016-01-15 | 6 | 28.06 | 1 | 29.06 | 0
1 | 15 | 07:00 | 0 | 2016-01-15 | 7 | 20.62 | 1 | 21.62 | 0
1 | 15 | 08:00 | 4 | 2016-01-15 | 8 | 34.91 | 1 | 35.91 | 143.64
1 | 15 | 09:00 | 613 | 2016-01-15 | 9 | 31.52 | 1 | 32.52 | 19934.76
1 | 15 | 10:00 | 1821 | 2016-01-15 | 10 | 29.74 | 1 | 30.74 | 55977.54
1 | 15 | 11:00 | 1983 | 2016-01-15 | 11 | 27.26 | 1 | 28.26 | 56039.58
1 | 15 | 12:00 | 2228 | 2016-01-15 | 12 | 24.2 | 1 | 25.2 | 56145.6
1 | 15 | 13:00 | 2542 | 2016-01-15 | 13 | 18.05 | 1 | 19.05 | 48425.1
1 | 15 | 14:00 | 2695 | 2016-01-15 | 14 | 19.09 | 1 | 20.09 | 54142.55
1 | 15 | 15:00 | 1600 | 2016-01-15 | 15 | 16.75 | 1 | 17.75 | 28400
1 | 15 | 16:00 | 920 | 2016-01-15 | 16 | 16.38 | 1 | 17.38 | 15989.6
1 | 15 | 17:00 | 20 | 2016-01-15 | 17 | 18.26 | 1 | 19.26 | 385.2
1 | 15 | 18:00 | 0 | 2016-01-15 | 18 | 25.03 | 1 | 26.03 | 0
1 | 15 | 19:00 | 0 | 2016-01-15 | 19 | 17.07 | 1 | 18.07 | 0
1 | 15 | 20:00 | 0 | 2016-01-15 | 20 | 20.09 | 1 | 21.09 | 0
1 | 15 | 21:00 | 0 | 2016-01-15 | 21 | 18.42 | 1 | 19.42 | 0
1 | 15 | 22:00 | 0 | 2016-01-15 | 22 | 20.64 | 1 | 21.64 | 0
1 | 15 | 23:00 | 0 | 2016-01-15 | 23 | 9.68 | 1 | 10.68 | 0
1 | 15 | 24:00 | 0 | 2016-01-15 | 24 | 59.14 | 1 | 60.14 | 0
1 | 16 | 01:00 | 0 | 2016-01-16 | 1 | 27.63 | 1 | 28.63 | 0
1 | 16 | 02:00 | 0 | 2016-01-16 | 2 | 23.25 | 1 | 24.25 | 0
1 | 16 | 03:00 | 0 | 2016-01-16 | 3 | 18.14 | 1 | 19.14 | 0
1 | 16 | 04:00 | 0 | 2016-01-16 | 4 | 22.81 | 1 | 23.81 | 0
1 | 16 | 05:00 | 0 | 2016-01-16 | 5 | 23.28 | 1 | 24.28 | 0
1 | 16 | 06:00 | 0 | 2016-01-16 | 6 | 23.11 | 1 | 24.11 | 0
1 | 16 | 07:00 | 0 | 2016-01-16 | 7 | 26.04 | 1 | 27.04 | 0
1 | 16 | 08:00 | 15 | 2016-01-16 | 8 | 28.55 | 1 | 29.55 | 443.25
1 | 16 | 09:00 | 1142 | 2016-01-16 | 9 | 38.97 | 1 | 39.97 | 45645.74
1 | 16 | 10:00 | 2074 | 2016-01-16 | 10 | 50.61 | 1 | 51.61 | 107039.14
1 | 16 | 11:00 | 2487 | 2016-01-16 | 11 | 38.48 | 1 | 39.48 | 98186.76
1 | 16 | 12:00 | 2839 | 2016-01-16 | 12 | 37.22 | 1 | 38.22 | 108506.58
1 | 16 | 13:00 | 2577 | 2016-01-16 | 13 | 35.86 | 1 | 36.86 | 94988.22
1 | 16 | 14:00 | 2560 | 2016-01-16 | 14 | 33.96 | 1 | 34.96 | 89497.6
1 | 16 | 15:00 | 1966 | 2016-01-16 | 15 | 34.2 | 1 | 35.2 | 69203.2
1 | 16 | 16:00 | 1149 | 2016-01-16 | 16 | 33.24 | 1 | 34.24 | 39341.76
1 | 16 | 17:00 | 13 | 2016-01-16 | 17 | 39.76 | 1 | 40.76 | 529.88
1 | 16 | 18:00 | 0 | 2016-01-16 | 18 | 47.4 | 1 | 48.4 | 0
1 | 16 | 19:00 | 0 | 2016-01-16 | 19 | 39.37 | 1 | 40.37 | 0
1 | 16 | 20:00 | 0 | 2016-01-16 | 20 | 33.35 | 1 | 34.35 | 0
1 | 16 | 21:00 | 0 | 2016-01-16 | 21 | 37.9 | 1 | 38.9 | 0
1 | 16 | 22:00 | 0 | 2016-01-16 | 22 | 29.72 | 1 | 30.72 | 0
1 | 16 | 23:00 | 0 | 2016-01-16 | 23 | 28.02 | 1 | 29.02 | 0
1 | 16 | 24:00 | 0 | 2016-01-16 | 24 | 25.25 | 1 | 26.25 | 0
1 | 17 | 01:00 | 0 | 2016-01-17 | 1 | 23.7 | 1 | 24.7 | 0
1 | 17 | 02:00 | 0 | 2016-01-17 | 2 | 21.9 | 1 | 22.9 | 0
1 | 17 | 03:00 | 0 | 2016-01-17 | 3 | 15.77 | 1 | 16.77 | 0
1 | 17 | 04:00 | 0 | 2016-01-17 | 4 | 14.14 | 1 | 15.14 | 0
1 | 17 | 05:00 | 0 | 2016-01-17 | 5 | 19.71 | 1 | 20.71 | 0
1 | 17 | 06:00 | 0 | 2016-01-17 | 6 | 25.96 | 1 | 26.96 | 0
1 | 17 | 07:00 | 0 | 2016-01-17 | 7 | 25.85 | 1 | 26.85 | 0
1 | 17 | 08:00 | 2 | 2016-01-17 | 8 | 24.54 | 1 | 25.54 | 51.08
1 | 17 | 09:00 | 685 | 2016-01-17 | 9 | 19.19 | 1 | 20.19 | 13830.15
1 | 17 | 10:00 | 578 | 2016-01-17 | 10 | 21.68 | 1 | 22.68 | 13109.04
1 | 17 | 11:00 | 1941 | 2016-01-17 | 11 | 30.72 | 1 | 31.72 | 61568.52
1 | 17 | 12:00 | 1244 | 2016-01-17 | 12 | 33.14 | 1 | 34.14 | 42470.16
1 | 17 | 13:00 | 1113 | 2016-01-17 | 13 | 35.21 | 1 | 36.21 | 40301.73
1 | 17 | 14:00 | 1037 | 2016-01-17 | 14 | 33.29 | 1 | 34.29 | 35558.73
1 | 17 | 15:00 | 398 | 2016-01-17 | 15 | 35.93 | 1 | 36.93 | 14698.14
1 | 17 | 16:00 | 10 | 2016-01-17 | 16 | 36.87 | 1 | 37.87 | 378.7
1 | 17 | 17:00 | 0 | 2016-01-17 | 17 | 47.05 | 1 | 48.05 | 0
1 | 17 | 18:00 | 0 | 2016-01-17 | 18 | 77.13 | 1 | 78.13 | 0
1 | 17 | 19:00 | 0 | 2016-01-17 | 19 | 40.73 | 1 | 41.73 | 0
1 | 17 | 20:00 | 0 | 2016-01-17 | 20 | 44.2 | 1 | 45.2 | 0
1 | 17 | 21:00 | 0 | 2016-01-17 | 21 | 42.34 | 1 | 43.34 | 0
1 | 17 | 22:00 | 0 | 2016-01-17 | 22 | 36.55 | 1 | 37.55 | 0
1 | 17 | 23:00 | 0 | 2016-01-17 | 23 | 34.81 | 1 | 35.81 | 0
1 | 17 | 24:00 | 0 | 2016-01-17 | 24 | 29.72 | 1 | 30.72 | 0
1 | 18 | 01:00 | 0 | 2016-01-18 | 1 | -12.67 | 1 | -11.67 | 0
1 | 18 | 02:00 | 0 | 2016-01-18 | 2 | 25.75 | 1 | 26.75 | 0
1 | 18 | 03:00 | 0 | 2016-01-18 | 3 | 24.77 | 1 | 25.77 | 0
1 | 18 | 04:00 | 0 | 2016-01-18 | 4 | 19.35 | 1 | 20.35 | 0
1 | 18 | 05:00 | 0 | 2016-01-18 | 5 | 5.12 | 1 | 6.12 | 0
1 | 18 | 06:00 | 0 | 2016-01-18 | 6 | -43.42 | 1 | -42.42 | 0
1 | 18 | 07:00 | 0 | 2016-01-18 | 7 | -19.4 | 1 | -18.4 | 0
1 | 18 | 08:00 | 0 | 2016-01-18 | 8 | 21.63 | 1 | 22.63 | 0
1 | 18 | 09:00 | 9 | 2016-01-18 | 9 | 29.84 | 1 | 30.84 | 277.56
1 | 18 | 10:00 | 167 | 2016-01-18 | 10 | 43.76 | 1 | 44.76 | 7474.92
1 | 18 | 11:00 | 427 | 2016-01-18 | 11 | 58.31 | 1 | 59.31 | 25325.37
1 | 18 | 12:00 | 473 | 2016-01-18 | 12 | 53.04 | 1 | 54.04 | 25560.92
1 | 18 | 13:00 | 483 | 2016-01-18 | 13 | 62.8 | 1 | 63.8 | 30815.4
1 | 18 | 14:00 | 405 | 2016-01-18 | 14 | 40.85 | 1 | 41.85 | 16949.25
1 | 18 | 15:00 | 632 | 2016-01-18 | 15 | 38.4 | 1 | 39.4 | 24900.8
1 | 18 | 16:00 | 6 | 2016-01-18 | 16 | 38.65 | 1 | 39.65 | 237.9
1 | 18 | 17:00 | 0 | 2016-01-18 | 17 | 47.09 | 1 | 48.09 | 0
1 | 18 | 18:00 | 0 | 2016-01-18 | 18 | 79.51 | 1 | 80.51 | 0
1 | 18 | 19:00 | 0 | 2016-01-18 | 19 | 67.84 | 1 | 68.84 | 0
1 | 18 | 20:00 | 0 | 2016-01-18 | 20 | 62.86 | 1 | 63.86 | 0
1 | 18 | 21:00 | 0 | 2016-01-18 | 21 | 93.76 | 1 | 94.76 | 0
1 | 18 | 22:00 | 0 | 2016-01-18 | 22 | 54.94 | 1 | 55.94 | 0
1 | 18 | 23:00 | 0 | 2016-01-18 | 23 | 50.29 | 1 | 51.29 | 0
1 | 18 | 24:00 | 0 | 2016-01-18 | 24 | 40.34 | 1 | 41.34 | 0
1 | 19 | 01:00 | 0 | 2016-01-19 | 1 | 22.67 | 1 | 23.67 | 0
1 | 19 | 02:00 | 0 | 2016-01-19 | 2 | 20.75 | 1 | 21.75 | 0
1 | 19 | 03:00 | 0 | 2016-01-19 | 3 | 23.79 | 1 | 24.79 | 0
1 | 19 | 04:00 | 0 | 2016-01-19 | 4 | 29.16 | 1 | 30.16 | 0
1 | 19 | 05:00 | 0 | 2016-01-19 | 5 | 38.01 | 1 | 39.01 | 0
1 | 19 | 06:00 | 0 | 2016-01-19 | 6 | 35.82 | 1 | 36.82 | 0
1 | 19 | 07:00 | 0 | 2016-01-19 | 7 | 51.24 | 1 | 52.24 | 0
1 | 19 | 08:00 | 0 | 2016-01-19 | 8 | 56.61 | 1 | 57.61 | 0
1 | 19 | 09:00 | 4 | 2016-01-19 | 9 | 41.83 | 1 | 42.83 | 171.32
1 | 19 | 10:00 | 546 | 2016-01-19 | 10 | 41.48 | 1 | 42.48 | 23194.08
1 | 19 | 11:00 | 1714 | 2016-01-19 | 11 | 38.77 | 1 | 39.77 | 68165.78
1 | 19 | 12:00 | 1424 | 2016-01-19 | 12 | 39.75 | 1 | 40.75 | 58028
1 | 19 | 13:00 | 2609 | 2016-01-19 | 13 | 51.19 | 1 | 52.19 | 136163.71
1 | 19 | 14:00 | 2510 | 2016-01-19 | 14 | 53.91 | 1 | 54.91 | 137824.1
1 | 19 | 15:00 | 2015 | 2016-01-19 | 15 | 44.7 | 1 | 45.7 | 92085.5
1 | 19 | 16:00 | 937 | 2016-01-19 | 16 | 59.08 | 1 | 60.08 | 56294.96
1 | 19 | 17:00 | 24 | 2016-01-19 | 17 | 62.7 | 1 | 63.7 | 1528.8
1 | 19 | 18:00 | 0 | 2016-01-19 | 18 | 82.65 | 1 | 83.65 | 0
1 | 19 | 19:00 | 0 | 2016-01-19 | 19 | 66.65 | 1 | 67.65 | 0
1 | 19 | 20:00 | 0 | 2016-01-19 | 20 | 61.16 | 1 | 62.16 | 0
1 | 19 | 21:00 | 0 | 2016-01-19 | 21 | 66.72 | 1 | 67.72 | 0
1 | 19 | 22:00 | 0 | 2016-01-19 | 22 | 56.56 | 1 | 57.56 | 0
1 | 19 | 23:00 | 0 | 2016-01-19 | 23 | 50.37 | 1 | 51.37 | 0
1 | 19 | 24:00 | 0 | 2016-01-19 | 24 | 38.28 | 1 | 39.28 | 0
1 | 20 | 01:00 | 0 | 2016-01-20 | 1 | 45.1 | 1 | 46.1 | 0
1 | 20 | 02:00 | 0 | 2016-01-20 | 2 | 39.08 | 1 | 40.08 | 0
1 | 20 | 03:00 | 0 | 2016-01-20 | 3 | 37.35 | 1 | 38.35 | 0
1 | 20 | 04:00 | 0 | 2016-01-20 | 4 | 37.07 | 1 | 38.07 | 0
1 | 20 | 05:00 | 0 | 2016-01-20 | 5 | 39.59 | 1 | 40.59 | 0
1 | 20 | 06:00 | 0 | 2016-01-20 | 6 | 47.42 | 1 | 48.42 | 0
1 | 20 | 07:00 | 0 | 2016-01-20 | 7 | 53.99 | 1 | 54.99 | 0
1 | 20 | 08:00 | 0 | 2016-01-20 | 8 | 63.86 | 1 | 64.86 | 0
1 | 20 | 09:00 | 40 | 2016-01-20 | 9 | 58.75 | 1 | 59.75 | 2390
1 | 20 | 10:00 | 561 | 2016-01-20 | 10 | 55.46 | 1 | 56.46 | 31674.06
1 | 20 | 11:00 | 756 | 2016-01-20 | 11 | 38.64 | 1 | 39.64 | 29967.84
1 | 20 | 12:00 | 470 | 2016-01-20 | 12 | 37.02 | 1 | 38.02 | 17869.4
1 | 20 | 13:00 | 432 | 2016-01-20 | 13 | 36.7 | 1 | 37.7 | 16286.4
1 | 20 | 14:00 | 384 | 2016-01-20 | 14 | 33.27 | 1 | 34.27 | 13159.68
1 | 20 | 15:00 | 231 | 2016-01-20 | 15 | 35.9 | 1 | 36.9 | 8523.9
1 | 20 | 16:00 | 22 | 2016-01-20 | 16 | 35.42 | 1 | 36.42 | 801.24
1 | 20 | 17:00 | 0 | 2016-01-20 | 17 | 38.14 | 1 | 39.14 | 0
1 | 20 | 18:00 | 0 | 2016-01-20 | 18 | 41.62 | 1 | 42.62 | 0
1 | 20 | 19:00 | 0 | 2016-01-20 | 19 | 53.03 | 1 | 54.03 | 0
1 | 20 | 20:00 | 0 | 2016-01-20 | 20 | 50.26 | 1 | 51.26 | 0
1 | 20 | 21:00 | 0 | 2016-01-20 | 21 | 45.62 | 1 | 46.62 | 0
1 | 20 | 22:00 | 0 | 2016-01-20 | 22 | 41.56 | 1 | 42.56 | 0
1 | 20 | 23:00 | 0 | 2016-01-20 | 23 | 43.81 | 1 | 44.81 | 0
1 | 20 | 24:00 | 0 | 2016-01-20 | 24 | 38.19 | 1 | 39.19 | 0
1 | 21 | 01:00 | 0 | 2016-01-21 | 1 | 42.91 | 1 | 43.91 | 0
1 | 21 | 02:00 | 0 | 2016-01-21 | 2 | 41.14 | 1 | 42.14 | 0
1 | 21 | 03:00 | 0 | 2016-01-21 | 3 | 38.31 | 1 | 39.31 | 0
1 | 21 | 04:00 | 0 | 2016-01-21 | 4 | 37.3 | 1 | 38.3 | 0
1 | 21 | 05:00 | 0 | 2016-01-21 | 5 | 37.34 | 1 | 38.34 | 0
1 | 21 | 06:00 | 0 | 2016-01-21 | 6 | 37.43 | 1 | 38.43 | 0
1 | 21 | 07:00 | 0 | 2016-01-21 | 7 | 36.27 | 1 | 37.27 | 0
1 | 21 | 08:00 | 4 | 2016-01-21 | 8 | 48.77 | 1 | 49.77 | 199.08
1 | 21 | 09:00 | 13 | 2016-01-21 | 9 | 37.39 | 1 | 38.39 | 499.07
1 | 21 | 10:00 | 611 | 2016-01-21 | 10 | 29.74 | 1 | 30.74 | 18782.14
1 | 21 | 11:00 | 614 | 2016-01-21 | 11 | 24.72 | 1 | 25.72 | 15792.08
1 | 21 | 12:00 | 769 | 2016-01-21 | 12 | 33.01 | 1 | 34.01 | 26153.69
1 | 21 | 13:00 | 645 | 2016-01-21 | 13 | 22.39 | 1 | 23.39 | 15086.55
1 | 21 | 14:00 | 600 | 2016-01-21 | 14 | 16.13 | 1 | 17.13 | 10278
1 | 21 | 15:00 | 1467 | 2016-01-21 | 15 | 23.21 | 1 | 24.21 | 35516.07
1 | 21 | 16:00 | 948 | 2016-01-21 | 16 | 22.6 | 1 | 23.6 | 22372.8
1 | 21 | 17:00 | 3 | 2016-01-21 | 17 | 28.22 | 1 | 29.22 | 87.66
1 | 21 | 18:00 | 0 | 2016-01-21 | 18 | 39.36 | 1 | 40.36 | 0
1 | 21 | 19:00 | 0 | 2016-01-21 | 19 | 37.86 | 1 | 38.86 | 0
1 | 21 | 20:00 | 0 | 2016-01-21 | 20 | 37 | 1 | 38 | 0
1 | 21 | 21:00 | 0 | 2016-01-21 | 21 | 39.43 | 1 | 40.43 | 0
1 | 21 | 22:00 | 0 | 2016-01-21 | 22 | 37.41 | 1 | 38.41 | 0
1 | 21 | 23:00 | 0 | 2016-01-21 | 23 | 28.04 | 1 | 29.04 | 0
1 | 21 | 24:00 | 0 | 2016-01-21 | 24 | 15.45 | 1 | 16.45 | 0
1 | 22 | 01:00 | 0 | 2016-01-22 | 1 | 27.7 | 1 | 28.7 | 0
1 | 22 | 02:00 | 0 | 2016-01-22 | 2 | 22.58 | 1 | 23.58 | 0
1 | 22 | 03:00 | 0 | 2016-01-22 | 3 | 29.18 | 1 | 30.18 | 0
1 | 22 | 04:00 | 0 | 2016-01-22 | 4 | 31.65 | 1 | 32.65 | 0
1 | 22 | 05:00 | 0 | 2016-01-22 | 5 | 23.58 | 1 | 24.58 | 0
1 | 22 | 06:00 | 0 | 2016-01-22 | 6 | 26.79 | 1 | 27.79 | 0
1 | 22 | 07:00 | 0 | 2016-01-22 | 7 | 41.99 | 1 | 42.99 | 0
1 | 22 | 08:00 | 405 | 2016-01-22 | 8 | 42.49 | 1 | 43.49 | 17613.45
1 | 22 | 09:00 | 1526 | 2016-01-22 | 9 | 38.94 | 1 | 39.94 | 60948.44
1 | 22 | 10:00 | 2351 | 2016-01-22 | 10 | 35.85 | 1 | 36.85 | 86634.35
1 | 22 | 11:00 | 2862 | 2016-01-22 | 11 | 35.74 | 1 | 36.74 | 105149.88
1 | 22 | 12:00 | 3066 | 2016-01-22 | 12 | 35.52 | 1 | 36.52 | 111970.32
1 | 22 | 13:00 | 2999 | 2016-01-22 | 13 | 35.53 | 1 | 36.53 | 109553.47
1 | 22 | 14:00 | 2740 | 2016-01-22 | 14 | 35.73 | 1 | 36.73 | 100640.2
1 | 22 | 15:00 | 1417 | 2016-01-22 | 15 | 36.75 | 1 | 37.75 | 53491.75
1 | 22 | 16:00 | 753 | 2016-01-22 | 16 | 42.21 | 1 | 43.21 | 32537.13
1 | 22 | 17:00 | 79 | 2016-01-22 | 17 | 47.36 | 1 | 48.36 | 3820.44
1 | 22 | 18:00 | 0 | 2016-01-22 | 18 | 48.32 | 1 | 49.32 | 0
1 | 22 | 19:00 | 0 | 2016-01-22 | 19 | 39.47 | 1 | 40.47 | 0
1 | 22 | 20:00 | 0 | 2016-01-22 | 20 | 36.72 | 1 | 37.72 | 0
1 | 22 | 21:00 | 0 | 2016-01-22 | 21 | 36.86 | 1 | 37.86 | 0
1 | 22 | 22:00 | 0 | 2016-01-22 | 22 | 35.38 | 1 | 36.38 | 0
1 | 22 | 23:00 | 0 | 2016-01-22 | 23 | 32.4 | 1 | 33.4 | 0
1 | 22 | 24:00 | 0 | 2016-01-22 | 24 | 35.23 | 1 | 36.23 | 0
1 | 23 | 01:00 | 0 | 2016-01-23 | 1 | 35.67 | 1 | 36.67 | 0
1 | 23 | 02:00 | 0 | 2016-01-23 | 2 | 36.53 | 1 | 37.53 | 0
1 | 23 | 03:00 | 0 | 2016-01-23 | 3 | 36.23 | 1 | 37.23 | 0
1 | 23 | 04:00 | 0 | 2016-01-23 | 4 | 34.44 | 1 | 35.44 | 0
1 | 23 | 05:00 | 0 | 2016-01-23 | 5 | 34.37 | 1 | 35.37 | 0
1 | 23 | 06:00 | 0 | 2016-01-23 | 6 | 35.6 | 1 | 36.6 | 0
1 | 23 | 07:00 | 0 | 2016-01-23 | 7 | 38 | 1 | 39 | 0
1 | 23 | 08:00 | 0 | 2016-01-23 | 8 | 57.58 | 1 | 58.58 | 0
1 | 23 | 09:00 | 5 | 2016-01-23 | 9 | 51.55 | 1 | 52.55 | 262.75
1 | 23 | 10:00 | 401 | 2016-01-23 | 10 | 61.85 | 1 | 62.85 | 25202.85
1 | 23 | 11:00 | 2647 | 2016-01-23 | 11 | 63.15 | 1 | 64.15 | 169805.05
1 | 23 | 12:00 | 3038 | 2016-01-23 | 12 | 57.39 | 1 | 58.39 | 177388.82
1 | 23 | 13:00 | 2312 | 2016-01-23 | 13 | 69.21 | 1 | 70.21 | 162325.52
1 | 23 | 14:00 | 2169 | 2016-01-23 | 14 | 53.62 | 1 | 54.62 | 118470.78
1 | 23 | 15:00 | 1434 | 2016-01-23 | 15 | 57.81 | 1 | 58.81 | 84333.54
1 | 23 | 16:00 | 475 | 2016-01-23 | 16 | 58.95 | 1 | 59.95 | 28476.25
1 | 23 | 17:00 | 3 | 2016-01-23 | 17 | 62.74 | 1 | 63.74 | 191.22
1 | 23 | 18:00 | 0 | 2016-01-23 | 18 | 130.13 | 1 | 131.13 | 0
1 | 23 | 19:00 | 0 | 2016-01-23 | 19 | 37.62 | 1 | 38.62 | 0
1 | 23 | 20:00 | 0 | 2016-01-23 | 20 | 42.41 | 1 | 43.41 | 0
1 | 23 | 21:00 | 0 | 2016-01-23 | 21 | 49.56 | 1 | 50.56 | 0
1 | 23 | 22:00 | 0 | 2016-01-23 | 22 | 47.28 | 1 | 48.28 | 0
1 | 23 | 23:00 | 0 | 2016-01-23 | 23 | 39.31 | 1 | 40.31 | 0
1 | 23 | 24:00 | 0 | 2016-01-23 | 24 | 45.64 | 1 | 46.64 | 0
1 | 24 | 01:00 | 0 | 2016-01-24 | 1 | 41.66 | 1 | 42.66 | 0
1 | 24 | 02:00 | 0 | 2016-01-24 | 2 | 39.45 | 1 | 40.45 | 0
1 | 24 | 03:00 | 0 | 2016-01-24 | 3 | 41.99 | 1 | 42.99 | 0
1 | 24 | 04:00 | 0 | 2016-01-24 | 4 | 38.88 | 1 | 39.88 | 0
1 | 24 | 05:00 | 0 | 2016-01-24 | 5 | 40.45 | 1 | 41.45 | 0
1 | 24 | 06:00 | 0 | 2016-01-24 | 6 | 38.35 | 1 | 39.35 | 0
1 | 24 | 07:00 | 0 | 2016-01-24 | 7 | 36.09 | 1 | 37.09 | 0
1 | 24 | 08:00 | 21 | 2016-01-24 | 8 | 49.68 | 1 | 50.68 | 1064.28
1 | 24 | 09:00 | 891 | 2016-01-24 | 9 | 48.57 | 1 | 49.57 | 44166.87
1 | 24 | 10:00 | 930 | 2016-01-24 | 10 | 56.06 | 1 | 57.06 | 53065.8
1 | 24 | 11:00 | 420 | 2016-01-24 | 11 | 42.13 | 1 | 43.13 | 18114.6
1 | 24 | 12:00 | 538 | 2016-01-24 | 12 | 37.02 | 1 | 38.02 | 20454.76
1 | 24 | 13:00 | 617 | 2016-01-24 | 13 | 39.57 | 1 | 40.57 | 25031.69
1 | 24 | 14:00 | 1116 | 2016-01-24 | 14 | 37.41 | 1 | 38.41 | 42865.56
1 | 24 | 15:00 | 613 | 2016-01-24 | 15 | 36.02 | 1 | 37.02 | 22693.26
1 | 24 | 16:00 | 46 | 2016-01-24 | 16 | 32.11 | 1 | 33.11 | 1523.06
1 | 24 | 17:00 | 0 | 2016-01-24 | 17 | 32.88 | 1 | 33.88 | 0
1 | 24 | 18:00 | 0 | 2016-01-24 | 18 | 48.46 | 1 | 49.46 | 0
1 | 24 | 19:00 | 0 | 2016-01-24 | 19 | 38.08 | 1 | 39.08 | 0
1 | 24 | 20:00 | 0 | 2016-01-24 | 20 | 53.63 | 1 | 54.63 | 0
1 | 24 | 21:00 | 0 | 2016-01-24 | 21 | 41.64 | 1 | 42.64 | 0
1 | 24 | 22:00 | 0 | 2016-01-24 | 22 | 37.6 | 1 | 38.6 | 0
1 | 24 | 23:00 | 0 | 2016-01-24 | 23 | 29.98 | 1 | 30.98 | 0
1 | 24 | 24:00 | 0 | 2016-01-24 | 24 | 14.93 | 1 | 15.93 | 0
1 | 25 | 01:00 | 0 | 2016-01-25 | 1 | 28.17 | 1 | 29.17 | 0
1 | 25 | 02:00 | 0 | 2016-01-25 | 2 | 41.26 | 1 | 42.26 | 0
1 | 25 | 03:00 | 0 | 2016-01-25 | 3 | 49.32 | 1 | 50.32 | 0
1 | 25 | 04:00 | 0 | 2016-01-25 | 4 | 65.9 | 1 | 66.9 | 0
1 | 25 | 05:00 | 0 | 2016-01-25 | 5 | 58.76 | 1 | 59.76 | 0
1 | 25 | 06:00 | 0 | 2016-01-25 | 6 | 72.9 | 1 | 73.9 | 0
1 | 25 | 07:00 | 0 | 2016-01-25 | 7 | 54.05 | 1 | 55.05 | 0
1 | 25 | 08:00 | 0 | 2016-01-25 | 8 | 56.17 | 1 | 57.17 | 0
1 | 25 | 09:00 | 95 | 2016-01-25 | 9 | 75.27 | 1 | 76.27 | 7245.65
1 | 25 | 10:00 | 390 | 2016-01-25 | 10 | 52.99 | 1 | 53.99 | 21056.1
1 | 25 | 11:00 | 603 | 2016-01-25 | 11 | 50.95 | 1 | 51.95 | 31325.85
1 | 25 | 12:00 | 784 | 2016-01-25 | 12 | 43.38 | 1 | 44.38 | 34793.92
1 | 25 | 13:00 | 755 | 2016-01-25 | 13 | 43.78 | 1 | 44.78 | 33808.9
1 | 25 | 14:00 | 839 | 2016-01-25 | 14 | 38.98 | 1 | 39.98 | 33543.22
1 | 25 | 15:00 | 634 | 2016-01-25 | 15 | 35.89 | 1 | 36.89 | 23388.26
1 | 25 | 16:00 | 118 | 2016-01-25 | 16 | 35.75 | 1 | 36.75 | 4336.5
1 | 25 | 17:00 | 0 | 2016-01-25 | 17 | 40.58 | 1 | 41.58 | 0
1 | 25 | 18:00 | 0 | 2016-01-25 | 18 | 85.15 | 1 | 86.15 | 0
1 | 25 | 19:00 | 0 | 2016-01-25 | 19 | 68.82 | 1 | 69.82 | 0
1 | 25 | 20:00 | 0 | 2016-01-25 | 20 | 48.93 | 1 | 49.93 | 0
1 | 25 | 21:00 | 0 | 2016-01-25 | 21 | 61.67 | 1 | 62.67 | 0
1 | 25 | 22:00 | 0 | 2016-01-25 | 22 | 54.77 | 1 | 55.77 | 0
1 | 25 | 23:00 | 0 | 2016-01-25 | 23 | 38.04 | 1 | 39.04 | 0
1 | 25 | 24:00 | 0 | 2016-01-25 | 24 | 39.92 | 1 | 40.92 | 0
1 | 26 | 01:00 | 0 | 2016-01-26 | 1 | 31.57 | 1 | 32.57 | 0
1 | 26 | 02:00 | 0 | 2016-01-26 | 2 | 28.9 | 1 | 29.9 | 0
1 | 26 | 03:00 | 0 | 2016-01-26 | 3 | 29.71 | 1 | 30.71 | 0
1 | 26 | 04:00 | 0 | 2016-01-26 | 4 | 28.38 | 1 | 29.38 | 0
1 | 26 | 05:00 | 0 | 2016-01-26 | 5 | 28.13 | 1 | 29.13 | 0
1 | 26 | 06:00 | 0 | 2016-01-26 | 6 | 29.92 | 1 | 30.92 | 0
1 | 26 | 07:00 | 0 | 2016-01-26 | 7 | 45.14 | 1 | 46.14 | 0
1 | 26 | 08:00 | 1 | 2016-01-26 | 8 | 35.33 | 1 | 36.33 | 36.33
1 | 26 | 09:00 | 391 | 2016-01-26 | 9 | 30.86 | 1 | 31.86 | 12457.26
1 | 26 | 10:00 | 699 | 2016-01-26 | 10 | 27.88 | 1 | 28.88 | 20187.12
1 | 26 | 11:00 | 1529 | 2016-01-26 | 11 | 28.39 | 1 | 29.39 | 44937.31
1 | 26 | 12:00 | 1025 | 2016-01-26 | 12 | 26.54 | 1 | 27.54 | 28228.5
1 | 26 | 13:00 | 1391 | 2016-01-26 | 13 | 25.15 | 1 | 26.15 | 36374.65
1 | 26 | 14:00 | 2390 | 2016-01-26 | 14 | 20.62 | 1 | 21.62 | 51671.8
1 | 26 | 15:00 | 2032 | 2016-01-26 | 15 | 17.28 | 1 | 18.28 | 37144.96
1 | 26 | 16:00 | 813 | 2016-01-26 | 16 | 16.12 | 1 | 17.12 | 13918.56
1 | 26 | 17:00 | 9 | 2016-01-26 | 17 | 21.7 | 1 | 22.7 | 204.3
1 | 26 | 18:00 | 0 | 2016-01-26 | 18 | 28.4 | 1 | 29.4 | 0
1 | 26 | 19:00 | 0 | 2016-01-26 | 19 | 30.04 | 1 | 31.04 | 0
1 | 26 | 20:00 | 0 | 2016-01-26 | 20 | 27.09 | 1 | 28.09 | 0
1 | 26 | 21:00 | 0 | 2016-01-26 | 21 | 22.86 | 1 | 23.86 | 0
1 | 26 | 22:00 | 0 | 2016-01-26 | 22 | 17.89 | 1 | 18.89 | 0
1 | 26 | 23:00 | 0 | 2016-01-26 | 23 | 16.42 | 1 | 17.42 | 0
1 | 26 | 24:00 | 0 | 2016-01-26 | 24 | 9.52 | 1 | 10.52 | 0
1 | 27 | 01:00 | 0 | 2016-01-27 | 1 | -8.08 | 1 | -7.08 | 0
1 | 27 | 02:00 | 0 | 2016-01-27 | 2 | -88.21 | 1 | -87.21 | 0
1 | 27 | 03:00 | 0 | 2016-01-27 | 3 | -19.04 | 1 | -18.04 | 0
1 | 27 | 04:00 | 0 | 2016-01-27 | 4 | 7.66 | 1 | 8.66 | 0
1 | 27 | 05:00 | 0 | 2016-01-27 | 5 | 14.15 | 1 | 15.15 | 0
1 | 27 | 06:00 | 0 | 2016-01-27 | 6 | 22.3 | 1 | 23.3 | 0
1 | 27 | 07:00 | 0 | 2016-01-27 | 7 | 23.08 | 1 | 24.08 | 0
1 | 27 | 08:00 | 427 | 2016-01-27 | 8 | 26.98 | 1 | 27.98 | 11947.46
1 | 27 | 09:00 | 1575 | 2016-01-27 | 9 | 25.8 | 1 | 26.8 | 42210
1 | 27 | 10:00 | 2471 | 2016-01-27 | 10 | 22.71 | 1 | 23.71 | 58587.41
1 | 27 | 11:00 | 3005 | 2016-01-27 | 11 | 25.71 | 1 | 26.71 | 80263.55
1 | 27 | 12:00 | 3339 | 2016-01-27 | 12 | 22.47 | 1 | 23.47 | 78366.33
1 | 27 | 13:00 | 3313 | 2016-01-27 | 13 | 18.31 | 1 | 19.31 | 63974.03
1 | 27 | 14:00 | 3003 | 2016-01-27 | 14 | 18.77 | 1 | 19.77 | 59369.31
1 | 27 | 15:00 | 2433 | 2016-01-27 | 15 | 22.57 | 1 | 23.57 | 57345.81
1 | 27 | 16:00 | 1500 | 2016-01-27 | 16 | 25.16 | 1 | 26.16 | 39240
1 | 27 | 17:00 | 319 | 2016-01-27 | 17 | 26.35 | 1 | 27.35 | 8724.65
1 | 27 | 18:00 | 0 | 2016-01-27 | 18 | 33.12 | 1 | 34.12 | 0
1 | 27 | 19:00 | 0 | 2016-01-27 | 19 | 33.28 | 1 | 34.28 | 0
1 | 27 | 20:00 | 0 | 2016-01-27 | 20 | 36.07 | 1 | 37.07 | 0
1 | 27 | 21:00 | 0 | 2016-01-27 | 21 | 29.51 | 1 | 30.51 | 0
1 | 27 | 22:00 | 0 | 2016-01-27 | 22 | 26.39 | 1 | 27.39 | 0
1 | 27 | 23:00 | 0 | 2016-01-27 | 23 | 26.41 | 1 | 27.41 | 0
1 | 27 | 24:00 | 0 | 2016-01-27 | 24 | 23.99 | 1 | 24.99 | 0
1 | 28 | 01:00 | 0 | 2016-01-28 | 1 | 15.76 | 1 | 16.76 | 0
1 | 28 | 02:00 | 0 | 2016-01-28 | 2 | 28.55 | 1 | 29.55 | 0
1 | 28 | 03:00 | 0 | 2016-01-28 | 3 | 23.85 | 1 | 24.85 | 0
1 | 28 | 04:00 | 0 | 2016-01-28 | 4 | 23.6 | 1 | 24.6 | 0
1 | 28 | 05:00 | 0 | 2016-01-28 | 5 | 26.61 | 1 | 27.61 | 0
1 | 28 | 06:00 | 0 | 2016-01-28 | 6 | 39.03 | 1 | 40.03 | 0
1 | 28 | 07:00 | 0 | 2016-01-28 | 7 | 42.96 | 1 | 43.96 | 0
1 | 28 | 08:00 | 147 | 2016-01-28 | 8 | 67.49 | 1 | 68.49 | 10068.03
1 | 28 | 09:00 | 824 | 2016-01-28 | 9 | 39.15 | 1 | 40.15 | 33083.6
1 | 28 | 10:00 | 1980 | 2016-01-28 | 10 | 29.88 | 1 | 30.88 | 61142.4
1 | 28 | 11:00 | 2324 | 2016-01-28 | 11 | 29.43 | 1 | 30.43 | 70719.32
1 | 28 | 12:00 | 2990 | 2016-01-28 | 12 | 26.75 | 1 | 27.75 | 82972.5
1 | 28 | 13:00 | 2907 | 2016-01-28 | 13 | 25.35 | 1 | 26.35 | 76599.45
1 | 28 | 14:00 | 2451 | 2016-01-28 | 14 | 26.78 | 1 | 27.78 | 68088.78
1 | 28 | 15:00 | 1056 | 2016-01-28 | 15 | 25.71 | 1 | 26.71 | 28205.76
1 | 28 | 16:00 | 522 | 2016-01-28 | 16 | 23.83 | 1 | 24.83 | 12961.26
1 | 28 | 17:00 | 50 | 2016-01-28 | 17 | 25.87 | 1 | 26.87 | 1343.5
1 | 28 | 18:00 | 0 | 2016-01-28 | 18 | 45.31 | 1 | 46.31 | 0
1 | 28 | 19:00 | 0 | 2016-01-28 | 19 | 48.31 | 1 | 49.31 | 0
1 | 28 | 20:00 | 0 | 2016-01-28 | 20 | 31.76 | 1 | 32.76 | 0
1 | 28 | 21:00 | 0 | 2016-01-28 | 21 | 36.98 | 1 | 37.98 | 0
1 | 28 | 22:00 | 0 | 2016-01-28 | 22 | 27.93 | 1 | 28.93 | 0
1 | 28 | 23:00 | 0 | 2016-01-28 | 23 | 26.51 | 1 | 27.51 | 0
1 | 28 | 24:00 | 0 | 2016-01-28 | 24 | 30.51 | 1 | 31.51 | 0
1 | 29 | 01:00 | 0 | 2016-01-29 | 1 | 40.78 | 1 | 41.78 | 0
1 | 29 | 02:00 | 0 | 2016-01-29 | 2 | 33.59 | 1 | 34.59 | 0
1 | 29 | 03:00 | 0 | 2016-01-29 | 3 | 23.48 | 1 | 24.48 | 0
1 | 29 | 04:00 | 0 | 2016-01-29 | 4 | 22.33 | 1 | 23.33 | 0
1 | 29 | 05:00 | 0 | 2016-01-29 | 5 | 24.6 | 1 | 25.6 | 0
1 | 29 | 06:00 | 0 | 2016-01-29 | 6 | 30.18 | 1 | 31.18 | 0
1 | 29 | 07:00 | 0 | 2016-01-29 | 7 | 25.11 | 1 | 26.11 | 0
1 | 29 | 08:00 | 490 | 2016-01-29 | 8 | 32.16 | 1 | 33.16 | 16248.4
1 | 29 | 09:00 | 1631 | 2016-01-29 | 9 | 26.98 | 1 | 27.98 | 45635.38
1 | 29 | 10:00 | 2354 | 2016-01-29 | 10 | 27.21 | 1 | 28.21 | 66406.34
1 | 29 | 11:00 | 2961 | 2016-01-29 | 11 | 23.28 | 1 | 24.28 | 71893.08
1 | 29 | 12:00 | 2958 | 2016-01-29 | 12 | 19.07 | 1 | 20.07 | 59367.06
1 | 29 | 13:00 | 2943 | 2016-01-29 | 13 | 19.32 | 1 | 20.32 | 59801.76
1 | 29 | 14:00 | 2695 | 2016-01-29 | 14 | 23.67 | 1 | 24.67 | 66485.65
1 | 29 | 15:00 | 2352 | 2016-01-29 | 15 | 21.16 | 1 | 22.16 | 52120.32
1 | 29 | 16:00 | 1509 | 2016-01-29 | 16 | 19.73 | 1 | 20.73 | 31281.57
1 | 29 | 17:00 | 265 | 2016-01-29 | 17 | 20.14 | 1 | 21.14 | 5602.1
1 | 29 | 18:00 | 0 | 2016-01-29 | 18 | 23.16 | 1 | 24.16 | 0
1 | 29 | 19:00 | 0 | 2016-01-29 | 19 | 22.12 | 1 | 23.12 | 0
1 | 29 | 20:00 | 0 | 2016-01-29 | 20 | 20.34 | 1 | 21.34 | 0
1 | 29 | 21:00 | 0 | 2016-01-29 | 21 | 20.26 | 1 | 21.26 | 0
1 | 29 | 22:00 | 0 | 2016-01-29 | 22 | 17.91 | 1 | 18.91 | 0
1 | 29 | 23:00 | 0 | 2016-01-29 | 23 | 18.82 | 1 | 19.82 | 0
1 | 29 | 24:00 | 0 | 2016-01-29 | 24 | 26.4 | 1 | 27.4 | 0
1 | 30 | 01:00 | 0 | 2016-01-30 | 1 | 25.35 | 1 | 26.35 | 0
1 | 30 | 02:00 | 0 | 2016-01-30 | 2 | 31.27 | 1 | 32.27 | 0
1 | 30 | 03:00 | 0 | 2016-01-30 | 3 | 29.37 | 1 | 30.37 | 0
1 | 30 | 04:00 | 0 | 2016-01-30 | 4 | 34.8 | 1 | 35.8 | 0
1 | 30 | 05:00 | 0 | 2016-01-30 | 5 | 36.92 | 1 | 37.92 | 0
1 | 30 | 06:00 | 0 | 2016-01-30 | 6 | 36.31 | 1 | 37.31 | 0
1 | 30 | 07:00 | 0 | 2016-01-30 | 7 | 22.31 | 1 | 23.31 | 0
1 | 30 | 08:00 | 1 | 2016-01-30 | 8 | 25.91 | 1 | 26.91 | 26.91
1 | 30 | 09:00 | 135 | 2016-01-30 | 9 | 19.03 | 1 | 20.03 | 2704.05
1 | 30 | 10:00 | 1084 | 2016-01-30 | 10 | 21.95 | 1 | 22.95 | 24877.8
1 | 30 | 11:00 | 1706 | 2016-01-30 | 11 | 19.71 | 1 | 20.71 | 35331.26
1 | 30 | 12:00 | 1269 | 2016-01-30 | 12 | 19.57 | 1 | 20.57 | 26103.33
1 | 30 | 13:00 | 1425 | 2016-01-30 | 13 | 17.26 | 1 | 18.26 | 26020.5
1 | 30 | 14:00 | 1986 | 2016-01-30 | 14 | 15.63 | 1 | 16.63 | 33027.18
1 | 30 | 15:00 | 1654 | 2016-01-30 | 15 | 13.34 | 1 | 14.34 | 23718.36
1 | 30 | 16:00 | 814 | 2016-01-30 | 16 | 14.51 | 1 | 15.51 | 12625.14
1 | 30 | 17:00 | 29 | 2016-01-30 | 17 | 15.03 | 1 | 16.03 | 464.87
1 | 30 | 18:00 | 0 | 2016-01-30 | 18 | 21.88 | 1 | 22.88 | 0
1 | 30 | 19:00 | 0 | 2016-01-30 | 19 | 18.15 | 1 | 19.15 | 0
1 | 30 | 20:00 | 0 | 2016-01-30 | 20 | 18.56 | 1 | 19.56 | 0
1 | 30 | 21:00 | 0 | 2016-01-30 | 21 | 19.94 | 1 | 20.94 | 0
1 | 30 | 22:00 | 0 | 2016-01-30 | 22 | 16.96 | 1 | 17.96 | 0
1 | 30 | 23:00 | 0 | 2016-01-30 | 23 | 15.27 | 1 | 16.27 | 0
1 | 30 | 24:00 | 0 | 2016-01-30 | 24 | 17.49 | 1 | 18.49 | 0
1 | 31 | 01:00 | 0 | 2016-01-31 | 1 | 15.1 | 1 | 16.1 | 0
1 | 31 | 02:00 | 0 | 2016-01-31 | 2 | 15.69 | 1 | 16.69 | 0
1 | 31 | 03:00 | 0 | 2016-01-31 | 3 | 16.68 | 1 | 17.68 | 0
1 | 31 | 04:00 | 0 | 2016-01-31 | 4 | 13.66 | 1 | 14.66 | 0
1 | 31 | 05:00 | 0 | 2016-01-31 | 5 | 12.8 | 1 | 13.8 | 0
1 | 31 | 06:00 | 0 | 2016-01-31 | 6 | 15.88 | 1 | 16.88 | 0
1 | 31 | 07:00 | 0 | 2016-01-31 | 7 | 5.1 | 1 | 6.1 | 0
1 | 31 | 08:00 | 10 | 2016-01-31 | 8 | 11.21 | 1 | 12.21 | 122.1
1 | 31 | 09:00 | 575 | 2016-01-31 | 9 | 10.3 | 1 | 11.3 | 6497.5
1 | 31 | 10:00 | 1308 | 2016-01-31 | 10 | 13.73 | 1 | 14.73 | 19266.84
1 | 31 | 11:00 | 1198 | 2016-01-31 | 11 | 12.96 | 1 | 13.96 | 16724.08
1 | 31 | 12:00 | 2615 | 2016-01-31 | 12 | 12.87 | 1 | 13.87 | 36270.05
1 | 31 | 13:00 | 1204 | 2016-01-31 | 13 | 19.49 | 1 | 20.49 | 24669.96
1 | 31 | 14:00 | 1126 | 2016-01-31 | 14 | 16.75 | 1 | 17.75 | 19986.5
1 | 31 | 15:00 | 1328 | 2016-01-31 | 15 | 13.2 | 1 | 14.2 | 18857.6
1 | 31 | 16:00 | 396 | 2016-01-31 | 16 | 10.64 | 1 | 11.64 | 4609.44
1 | 31 | 17:00 | 0 | 2016-01-31 | 17 | 13.12 | 1 | 14.12 | 0
1 | 31 | 18:00 | 0 | 2016-01-31 | 18 | 18.17 | 1 | 19.17 | 0
1 | 31 | 19:00 | 0 | 2016-01-31 | 19 | 19.78 | 1 | 20.78 | 0
1 | 31 | 20:00 | 0 | 2016-01-31 | 20 | 16.95 | 1 | 17.95 | 0
1 | 31 | 21:00 | 0 | 2016-01-31 | 21 | 15.94 | 1 | 16.94 | 0
1 | 31 | 22:00 | 0 | 2016-01-31 | 22 | 12.03 | 1 | 13.03 | 0
1 | 31 | 23:00 | 0 | 2016-01-31 | 23 | -37.94 | 1 | -36.94 | 0
1 | 31 | 24:00 | 0 | 2016-01-31 | 24 | -31.81 | 1 | -30.81 | 0
2 | 1 | 01:00 | 0 | 2016-02-01 | 1 | -7.72 | 1 | -6.72 | 0
2 | 1 | 02:00 | 0 | 2016-02-01 | 2 | 12.05 | 1 | 13.05 | 0
2 | 1 | 03:00 | 0 | 2016-02-01 | 3 | 15.46 | 1 | 16.46 | 0
2 | 1 | 04:00 | 0 | 2016-02-01 | 4 | -42 | 1 | -41 | 0
2 | 1 | 05:00 | 0 | 2016-02-01 | 5 | -3.23 | 1 | -2.23 | 0
2 | 1 | 06:00 | 0 | 2016-02-01 | 6 | 18.22 | 1 | 19.22 | 0
2 | 1 | 07:00 | 0 | 2016-02-01 | 7 | 20.2 | 1 | 21.2 | 0
2 | 1 | 08:00 | 68 | 2016-02-01 | 8 | 17.42 | 1 | 18.42 | 1252.56
2 | 1 | 09:00 | 1179 | 2016-02-01 | 9 | 14.46 | 1 | 15.46 | 18227.34
2 | 1 | 10:00 | 1754 | 2016-02-01 | 10 | 13.91 | 1 | 14.91 | 26152.14
2 | 1 | 11:00 | 1952 | 2016-02-01 | 11 | 13.24 | 1 | 14.24 | 27796.48
2 | 1 | 12:00 | 1803 | 2016-02-01 | 12 | 14.55 | 1 | 15.55 | 28036.65
2 | 1 | 13:00 | 913 | 2016-02-01 | 13 | 16.51 | 1 | 17.51 | 15986.63
2 | 1 | 14:00 | 538 | 2016-02-01 | 14 | 15.61 | 1 | 16.61 | 8936.18
2 | 1 | 15:00 | 265 | 2016-02-01 | 15 | 15.88 | 1 | 16.88 | 4473.2
2 | 1 | 16:00 | 182 | 2016-02-01 | 16 | 13.53 | 1 | 14.53 | 2644.46
2 | 1 | 17:00 | 0 | 2016-02-01 | 17 | 14.94 | 1 | 15.94 | 0
2 | 1 | 18:00 | 0 | 2016-02-01 | 18 | 19.17 | 1 | 20.17 | 0
2 | 1 | 19:00 | 0 | 2016-02-01 | 19 | 22.46 | 1 | 23.46 | 0
2 | 1 | 20:00 | 0 | 2016-02-01 | 20 | 24.47 | 1 | 25.47 | 0
2 | 1 | 21:00 | 0 | 2016-02-01 | 21 | 23.34 | 1 | 24.34 | 0
2 | 1 | 22:00 | 0 | 2016-02-01 | 22 | 16.15 | 1 | 17.15 | 0
2 | 1 | 23:00 | 0 | 2016-02-01 | 23 | 6.57 | 1 | 7.57 | 0
2 | 1 | 24:00 | 0 | 2016-02-01 | 24 | -20.13 | 1 | -19.13 | 0
2 | 2 | 01:00 | 0 | 2016-02-02 | 1 | 12.4 | 1 | 13.4 | 0
2 | 2 | 02:00 | 0 | 2016-02-02 | 2 | 6.36 | 1 | 7.36 | 0
2 | 2 | 03:00 | 0 | 2016-02-02 | 3 | 1.93 | 1 | 2.93 | 0
2 | 2 | 04:00 | 0 | 2016-02-02 | 4 | 10.49 | 1 | 11.49 | 0
2 | 2 | 05:00 | 0 | 2016-02-02 | 5 | 12.5 | 1 | 13.5 | 0
2 | 2 | 06:00 | 0 | 2016-02-02 | 6 | 16.62 | 1 | 17.62 | 0
2 | 2 | 07:00 | 0 | 2016-02-02 | 7 | 21.39 | 1 | 22.39 | 0
2 | 2 | 08:00 | 52 | 2016-02-02 | 8 | 19.65 | 1 | 20.65 | 1073.8
2 | 2 | 09:00 | 1397 | 2016-02-02 | 9 | 23.66 | 1 | 24.66 | 34450.02
2 | 2 | 10:00 | 2303 | 2016-02-02 | 10 | 23.49 | 1 | 24.49 | 56400.47
2 | 2 | 11:00 | 2596 | 2016-02-02 | 11 | 18.97 | 1 | 19.97 | 51842.12
2 | 2 | 12:00 | 1767 | 2016-02-02 | 12 | 18.76 | 1 | 19.76 | 34915.92
2 | 2 | 13:00 | 2037 | 2016-02-02 | 13 | 17.69 | 1 | 18.69 | 38071.53
2 | 2 | 14:00 | 1395 | 2016-02-02 | 14 | 17.8 | 1 | 18.8 | 26226
2 | 2 | 15:00 | 1290 | 2016-02-02 | 15 | 18.47 | 1 | 19.47 | 25116.3
2 | 2 | 16:00 | 1138 | 2016-02-02 | 16 | 18.47 | 1 | 19.47 | 22156.86
2 | 2 | 17:00 | 271 | 2016-02-02 | 17 | 19.14 | 1 | 20.14 | 5457.94
2 | 2 | 18:00 | 0 | 2016-02-02 | 18 | 17.34 | 1 | 18.34 | 0
2 | 2 | 19:00 | 0 | 2016-02-02 | 19 | 21.05 | 1 | 22.05 | 0
2 | 2 | 20:00 | 0 | 2016-02-02 | 20 | 19.27 | 1 | 20.27 | 0
2 | 2 | 21:00 | 0 | 2016-02-02 | 21 | 17.91 | 1 | 18.91 | 0
2 | 2 | 22:00 | 0 | 2016-02-02 | 22 | 16.65 | 1 | 17.65 | 0
2 | 2 | 23:00 | 0 | 2016-02-02 | 23 | 17.51 | 1 | 18.51 | 0
2 | 2 | 24:00 | 0 | 2016-02-02 | 24 | 15.4 | 1 | 16.4 | 0
2 | 3 | 01:00 | 0 | 2016-02-03 | 1 | 14.18 | 1 | 15.18 | 0
2 | 3 | 02:00 | 0 | 2016-02-03 | 2 | 15.41 | 1 | 16.41 | 0
2 | 3 | 03:00 | 0 | 2016-02-03 | 3 | 16.05 | 1 | 17.05 | 0
2 | 3 | 04:00 | 0 | 2016-02-03 | 4 | 16.12 | 1 | 17.12 | 0
2 | 3 | 05:00 | 0 | 2016-02-03 | 5 | 27.97 | 1 | 28.97 | 0
2 | 3 | 06:00 | 0 | 2016-02-03 | 6 | 39.47 | 1 | 40.47 | 0
2 | 3 | 07:00 | 0 | 2016-02-03 | 7 | 20.38 | 1 | 21.38 | 0
2 | 3 | 08:00 | 214 | 2016-02-03 | 8 | 18.88 | 1 | 19.88 | 4254.32
2 | 3 | 09:00 | 1415 | 2016-02-03 | 9 | 32.01 | 1 | 33.01 | 46709.15
2 | 3 | 10:00 | 2297 | 2016-02-03 | 10 | 24.35 | 1 | 25.35 | 58228.95
2 | 3 | 11:00 | 2754 | 2016-02-03 | 11 | 20.58 | 1 | 21.58 | 59431.32
2 | 3 | 12:00 | 2395 | 2016-02-03 | 12 | 105.82 | 1 | 106.82 | 255833.9
2 | 3 | 13:00 | 2970 | 2016-02-03 | 13 | 21.5 | 1 | 22.5 | 66825
2 | 3 | 14:00 | 2357 | 2016-02-03 | 14 | 18.92 | 1 | 19.92 | 46951.44
2 | 3 | 15:00 | 2059 | 2016-02-03 | 15 | 19.78 | 1 | 20.78 | 42786.02
2 | 3 | 16:00 | 1014 | 2016-02-03 | 16 | 23.25 | 1 | 24.25 | 24589.5
2 | 3 | 17:00 | 90 | 2016-02-03 | 17 | 22.25 | 1 | 23.25 | 2092.5
2 | 3 | 18:00 | 0 | 2016-02-03 | 18 | 20.19 | 1 | 21.19 | 0
2 | 3 | 19:00 | 0 | 2016-02-03 | 19 | 17.56 | 1 | 18.56 | 0
2 | 3 | 20:00 | 0 | 2016-02-03 | 20 | 17.87 | 1 | 18.87 | 0
2 | 3 | 21:00 | 0 | 2016-02-03 | 21 | 16.84 | 1 | 17.84 | 0
2 | 3 | 22:00 | 0 | 2016-02-03 | 22 | 21.36 | 1 | 22.36 | 0
2 | 3 | 23:00 | 0 | 2016-02-03 | 23 | 14.9 | 1 | 15.9 | 0
2 | 3 | 24:00 | 0 | 2016-02-03 | 24 | 11.94 | 1 | 12.94 | 0
2 | 4 | 01:00 | 0 | 2016-02-04 | 1 | 14.4 | 1 | 15.4 | 0
2 | 4 | 02:00 | 0 | 2016-02-04 | 2 | 16.13 | 1 | 17.13 | 0
2 | 4 | 03:00 | 0 | 2016-02-04 | 3 | 8.04 | 1 | 9.04 | 0
2 | 4 | 04:00 | 0 | 2016-02-04 | 4 | 7.95 | 1 | 8.95 | 0
2 | 4 | 05:00 | 0 | 2016-02-04 | 5 | 8.36 | 1 | 9.36 | 0
2 | 4 | 06:00 | 0 | 2016-02-04 | 6 | 121.58 | 1 | 122.58 | 0
2 | 4 | 07:00 | 0 | 2016-02-04 | 7 | 54.85 | 1 | 55.85 | 0
2 | 4 | 08:00 | 383 | 2016-02-04 | 8 | 18.51 | 1 | 19.51 | 7472.33
2 | 4 | 09:00 | 1523 | 2016-02-04 | 9 | 15.89 | 1 | 16.89 | 25723.47
2 | 4 | 10:00 | 2405 | 2016-02-04 | 10 | 20.59 | 1 | 21.59 | 51923.95
2 | 4 | 11:00 | 2961 | 2016-02-04 | 11 | 28.29 | 1 | 29.29 | 86727.69
2 | 4 | 12:00 | 3045 | 2016-02-04 | 12 | 16.46 | 1 | 17.46 | 53165.7
2 | 4 | 13:00 | 2873 | 2016-02-04 | 13 | 14.67 | 1 | 15.67 | 45019.91
2 | 4 | 14:00 | 2629 | 2016-02-04 | 14 | 15.85 | 1 | 16.85 | 44298.65
2 | 4 | 15:00 | 2242 | 2016-02-04 | 15 | 15.95 | 1 | 16.95 | 38001.9
2 | 4 | 16:00 | 1440 | 2016-02-04 | 16 | 15.86 | 1 | 16.86 | 24278.4
2 | 4 | 17:00 | 290 | 2016-02-04 | 17 | 16.64 | 1 | 17.64 | 5115.6
2 | 4 | 18:00 | 0 | 2016-02-04 | 18 | 48.01 | 1 | 49.01 | 0
2 | 4 | 19:00 | 0 | 2016-02-04 | 19 | 29.18 | 1 | 30.18 | 0
2 | 4 | 20:00 | 0 | 2016-02-04 | 20 | 21.96 | 1 | 22.96 | 0
2 | 4 | 21:00 | 0 | 2016-02-04 | 21 | 29.48 | 1 | 30.48 | 0
2 | 4 | 22:00 | 0 | 2016-02-04 | 22 | 20.63 | 1 | 21.63 | 0
2 | 4 | 23:00 | 0 | 2016-02-04 | 23 | 15.21 | 1 | 16.21 | 0
2 | 4 | 24:00 | 0 | 2016-02-04 | 24 | 16.24 | 1 | 17.24 | 0
2 | 5 | 01:00 | 0 | 2016-02-05 | 1 | 13.59 | 1 | 14.59 | 0
2 | 5 | 02:00 | 0 | 2016-02-05 | 2 | 7.96 | 1 | 8.96 | 0
2 | 5 | 03:00 | 0 | 2016-02-05 | 3 | 7.97 | 1 | 8.97 | 0
2 | 5 | 04:00 | 0 | 2016-02-05 | 4 | 13.66 | 1 | 14.66 | 0
2 | 5 | 05:00 | 0 | 2016-02-05 | 5 | 16.33 | 1 | 17.33 | 0
2 | 5 | 06:00 | 0 | 2016-02-05 | 6 | 12.2 | 1 | 13.2 | 0
2 | 5 | 07:00 | 0 | 2016-02-05 | 7 | -25.49 | 1 | -24.49 | 0
2 | 5 | 08:00 | 574 | 2016-02-05 | 8 | 17.93 | 1 | 18.93 | 10865.82
2 | 5 | 09:00 | 1697 | 2016-02-05 | 9 | 23.78 | 1 | 24.78 | 42051.66
2 | 5 | 10:00 | 2527 | 2016-02-05 | 10 | 37.49 | 1 | 38.49 | 97264.23
2 | 5 | 11:00 | 2734 | 2016-02-05 | 11 | 35.2 | 1 | 36.2 | 98970.8
2 | 5 | 12:00 | 2879 | 2016-02-05 | 12 | 27.37 | 1 | 28.37 | 81677.23
2 | 5 | 13:00 | 2724 | 2016-02-05 | 13 | 28.09 | 1 | 29.09 | 79241.16
2 | 5 | 14:00 | 2000 | 2016-02-05 | 14 | 28.56 | 1 | 29.56 | 59120
2 | 5 | 15:00 | 1199 | 2016-02-05 | 15 | 22.51 | 1 | 23.51 | 28188.49
2 | 5 | 16:00 | 339 | 2016-02-05 | 16 | 19.34 | 1 | 20.34 | 6895.26
2 | 5 | 17:00 | 1 | 2016-02-05 | 17 | 19.15 | 1 | 20.15 | 20.15
2 | 5 | 18:00 | 0 | 2016-02-05 | 18 | 21.68 | 1 | 22.68 | 0
2 | 5 | 19:00 | 0 | 2016-02-05 | 19 | 23.62 | 1 | 24.62 | 0
2 | 5 | 20:00 | 0 | 2016-02-05 | 20 | 21.44 | 1 | 22.44 | 0
2 | 5 | 21:00 | 0 | 2016-02-05 | 21 | 22.22 | 1 | 23.22 | 0
2 | 5 | 22:00 | 0 | 2016-02-05 | 22 | 22.4 | 1 | 23.4 | 0
2 | 5 | 23:00 | 0 | 2016-02-05 | 23 | 22.34 | 1 | 23.34 | 0
2 | 5 | 24:00 | 0 | 2016-02-05 | 24 | 15.11 | 1 | 16.11 | 0
2 | 6 | 01:00 | 0 | 2016-02-06 | 1 | 21.2 | 1 | 22.2 | 0
2 | 6 | 02:00 | 0 | 2016-02-06 | 2 | 23.43 | 1 | 24.43 | 0
2 | 6 | 03:00 | 0 | 2016-02-06 | 3 | 20.39 | 1 | 21.39 | 0
2 | 6 | 04:00 | 0 | 2016-02-06 | 4 | 19.61 | 1 | 20.61 | 0
2 | 6 | 05:00 | 0 | 2016-02-06 | 5 | 17.25 | 1 | 18.25 | 0
2 | 6 | 06:00 | 0 | 2016-02-06 | 6 | 13.83 | 1 | 14.83 | 0
2 | 6 | 07:00 | 0 | 2016-02-06 | 7 | 20.21 | 1 | 21.21 | 0
2 | 6 | 08:00 | 1 | 2016-02-06 | 8 | 22.03 | 1 | 23.03 | 23.03
2 | 6 | 09:00 | 477 | 2016-02-06 | 9 | 30.43 | 1 | 31.43 | 14992.11
2 | 6 | 10:00 | 757 | 2016-02-06 | 10 | 32.1 | 1 | 33.1 | 25056.7
2 | 6 | 11:00 | 1687 | 2016-02-06 | 11 | 31 | 1 | 32 | 53984
2 | 6 | 12:00 | 2789 | 2016-02-06 | 12 | 26.08 | 1 | 27.08 | 75526.12
2 | 6 | 13:00 | 2904 | 2016-02-06 | 13 | 24.95 | 1 | 25.95 | 75358.8
2 | 6 | 14:00 | 2583 | 2016-02-06 | 14 | 22.21 | 1 | 23.21 | 59951.43
2 | 6 | 15:00 | 1148 | 2016-02-06 | 15 | 21.44 | 1 | 22.44 | 25761.12
2 | 6 | 16:00 | 138 | 2016-02-06 | 16 | 22.72 | 1 | 23.72 | 3273.36
2 | 6 | 17:00 | 0 | 2016-02-06 | 17 | 21.79 | 1 | 22.79 | 0
2 | 6 | 18:00 | 0 | 2016-02-06 | 18 | 29.3 | 1 | 30.3 | 0
2 | 6 | 19:00 | 0 | 2016-02-06 | 19 | 37 | 1 | 38 | 0
2 | 6 | 20:00 | 0 | 2016-02-06 | 20 | 24.59 | 1 | 25.59 | 0
2 | 6 | 21:00 | 0 | 2016-02-06 | 21 | 23.27 | 1 | 24.27 | 0
2 | 6 | 22:00 | 0 | 2016-02-06 | 22 | 22.77 | 1 | 23.77 | 0
2 | 6 | 23:00 | 0 | 2016-02-06 | 23 | 22.1 | 1 | 23.1 | 0
2 | 6 | 24:00 | 0 | 2016-02-06 | 24 | 17.87 | 1 | 18.87 | 0
2 | 7 | 01:00 | 0 | 2016-02-07 | 1 | 21.01 | 1 | 22.01 | 0
2 | 7 | 02:00 | 0 | 2016-02-07 | 2 | 22.32 | 1 | 23.32 | 0
2 | 7 | 03:00 | 0 | 2016-02-07 | 3 | 18.81 | 1 | 19.81 | 0
2 | 7 | 04:00 | 0 | 2016-02-07 | 4 | 14.65 | 1 | 15.65 | 0
2 | 7 | 05:00 | 0 | 2016-02-07 | 5 | 7.7 | 1 | 8.7 | 0
2 | 7 | 06:00 | 0 | 2016-02-07 | 6 | 18.68 | 1 | 19.68 | 0
2 | 7 | 07:00 | 0 | 2016-02-07 | 7 | 17.99 | 1 | 18.99 | 0
2 | 7 | 08:00 | 3 | 2016-02-07 | 8 | 8.53 | 1 | 9.53 | 28.59
2 | 7 | 09:00 | 93 | 2016-02-07 | 9 | 17.74 | 1 | 18.74 | 1742.82
2 | 7 | 10:00 | 782 | 2016-02-07 | 10 | 9.61 | 1 | 10.61 | 8297.02
2 | 7 | 11:00 | 885 | 2016-02-07 | 11 | 17.71 | 1 | 18.71 | 16558.35
2 | 7 | 12:00 | 1244 | 2016-02-07 | 12 | 18.69 | 1 | 19.69 | 24494.36
2 | 7 | 13:00 | 942 | 2016-02-07 | 13 | 17.79 | 1 | 18.79 | 17700.18
2 | 7 | 14:00 | 893 | 2016-02-07 | 14 | 17.47 | 1 | 18.47 | 16493.71
2 | 7 | 15:00 | 726 | 2016-02-07 | 15 | 18.07 | 1 | 19.07 | 13844.82
2 | 7 | 16:00 | 487 | 2016-02-07 | 16 | 11.24 | 1 | 12.24 | 5960.88
2 | 7 | 17:00 | 5 | 2016-02-07 | 17 | 17.45 | 1 | 18.45 | 92.25
2 | 7 | 18:00 | 0 | 2016-02-07 | 18 | 38.21 | 1 | 39.21 | 0
2 | 7 | 19:00 | 0 | 2016-02-07 | 19 | 38.19 | 1 | 39.19 | 0
2 | 7 | 20:00 | 0 | 2016-02-07 | 20 | 19.2 | 1 | 20.2 | 0
2 | 7 | 21:00 | 0 | 2016-02-07 | 21 | 15.52 | 1 | 16.52 | 0
2 | 7 | 22:00 | 0 | 2016-02-07 | 22 | 18.84 | 1 | 19.84 | 0
2 | 7 | 23:00 | 0 | 2016-02-07 | 23 | 13.5 | 1 | 14.5 | 0
2 | 7 | 24:00 | 0 | 2016-02-07 | 24 | 15.21 | 1 | 16.21 | 0
2 | 8 | 01:00 | 0 | 2016-02-08 | 1 | 22.2 | 1 | 23.2 | 0
2 | 8 | 02:00 | 0 | 2016-02-08 | 2 | 23.76 | 1 | 24.76 | 0
2 | 8 | 03:00 | 0 | 2016-02-08 | 3 | 16.33 | 1 | 17.33 | 0
2 | 8 | 04:00 | 0 | 2016-02-08 | 4 | 24.22 | 1 | 25.22 | 0
2 | 8 | 05:00 | 0 | 2016-02-08 | 5 | 18.31 | 1 | 19.31 | 0
2 | 8 | 06:00 | 0 | 2016-02-08 | 6 | 11.33 | 1 | 12.33 | 0
2 | 8 | 07:00 | 0 | 2016-02-08 | 7 | 15.17 | 1 | 16.17 | 0
2 | 8 | 08:00 | 5 | 2016-02-08 | 8 | 22.82 | 1 | 23.82 | 119.1
2 | 8 | 09:00 | 400 | 2016-02-08 | 9 | 30.35 | 1 | 31.35 | 12540
2 | 8 | 10:00 | 294 | 2016-02-08 | 10 | 27.89 | 1 | 28.89 | 8493.66
2 | 8 | 11:00 | 795 | 2016-02-08 | 11 | 39.81 | 1 | 40.81 | 32443.95
2 | 8 | 12:00 | 1018 | 2016-02-08 | 12 | 42.19 | 1 | 43.19 | 43967.42
2 | 8 | 13:00 | 853 | 2016-02-08 | 13 | 47.12 | 1 | 48.12 | 41046.36
2 | 8 | 14:00 | 960 | 2016-02-08 | 14 | 41.34 | 1 | 42.34 | 40646.4
2 | 8 | 15:00 | 1314 | 2016-02-08 | 15 | 46.6 | 1 | 47.6 | 62546.4
2 | 8 | 16:00 | 1086 | 2016-02-08 | 16 | 42.57 | 1 | 43.57 | 47317.02
2 | 8 | 17:00 | 10 | 2016-02-08 | 17 | 44.52 | 1 | 45.52 | 455.2
2 | 8 | 18:00 | 0 | 2016-02-08 | 18 | 65.75 | 1 | 66.75 | 0
2 | 8 | 19:00 | 0 | 2016-02-08 | 19 | 55.02 | 1 | 56.02 | 0
2 | 8 | 20:00 | 0 | 2016-02-08 | 20 | 41.88 | 1 | 42.88 | 0
2 | 8 | 21:00 | 0 | 2016-02-08 | 21 | 37.83 | 1 | 38.83 | 0
2 | 8 | 22:00 | 0 | 2016-02-08 | 22 | 30.73 | 1 | 31.73 | 0
2 | 8 | 23:00 | 0 | 2016-02-08 | 23 | 33.74 | 1 | 34.74 | 0
2 | 8 | 24:00 | 0 | 2016-02-08 | 24 | 41.11 | 1 | 42.11 | 0
2 | 9 | 01:00 | 0 | 2016-02-09 | 1 | 38.02 | 1 | 39.02 | 0
2 | 9 | 02:00 | 0 | 2016-02-09 | 2 | 34.64 | 1 | 35.64 | 0
2 | 9 | 03:00 | 0 | 2016-02-09 | 3 | 29.9 | 1 | 30.9 | 0
2 | 9 | 04:00 | 0 | 2016-02-09 | 4 | 28.66 | 1 | 29.66 | 0
2 | 9 | 05:00 | 0 | 2016-02-09 | 5 | 25.69 | 1 | 26.69 | 0
2 | 9 | 06:00 | 0 | 2016-02-09 | 6 | 37.81 | 1 | 38.81 | 0
2 | 9 | 07:00 | 0 | 2016-02-09 | 7 | 47.29 | 1 | 48.29 | 0
2 | 9 | 08:00 | 34 | 2016-02-09 | 8 | 40.61 | 1 | 41.61 | 1414.74
2 | 9 | 09:00 | 1083 | 2016-02-09 | 9 | 38.68 | 1 | 39.68 | 42973.44
2 | 9 | 10:00 | 1928 | 2016-02-09 | 10 | 36.88 | 1 | 37.88 | 73032.64
2 | 9 | 11:00 | 2471 | 2016-02-09 | 11 | 37.39 | 1 | 38.39 | 94861.69
2 | 9 | 12:00 | 2765 | 2016-02-09 | 12 | 37.82 | 1 | 38.82 | 107337.3
2 | 9 | 13:00 | 2727 | 2016-02-09 | 13 | 37.1 | 1 | 38.1 | 103898.7
2 | 9 | 14:00 | 2431 | 2016-02-09 | 14 | 36.79 | 1 | 37.79 | 91867.49
2 | 9 | 15:00 | 1865 | 2016-02-09 | 15 | 34.65 | 1 | 35.65 | 66487.25
2 | 9 | 16:00 | 1046 | 2016-02-09 | 16 | 31.81 | 1 | 32.81 | 34319.26
2 | 9 | 17:00 | 35 | 2016-02-09 | 17 | 36.37 | 1 | 37.37 | 1307.95
2 | 9 | 18:00 | 0 | 2016-02-09 | 18 | 38.87 | 1 | 39.87 | 0
2 | 9 | 19:00 | 0 | 2016-02-09 | 19 | 39.37 | 1 | 40.37 | 0
2 | 9 | 20:00 | 0 | 2016-02-09 | 20 | 38.61 | 1 | 39.61 | 0
2 | 9 | 21:00 | 0 | 2016-02-09 | 21 | 33.92 | 1 | 34.92 | 0
2 | 9 | 22:00 | 0 | 2016-02-09 | 22 | 31.96 | 1 | 32.96 | 0
2 | 9 | 23:00 | 0 | 2016-02-09 | 23 | 36.76 | 1 | 37.76 | 0
2 | 9 | 24:00 | 0 | 2016-02-09 | 24 | 34.51 | 1 | 35.51 | 0
2 | 10 | 01:00 | 0 | 2016-02-10 | 1 | 57.29 | 1 | 58.29 | 0
2 | 10 | 02:00 | 0 | 2016-02-10 | 2 | 38.17 | 1 | 39.17 | 0
2 | 10 | 03:00 | 0 | 2016-02-10 | 3 | 37.96 | 1 | 38.96 | 0
2 | 10 | 04:00 | 0 | 2016-02-10 | 4 | 38.09 | 1 | 39.09 | 0
2 | 10 | 05:00 | 0 | 2016-02-10 | 5 | 38.25 | 1 | 39.25 | 0
2 | 10 | 06:00 | 0 | 2016-02-10 | 6 | 39.68 | 1 | 40.68 | 0
2 | 10 | 07:00 | 0 | 2016-02-10 | 7 | 41 | 1 | 42 | 0
2 | 10 | 08:00 | 0 | 2016-02-10 | 8 | 46.06 | 1 | 47.06 | 0
2 | 10 | 09:00 | 68 | 2016-02-10 | 9 | 51.66 | 1 | 52.66 | 3580.88
2 | 10 | 10:00 | 486 | 2016-02-10 | 10 | 38.84 | 1 | 39.84 | 19362.24
2 | 10 | 11:00 | 524 | 2016-02-10 | 11 | 36.5 | 1 | 37.5 | 19650
2 | 10 | 12:00 | 673 | 2016-02-10 | 12 | 35.48 | 1 | 36.48 | 24551.04
2 | 10 | 13:00 | 364 | 2016-02-10 | 13 | 35.32 | 1 | 36.32 | 13220.48
2 | 10 | 14:00 | 589 | 2016-02-10 | 14 | 38.21 | 1 | 39.21 | 23094.69
2 | 10 | 15:00 | 523 | 2016-02-10 | 15 | 37.54 | 1 | 38.54 | 20156.42
2 | 10 | 16:00 | 12 | 2016-02-10 | 16 | 37.47 | 1 | 38.47 | 461.64
2 | 10 | 17:00 | 1 | 2016-02-10 | 17 | 35.83 | 1 | 36.83 | 36.83
2 | 10 | 18:00 | 0 | 2016-02-10 | 18 | 40.56 | 1 | 41.56 | 0
2 | 10 | 19:00 | 0 | 2016-02-10 | 19 | 38.12 | 1 | 39.12 | 0
2 | 10 | 20:00 | 0 | 2016-02-10 | 20 | 37.93 | 1 | 38.93 | 0
2 | 10 | 21:00 | 0 | 2016-02-10 | 21 | 36.29 | 1 | 37.29 | 0
2 | 10 | 22:00 | 0 | 2016-02-10 | 22 | 36.54 | 1 | 37.54 | 0
2 | 10 | 23:00 | 0 | 2016-02-10 | 23 | 36.98 | 1 | 37.98 | 0
2 | 10 | 24:00 | 0 | 2016-02-10 | 24 | 36.25 | 1 | 37.25 | 0
2 | 11 | 01:00 | 0 | 2016-02-11 | 1 | 30.95 | 1 | 31.95 | 0
2 | 11 | 02:00 | 0 | 2016-02-11 | 2 | 27.92 | 1 | 28.92 | 0
2 | 11 | 03:00 | 0 | 2016-02-11 | 3 | 25.52 | 1 | 26.52 | 0
2 | 11 | 04:00 | 0 | 2016-02-11 | 4 | 25.95 | 1 | 26.95 | 0
2 | 11 | 05:00 | 0 | 2016-02-11 | 5 | 28.04 | 1 | 29.04 | 0
2 | 11 | 06:00 | 0 | 2016-02-11 | 6 | 36.46 | 1 | 37.46 | 0
2 | 11 | 07:00 | 0 | 2016-02-11 | 7 | 40.56 | 1 | 41.56 | 0
2 | 11 | 08:00 | 25 | 2016-02-11 | 8 | 44.76 | 1 | 45.76 | 1144
2 | 11 | 09:00 | 912 | 2016-02-11 | 9 | 44.56 | 1 | 45.56 | 41550.72
2 | 11 | 10:00 | 2149 | 2016-02-11 | 10 | 36.59 | 1 | 37.59 | 80780.91
2 | 11 | 11:00 | 1658 | 2016-02-11 | 11 | 42.37 | 1 | 43.37 | 71907.46
2 | 11 | 12:00 | 2638 | 2016-02-11 | 12 | 46.69 | 1 | 47.69 | 125806.22
2 | 11 | 13:00 | 2832 | 2016-02-11 | 13 | 43.65 | 1 | 44.65 | 126448.8
2 | 11 | 14:00 | 2514 | 2016-02-11 | 14 | 46.46 | 1 | 47.46 | 119314.44
2 | 11 | 15:00 | 1978 | 2016-02-11 | 15 | 42.79 | 1 | 43.79 | 86616.62
2 | 11 | 16:00 | 968 | 2016-02-11 | 16 | 50.51 | 1 | 51.51 | 49861.68
2 | 11 | 17:00 | 176 | 2016-02-11 | 17 | 42.82 | 1 | 43.82 | 7712.32
2 | 11 | 18:00 | 0 | 2016-02-11 | 18 | 42.84 | 1 | 43.84 | 0
2 | 11 | 19:00 | 0 | 2016-02-11 | 19 | 43.58 | 1 | 44.58 | 0
2 | 11 | 20:00 | 0 | 2016-02-11 | 20 | 42.85 | 1 | 43.85 | 0
2 | 11 | 21:00 | 0 | 2016-02-11 | 21 | 50.32 | 1 | 51.32 | 0
2 | 11 | 22:00 | 0 | 2016-02-11 | 22 | 47.73 | 1 | 48.73 | 0
2 | 11 | 23:00 | 0 | 2016-02-11 | 23 | 39.95 | 1 | 40.95 | 0
2 | 11 | 24:00 | 0 | 2016-02-11 | 24 | 38.25 | 1 | 39.25 | 0
2 | 12 | 01:00 | 0 | 2016-02-12 | 1 | 40.55 | 1 | 41.55 | 0
2 | 12 | 02:00 | 0 | 2016-02-12 | 2 | 43.69 | 1 | 44.69 | 0
2 | 12 | 03:00 | 0 | 2016-02-12 | 3 | 44.84 | 1 | 45.84 | 0
2 | 12 | 04:00 | 0 | 2016-02-12 | 4 | 39.35 | 1 | 40.35 | 0
2 | 12 | 05:00 | 0 | 2016-02-12 | 5 | 38.74 | 1 | 39.74 | 0
2 | 12 | 06:00 | 0 | 2016-02-12 | 6 | 47.93 | 1 | 48.93 | 0
2 | 12 | 07:00 | 0 | 2016-02-12 | 7 | 54.85 | 1 | 55.85 | 0
2 | 12 | 08:00 | 1 | 2016-02-12 | 8 | 51.66 | 1 | 52.66 | 52.66
2 | 12 | 09:00 | 104 | 2016-02-12 | 9 | 55.63 | 1 | 56.63 | 5889.52
2 | 12 | 10:00 | 123 | 2016-02-12 | 10 | 38.71 | 1 | 39.71 | 4884.33
2 | 12 | 11:00 | 692 | 2016-02-12 | 11 | 46.65 | 1 | 47.65 | 32973.8
2 | 12 | 12:00 | 959 | 2016-02-12 | 12 | 45.63 | 1 | 46.63 | 44718.17
2 | 12 | 13:00 | 429 | 2016-02-12 | 13 | 43.01 | 1 | 44.01 | 18880.29
2 | 12 | 14:00 | 956 | 2016-02-12 | 14 | 37.93 | 1 | 38.93 | 37217.08
2 | 12 | 15:00 | 728 | 2016-02-12 | 15 | 42.13 | 1 | 43.13 | 31398.64
2 | 12 | 16:00 | 46 | 2016-02-12 | 16 | 42.17 | 1 | 43.17 | 1985.82
2 | 12 | 17:00 | 11 | 2016-02-12 | 17 | 44.54 | 1 | 45.54 | 500.94
2 | 12 | 18:00 | 0 | 2016-02-12 | 18 | 41.95 | 1 | 42.95 | 0
2 | 12 | 19:00 | 0 | 2016-02-12 | 19 | 49.72 | 1 | 50.72 | 0
2 | 12 | 20:00 | 0 | 2016-02-12 | 20 | 46.34 | 1 | 47.34 | 0
2 | 12 | 21:00 | 0 | 2016-02-12 | 21 | 47.04 | 1 | 48.04 | 0
2 | 12 | 22:00 | 0 | 2016-02-12 | 22 | 42.21 | 1 | 43.21 | 0
2 | 12 | 23:00 | 0 | 2016-02-12 | 23 | 29.73 | 1 | 30.73 | 0
2 | 12 | 24:00 | 0 | 2016-02-12 | 24 | 34.53 | 1 | 35.53 | 0
2 | 13 | 01:00 | 0 | 2016-02-13 | 1 | 37.99 | 1 | 38.99 | 0
2 | 13 | 02:00 | 0 | 2016-02-13 | 2 | 38.28 | 1 | 39.28 | 0
2 | 13 | 03:00 | 0 | 2016-02-13 | 3 | 35.6 | 1 | 36.6 | 0
2 | 13 | 04:00 | 0 | 2016-02-13 | 4 | 35.14 | 1 | 36.14 | 0
2 | 13 | 05:00 | 0 | 2016-02-13 | 5 | 34.97 | 1 | 35.97 | 0
2 | 13 | 06:00 | 0 | 2016-02-13 | 6 | 34.96 | 1 | 35.96 | 0
2 | 13 | 07:00 | 0 | 2016-02-13 | 7 | 34.27 | 1 | 35.27 | 0
2 | 13 | 08:00 | 177 | 2016-02-13 | 8 | 30.25 | 1 | 31.25 | 5531.25
2 | 13 | 09:00 | 1123 | 2016-02-13 | 9 | 31.3 | 1 | 32.3 | 36272.9
2 | 13 | 10:00 | 2409 | 2016-02-13 | 10 | 32.64 | 1 | 33.64 | 81038.76
2 | 13 | 11:00 | 2896 | 2016-02-13 | 11 | 37.23 | 1 | 38.23 | 110714.08
2 | 13 | 12:00 | 2993 | 2016-02-13 | 12 | 36.57 | 1 | 37.57 | 112447.01
2 | 13 | 13:00 | 2962 | 2016-02-13 | 13 | 35.6 | 1 | 36.6 | 108409.2
2 | 13 | 14:00 | 2681 | 2016-02-13 | 14 | 34.67 | 1 | 35.67 | 95631.27
2 | 13 | 15:00 | 2188 | 2016-02-13 | 15 | 34.3 | 1 | 35.3 | 77236.4
2 | 13 | 16:00 | 1467 | 2016-02-13 | 16 | 23.99 | 1 | 24.99 | 36660.33
2 | 13 | 17:00 | 525 | 2016-02-13 | 17 | 40.46 | 1 | 41.46 | 21766.5
2 | 13 | 18:00 | 0 | 2016-02-13 | 18 | 48.5 | 1 | 49.5 | 0
2 | 13 | 19:00 | 0 | 2016-02-13 | 19 | 53.62 | 1 | 54.62 | 0
2 | 13 | 20:00 | 0 | 2016-02-13 | 20 | 55.23 | 1 | 56.23 | 0
2 | 13 | 21:00 | 0 | 2016-02-13 | 21 | 50.35 | 1 | 51.35 | 0
2 | 13 | 22:00 | 0 | 2016-02-13 | 22 | 53.77 | 1 | 54.77 | 0
2 | 13 | 23:00 | 0 | 2016-02-13 | 23 | 56.74 | 1 | 57.74 | 0
2 | 13 | 24:00 | 0 | 2016-02-13 | 24 | 51.56 | 1 | 52.56 | 0
2 | 14 | 01:00 | 0 | 2016-02-14 | 1 | 45.47 | 1 | 46.47 | 0
2 | 14 | 02:00 | 0 | 2016-02-14 | 2 | 41.2 | 1 | 42.2 | 0
2 | 14 | 03:00 | 0 | 2016-02-14 | 3 | 39.88 | 1 | 40.88 | 0
2 | 14 | 04:00 | 0 | 2016-02-14 | 4 | 39.6 | 1 | 40.6 | 0
2 | 14 | 05:00 | 0 | 2016-02-14 | 5 | 53.07 | 1 | 54.07 | 0
2 | 14 | 06:00 | 0 | 2016-02-14 | 6 | 65.92 | 1 | 66.92 | 0
2 | 14 | 07:00 | 0 | 2016-02-14 | 7 | 58.08 | 1 | 59.08 | 0
2 | 14 | 08:00 | 554 | 2016-02-14 | 8 | 62.27 | 1 | 63.27 | 35051.58
2 | 14 | 09:00 | 748 | 2016-02-14 | 9 | 83.76 | 1 | 84.76 | 63400.48
2 | 14 | 10:00 | 1645 | 2016-02-14 | 10 | 80.26 | 1 | 81.26 | 133672.7
2 | 14 | 11:00 | 897 | 2016-02-14 | 11 | 62.83 | 1 | 63.83 | 57255.51
2 | 14 | 12:00 | 1305 | 2016-02-14 | 12 | 52.87 | 1 | 53.87 | 70300.35
2 | 14 | 13:00 | 602 | 2016-02-14 | 13 | 50.46 | 1 | 51.46 | 30978.92
2 | 14 | 14:00 | 512 | 2016-02-14 | 14 | 48.8 | 1 | 49.8 | 25497.6
2 | 14 | 15:00 | 573 | 2016-02-14 | 15 | 48.63 | 1 | 49.63 | 28437.99
2 | 14 | 16:00 | 339 | 2016-02-14 | 16 | 49.11 | 1 | 50.11 | 16987.29
2 | 14 | 17:00 | 1 | 2016-02-14 | 17 | 44.78 | 1 | 45.78 | 45.78
2 | 14 | 18:00 | 0 | 2016-02-14 | 18 | 48.16 | 1 | 49.16 | 0
2 | 14 | 19:00 | 0 | 2016-02-14 | 19 | 56.22 | 1 | 57.22 | 0
2 | 14 | 20:00 | 0 | 2016-02-14 | 20 | 52.25 | 1 | 53.25 | 0
2 | 14 | 21:00 | 0 | 2016-02-14 | 21 | 47.67 | 1 | 48.67 | 0
2 | 14 | 22:00 | 0 | 2016-02-14 | 22 | 46.72 | 1 | 47.72 | 0
2 | 14 | 23:00 | 0 | 2016-02-14 | 23 | 53.79 | 1 | 54.79 | 0
2 | 14 | 24:00 | 0 | 2016-02-14 | 24 | 45.88 | 1 | 46.88 | 0
2 | 15 | 01:00 | 0 | 2016-02-15 | 1 | 45.47 | 1 | 46.47 | 0
2 | 15 | 02:00 | 0 | 2016-02-15 | 2 | 48.49 | 1 | 49.49 | 0
2 | 15 | 03:00 | 0 | 2016-02-15 | 3 | 79.79 | 1 | 80.79 | 0
2 | 15 | 04:00 | 0 | 2016-02-15 | 4 | 58.55 | 1 | 59.55 | 0
2 | 15 | 05:00 | 0 | 2016-02-15 | 5 | 83.16 | 1 | 84.16 | 0
2 | 15 | 06:00 | 0 | 2016-02-15 | 6 | 58.44 | 1 | 59.44 | 0
2 | 15 | 07:00 | 0 | 2016-02-15 | 7 | 62.25 | 1 | 63.25 | 0
2 | 15 | 08:00 | 143 | 2016-02-15 | 8 | 133.49 | 1 | 134.49 | 19232.07
2 | 15 | 09:00 | 1185 | 2016-02-15 | 9 | 104.79 | 1 | 105.79 | 125361.15
2 | 15 | 10:00 | 1989 | 2016-02-15 | 10 | 84.79 | 1 | 85.79 | 170636.31
2 | 15 | 11:00 | 2499 | 2016-02-15 | 11 | 62.79 | 1 | 63.79 | 159411.21
2 | 15 | 12:00 | 2726 | 2016-02-15 | 12 | 69.95 | 1 | 70.95 | 193409.7
2 | 15 | 13:00 | 2640 | 2016-02-15 | 13 | 89.02 | 1 | 90.02 | 237652.8
2 | 15 | 14:00 | 2455 | 2016-02-15 | 14 | 104.44 | 1 | 105.44 | 258855.2
2 | 15 | 15:00 | 1928 | 2016-02-15 | 15 | 84.85 | 1 | 85.85 | 165518.8
2 | 15 | 16:00 | 1135 | 2016-02-15 | 16 | 90.04 | 1 | 91.04 | 103330.4
2 | 15 | 17:00 | 134 | 2016-02-15 | 17 | 79.6 | 1 | 80.6 | 10800.4
2 | 15 | 18:00 | 0 | 2016-02-15 | 18 | 72.65 | 1 | 73.65 | 0
2 | 15 | 19:00 | 0 | 2016-02-15 | 19 | 74.75 | 1 | 75.75 | 0
2 | 15 | 20:00 | 0 | 2016-02-15 | 20 | 61.68 | 1 | 62.68 | 0
2 | 15 | 21:00 | 0 | 2016-02-15 | 21 | 70.3 | 1 | 71.3 | 0
2 | 15 | 22:00 | 0 | 2016-02-15 | 22 | 52.42 | 1 | 53.42 | 0
2 | 15 | 23:00 | 0 | 2016-02-15 | 23 | 61.52 | 1 | 62.52 | 0
2 | 15 | 24:00 | 0 | 2016-02-15 | 24 | 41.47 | 1 | 42.47 | 0
2 | 16 | 01:00 | 0 | 2016-02-16 | 1 | 49.76 | 1 | 50.76 | 0
2 | 16 | 02:00 | 0 | 2016-02-16 | 2 | 80.02 | 1 | 81.02 | 0
2 | 16 | 03:00 | 0 | 2016-02-16 | 3 | 82.56 | 1 | 83.56 | 0
2 | 16 | 04:00 | 0 | 2016-02-16 | 4 | 96.77 | 1 | 97.77 | 0
2 | 16 | 05:00 | 0 | 2016-02-16 | 5 | 74.04 | 1 | 75.04 | 0
2 | 16 | 06:00 | 0 | 2016-02-16 | 6 | 65.07 | 1 | 66.07 | 0
2 | 16 | 07:00 | 0 | 2016-02-16 | 7 | 57.63 | 1 | 58.63 | 0
2 | 16 | 08:00 | 523 | 2016-02-16 | 8 | 42.41 | 1 | 43.41 | 22703.43
2 | 16 | 09:00 | 1511 | 2016-02-16 | 9 | 53.7 | 1 | 54.7 | 82651.7
2 | 16 | 10:00 | 2262 | 2016-02-16 | 10 | 59.09 | 1 | 60.09 | 135923.58
2 | 16 | 11:00 | 2769 | 2016-02-16 | 11 | 47.41 | 1 | 48.41 | 134047.29
2 | 16 | 12:00 | 3010 | 2016-02-16 | 12 | 49.42 | 1 | 50.42 | 151764.2
2 | 16 | 13:00 | 3021 | 2016-02-16 | 13 | 51.05 | 1 | 52.05 | 157243.05
2 | 16 | 14:00 | 2785 | 2016-02-16 | 14 | 64.83 | 1 | 65.83 | 183336.55
2 | 16 | 15:00 | 2299 | 2016-02-16 | 15 | 47.65 | 1 | 48.65 | 111846.35
2 | 16 | 16:00 | 1559 | 2016-02-16 | 16 | 64.36 | 1 | 65.36 | 101896.24
2 | 16 | 17:00 | 572 | 2016-02-16 | 17 | 46.53 | 1 | 47.53 | 27187.16
2 | 16 | 18:00 | 0 | 2016-02-16 | 18 | 43.09 | 1 | 44.09 | 0
2 | 16 | 19:00 | 0 | 2016-02-16 | 19 | 43.66 | 1 | 44.66 | 0
2 | 16 | 20:00 | 0 | 2016-02-16 | 20 | 38.21 | 1 | 39.21 | 0
2 | 16 | 21:00 | 0 | 2016-02-16 | 21 | 32.78 | 1 | 33.78 | 0
2 | 16 | 22:00 | 0 | 2016-02-16 | 22 | 28.69 | 1 | 29.69 | 0
2 | 16 | 23:00 | 0 | 2016-02-16 | 23 | 26.59 | 1 | 27.59 | 0
2 | 16 | 24:00 | 0 | 2016-02-16 | 24 | 21.81 | 1 | 22.81 | 0
2 | 17 | 01:00 | 0 | 2016-02-17 | 1 | 28.35 | 1 | 29.35 | 0
2 | 17 | 02:00 | 0 | 2016-02-17 | 2 | 31.77 | 1 | 32.77 | 0
2 | 17 | 03:00 | 0 | 2016-02-17 | 3 | 28.85 | 1 | 29.85 | 0
2 | 17 | 04:00 | 0 | 2016-02-17 | 4 | 28.4 | 1 | 29.4 | 0
2 | 17 | 05:00 | 0 | 2016-02-17 | 5 | 28.29 | 1 | 29.29 | 0
2 | 17 | 06:00 | 0 | 2016-02-17 | 6 | 29.29 | 1 | 30.29 | 0
2 | 17 | 07:00 | 0 | 2016-02-17 | 7 | 25.61 | 1 | 26.61 | 0
2 | 17 | 08:00 | 608 | 2016-02-17 | 8 | 30.58 | 1 | 31.58 | 19200.64
2 | 17 | 09:00 | 1657 | 2016-02-17 | 9 | 39.32 | 1 | 40.32 | 66810.24
2 | 17 | 10:00 | 2482 | 2016-02-17 | 10 | 25.65 | 1 | 26.65 | 66145.3
2 | 17 | 11:00 | 2976 | 2016-02-17 | 11 | 21.17 | 1 | 22.17 | 65977.92
2 | 17 | 12:00 | 3219 | 2016-02-17 | 12 | 24.7 | 1 | 25.7 | 82728.3
2 | 17 | 13:00 | 3185 | 2016-02-17 | 13 | 25.16 | 1 | 26.16 | 83319.6
2 | 17 | 14:00 | 2886 | 2016-02-17 | 14 | 20.86 | 1 | 21.86 | 63087.96
2 | 17 | 15:00 | 2324 | 2016-02-17 | 15 | 20.76 | 1 | 21.76 | 50570.24
2 | 17 | 16:00 | 1525 | 2016-02-17 | 16 | 19.88 | 1 | 20.88 | 31842
2 | 17 | 17:00 | 567 | 2016-02-17 | 17 | 21.63 | 1 | 22.63 | 12831.21
2 | 17 | 18:00 | 0 | 2016-02-17 | 18 | 31.19 | 1 | 32.19 | 0
2 | 17 | 19:00 | 0 | 2016-02-17 | 19 | 43.49 | 1 | 44.49 | 0
2 | 17 | 20:00 | 0 | 2016-02-17 | 20 | 44.02 | 1 | 45.02 | 0
2 | 17 | 21:00 | 0 | 2016-02-17 | 21 | 32.93 | 1 | 33.93 | 0
2 | 17 | 22:00 | 0 | 2016-02-17 | 22 | 19.08 | 1 | 20.08 | 0
2 | 17 | 23:00 | 0 | 2016-02-17 | 23 | 10.25 | 1 | 11.25 | 0
2 | 17 | 24:00 | 0 | 2016-02-17 | 24 | 50.19 | 1 | 51.19 | 0
2 | 18 | 01:00 | 0 | 2016-02-18 | 1 | 22.35 | 1 | 23.35 | 0
2 | 18 | 02:00 | 0 | 2016-02-18 | 2 | 19.3 | 1 | 20.3 | 0
2 | 18 | 03:00 | 0 | 2016-02-18 | 3 | 15.36 | 1 | 16.36 | 0
2 | 18 | 04:00 | 0 | 2016-02-18 | 4 | 11.77 | 1 | 12.77 | 0
2 | 18 | 05:00 | 0 | 2016-02-18 | 5 | 21.09 | 1 | 22.09 | 0
2 | 18 | 06:00 | 0 | 2016-02-18 | 6 | 52.72 | 1 | 53.72 | 0
2 | 18 | 07:00 | 0 | 2016-02-18 | 7 | 23.23 | 1 | 24.23 | 0
2 | 18 | 08:00 | 15 | 2016-02-18 | 8 | 15.41 | 1 | 16.41 | 246.15
2 | 18 | 09:00 | 828 | 2016-02-18 | 9 | 14.84 | 1 | 15.84 | 13115.52
2 | 18 | 10:00 | 1068 | 2016-02-18 | 10 | 0.72 | 1 | 1.72 | 1836.96
2 | 18 | 11:00 | 1465 | 2016-02-18 | 11 | 8.55 | 1 | 9.55 | 13990.75
2 | 18 | 12:00 | 2703 | 2016-02-18 | 12 | 20.03 | 1 | 21.03 | 56844.09
2 | 18 | 13:00 | 1862 | 2016-02-18 | 13 | 22.08 | 1 | 23.08 | 42974.96
2 | 18 | 14:00 | 1498 | 2016-02-18 | 14 | 19.12 | 1 | 20.12 | 30139.76
2 | 18 | 15:00 | 918 | 2016-02-18 | 15 | 13.89 | 1 | 14.89 | 13669.02
2 | 18 | 16:00 | 974 | 2016-02-18 | 16 | 17.98 | 1 | 18.98 | 18486.52
2 | 18 | 17:00 | 127 | 2016-02-18 | 17 | 20.18 | 1 | 21.18 | 2689.86
2 | 18 | 18:00 | 0 | 2016-02-18 | 18 | 29.62 | 1 | 30.62 | 0
2 | 18 | 19:00 | 0 | 2016-02-18 | 19 | 33.06 | 1 | 34.06 | 0
2 | 18 | 20:00 | 0 | 2016-02-18 | 20 | 36.42 | 1 | 37.42 | 0
2 | 18 | 21:00 | 0 | 2016-02-18 | 21 | 30.25 | 1 | 31.25 | 0
2 | 18 | 22:00 | 0 | 2016-02-18 | 22 | 24.74 | 1 | 25.74 | 0
2 | 18 | 23:00 | 0 | 2016-02-18 | 23 | 23.78 | 1 | 24.78 | 0
2 | 18 | 24:00 | 0 | 2016-02-18 | 24 | 23.71 | 1 | 24.71 | 0
2 | 19 | 01:00 | 0 | 2016-02-19 | 1 | 22.51 | 1 | 23.51 | 0
2 | 19 | 02:00 | 0 | 2016-02-19 | 2 | 20.49 | 1 | 21.49 | 0
2 | 19 | 03:00 | 0 | 2016-02-19 | 3 | 18.24 | 1 | 19.24 | 0
2 | 19 | 04:00 | 0 | 2016-02-19 | 4 | 17.8 | 1 | 18.8 | 0
2 | 19 | 05:00 | 0 | 2016-02-19 | 5 | 17.79 | 1 | 18.79 | 0
2 | 19 | 06:00 | 0 | 2016-02-19 | 6 | 19.27 | 1 | 20.27 | 0
2 | 19 | 07:00 | 0 | 2016-02-19 | 7 | 30.82 | 1 | 31.82 | 0
2 | 19 | 08:00 | 41 | 2016-02-19 | 8 | 29.54 | 1 | 30.54 | 1252.14
2 | 19 | 09:00 | 766 | 2016-02-19 | 9 | 24.75 | 1 | 25.75 | 19724.5
2 | 19 | 10:00 | 2290 | 2016-02-19 | 10 | 16.32 | 1 | 17.32 | 39662.8
2 | 19 | 11:00 | 2316 | 2016-02-19 | 11 | 15.45 | 1 | 16.45 | 38098.2
2 | 19 | 12:00 | 2656 | 2016-02-19 | 12 | 16.88 | 1 | 17.88 | 47489.28
2 | 19 | 13:00 | 2184 | 2016-02-19 | 13 | 17.99 | 1 | 18.99 | 41474.16
2 | 19 | 14:00 | 2632 | 2016-02-19 | 14 | 18.04 | 1 | 19.04 | 50113.28
2 | 19 | 15:00 | 2122 | 2016-02-19 | 15 | 19.62 | 1 | 20.62 | 43755.64
2 | 19 | 16:00 | 1520 | 2016-02-19 | 16 | 19.69 | 1 | 20.69 | 31448.8
2 | 19 | 17:00 | 510 | 2016-02-19 | 17 | 20.34 | 1 | 21.34 | 10883.4
2 | 19 | 18:00 | 0 | 2016-02-19 | 18 | 22.13 | 1 | 23.13 | 0
2 | 19 | 19:00 | 0 | 2016-02-19 | 19 | 21.97 | 1 | 22.97 | 0
2 | 19 | 20:00 | 0 | 2016-02-19 | 20 | 21.65 | 1 | 22.65 | 0
2 | 19 | 21:00 | 0 | 2016-02-19 | 21 | 20.31 | 1 | 21.31 | 0
2 | 19 | 22:00 | 0 | 2016-02-19 | 22 | 20.04 | 1 | 21.04 | 0
2 | 19 | 23:00 | 0 | 2016-02-19 | 23 | 16.35 | 1 | 17.35 | 0
2 | 19 | 24:00 | 0 | 2016-02-19 | 24 | 19.13 | 1 | 20.13 | 0
2 | 20 | 01:00 | 0 | 2016-02-20 | 1 | 5.85 | 1 | 6.85 | 0
2 | 20 | 02:00 | 0 | 2016-02-20 | 2 | 13.58 | 1 | 14.58 | 0
2 | 20 | 03:00 | 0 | 2016-02-20 | 3 | 7.92 | 1 | 8.92 | 0
2 | 20 | 04:00 | 0 | 2016-02-20 | 4 | 13.46 | 1 | 14.46 | 0
2 | 20 | 05:00 | 0 | 2016-02-20 | 5 | 15.24 | 1 | 16.24 | 0
2 | 20 | 06:00 | 0 | 2016-02-20 | 6 | 12.73 | 1 | 13.73 | 0
2 | 20 | 07:00 | 0 | 2016-02-20 | 7 | 11.7 | 1 | 12.7 | 0
2 | 20 | 08:00 | 627 | 2016-02-20 | 8 | 13.83 | 1 | 14.83 | 9298.41
2 | 20 | 09:00 | 1723 | 2016-02-20 | 9 | 21.06 | 1 | 22.06 | 38009.38
2 | 20 | 10:00 | 2575 | 2016-02-20 | 10 | 22.45 | 1 | 23.45 | 60383.75
2 | 20 | 11:00 | 3124 | 2016-02-20 | 11 | 14.37 | 1 | 15.37 | 48015.88
2 | 20 | 12:00 | 3408 | 2016-02-20 | 12 | 5.21 | 1 | 6.21 | 21163.68
2 | 20 | 13:00 | 3396 | 2016-02-20 | 13 | -35.91 | 1 | -34.91 | -118554.36
2 | 20 | 14:00 | 3071 | 2016-02-20 | 14 | 10.45 | 1 | 11.45 | 35162.95
2 | 20 | 15:00 | 2514 | 2016-02-20 | 15 | 8.66 | 1 | 9.66 | 24285.24
2 | 20 | 16:00 | 1658 | 2016-02-20 | 16 | -0.93 | 1 | 0.07 | 116.06
2 | 20 | 17:00 | 599 | 2016-02-20 | 17 | 8.52 | 1 | 9.52 | 5702.48
2 | 20 | 18:00 | 0 | 2016-02-20 | 18 | 4.64 | 1 | 5.64 | 0
2 | 20 | 19:00 | 0 | 2016-02-20 | 19 | 12.3 | 1 | 13.3 | 0
2 | 20 | 20:00 | 0 | 2016-02-20 | 20 | 11.16 | 1 | 12.16 | 0
2 | 20 | 21:00 | 0 | 2016-02-20 | 21 | 12.71 | 1 | 13.71 | 0
2 | 20 | 22:00 | 0 | 2016-02-20 | 22 | 13.45 | 1 | 14.45 | 0
2 | 20 | 23:00 | 0 | 2016-02-20 | 23 | 11.15 | 1 | 12.15 | 0
2 | 20 | 24:00 | 0 | 2016-02-20 | 24 | -18.94 | 1 | -17.94 | 0
2 | 21 | 01:00 | 0 | 2016-02-21 | 1 | -17.23 | 1 | -16.23 | 0
2 | 21 | 02:00 | 0 | 2016-02-21 | 2 | 2.25 | 1 | 3.25 | 0
2 | 21 | 03:00 | 0 | 2016-02-21 | 3 | 5.5 | 1 | 6.5 | 0
2 | 21 | 04:00 | 0 | 2016-02-21 | 4 | -35.66 | 1 | -34.66 | 0
2 | 21 | 05:00 | 0 | 2016-02-21 | 5 | 4.68 | 1 | 5.68 | 0
2 | 21 | 06:00 | 0 | 2016-02-21 | 6 | -6.73 | 1 | -5.73 | 0
2 | 21 | 07:00 | 0 | 2016-02-21 | 7 | -112.85 | 1 | -111.85 | 0
2 | 21 | 08:00 | 1 | 2016-02-21 | 8 | -71.65 | 1 | -70.65 | -70.65
2 | 21 | 09:00 | 129 | 2016-02-21 | 9 | 6.87 | 1 | 7.87 | 1015.23
2 | 21 | 10:00 | 615 | 2016-02-21 | 10 | 10.83 | 1 | 11.83 | 7275.45
2 | 21 | 11:00 | 1267 | 2016-02-21 | 11 | 13.15 | 1 | 14.15 | 17928.05
2 | 21 | 12:00 | 987 | 2016-02-21 | 12 | 12.97 | 1 | 13.97 | 13788.39
2 | 21 | 13:00 | 1877 | 2016-02-21 | 13 | 14.9 | 1 | 15.9 | 29844.3
2 | 21 | 14:00 | 910 | 2016-02-21 | 14 | 12.72 | 1 | 13.72 | 12485.2
2 | 21 | 15:00 | 1036 | 2016-02-21 | 15 | 5.44 | 1 | 6.44 | 6671.84
2 | 21 | 16:00 | 33 | 2016-02-21 | 16 | 2.13 | 1 | 3.13 | 103.29
2 | 21 | 17:00 | 11 | 2016-02-21 | 17 | 13.24 | 1 | 14.24 | 156.64
2 | 21 | 18:00 | 0 | 2016-02-21 | 18 | 17.02 | 1 | 18.02 | 0
2 | 21 | 19:00 | 0 | 2016-02-21 | 19 | 19.47 | 1 | 20.47 | 0
2 | 21 | 20:00 | 0 | 2016-02-21 | 20 | 18.59 | 1 | 19.59 | 0
2 | 21 | 21:00 | 0 | 2016-02-21 | 21 | 22.32 | 1 | 23.32 | 0
2 | 21 | 22:00 | 0 | 2016-02-21 | 22 | 17.92 | 1 | 18.92 | 0
2 | 21 | 23:00 | 0 | 2016-02-21 | 23 | 8.62 | 1 | 9.62 | 0
2 | 21 | 24:00 | 0 | 2016-02-21 | 24 | 3.04 | 1 | 4.04 | 0
2 | 22 | 01:00 | 0 | 2016-02-22 | 1 | 10.65 | 1 | 11.65 | 0
2 | 22 | 02:00 | 0 | 2016-02-22 | 2 | 6.93 | 1 | 7.93 | 0
2 | 22 | 03:00 | 0 | 2016-02-22 | 3 | 5.36 | 1 | 6.36 | 0
2 | 22 | 04:00 | 0 | 2016-02-22 | 4 | 5.87 | 1 | 6.87 | 0
2 | 22 | 05:00 | 0 | 2016-02-22 | 5 | 7.2 | 1 | 8.2 | 0
2 | 22 | 06:00 | 0 | 2016-02-22 | 6 | 7.19 | 1 | 8.19 | 0
2 | 22 | 07:00 | 0 | 2016-02-22 | 7 | 21.61 | 1 | 22.61 | 0
2 | 22 | 08:00 | 5 | 2016-02-22 | 8 | 19.78 | 1 | 20.78 | 103.9
2 | 22 | 09:00 | 428 | 2016-02-22 | 9 | 12.48 | 1 | 13.48 | 5769.44
2 | 22 | 10:00 | 708 | 2016-02-22 | 10 | 12.31 | 1 | 13.31 | 9423.48
2 | 22 | 11:00 | 1261 | 2016-02-22 | 11 | 16.14 | 1 | 17.14 | 21613.54
2 | 22 | 12:00 | 1913 | 2016-02-22 | 12 | 16.6 | 1 | 17.6 | 33668.8
2 | 22 | 13:00 | 3264 | 2016-02-22 | 13 | 15.67 | 1 | 16.67 | 54410.88
2 | 22 | 14:00 | 3031 | 2016-02-22 | 14 | 14.9 | 1 | 15.9 | 48192.9
2 | 22 | 15:00 | 2618 | 2016-02-22 | 15 | 13.14 | 1 | 14.14 | 37018.52
2 | 22 | 16:00 | 1796 | 2016-02-22 | 16 | 12.01 | 1 | 13.01 | 23365.96
2 | 22 | 17:00 | 687 | 2016-02-22 | 17 | 12.82 | 1 | 13.82 | 9494.34
2 | 22 | 18:00 | 0 | 2016-02-22 | 18 | 20.66 | 1 | 21.66 | 0
2 | 22 | 19:00 | 0 | 2016-02-22 | 19 | 26.14 | 1 | 27.14 | 0
2 | 22 | 20:00 | 0 | 2016-02-22 | 20 | 23.99 | 1 | 24.99 | 0
2 | 22 | 21:00 | 0 | 2016-02-22 | 21 | 21.53 | 1 | 22.53 | 0
2 | 22 | 22:00 | 0 | 2016-02-22 | 22 | 18.09 | 1 | 19.09 | 0
2 | 22 | 23:00 | 0 | 2016-02-22 | 23 | 15.21 | 1 | 16.21 | 0
2 | 22 | 24:00 | 0 | 2016-02-22 | 24 | 17.55 | 1 | 18.55 | 0
2 | 23 | 01:00 | 0 | 2016-02-23 | 1 | 14.63 | 1 | 15.63 | 0
2 | 23 | 02:00 | 0 | 2016-02-23 | 2 | 15.6 | 1 | 16.6 | 0
2 | 23 | 03:00 | 0 | 2016-02-23 | 3 | 15.42 | 1 | 16.42 | 0
2 | 23 | 04:00 | 0 | 2016-02-23 | 4 | 13.82 | 1 | 14.82 | 0
2 | 23 | 05:00 | 0 | 2016-02-23 | 5 | 12.18 | 1 | 13.18 | 0
2 | 23 | 06:00 | 0 | 2016-02-23 | 6 | 8.66 | 1 | 9.66 | 0
2 | 23 | 07:00 | 0 | 2016-02-23 | 7 | 21.01 | 1 | 22.01 | 0
2 | 23 | 08:00 | 854 | 2016-02-23 | 8 | 28.58 | 1 | 29.58 | 25261.32
2 | 23 | 09:00 | 1999 | 2016-02-23 | 9 | 26.13 | 1 | 27.13 | 54232.87
2 | 23 | 10:00 | 2872 | 2016-02-23 | 10 | 20.92 | 1 | 21.92 | 62954.24
2 | 23 | 11:00 | 3369 | 2016-02-23 | 11 | 21.71 | 1 | 22.71 | 76509.99
2 | 23 | 12:00 | 3623 | 2016-02-23 | 12 | 19.57 | 1 | 20.57 | 74525.11
2 | 23 | 13:00 | 3581 | 2016-02-23 | 13 | 18.71 | 1 | 19.71 | 70581.51
2 | 23 | 14:00 | 3302 | 2016-02-23 | 14 | 20.38 | 1 | 21.38 | 70596.76
2 | 23 | 15:00 | 2757 | 2016-02-23 | 15 | 25.94 | 1 | 26.94 | 74273.58
2 | 23 | 16:00 | 1908 | 2016-02-23 | 16 | 18.84 | 1 | 19.84 | 37854.72
2 | 23 | 17:00 | 810 | 2016-02-23 | 17 | 21 | 1 | 22 | 17820
2 | 23 | 18:00 | 0 | 2016-02-23 | 18 | 27.46 | 1 | 28.46 | 0
2 | 23 | 19:00 | 0 | 2016-02-23 | 19 | 22.07 | 1 | 23.07 | 0
2 | 23 | 20:00 | 0 | 2016-02-23 | 20 | 33.05 | 1 | 34.05 | 0
2 | 23 | 21:00 | 0 | 2016-02-23 | 21 | 24.91 | 1 | 25.91 | 0
2 | 23 | 22:00 | 0 | 2016-02-23 | 22 | 22.42 | 1 | 23.42 | 0
2 | 23 | 23:00 | 0 | 2016-02-23 | 23 | 21.27 | 1 | 22.27 | 0
2 | 23 | 24:00 | 0 | 2016-02-23 | 24 | 13.22 | 1 | 14.22 | 0
2 | 24 | 01:00 | 0 | 2016-02-24 | 1 | 15.64 | 1 | 16.64 | 0
2 | 24 | 02:00 | 0 | 2016-02-24 | 2 | 11.35 | 1 | 12.35 | 0
2 | 24 | 03:00 | 0 | 2016-02-24 | 3 | 15.85 | 1 | 16.85 | 0
2 | 24 | 04:00 | 0 | 2016-02-24 | 4 | 16.17 | 1 | 17.17 | 0
2 | 24 | 05:00 | 0 | 2016-02-24 | 5 | 17.26 | 1 | 18.26 | 0
2 | 24 | 06:00 | 0 | 2016-02-24 | 6 | 20.84 | 1 | 21.84 | 0
2 | 24 | 07:00 | 0 | 2016-02-24 | 7 | 22.78 | 1 | 23.78 | 0
2 | 24 | 08:00 | 859 | 2016-02-24 | 8 | 29.11 | 1 | 30.11 | 25864.49
2 | 24 | 09:00 | 1929 | 2016-02-24 | 9 | 28.13 | 1 | 29.13 | 56191.77
2 | 24 | 10:00 | 2666 | 2016-02-24 | 10 | 25.54 | 1 | 26.54 | 70755.64
2 | 24 | 11:00 | 3163 | 2016-02-24 | 11 | 26.53 | 1 | 27.53 | 87077.39
2 | 24 | 12:00 | 3451 | 2016-02-24 | 12 | 26.54 | 1 | 27.54 | 95040.54
2 | 24 | 13:00 | 3465 | 2016-02-24 | 13 | 27.98 | 1 | 28.98 | 100415.7
2 | 24 | 14:00 | 3049 | 2016-02-24 | 14 | 17.75 | 1 | 18.75 | 57168.75
2 | 24 | 15:00 | 2459 | 2016-02-24 | 15 | 16.37 | 1 | 17.37 | 42712.83
2 | 24 | 16:00 | 1386 | 2016-02-24 | 16 | 24.72 | 1 | 25.72 | 35647.92
2 | 24 | 17:00 | 497 | 2016-02-24 | 17 | 29.55 | 1 | 30.55 | 15183.35
2 | 24 | 18:00 | 0 | 2016-02-24 | 18 | 37.79 | 1 | 38.79 | 0
2 | 24 | 19:00 | 0 | 2016-02-24 | 19 | 22.33 | 1 | 23.33 | 0
2 | 24 | 20:00 | 0 | 2016-02-24 | 20 | 17.96 | 1 | 18.96 | 0
2 | 24 | 21:00 | 0 | 2016-02-24 | 21 | 17.89 | 1 | 18.89 | 0
2 | 24 | 22:00 | 0 | 2016-02-24 | 22 | 18.21 | 1 | 19.21 | 0
2 | 24 | 23:00 | 0 | 2016-02-24 | 23 | 10.84 | 1 | 11.84 | 0
2 | 24 | 24:00 | 0 | 2016-02-24 | 24 | 12.32 | 1 | 13.32 | 0
2 | 25 | 01:00 | 0 | 2016-02-25 | 1 | 18.3 | 1 | 19.3 | 0
2 | 25 | 02:00 | 0 | 2016-02-25 | 2 | 13.7 | 1 | 14.7 | 0
2 | 25 | 03:00 | 0 | 2016-02-25 | 3 | 12.71 | 1 | 13.71 | 0
2 | 25 | 04:00 | 0 | 2016-02-25 | 4 | 12.02 | 1 | 13.02 | 0
2 | 25 | 05:00 | 0 | 2016-02-25 | 5 | 12.57 | 1 | 13.57 | 0
2 | 25 | 06:00 | 0 | 2016-02-25 | 6 | 20.79 | 1 | 21.79 | 0
2 | 25 | 07:00 | 0 | 2016-02-25 | 7 | 19.47 | 1 | 20.47 | 0
2 | 25 | 08:00 | 3 | 2016-02-25 | 8 | 22.46 | 1 | 23.46 | 70.38
2 | 25 | 09:00 | 188 | 2016-02-25 | 9 | 21.53 | 1 | 22.53 | 4235.64
2 | 25 | 10:00 | 204 | 2016-02-25 | 10 | 21.26 | 1 | 22.26 | 4541.04
2 | 25 | 11:00 | 887 | 2016-02-25 | 11 | 20.44 | 1 | 21.44 | 19017.28
2 | 25 | 12:00 | 870 | 2016-02-25 | 12 | 27.94 | 1 | 28.94 | 25177.8
2 | 25 | 13:00 | 647 | 2016-02-25 | 13 | 25 | 1 | 26 | 16822
2 | 25 | 14:00 | 921 | 2016-02-25 | 14 | 24.28 | 1 | 25.28 | 23282.88
2 | 25 | 15:00 | 621 | 2016-02-25 | 15 | 27.97 | 1 | 28.97 | 17990.37
2 | 25 | 16:00 | 81 | 2016-02-25 | 16 | 26.84 | 1 | 27.84 | 2255.04
2 | 25 | 17:00 | 29 | 2016-02-25 | 17 | 30.56 | 1 | 31.56 | 915.24
2 | 25 | 18:00 | 0 | 2016-02-25 | 18 | 51.81 | 1 | 52.81 | 0
2 | 25 | 19:00 | 0 | 2016-02-25 | 19 | 25.96 | 1 | 26.96 | 0
2 | 25 | 20:00 | 0 | 2016-02-25 | 20 | 35.91 | 1 | 36.91 | 0
2 | 25 | 21:00 | 0 | 2016-02-25 | 21 | 25.01 | 1 | 26.01 | 0
2 | 25 | 22:00 | 0 | 2016-02-25 | 22 | 19.89 | 1 | 20.89 | 0
2 | 25 | 23:00 | 0 | 2016-02-25 | 23 | 21.87 | 1 | 22.87 | 0
2 | 25 | 24:00 | 0 | 2016-02-25 | 24 | 17.78 | 1 | 18.78 | 0
2 | 26 | 01:00 | 0 | 2016-02-26 | 1 | 15.09 | 1 | 16.09 | 0
2 | 26 | 02:00 | 0 | 2016-02-26 | 2 | 17.24 | 1 | 18.24 | 0
2 | 26 | 03:00 | 0 | 2016-02-26 | 3 | 16.78 | 1 | 17.78 | 0
2 | 26 | 04:00 | 0 | 2016-02-26 | 4 | 14.55 | 1 | 15.55 | 0
2 | 26 | 05:00 | 0 | 2016-02-26 | 5 | 15.04 | 1 | 16.04 | 0
2 | 26 | 06:00 | 0 | 2016-02-26 | 6 | 14.65 | 1 | 15.65 | 0
2 | 26 | 07:00 | 0 | 2016-02-26 | 7 | 24.83 | 1 | 25.83 | 0
2 | 26 | 08:00 | 305 | 2016-02-26 | 8 | 17.23 | 1 | 18.23 | 5560.15
2 | 26 | 09:00 | 1266 | 2016-02-26 | 9 | 14.25 | 1 | 15.25 | 19306.5
2 | 26 | 10:00 | 2388 | 2016-02-26 | 10 | 14.71 | 1 | 15.71 | 37515.48
2 | 26 | 11:00 | 2910 | 2016-02-26 | 11 | 20.22 | 1 | 21.22 | 61750.2
2 | 26 | 12:00 | 3209 | 2016-02-26 | 12 | 19.84 | 1 | 20.84 | 66875.56
2 | 26 | 13:00 | 3110 | 2016-02-26 | 13 | 12.81 | 1 | 13.81 | 42949.1
2 | 26 | 14:00 | 2590 | 2016-02-26 | 14 | 3 | 1 | 4 | 10360
2 | 26 | 15:00 | 1343 | 2016-02-26 | 15 | 13.57 | 1 | 14.57 | 19567.51
2 | 26 | 16:00 | 885 | 2016-02-26 | 16 | 18.9 | 1 | 19.9 | 17611.5
2 | 26 | 17:00 | 276 | 2016-02-26 | 17 | 20.47 | 1 | 21.47 | 5925.72
2 | 26 | 18:00 | 0 | 2016-02-26 | 18 | 26.18 | 1 | 27.18 | 0
2 | 26 | 19:00 | 0 | 2016-02-26 | 19 | 41.43 | 1 | 42.43 | 0
2 | 26 | 20:00 | 0 | 2016-02-26 | 20 | 27.87 | 1 | 28.87 | 0
2 | 26 | 21:00 | 0 | 2016-02-26 | 21 | 24.08 | 1 | 25.08 | 0
2 | 26 | 22:00 | 0 | 2016-02-26 | 22 | 22.41 | 1 | 23.41 | 0
2 | 26 | 23:00 | 0 | 2016-02-26 | 23 | 19.64 | 1 | 20.64 | 0
2 | 26 | 24:00 | 0 | 2016-02-26 | 24 | 15.17 | 1 | 16.17 | 0
2 | 27 | 01:00 | 0 | 2016-02-27 | 1 | 19.26 | 1 | 20.26 | 0
2 | 27 | 02:00 | 0 | 2016-02-27 | 2 | 2.07 | 1 | 3.07 | 0
2 | 27 | 03:00 | 0 | 2016-02-27 | 3 | 5.66 | 1 | 6.66 | 0
2 | 27 | 04:00 | 0 | 2016-02-27 | 4 | 14.01 | 1 | 15.01 | 0
2 | 27 | 05:00 | 0 | 2016-02-27 | 5 | 21.31 | 1 | 22.31 | 0
2 | 27 | 06:00 | 0 | 2016-02-27 | 6 | 56.47 | 1 | 57.47 | 0
2 | 27 | 07:00 | 0 | 2016-02-27 | 7 | 20.73 | 1 | 21.73 | 0
2 | 27 | 08:00 | 743 | 2016-02-27 | 8 | 30.89 | 1 | 31.89 | 23694.27
2 | 27 | 09:00 | 1699 | 2016-02-27 | 9 | 32.34 | 1 | 33.34 | 56644.66
2 | 27 | 10:00 | 2425 | 2016-02-27 | 10 | 26.41 | 1 | 27.41 | 66469.25
2 | 27 | 11:00 | 2928 | 2016-02-27 | 11 | 19.94 | 1 | 20.94 | 61312.32
2 | 27 | 12:00 | 3326 | 2016-02-27 | 12 | 17.51 | 1 | 18.51 | 61564.26
2 | 27 | 13:00 | 3320 | 2016-02-27 | 13 | 14.3 | 1 | 15.3 | 50796
2 | 27 | 14:00 | 3012 | 2016-02-27 | 14 | 11.45 | 1 | 12.45 | 37499.4
2 | 27 | 15:00 | 2487 | 2016-02-27 | 15 | -20.41 | 1 | -19.41 | -48272.67
2 | 27 | 16:00 | 1672 | 2016-02-27 | 16 | 11.99 | 1 | 12.99 | 21719.28
2 | 27 | 17:00 | 681 | 2016-02-27 | 17 | 11.9 | 1 | 12.9 | 8784.9
2 | 27 | 18:00 | 0 | 2016-02-27 | 18 | 20.43 | 1 | 21.43 | 0
2 | 27 | 19:00 | 0 | 2016-02-27 | 19 | 25.23 | 1 | 26.23 | 0
2 | 27 | 20:00 | 0 | 2016-02-27 | 20 | 17.28 | 1 | 18.28 | 0
2 | 27 | 21:00 | 0 | 2016-02-27 | 21 | 18.58 | 1 | 19.58 | 0
2 | 27 | 22:00 | 0 | 2016-02-27 | 22 | 21.37 | 1 | 22.37 | 0
2 | 27 | 23:00 | 0 | 2016-02-27 | 23 | 16.72 | 1 | 17.72 | 0
2 | 27 | 24:00 | 0 | 2016-02-27 | 24 | 12.07 | 1 | 13.07 | 0
2 | 28 | 01:00 | 0 | 2016-02-28 | 1 | 9.77 | 1 | 10.77 | 0
2 | 28 | 02:00 | 0 | 2016-02-28 | 2 | 12.67 | 1 | 13.67 | 0
2 | 28 | 03:00 | 0 | 2016-02-28 | 3 | 13.56 | 1 | 14.56 | 0
2 | 28 | 04:00 | 0 | 2016-02-28 | 4 | 12.08 | 1 | 13.08 | 0
2 | 28 | 05:00 | 0 | 2016-02-28 | 5 | 9.47 | 1 | 10.47 | 0
2 | 28 | 06:00 | 0 | 2016-02-28 | 6 | 14.74 | 1 | 15.74 | 0
2 | 28 | 07:00 | 0 | 2016-02-28 | 7 | 9.26 | 1 | 10.26 | 0
2 | 28 | 08:00 | 66 | 2016-02-28 | 8 | 8.07 | 1 | 9.07 | 598.62
2 | 28 | 09:00 | 1154 | 2016-02-28 | 9 | 16.99 | 1 | 17.99 | 20760.46
2 | 28 | 10:00 | 2216 | 2016-02-28 | 10 | 12.05 | 1 | 13.05 | 28918.8
2 | 28 | 11:00 | 2650 | 2016-02-28 | 11 | 12.94 | 1 | 13.94 | 36941
2 | 28 | 12:00 | 2913 | 2016-02-28 | 12 | 13.43 | 1 | 14.43 | 42034.59
2 | 28 | 13:00 | 3030 | 2016-02-28 | 13 | 15.4 | 1 | 16.4 | 49692
2 | 28 | 14:00 | 2719 | 2016-02-28 | 14 | 10.7 | 1 | 11.7 | 31812.3
2 | 28 | 15:00 | 2136 | 2016-02-28 | 15 | 10.85 | 1 | 11.85 | 25311.6
2 | 28 | 16:00 | 1332 | 2016-02-28 | 16 | 11.04 | 1 | 12.04 | 16037.28
2 | 28 | 17:00 | 438 | 2016-02-28 | 17 | 11.95 | 1 | 12.95 | 5672.1
2 | 28 | 18:00 | 0 | 2016-02-28 | 18 | 21.14 | 1 | 22.14 | 0
2 | 28 | 19:00 | 0 | 2016-02-28 | 19 | 34.14 | 1 | 35.14 | 0
2 | 28 | 20:00 | 0 | 2016-02-28 | 20 | 22.71 | 1 | 23.71 | 0
2 | 28 | 21:00 | 0 | 2016-02-28 | 21 | 17.58 | 1 | 18.58 | 0
2 | 28 | 22:00 | 0 | 2016-02-28 | 22 | 17.51 | 1 | 18.51 | 0
2 | 28 | 23:00 | 0 | 2016-02-28 | 23 | 17.15 | 1 | 18.15 | 0
2 | 28 | 24:00 | 0 | 2016-02-28 | 24 | 11.01 | 1 | 12.01 | 0
3 | 1 | 01:00 | 0 | 2016-03-01 | 1 | -1.7 | 1 | -0.7 | 0
3 | 1 | 02:00 | 0 | 2016-03-01 | 2 | 13.23 | 1 | 14.23 | 0
3 | 1 | 03:00 | 0 | 2016-03-01 | 3 | 9.01 | 1 | 10.01 | 0
3 | 1 | 04:00 | 0 | 2016-03-01 | 4 | 2.05 | 1 | 3.05 | 0
3 | 1 | 05:00 | 0 | 2016-03-01 | 5 | 3.66 | 1 | 4.66 | 0
3 | 1 | 06:00 | 0 | 2016-03-01 | 6 | 8.14 | 1 | 9.14 | 0
3 | 1 | 07:00 | 0 | 2016-03-01 | 7 | 14.51 | 1 | 15.51 | 0
3 | 1 | 08:00 | 443 | 2016-03-01 | 8 | 15.64 | 1 | 16.64 | 7371.52
3 | 1 | 09:00 | 705 | 2016-03-01 | 9 | 15.59 | 1 | 16.59 | 11695.95
3 | 1 | 10:00 | 586 | 2016-03-01 | 10 | 13.11 | 1 | 14.11 | 8268.46
3 | 1 | 11:00 | 1081 | 2016-03-01 | 11 | 14.24 | 1 | 15.24 | 16474.44
3 | 1 | 12:00 | 1646 | 2016-03-01 | 12 | 13.73 | 1 | 14.73 | 24245.58
3 | 1 | 13:00 | 1868 | 2016-03-01 | 13 | 12.71 | 1 | 13.71 | 25610.28
3 | 1 | 14:00 | 1269 | 2016-03-01 | 14 | 11.85 | 1 | 12.85 | 16306.65
3 | 1 | 15:00 | 538 | 2016-03-01 | 15 | 11.21 | 1 | 12.21 | 6568.98
3 | 1 | 16:00 | 257 | 2016-03-01 | 16 | 12.72 | 1 | 13.72 | 3526.04
3 | 1 | 17:00 | 3 | 2016-03-01 | 17 | 14.06 | 1 | 15.06 | 45.18
3 | 1 | 18:00 | 0 | 2016-03-01 | 18 | 17.74 | 1 | 18.74 | 0
3 | 1 | 19:00 | 0 | 2016-03-01 | 19 | 18.16 | 1 | 19.16 | 0
3 | 1 | 20:00 | 0 | 2016-03-01 | 20 | 16.12 | 1 | 17.12 | 0
3 | 1 | 21:00 | 0 | 2016-03-01 | 21 | 16.75 | 1 | 17.75 | 0
3 | 1 | 22:00 | 0 | 2016-03-01 | 22 | 15.31 | 1 | 16.31 | 0
3 | 1 | 23:00 | 0 | 2016-03-01 | 23 | -25.78 | 1 | -24.78 | 0
3 | 1 | 24:00 | 0 | 2016-03-01 | 24 | 4.19 | 1 | 5.19 | 0
3 | 2 | 01:00 | 0 | 2016-03-02 | 1 | 9.66 | 1 | 10.66 | 0
3 | 2 | 02:00 | 0 | 2016-03-02 | 2 | 7.9 | 1 | 8.9 | 0
3 | 2 | 03:00 | 0 | 2016-03-02 | 3 | 5.54 | 1 | 6.54 | 0
3 | 2 | 04:00 | 0 | 2016-03-02 | 4 | 22.82 | 1 | 23.82 | 0
3 | 2 | 05:00 | 0 | 2016-03-02 | 5 | 19.98 | 1 | 20.98 | 0
3 | 2 | 06:00 | 0 | 2016-03-02 | 6 | 85.39 | 1 | 86.39 | 0
3 | 2 | 07:00 | 0 | 2016-03-02 | 7 | 68.26 | 1 | 69.26 | 0
3 | 2 | 08:00 | 717 | 2016-03-02 | 8 | 34.4 | 1 | 35.4 | 25381.8
3 | 2 | 09:00 | 1679 | 2016-03-02 | 9 | 42.46 | 1 | 43.46 | 72969.34
3 | 2 | 10:00 | 2417 | 2016-03-02 | 10 | 36.66 | 1 | 37.66 | 91024.22
3 | 2 | 11:00 | 2905 | 2016-03-02 | 11 | 30.01 | 1 | 31.01 | 90084.05
3 | 2 | 12:00 | 3162 | 2016-03-02 | 12 | 30.98 | 1 | 31.98 | 101120.76
3 | 2 | 13:00 | 3150 | 2016-03-02 | 13 | 32.03 | 1 | 33.03 | 104044.5
3 | 2 | 14:00 | 2882 | 2016-03-02 | 14 | 31.81 | 1 | 32.81 | 94558.42
3 | 2 | 15:00 | 2358 | 2016-03-02 | 15 | 32.02 | 1 | 33.02 | 77861.16
3 | 2 | 16:00 | 1588 | 2016-03-02 | 16 | 31.3 | 1 | 32.3 | 51292.4
3 | 2 | 17:00 | 650 | 2016-03-02 | 17 | 28.03 | 1 | 29.03 | 18869.5
3 | 2 | 18:00 | 0 | 2016-03-02 | 18 | 42.65 | 1 | 43.65 | 0
3 | 2 | 19:00 | 0 | 2016-03-02 | 19 | 56.52 | 1 | 57.52 | 0
3 | 2 | 20:00 | 0 | 2016-03-02 | 20 | 36.36 | 1 | 37.36 | 0
3 | 2 | 21:00 | 0 | 2016-03-02 | 21 | 40.23 | 1 | 41.23 | 0
3 | 2 | 22:00 | 0 | 2016-03-02 | 22 | 45.81 | 1 | 46.81 | 0
3 | 2 | 23:00 | 0 | 2016-03-02 | 23 | 32.47 | 1 | 33.47 | 0
3 | 2 | 24:00 | 0 | 2016-03-02 | 24 | 30.17 | 1 | 31.17 | 0
3 | 3 | 01:00 | 0 | 2016-03-03 | 1 | 31.96 | 1 | 32.96 | 0
3 | 3 | 02:00 | 0 | 2016-03-03 | 2 | 29.49 | 1 | 30.49 | 0
3 | 3 | 03:00 | 0 | 2016-03-03 | 3 | 29.01 | 1 | 30.01 | 0
3 | 3 | 04:00 | 0 | 2016-03-03 | 4 | 22.85 | 1 | 23.85 | 0
3 | 3 | 05:00 | 0 | 2016-03-03 | 5 | 23.44 | 1 | 24.44 | 0
3 | 3 | 06:00 | 0 | 2016-03-03 | 6 | 27.5 | 1 | 28.5 | 0
3 | 3 | 07:00 | 0 | 2016-03-03 | 7 | 36.84 | 1 | 37.84 | 0
3 | 3 | 08:00 | 31 | 2016-03-03 | 8 | 37.33 | 1 | 38.33 | 1188.23
3 | 3 | 09:00 | 139 | 2016-03-03 | 9 | 30.7 | 1 | 31.7 | 4406.3
3 | 3 | 10:00 | 542 | 2016-03-03 | 10 | 27.38 | 1 | 28.38 | 15381.96
3 | 3 | 11:00 | 986 | 2016-03-03 | 11 | 24.35 | 1 | 25.35 | 24995.1
3 | 3 | 12:00 | 2823 | 2016-03-03 | 12 | 24.5 | 1 | 25.5 | 71986.5
3 | 3 | 13:00 | 2790 | 2016-03-03 | 13 | 24.63 | 1 | 25.63 | 71507.7
3 | 3 | 14:00 | 2532 | 2016-03-03 | 14 | 23.74 | 1 | 24.74 | 62641.68
3 | 3 | 15:00 | 2239 | 2016-03-03 | 15 | 22.8 | 1 | 23.8 | 53288.2
3 | 3 | 16:00 | 1520 | 2016-03-03 | 16 | 14.63 | 1 | 15.63 | 23757.6
3 | 3 | 17:00 | 654 | 2016-03-03 | 17 | 15.25 | 1 | 16.25 | 10627.5
3 | 3 | 18:00 | 0 | 2016-03-03 | 18 | 26.77 | 1 | 27.77 | 0
3 | 3 | 19:00 | 0 | 2016-03-03 | 19 | 29.87 | 1 | 30.87 | 0
3 | 3 | 20:00 | 0 | 2016-03-03 | 20 | 28.43 | 1 | 29.43 | 0
3 | 3 | 21:00 | 0 | 2016-03-03 | 21 | 27.02 | 1 | 28.02 | 0
3 | 3 | 22:00 | 0 | 2016-03-03 | 22 | 19.26 | 1 | 20.26 | 0
3 | 3 | 23:00 | 0 | 2016-03-03 | 23 | 8.93 | 1 | 9.93 | 0
3 | 3 | 24:00 | 0 | 2016-03-03 | 24 | 5.09 | 1 | 6.09 | 0
3 | 4 | 01:00 | 0 | 2016-03-04 | 1 | 20.07 | 1 | 21.07 | 0
3 | 4 | 02:00 | 0 | 2016-03-04 | 2 | 30.8 | 1 | 31.8 | 0
3 | 4 | 03:00 | 0 | 2016-03-04 | 3 | 26.11 | 1 | 27.11 | 0
3 | 4 | 04:00 | 0 | 2016-03-04 | 4 | 26 | 1 | 27 | 0
3 | 4 | 05:00 | 0 | 2016-03-04 | 5 | 29.82 | 1 | 30.82 | 0
3 | 4 | 06:00 | 0 | 2016-03-04 | 6 | 22.96 | 1 | 23.96 | 0
3 | 4 | 07:00 | 2 | 2016-03-04 | 7 | 28.18 | 1 | 29.18 | 58.36
3 | 4 | 08:00 | 805 | 2016-03-04 | 8 | 30.85 | 1 | 31.85 | 25639.25
3 | 4 | 09:00 | 1735 | 2016-03-04 | 9 | 42.87 | 1 | 43.87 | 76114.45
3 | 4 | 10:00 | 2428 | 2016-03-04 | 10 | 36.91 | 1 | 37.91 | 92045.48
3 | 4 | 11:00 | 2852 | 2016-03-04 | 11 | 35.44 | 1 | 36.44 | 103926.88
3 | 4 | 12:00 | 3054 | 2016-03-04 | 12 | 28.26 | 1 | 29.26 | 89360.04
3 | 4 | 13:00 | 3016 | 2016-03-04 | 13 | 27.28 | 1 | 28.28 | 85292.48
3 | 4 | 14:00 | 2773 | 2016-03-04 | 14 | 27.06 | 1 | 28.06 | 77810.38
3 | 4 | 15:00 | 2321 | 2016-03-04 | 15 | 25.98 | 1 | 26.98 | 62620.58
3 | 4 | 16:00 | 1595 | 2016-03-04 | 16 | 26.66 | 1 | 27.66 | 44117.7
3 | 4 | 17:00 | 696 | 2016-03-04 | 17 | 27.83 | 1 | 28.83 | 20065.68
3 | 4 | 18:00 | 1 | 2016-03-04 | 18 | 29.36 | 1 | 30.36 | 30.36
3 | 4 | 19:00 | 0 | 2016-03-04 | 19 | 30.65 | 1 | 31.65 | 0
3 | 4 | 20:00 | 0 | 2016-03-04 | 20 | 28.05 | 1 | 29.05 | 0
3 | 4 | 21:00 | 0 | 2016-03-04 | 21 | 26.29 | 1 | 27.29 | 0
3 | 4 | 22:00 | 0 | 2016-03-04 | 22 | 24.37 | 1 | 25.37 | 0
3 | 4 | 23:00 | 0 | 2016-03-04 | 23 | 24.12 | 1 | 25.12 | 0
3 | 4 | 24:00 | 0 | 2016-03-04 | 24 | 17.69 | 1 | 18.69 | 0
3 | 5 | 01:00 | 0 | 2016-03-05 | 1 | 34.52 | 1 | 35.52 | 0
3 | 5 | 02:00 | 0 | 2016-03-05 | 2 | 20.63 | 1 | 21.63 | 0
3 | 5 | 03:00 | 0 | 2016-03-05 | 3 | 26.2 | 1 | 27.2 | 0
3 | 5 | 04:00 | 0 | 2016-03-05 | 4 | 36.63 | 1 | 37.63 | 0
3 | 5 | 05:00 | 0 | 2016-03-05 | 5 | 24.26 | 1 | 25.26 | 0
3 | 5 | 06:00 | 0 | 2016-03-05 | 6 | 30.99 | 1 | 31.99 | 0
3 | 5 | 07:00 | 1 | 2016-03-05 | 7 | 28.96 | 1 | 29.96 | 29.96
3 | 5 | 08:00 | 585 | 2016-03-05 | 8 | 26.6 | 1 | 27.6 | 16146
3 | 5 | 09:00 | 733 | 2016-03-05 | 9 | 23.64 | 1 | 24.64 | 18061.12
3 | 5 | 10:00 | 439 | 2016-03-05 | 10 | 24.52 | 1 | 25.52 | 11203.28
3 | 5 | 11:00 | 655 | 2016-03-05 | 11 | 23.33 | 1 | 24.33 | 15936.15
3 | 5 | 12:00 | 889 | 2016-03-05 | 12 | 22.19 | 1 | 23.19 | 20615.91
3 | 5 | 13:00 | 705 | 2016-03-05 | 13 | 21.22 | 1 | 22.22 | 15665.1
3 | 5 | 14:00 | 624 | 2016-03-05 | 14 | 18.23 | 1 | 19.23 | 11999.52
3 | 5 | 15:00 | 498 | 2016-03-05 | 15 | 20.63 | 1 | 21.63 | 10771.74
3 | 5 | 16:00 | 428 | 2016-03-05 | 16 | 21.67 | 1 | 22.67 | 9702.76
3 | 5 | 17:00 | 15 | 2016-03-05 | 17 | 22.15 | 1 | 23.15 | 347.25
3 | 5 | 18:00 | 0 | 2016-03-05 | 18 | 18.69 | 1 | 19.69 | 0
3 | 5 | 19:00 | 0 | 2016-03-05 | 19 | 23.86 | 1 | 24.86 | 0
3 | 5 | 20:00 | 0 | 2016-03-05 | 20 | 22.2 | 1 | 23.2 | 0
3 | 5 | 21:00 | 0 | 2016-03-05 | 21 | 21.02 | 1 | 22.02 | 0
3 | 5 | 22:00 | 0 | 2016-03-05 | 22 | 24.31 | 1 | 25.31 | 0
3 | 5 | 23:00 | 0 | 2016-03-05 | 23 | 23.57 | 1 | 24.57 | 0
3 | 5 | 24:00 | 0 | 2016-03-05 | 24 | 22.19 | 1 | 23.19 | 0
3 | 6 | 01:00 | 0 | 2016-03-06 | 1 | 34.09 | 1 | 35.09 | 0
3 | 6 | 02:00 | 0 | 2016-03-06 | 2 | 31.27 | 1 | 32.27 | 0
3 | 6 | 03:00 | 0 | 2016-03-06 | 3 | 108.28 | 1 | 109.28 | 0
3 | 6 | 04:00 | 0 | 2016-03-06 | 4 | 40.71 | 1 | 41.71 | 0
3 | 6 | 05:00 | 0 | 2016-03-06 | 5 | 46.76 | 1 | 47.76 | 0
3 | 6 | 06:00 | 0 | 2016-03-06 | 6 | 26.64 | 1 | 27.64 | 0
3 | 6 | 07:00 | 0 | 2016-03-06 | 7 | 22.5 | 1 | 23.5 | 0
3 | 6 | 08:00 | 30 | 2016-03-06 | 8 | 28.16 | 1 | 29.16 | 874.8
3 | 6 | 09:00 | 439 | 2016-03-06 | 9 | 26.75 | 1 | 27.75 | 12182.25
3 | 6 | 10:00 | 358 | 2016-03-06 | 10 | 20.36 | 1 | 21.36 | 7646.88
3 | 6 | 11:00 | 821 | 2016-03-06 | 11 | 19.77 | 1 | 20.77 | 17052.17
3 | 6 | 12:00 | 922 | 2016-03-06 | 12 | 18.96 | 1 | 19.96 | 18403.12
3 | 6 | 13:00 | 895 | 2016-03-06 | 13 | 19.79 | 1 | 20.79 | 18607.05
3 | 6 | 14:00 | 811 | 2016-03-06 | 14 | 19.44 | 1 | 20.44 | 16576.84
3 | 6 | 15:00 | 668 | 2016-03-06 | 15 | 14.05 | 1 | 15.05 | 10053.4
3 | 6 | 16:00 | 419 | 2016-03-06 | 16 | 17.74 | 1 | 18.74 | 7852.06
3 | 6 | 17:00 | 23 | 2016-03-06 | 17 | 20.74 | 1 | 21.74 | 500.02
3 | 6 | 18:00 | 0 | 2016-03-06 | 18 | 41.93 | 1 | 42.93 | 0
3 | 6 | 19:00 | 0 | 2016-03-06 | 19 | 32.84 | 1 | 33.84 | 0
3 | 6 | 20:00 | 0 | 2016-03-06 | 20 | 21.27 | 1 | 22.27 | 0
3 | 6 | 21:00 | 0 | 2016-03-06 | 21 | 20.48 | 1 | 21.48 | 0
3 | 6 | 22:00 | 0 | 2016-03-06 | 22 | 20.55 | 1 | 21.55 | 0
3 | 6 | 23:00 | 0 | 2016-03-06 | 23 | 20.96 | 1 | 21.96 | 0
3 | 6 | 24:00 | 0 | 2016-03-06 | 24 | 21.45 | 1 | 22.45 | 0
3 | 7 | 01:00 | 0 | 2016-03-07 | 1 | 21.55 | 1 | 22.55 | 0
3 | 7 | 02:00 | 0 | 2016-03-07 | 2 | 21.34 | 1 | 22.34 | 0
3 | 7 | 03:00 | 0 | 2016-03-07 | 3 | 30.84 | 1 | 31.84 | 0
3 | 7 | 04:00 | 0 | 2016-03-07 | 4 | 33.69 | 1 | 34.69 | 0
3 | 7 | 05:00 | 0 | 2016-03-07 | 5 | 31.3 | 1 | 32.3 | 0
3 | 7 | 06:00 | 0 | 2016-03-07 | 6 | 73.18 | 1 | 74.18 | 0
3 | 7 | 07:00 | 0 | 2016-03-07 | 7 | 72.93 | 1 | 73.93 | 0
3 | 7 | 08:00 | 103 | 2016-03-07 | 8 | 79.04 | 1 | 80.04 | 8244.12
3 | 7 | 09:00 | 485 | 2016-03-07 | 9 | 20.34 | 1 | 21.34 | 10349.9
3 | 7 | 10:00 | 388 | 2016-03-07 | 10 | 25.41 | 1 | 26.41 | 10247.08
3 | 7 | 11:00 | 838 | 2016-03-07 | 11 | 23.77 | 1 | 24.77 | 20757.26
3 | 7 | 12:00 | 951 | 2016-03-07 | 12 | 17.63 | 1 | 18.63 | 17717.13
3 | 7 | 13:00 | 497 | 2016-03-07 | 13 | 18.24 | 1 | 19.24 | 9562.28
3 | 7 | 14:00 | 956 | 2016-03-07 | 14 | 16.12 | 1 | 17.12 | 16366.72
3 | 7 | 15:00 | 745 | 2016-03-07 | 15 | 24.22 | 1 | 25.22 | 18788.9
3 | 7 | 16:00 | 460 | 2016-03-07 | 16 | 18.05 | 1 | 19.05 | 8763
3 | 7 | 17:00 | 70 | 2016-03-07 | 17 | 19.52 | 1 | 20.52 | 1436.4
3 | 7 | 18:00 | 0 | 2016-03-07 | 18 | 27.76 | 1 | 28.76 | 0
3 | 7 | 19:00 | 0 | 2016-03-07 | 19 | 27.61 | 1 | 28.61 | 0
3 | 7 | 20:00 | 0 | 2016-03-07 | 20 | 21.42 | 1 | 22.42 | 0
3 | 7 | 21:00 | 0 | 2016-03-07 | 21 | 17.54 | 1 | 18.54 | 0
3 | 7 | 22:00 | 0 | 2016-03-07 | 22 | -7.86 | 1 | -6.86 | 0
3 | 7 | 23:00 | 0 | 2016-03-07 | 23 | -43.94 | 1 | -42.94 | 0
3 | 7 | 24:00 | 0 | 2016-03-07 | 24 | 13.05 | 1 | 14.05 | 0
3 | 8 | 01:00 | 0 | 2016-03-08 | 1 | 13.86 | 1 | 14.86 | 0
3 | 8 | 02:00 | 0 | 2016-03-08 | 2 | 11.63 | 1 | 12.63 | 0
3 | 8 | 03:00 | 0 | 2016-03-08 | 3 | 8.94 | 1 | 9.94 | 0
3 | 8 | 04:00 | 0 | 2016-03-08 | 4 | 10.5 | 1 | 11.5 | 0
3 | 8 | 05:00 | 0 | 2016-03-08 | 5 | 12.05 | 1 | 13.05 | 0
3 | 8 | 06:00 | 0 | 2016-03-08 | 6 | 7.7 | 1 | 8.7 | 0
3 | 8 | 07:00 | 0 | 2016-03-08 | 7 | 8.53 | 1 | 9.53 | 0
3 | 8 | 08:00 | 435 | 2016-03-08 | 8 | 14.8 | 1 | 15.8 | 6873
3 | 8 | 09:00 | 1721 | 2016-03-08 | 9 | 14.94 | 1 | 15.94 | 27432.74
3 | 8 | 10:00 | 1963 | 2016-03-08 | 10 | 12.53 | 1 | 13.53 | 26559.39
3 | 8 | 11:00 | 2561 | 2016-03-08 | 11 | 5.34 | 1 | 6.34 | 16236.74
3 | 8 | 12:00 | 2660 | 2016-03-08 | 12 | 11.03 | 1 | 12.03 | 31999.8
3 | 8 | 13:00 | 1612 | 2016-03-08 | 13 | 12.24 | 1 | 13.24 | 21342.88
3 | 8 | 14:00 | 2260 | 2016-03-08 | 14 | 12.38 | 1 | 13.38 | 30238.8
3 | 8 | 15:00 | 2151 | 2016-03-08 | 15 | 10.62 | 1 | 11.62 | 24994.62
3 | 8 | 16:00 | 1519 | 2016-03-08 | 16 | 10.75 | 1 | 11.75 | 17848.25
3 | 8 | 17:00 | 576 | 2016-03-08 | 17 | 14.03 | 1 | 15.03 | 8657.28
3 | 8 | 18:00 | 0 | 2016-03-08 | 18 | 16.12 | 1 | 17.12 | 0
3 | 8 | 19:00 | 0 | 2016-03-08 | 19 | 35.89 | 1 | 36.89 | 0
3 | 8 | 20:00 | 0 | 2016-03-08 | 20 | 17.94 | 1 | 18.94 | 0
3 | 8 | 21:00 | 0 | 2016-03-08 | 21 | 12.33 | 1 | 13.33 | 0
3 | 8 | 22:00 | 0 | 2016-03-08 | 22 | 12.51 | 1 | 13.51 | 0
3 | 8 | 23:00 | 0 | 2016-03-08 | 23 | 10.73 | 1 | 11.73 | 0
3 | 8 | 24:00 | 0 | 2016-03-08 | 24 | 6 | 1 | 7 | 0
3 | 9 | 01:00 | 0 | 2016-03-09 | 1 | 17.99 | 1 | 18.99 | 0
3 | 9 | 02:00 | 0 | 2016-03-09 | 2 | 19.91 | 1 | 20.91 | 0
3 | 9 | 03:00 | 0 | 2016-03-09 | 3 | 11.43 | 1 | 12.43 | 0
3 | 9 | 04:00 | 0 | 2016-03-09 | 4 | 10.15 | 1 | 11.15 | 0
3 | 9 | 05:00 | 0 | 2016-03-09 | 5 | 9.11 | 1 | 10.11 | 0
3 | 9 | 06:00 | 0 | 2016-03-09 | 6 | 9.93 | 1 | 10.93 | 0
3 | 9 | 07:00 | 0 | 2016-03-09 | 7 | 14.6 | 1 | 15.6 | 0
3 | 9 | 08:00 | 9 | 2016-03-09 | 8 | 15.34 | 1 | 16.34 | 147.06
3 | 9 | 09:00 | 293 | 2016-03-09 | 9 | 16.57 | 1 | 17.57 | 5148.01
3 | 9 | 10:00 | 521 | 2016-03-09 | 10 | 10.39 | 1 | 11.39 | 5934.19
3 | 9 | 11:00 | 776 | 2016-03-09 | 11 | 9.02 | 1 | 10.02 | 7775.52
3 | 9 | 12:00 | 998 | 2016-03-09 | 12 | 7.95 | 1 | 8.95 | 8932.1
3 | 9 | 13:00 | 951 | 2016-03-09 | 13 | 4.15 | 1 | 5.15 | 4897.65
3 | 9 | 14:00 | 868 | 2016-03-09 | 14 | 8.53 | 1 | 9.53 | 8272.04
3 | 9 | 15:00 | 653 | 2016-03-09 | 15 | 9.52 | 1 | 10.52 | 6869.56
3 | 9 | 16:00 | 559 | 2016-03-09 | 16 | 12.54 | 1 | 13.54 | 7568.86
3 | 9 | 17:00 | 63 | 2016-03-09 | 17 | 14.09 | 1 | 15.09 | 950.67
3 | 9 | 18:00 | 0 | 2016-03-09 | 18 | 12.98 | 1 | 13.98 | 0
3 | 9 | 19:00 | 0 | 2016-03-09 | 19 | 19.8 | 1 | 20.8 | 0
3 | 9 | 20:00 | 0 | 2016-03-09 | 20 | 20.35 | 1 | 21.35 | 0
3 | 9 | 21:00 | 0 | 2016-03-09 | 21 | 17.33 | 1 | 18.33 | 0
3 | 9 | 22:00 | 0 | 2016-03-09 | 22 | 13.18 | 1 | 14.18 | 0
3 | 9 | 23:00 | 0 | 2016-03-09 | 23 | 10.47 | 1 | 11.47 | 0
3 | 9 | 24:00 | 0 | 2016-03-09 | 24 | 7.95 | 1 | 8.95 | 0
3 | 10 | 01:00 | 0 | 2016-03-10 | 1 | 8.05 | 1 | 9.05 | 0
3 | 10 | 02:00 | 0 | 2016-03-10 | 2 | 9 | 1 | 10 | 0
3 | 10 | 03:00 | 0 | 2016-03-10 | 3 | 16.38 | 1 | 17.38 | 0
3 | 10 | 04:00 | 0 | 2016-03-10 | 4 | 8.48 | 1 | 9.48 | 0
3 | 10 | 05:00 | 0 | 2016-03-10 | 5 | 8.4 | 1 | 9.4 | 0
3 | 10 | 06:00 | 0 | 2016-03-10 | 6 | 8.91 | 1 | 9.91 | 0
3 | 10 | 07:00 | 0 | 2016-03-10 | 7 | 14.44 | 1 | 15.44 | 0
3 | 10 | 08:00 | 241 | 2016-03-10 | 8 | 19.59 | 1 | 20.59 | 4962.19
3 | 10 | 09:00 | 669 | 2016-03-10 | 9 | 18.09 | 1 | 19.09 | 12771.21
3 | 10 | 10:00 | 1207 | 2016-03-10 | 10 | 18.92 | 1 | 19.92 | 24043.44
3 | 10 | 11:00 | 1013 | 2016-03-10 | 11 | 16.23 | 1 | 17.23 | 17453.99
3 | 10 | 12:00 | 1236 | 2016-03-10 | 12 | 18.58 | 1 | 19.58 | 24200.88
3 | 10 | 13:00 | 767 | 2016-03-10 | 13 | 17.36 | 1 | 18.36 | 14082.12
3 | 10 | 14:00 | 563 | 2016-03-10 | 14 | 28.36 | 1 | 29.36 | 16529.68
3 | 10 | 15:00 | 841 | 2016-03-10 | 15 | 19.62 | 1 | 20.62 | 17341.42
3 | 10 | 16:00 | 519 | 2016-03-10 | 16 | 26.45 | 1 | 27.45 | 14246.55
3 | 10 | 17:00 | 262 | 2016-03-10 | 17 | 19.66 | 1 | 20.66 | 5412.92
3 | 10 | 18:00 | 0 | 2016-03-10 | 18 | 26.64 | 1 | 27.64 | 0
3 | 10 | 19:00 | 0 | 2016-03-10 | 19 | 15.68 | 1 | 16.68 | 0
3 | 10 | 20:00 | 0 | 2016-03-10 | 20 | 17.78 | 1 | 18.78 | 0
3 | 10 | 21:00 | 0 | 2016-03-10 | 21 | 20.65 | 1 | 21.65 | 0
3 | 10 | 22:00 | 0 | 2016-03-10 | 22 | 12.37 | 1 | 13.37 | 0
3 | 10 | 23:00 | 0 | 2016-03-10 | 23 | 9.28 | 1 | 10.28 | 0
3 | 10 | 24:00 | 0 | 2016-03-10 | 24 | 8.94 | 1 | 9.94 | 0
3 | 11 | 01:00 | 0 | 2016-03-11 | 1 | 10.03 | 1 | 11.03 | 0
3 | 11 | 02:00 | 0 | 2016-03-11 | 2 | 7.09 | 1 | 8.09 | 0
3 | 11 | 03:00 | 0 | 2016-03-11 | 3 | -0.19 | 1 | 0.81 | 0
3 | 11 | 04:00 | 0 | 2016-03-11 | 4 | -73.22 | 1 | -72.22 | 0
3 | 11 | 05:00 | 0 | 2016-03-11 | 5 | -3.98 | 1 | -2.98 | 0
3 | 11 | 06:00 | 0 | 2016-03-11 | 6 | 10.18 | 1 | 11.18 | 0
3 | 11 | 07:00 | 4 | 2016-03-11 | 7 | 11.64 | 1 | 12.64 | 50.56
3 | 11 | 08:00 | 729 | 2016-03-11 | 8 | 13.08 | 1 | 14.08 | 10264.32
3 | 11 | 09:00 | 1911 | 2016-03-11 | 9 | 20.92 | 1 | 21.92 | 41889.12
3 | 11 | 10:00 | 2682 | 2016-03-11 | 10 | 21.27 | 1 | 22.27 | 59728.14
3 | 11 | 11:00 | 3174 | 2016-03-11 | 11 | 17.56 | 1 | 18.56 | 58909.44
3 | 11 | 12:00 | 3401 | 2016-03-11 | 12 | 13.85 | 1 | 14.85 | 50504.85
3 | 11 | 13:00 | 3398 | 2016-03-11 | 13 | 13.92 | 1 | 14.92 | 50698.16
3 | 11 | 14:00 | 3159 | 2016-03-11 | 14 | 10.38 | 1 | 11.38 | 35949.42
3 | 11 | 15:00 | 2647 | 2016-03-11 | 15 | 10.88 | 1 | 11.88 | 31446.36
3 | 11 | 16:00 | 1878 | 2016-03-11 | 16 | 10.55 | 1 | 11.55 | 21690.9
3 | 11 | 17:00 | 863 | 2016-03-11 | 17 | 13.07 | 1 | 14.07 | 12142.41
3 | 11 | 18:00 | 5 | 2016-03-11 | 18 | 18.47 | 1 | 19.47 | 97.35
3 | 11 | 19:00 | 0 | 2016-03-11 | 19 | 25.75 | 1 | 26.75 | 0
3 | 11 | 20:00 | 0 | 2016-03-11 | 20 | 21.12 | 1 | 22.12 | 0
3 | 11 | 21:00 | 0 | 2016-03-11 | 21 | 14.87 | 1 | 15.87 | 0
3 | 11 | 22:00 | 0 | 2016-03-11 | 22 | 13.15 | 1 | 14.15 | 0
3 | 11 | 23:00 | 0 | 2016-03-11 | 23 | 10.68 | 1 | 11.68 | 0
3 | 11 | 24:00 | 0 | 2016-03-11 | 24 | 10.65 | 1 | 11.65 | 0
3 | 12 | 01:00 | 0 | 2016-03-12 | 1 | 11.49 | 1 | 12.49 | 0
3 | 12 | 02:00 | 0 | 2016-03-12 | 2 | 19.01 | 1 | 20.01 | 0
3 | 12 | 03:00 | 0 | 2016-03-12 | 3 | 83.57 | 1 | 84.57 | 0
3 | 12 | 04:00 | 0 | 2016-03-12 | 4 | 17.57 | 1 | 18.57 | 0
3 | 12 | 05:00 | 0 | 2016-03-12 | 5 | 32.89 | 1 | 33.89 | 0
3 | 12 | 06:00 | 0 | 2016-03-12 | 6 | 13.59 | 1 | 14.59 | 0
3 | 12 | 07:00 | 2 | 2016-03-12 | 7 | 17.31 | 1 | 18.31 | 36.62
3 | 12 | 08:00 | 752 | 2016-03-12 | 8 | 12.29 | 1 | 13.29 | 9994.08
3 | 12 | 09:00 | 1710 | 2016-03-12 | 9 | 14.28 | 1 | 15.28 | 26128.8
3 | 12 | 10:00 | 2582 | 2016-03-12 | 10 | 12.3 | 1 | 13.3 | 34340.6
3 | 12 | 11:00 | 3081 | 2016-03-12 | 11 | 10.88 | 1 | 11.88 | 36602.28
3 | 12 | 12:00 | 3339 | 2016-03-12 | 12 | 10.13 | 1 | 11.13 | 37163.07
3 | 12 | 13:00 | 3285 | 2016-03-12 | 13 | 9.45 | 1 | 10.45 | 34328.25
3 | 12 | 14:00 | 3017 | 2016-03-12 | 14 | 10.12 | 1 | 11.12 | 33549.04
3 | 12 | 15:00 | 2488 | 2016-03-12 | 15 | 10.6 | 1 | 11.6 | 28860.8
3 | 12 | 16:00 | 1671 | 2016-03-12 | 16 | 10.29 | 1 | 11.29 | 18865.59
3 | 12 | 17:00 | 697 | 2016-03-12 | 17 | 10.34 | 1 | 11.34 | 7903.98
3 | 12 | 18:00 | 1 | 2016-03-12 | 18 | 13.71 | 1 | 14.71 | 14.71
3 | 12 | 19:00 | 0 | 2016-03-12 | 19 | 20.71 | 1 | 21.71 | 0
3 | 12 | 20:00 | 0 | 2016-03-12 | 20 | 19.02 | 1 | 20.02 | 0
3 | 12 | 21:00 | 0 | 2016-03-12 | 21 | 12.2 | 1 | 13.2 | 0
3 | 12 | 22:00 | 0 | 2016-03-12 | 22 | 8.98 | 1 | 9.98 | 0
3 | 12 | 23:00 | 0 | 2016-03-12 | 23 | 12.26 | 1 | 13.26 | 0
3 | 12 | 24:00 | 0 | 2016-03-12 | 24 | 10.48 | 1 | 11.48 | 0
3 | 13 | 01:00 | 0 | 2016-03-13 | 1 | 8.04 | 1 | 9.04 | 0
3 | 13 | 02:00 | 0 | 2016-03-13 | 2 | 0 | 1 | 1 | 0
3 | 13 | 03:00 | 0 | 2016-03-13 | 3 | 4.72 | 1 | 5.72 | 0
3 | 13 | 04:00 | 0 | 2016-03-13 | 4 | 0.02 | 1 | 1.02 | 0
3 | 13 | 05:00 | 0 | 2016-03-13 | 5 | 7.26 | 1 | 8.26 | 0
3 | 13 | 06:00 | 0 | 2016-03-13 | 6 | 7.91 | 1 | 8.91 | 0
3 | 13 | 07:00 | 19 | 2016-03-13 | 7 | 9.44 | 1 | 10.44 | 198.36
3 | 13 | 08:00 | 1039 | 2016-03-13 | 8 | -21.07 | 1 | -20.07 | -20852.73
3 | 13 | 09:00 | 2018 | 2016-03-13 | 9 | -150 | 1 | -149 | -300682
3 | 13 | 10:00 | 2726 | 2016-03-13 | 10 | -150 | 1 | -149 | -406174
3 | 13 | 11:00 | 3178 | 2016-03-13 | 11 | -150 | 1 | -149 | -473522
3 | 13 | 12:00 | 3394 | 2016-03-13 | 12 | -33.28 | 1 | -32.28 | -109558.32
3 | 13 | 13:00 | 3353 | 2016-03-13 | 13 | 0.82 | 1 | 1.82 | 6102.46
3 | 13 | 14:00 | 2947 | 2016-03-13 | 14 | -9.88 | 1 | -8.88 | -26169.36
3 | 13 | 15:00 | 2570 | 2016-03-13 | 15 | -87.42 | 1 | -86.42 | -222099.4
3 | 13 | 16:00 | 1687 | 2016-03-13 | 16 | -100.86 | 1 | -99.86 | -168463.82
3 | 13 | 17:00 | 815 | 2016-03-13 | 17 | -1.31 | 1 | -0.31 | -252.65
3 | 13 | 18:00 | 3 | 2016-03-13 | 18 | 4.23 | 1 | 5.23 | 15.69
3 | 13 | 19:00 | 0 | 2016-03-13 | 19 | 4.2 | 1 | 5.2 | 0
3 | 13 | 20:00 | 0 | 2016-03-13 | 20 | 11.65 | 1 | 12.65 | 0
3 | 13 | 21:00 | 0 | 2016-03-13 | 21 | 9.51 | 1 | 10.51 | 0
3 | 13 | 22:00 | 0 | 2016-03-13 | 22 | 8.55 | 1 | 9.55 | 0
3 | 13 | 23:00 | 0 | 2016-03-13 | 23 | -38.7 | 1 | -37.7 | 0
3 | 13 | 24:00 | 0 | 2016-03-13 | 24 | -9.91 | 1 | -8.91 | 0
3 | 14 | 01:00 | 0 | 2016-03-14 | 1 | 7.92 | 1 | 8.92 | 0
3 | 14 | 02:00 | 0 | 2016-03-14 | 2 | 6.58 | 1 | 7.58 | 0
3 | 14 | 03:00 | 0 | 2016-03-14 | 3 | 3.33 | 1 | 4.33 | 0
3 | 14 | 04:00 | 0 | 2016-03-14 | 4 | 4.1 | 1 | 5.1 | 0
3 | 14 | 05:00 | 0 | 2016-03-14 | 5 | 7.07 | 1 | 8.07 | 0
3 | 14 | 06:00 | 0 | 2016-03-14 | 6 | 2.87 | 1 | 3.87 | 0
3 | 14 | 07:00 | 1 | 2016-03-14 | 7 | 7.39 | 1 | 8.39 | 8.39
3 | 14 | 08:00 | 722 | 2016-03-14 | 8 | 10.79 | 1 | 11.79 | 8512.38
3 | 14 | 09:00 | 1381 | 2016-03-14 | 9 | 10.68 | 1 | 11.68 | 16130.08
3 | 14 | 10:00 | 2383 | 2016-03-14 | 10 | 17.32 | 1 | 18.32 | 43656.56
3 | 14 | 11:00 | 2902 | 2016-03-14 | 11 | 21.77 | 1 | 22.77 | 66078.54
3 | 14 | 12:00 | 1854 | 2016-03-14 | 12 | 17.72 | 1 | 18.72 | 34706.88
3 | 14 | 13:00 | 2852 | 2016-03-14 | 13 | 15.81 | 1 | 16.81 | 47942.12
3 | 14 | 14:00 | 1934 | 2016-03-14 | 14 | 19.42 | 1 | 20.42 | 39492.28
3 | 14 | 15:00 | 1891 | 2016-03-14 | 15 | 22.91 | 1 | 23.91 | 45213.81
3 | 14 | 16:00 | 839 | 2016-03-14 | 16 | 17.61 | 1 | 18.61 | 15613.79
3 | 14 | 17:00 | 452 | 2016-03-14 | 17 | 20.42 | 1 | 21.42 | 9681.84
3 | 14 | 18:00 | 3 | 2016-03-14 | 18 | 28.95 | 1 | 29.95 | 89.85
3 | 14 | 19:00 | 0 | 2016-03-14 | 19 | 28.01 | 1 | 29.01 | 0
3 | 14 | 20:00 | 0 | 2016-03-14 | 20 | 29.4 | 1 | 30.4 | 0
3 | 14 | 21:00 | 0 | 2016-03-14 | 21 | 26.7 | 1 | 27.7 | 0
3 | 14 | 22:00 | 0 | 2016-03-14 | 22 | 17.36 | 1 | 18.36 | 0
3 | 14 | 23:00 | 0 | 2016-03-14 | 23 | 17.47 | 1 | 18.47 | 0
3 | 14 | 24:00 | 0 | 2016-03-14 | 24 | 8.98 | 1 | 9.98 | 0
3 | 15 | 01:00 | 0 | 2016-03-15 | 1 | 11.56 | 1 | 12.56 | 0
3 | 15 | 02:00 | 0 | 2016-03-15 | 2 | 8.59 | 1 | 9.59 | 0
3 | 15 | 03:00 | 0 | 2016-03-15 | 3 | 8.36 | 1 | 9.36 | 0
3 | 15 | 04:00 | 0 | 2016-03-15 | 4 | 10.93 | 1 | 11.93 | 0
3 | 15 | 05:00 | 0 | 2016-03-15 | 5 | 10.14 | 1 | 11.14 | 0
3 | 15 | 06:00 | 0 | 2016-03-15 | 6 | 8.34 | 1 | 9.34 | 0
3 | 15 | 07:00 | 0 | 2016-03-15 | 7 | 15.59 | 1 | 16.59 | 0
3 | 15 | 08:00 | 222 | 2016-03-15 | 8 | 30.18 | 1 | 31.18 | 6921.96
3 | 15 | 09:00 | 1278 | 2016-03-15 | 9 | 32.69 | 1 | 33.69 | 43055.82
3 | 15 | 10:00 | 2150 | 2016-03-15 | 10 | 32.4 | 1 | 33.4 | 71810
3 | 15 | 11:00 | 2202 | 2016-03-15 | 11 | 25.06 | 1 | 26.06 | 57384.12
3 | 15 | 12:00 | 2571 | 2016-03-15 | 12 | 22.07 | 1 | 23.07 | 59312.97
3 | 15 | 13:00 | 1750 | 2016-03-15 | 13 | 19.77 | 1 | 20.77 | 36347.5
3 | 15 | 14:00 | 2724 | 2016-03-15 | 14 | 15.69 | 1 | 16.69 | 45463.56
3 | 15 | 15:00 | 2228 | 2016-03-15 | 15 | 22.95 | 1 | 23.95 | 53360.6
3 | 15 | 16:00 | 1334 | 2016-03-15 | 16 | 26.25 | 1 | 27.25 | 36351.5
3 | 15 | 17:00 | 632 | 2016-03-15 | 17 | 21.89 | 1 | 22.89 | 14466.48
3 | 15 | 18:00 | 1 | 2016-03-15 | 18 | 22.84 | 1 | 23.84 | 23.84
3 | 15 | 19:00 | 0 | 2016-03-15 | 19 | 21.4 | 1 | 22.4 | 0
3 | 15 | 20:00 | 0 | 2016-03-15 | 20 | 23.28 | 1 | 24.28 | 0
3 | 15 | 21:00 | 0 | 2016-03-15 | 21 | 28.02 | 1 | 29.02 | 0
3 | 15 | 22:00 | 0 | 2016-03-15 | 22 | 19.85 | 1 | 20.85 | 0
3 | 15 | 23:00 | 0 | 2016-03-15 | 23 | 12.22 | 1 | 13.22 | 0
3 | 15 | 24:00 | 0 | 2016-03-15 | 24 | 11.16 | 1 | 12.16 | 0
3 | 16 | 01:00 | 0 | 2016-03-16 | 1 | 8.86 | 1 | 9.86 | 0
3 | 16 | 02:00 | 0 | 2016-03-16 | 2 | 17.26 | 1 | 18.26 | 0
3 | 16 | 03:00 | 0 | 2016-03-16 | 3 | 19.21 | 1 | 20.21 | 0
3 | 16 | 04:00 | 0 | 2016-03-16 | 4 | 20.26 | 1 | 21.26 | 0
3 | 16 | 05:00 | 0 | 2016-03-16 | 5 | 18.38 | 1 | 19.38 | 0
3 | 16 | 06:00 | 0 | 2016-03-16 | 6 | 17.77 | 1 | 18.77 | 0
3 | 16 | 07:00 | 4 | 2016-03-16 | 7 | 16.93 | 1 | 17.93 | 71.72
3 | 16 | 08:00 | 561 | 2016-03-16 | 8 | 17.64 | 1 | 18.64 | 10457.04
3 | 16 | 09:00 | 1438 | 2016-03-16 | 9 | 19.18 | 1 | 20.18 | 29018.84
3 | 16 | 10:00 | 2240 | 2016-03-16 | 10 | 19.93 | 1 | 20.93 | 46883.2
3 | 16 | 11:00 | 2444 | 2016-03-16 | 11 | 16.57 | 1 | 17.57 | 42941.08
3 | 16 | 12:00 | 3166 | 2016-03-16 | 12 | 15.08 | 1 | 16.08 | 50909.28
3 | 16 | 13:00 | 1848 | 2016-03-16 | 13 | 12.72 | 1 | 13.72 | 25354.56
3 | 16 | 14:00 | 2224 | 2016-03-16 | 14 | 13.02 | 1 | 14.02 | 31180.48
3 | 16 | 15:00 | 1817 | 2016-03-16 | 15 | 12.24 | 1 | 13.24 | 24057.08
3 | 16 | 16:00 | 1383 | 2016-03-16 | 16 | 12.58 | 1 | 13.58 | 18781.14
3 | 16 | 17:00 | 598 | 2016-03-16 | 17 | 14.53 | 1 | 15.53 | 9286.94
3 | 16 | 18:00 | 1 | 2016-03-16 | 18 | 14.21 | 1 | 15.21 | 15.21
3 | 16 | 19:00 | 0 | 2016-03-16 | 19 | 14.82 | 1 | 15.82 | 0
3 | 16 | 20:00 | 0 | 2016-03-16 | 20 | 22.19 | 1 | 23.19 | 0
3 | 16 | 21:00 | 0 | 2016-03-16 | 21 | 23.32 | 1 | 24.32 | 0
3 | 16 | 22:00 | 0 | 2016-03-16 | 22 | 13.99 | 1 | 14.99 | 0
3 | 16 | 23:00 | 0 | 2016-03-16 | 23 | 13.87 | 1 | 14.87 | 0
3 | 16 | 24:00 | 0 | 2016-03-16 | 24 | 14.35 | 1 | 15.35 | 0
3 | 17 | 01:00 | 0 | 2016-03-17 | 1 | 6.46 | 1 | 7.46 | 0
3 | 17 | 02:00 | 0 | 2016-03-17 | 2 | 5.23 | 1 | 6.23 | 0
3 | 17 | 03:00 | 0 | 2016-03-17 | 3 | 8.16 | 1 | 9.16 | 0
3 | 17 | 04:00 | 0 | 2016-03-17 | 4 | 11.21 | 1 | 12.21 | 0
3 | 17 | 05:00 | 0 | 2016-03-17 | 5 | 9.74 | 1 | 10.74 | 0
3 | 17 | 06:00 | 0 | 2016-03-17 | 6 | 9.11 | 1 | 10.11 | 0
3 | 17 | 07:00 | 14 | 2016-03-17 | 7 | 15.49 | 1 | 16.49 | 230.86
3 | 17 | 08:00 | 996 | 2016-03-17 | 8 | 20.87 | 1 | 21.87 | 21782.52
3 | 17 | 09:00 | 1952 | 2016-03-17 | 9 | 21.02 | 1 | 22.02 | 42983.04
3 | 17 | 10:00 | 2643 | 2016-03-17 | 10 | 18.4 | 1 | 19.4 | 51274.2
3 | 17 | 11:00 | 3100 | 2016-03-17 | 11 | 16.27 | 1 | 17.27 | 53537
3 | 17 | 12:00 | 3296 | 2016-03-17 | 12 | 11.74 | 1 | 12.74 | 41991.04
3 | 17 | 13:00 | 3287 | 2016-03-17 | 13 | 11.41 | 1 | 12.41 | 40791.67
3 | 17 | 14:00 | 2736 | 2016-03-17 | 14 | 13.07 | 1 | 14.07 | 38495.52
3 | 17 | 15:00 | 2011 | 2016-03-17 | 15 | 13.69 | 1 | 14.69 | 29541.59
3 | 17 | 16:00 | 907 | 2016-03-17 | 16 | 15.65 | 1 | 16.65 | 15101.55
3 | 17 | 17:00 | 261 | 2016-03-17 | 17 | 14.56 | 1 | 15.56 | 4061.16
3 | 17 | 18:00 | 0 | 2016-03-17 | 18 | 19.21 | 1 | 20.21 | 0
3 | 17 | 19:00 | 0 | 2016-03-17 | 19 | 24.37 | 1 | 25.37 | 0
3 | 17 | 20:00 | 0 | 2016-03-17 | 20 | 25.48 | 1 | 26.48 | 0
3 | 17 | 21:00 | 0 | 2016-03-17 | 21 | 22.38 | 1 | 23.38 | 0
3 | 17 | 22:00 | 0 | 2016-03-17 | 22 | 14.77 | 1 | 15.77 | 0
3 | 17 | 23:00 | 0 | 2016-03-17 | 23 | 11.71 | 1 | 12.71 | 0
3 | 17 | 24:00 | 0 | 2016-03-17 | 24 | 10.92 | 1 | 11.92 | 0
3 | 18 | 01:00 | 0 | 2016-03-18 | 1 | 11.08 | 1 | 12.08 | 0
3 | 18 | 02:00 | 0 | 2016-03-18 | 2 | 13.06 | 1 | 14.06 | 0
3 | 18 | 03:00 | 0 | 2016-03-18 | 3 | 14.26 | 1 | 15.26 | 0
3 | 18 | 04:00 | 0 | 2016-03-18 | 4 | 12.21 | 1 | 13.21 | 0
3 | 18 | 05:00 | 0 | 2016-03-18 | 5 | 14.02 | 1 | 15.02 | 0
3 | 18 | 06:00 | 0 | 2016-03-18 | 6 | 15.72 | 1 | 16.72 | 0
3 | 18 | 07:00 | 0 | 2016-03-18 | 7 | 18.55 | 1 | 19.55 | 0
3 | 18 | 08:00 | 34 | 2016-03-18 | 8 | 23.18 | 1 | 24.18 | 822.12
3 | 18 | 09:00 | 394 | 2016-03-18 | 9 | 23.17 | 1 | 24.17 | 9522.98
3 | 18 | 10:00 | 580 | 2016-03-18 | 10 | 16.8 | 1 | 17.8 | 10324
3 | 18 | 11:00 | 780 | 2016-03-18 | 11 | 18.74 | 1 | 19.74 | 15397.2
3 | 18 | 12:00 | 865 | 2016-03-18 | 12 | 19.67 | 1 | 20.67 | 17879.55
3 | 18 | 13:00 | 862 | 2016-03-18 | 13 | 26.48 | 1 | 27.48 | 23687.76
3 | 18 | 14:00 | 982 | 2016-03-18 | 14 | 20.4 | 1 | 21.4 | 21014.8
3 | 18 | 15:00 | 704 | 2016-03-18 | 15 | 19.06 | 1 | 20.06 | 14122.24
3 | 18 | 16:00 | 477 | 2016-03-18 | 16 | 21.24 | 1 | 22.24 | 10608.48
3 | 18 | 17:00 | 128 | 2016-03-18 | 17 | 20.86 | 1 | 21.86 | 2798.08
3 | 18 | 18:00 | 0 | 2016-03-18 | 18 | 19.34 | 1 | 20.34 | 0
3 | 18 | 19:00 | 0 | 2016-03-18 | 19 | 21.22 | 1 | 22.22 | 0
3 | 18 | 20:00 | 0 | 2016-03-18 | 20 | 38.86 | 1 | 39.86 | 0
3 | 18 | 21:00 | 0 | 2016-03-18 | 21 | 20.96 | 1 | 21.96 | 0
3 | 18 | 22:00 | 0 | 2016-03-18 | 22 | 17.38 | 1 | 18.38 | 0
3 | 18 | 23:00 | 0 | 2016-03-18 | 23 | 14.78 | 1 | 15.78 | 0
3 | 18 | 24:00 | 0 | 2016-03-18 | 24 | 10.65 | 1 | 11.65 | 0
3 | 19 | 01:00 | 0 | 2016-03-19 | 1 | 9.16 | 1 | 10.16 | 0
3 | 19 | 02:00 | 0 | 2016-03-19 | 2 | 16.77 | 1 | 17.77 | 0
3 | 19 | 03:00 | 0 | 2016-03-19 | 3 | 15.6 | 1 | 16.6 | 0
3 | 19 | 04:00 | 0 | 2016-03-19 | 4 | 4.28 | 1 | 5.28 | 0
3 | 19 | 05:00 | 0 | 2016-03-19 | 5 | 13 | 1 | 14 | 0
3 | 19 | 06:00 | 0 | 2016-03-19 | 6 | 12.94 | 1 | 13.94 | 0
3 | 19 | 07:00 | 1 | 2016-03-19 | 7 | 17.85 | 1 | 18.85 | 18.85
3 | 19 | 08:00 | 293 | 2016-03-19 | 8 | 18.98 | 1 | 19.98 | 5854.14
3 | 19 | 09:00 | 647 | 2016-03-19 | 9 | 18.56 | 1 | 19.56 | 12655.32
3 | 19 | 10:00 | 491 | 2016-03-19 | 10 | 16.08 | 1 | 17.08 | 8386.28
3 | 19 | 11:00 | 1405 | 2016-03-19 | 11 | 21.07 | 1 | 22.07 | 31008.35
3 | 19 | 12:00 | 2208 | 2016-03-19 | 12 | 18.72 | 1 | 19.72 | 43541.76
3 | 19 | 13:00 | 2943 | 2016-03-19 | 13 | 15.08 | 1 | 16.08 | 47323.44
3 | 19 | 14:00 | 2643 | 2016-03-19 | 14 | 15.37 | 1 | 16.37 | 43265.91
3 | 19 | 15:00 | 2345 | 2016-03-19 | 15 | 17.21 | 1 | 18.21 | 42702.45
3 | 19 | 16:00 | 1735 | 2016-03-19 | 16 | 13.09 | 1 | 14.09 | 24446.15
3 | 19 | 17:00 | 805 | 2016-03-19 | 17 | 16.8 | 1 | 17.8 | 14329
3 | 19 | 18:00 | 4 | 2016-03-19 | 18 | 16.82 | 1 | 17.82 | 71.28
3 | 19 | 19:00 | 0 | 2016-03-19 | 19 | 18.06 | 1 | 19.06 | 0
3 | 19 | 20:00 | 0 | 2016-03-19 | 20 | 26.76 | 1 | 27.76 | 0
3 | 19 | 21:00 | 0 | 2016-03-19 | 21 | 22.32 | 1 | 23.32 | 0
3 | 19 | 22:00 | 0 | 2016-03-19 | 22 | 21.96 | 1 | 22.96 | 0
3 | 19 | 23:00 | 0 | 2016-03-19 | 23 | 19.56 | 1 | 20.56 | 0
3 | 19 | 24:00 | 0 | 2016-03-19 | 24 | 11.66 | 1 | 12.66 | 0
3 | 20 | 01:00 | 0 | 2016-03-20 | 1 | 13.95 | 1 | 14.95 | 0
3 | 20 | 02:00 | 0 | 2016-03-20 | 2 | 17.77 | 1 | 18.77 | 0
3 | 20 | 03:00 | 0 | 2016-03-20 | 3 | 17.9 | 1 | 18.9 | 0
3 | 20 | 04:00 | 0 | 2016-03-20 | 4 | 18.32 | 1 | 19.32 | 0
3 | 20 | 05:00 | 0 | 2016-03-20 | 5 | 19.38 | 1 | 20.38 | 0
3 | 20 | 06:00 | 0 | 2016-03-20 | 6 | 20 | 1 | 21 | 0
3 | 20 | 07:00 | 1 | 2016-03-20 | 7 | 27.43 | 1 | 28.43 | 28.43
3 | 20 | 08:00 | 402 | 2016-03-20 | 8 | 21.55 | 1 | 22.55 | 9065.1
3 | 20 | 09:00 | 1691 | 2016-03-20 | 9 | 20.61 | 1 | 21.61 | 36542.51
3 | 20 | 10:00 | 2552 | 2016-03-20 | 10 | 21.02 | 1 | 22.02 | 56195.04
3 | 20 | 11:00 | 2674 | 2016-03-20 | 11 | 21.21 | 1 | 22.21 | 59389.54
3 | 20 | 12:00 | 1997 | 2016-03-20 | 12 | 20.71 | 1 | 21.71 | 43354.87
3 | 20 | 13:00 | 720 | 2016-03-20 | 13 | 19.58 | 1 | 20.58 | 14817.6
3 | 20 | 14:00 | 600 | 2016-03-20 | 14 | 20.9 | 1 | 21.9 | 13140
3 | 20 | 15:00 | 498 | 2016-03-20 | 15 | 20.45 | 1 | 21.45 | 10682.1
3 | 20 | 16:00 | 226 | 2016-03-20 | 16 | 20.26 | 1 | 21.26 | 4804.76
3 | 20 | 17:00 | 23 | 2016-03-20 | 17 | 20.7 | 1 | 21.7 | 499.1
3 | 20 | 18:00 | 0 | 2016-03-20 | 18 | 22.3 | 1 | 23.3 | 0
3 | 20 | 19:00 | 0 | 2016-03-20 | 19 | 22.3 | 1 | 23.3 | 0
3 | 20 | 20:00 | 0 | 2016-03-20 | 20 | 25.06 | 1 | 26.06 | 0
3 | 20 | 21:00 | 0 | 2016-03-20 | 21 | 23.31 | 1 | 24.31 | 0
3 | 20 | 22:00 | 0 | 2016-03-20 | 22 | 19.61 | 1 | 20.61 | 0
3 | 20 | 23:00 | 0 | 2016-03-20 | 23 | 14.74 | 1 | 15.74 | 0
3 | 20 | 24:00 | 0 | 2016-03-20 | 24 | 10.08 | 1 | 11.08 | 0
3 | 21 | 01:00 | 0 | 2016-03-21 | 1 | 18.54 | 1 | 19.54 | 0
3 | 21 | 02:00 | 0 | 2016-03-21 | 2 | 21.2 | 1 | 22.2 | 0
3 | 21 | 03:00 | 0 | 2016-03-21 | 3 | 21.68 | 1 | 22.68 | 0
3 | 21 | 04:00 | 0 | 2016-03-21 | 4 | 19.32 | 1 | 20.32 | 0
3 | 21 | 05:00 | 0 | 2016-03-21 | 5 | 23.46 | 1 | 24.46 | 0
3 | 21 | 06:00 | 0 | 2016-03-21 | 6 | 18.9 | 1 | 19.9 | 0
3 | 21 | 07:00 | 14 | 2016-03-21 | 7 | 24.74 | 1 | 25.74 | 360.36
3 | 21 | 08:00 | 873 | 2016-03-21 | 8 | 34.37 | 1 | 35.37 | 30878.01
3 | 21 | 09:00 | 1620 | 2016-03-21 | 9 | 51.31 | 1 | 52.31 | 84742.2
3 | 21 | 10:00 | 1485 | 2016-03-21 | 10 | 44.96 | 1 | 45.96 | 68250.6
3 | 21 | 11:00 | 1406 | 2016-03-21 | 11 | 35.38 | 1 | 36.38 | 51150.28
3 | 21 | 12:00 | 1759 | 2016-03-21 | 12 | 33.89 | 1 | 34.89 | 61371.51
3 | 21 | 13:00 | 811 | 2016-03-21 | 13 | 27.56 | 1 | 28.56 | 23162.16
3 | 21 | 14:00 | 642 | 2016-03-21 | 14 | 27.22 | 1 | 28.22 | 18117.24
3 | 21 | 15:00 | 1078 | 2016-03-21 | 15 | 23.01 | 1 | 24.01 | 25882.78
3 | 21 | 16:00 | 898 | 2016-03-21 | 16 | 20.82 | 1 | 21.82 | 19594.36
3 | 21 | 17:00 | 530 | 2016-03-21 | 17 | 18.87 | 1 | 19.87 | 10531.1
3 | 21 | 18:00 | 1 | 2016-03-21 | 18 | 19.82 | 1 | 20.82 | 20.82
3 | 21 | 19:00 | 0 | 2016-03-21 | 19 | 21.12 | 1 | 22.12 | 0
3 | 21 | 20:00 | 0 | 2016-03-21 | 20 | 26.13 | 1 | 27.13 | 0
3 | 21 | 21:00 | 0 | 2016-03-21 | 21 | 24.05 | 1 | 25.05 | 0
3 | 21 | 22:00 | 0 | 2016-03-21 | 22 | 25.19 | 1 | 26.19 | 0
3 | 21 | 23:00 | 0 | 2016-03-21 | 23 | 20.7 | 1 | 21.7 | 0
3 | 21 | 24:00 | 0 | 2016-03-21 | 24 | 19.7 | 1 | 20.7 | 0
3 | 22 | 01:00 | 0 | 2016-03-22 | 1 | 19.76 | 1 | 20.76 | 0
3 | 22 | 02:00 | 0 | 2016-03-22 | 2 | 16.49 | 1 | 17.49 | 0
3 | 22 | 03:00 | 0 | 2016-03-22 | 3 | 7.41 | 1 | 8.41 | 0
3 | 22 | 04:00 | 0 | 2016-03-22 | 4 | 14.05 | 1 | 15.05 | 0
3 | 22 | 05:00 | 0 | 2016-03-22 | 5 | 18.43 | 1 | 19.43 | 0
3 | 22 | 06:00 | 0 | 2016-03-22 | 6 | 20.21 | 1 | 21.21 | 0
3 | 22 | 07:00 | 50 | 2016-03-22 | 7 | 27.02 | 1 | 28.02 | 1401
3 | 22 | 08:00 | 1125 | 2016-03-22 | 8 | 31.52 | 1 | 32.52 | 36585
3 | 22 | 09:00 | 2084 | 2016-03-22 | 9 | 26.16 | 1 | 27.16 | 56601.44
3 | 22 | 10:00 | 2762 | 2016-03-22 | 10 | 25.8 | 1 | 26.8 | 74021.6
3 | 22 | 11:00 | 3212 | 2016-03-22 | 11 | 20.32 | 1 | 21.32 | 68479.84
3 | 22 | 12:00 | 3425 | 2016-03-22 | 12 | 13.97 | 1 | 14.97 | 51272.25
3 | 22 | 13:00 | 3388 | 2016-03-22 | 13 | 13.86 | 1 | 14.86 | 50345.68
3 | 22 | 14:00 | 2760 | 2016-03-22 | 14 | 13.57 | 1 | 14.57 | 40213.2
3 | 22 | 15:00 | 1947 | 2016-03-22 | 15 | 13.14 | 1 | 14.14 | 27530.58
3 | 22 | 16:00 | 918 | 2016-03-22 | 16 | 13.11 | 1 | 14.11 | 12952.98
3 | 22 | 17:00 | 689 | 2016-03-22 | 17 | 13.05 | 1 | 14.05 | 9680.45
3 | 22 | 18:00 | 3 | 2016-03-22 | 18 | 13.03 | 1 | 14.03 | 42.09
3 | 22 | 19:00 | 0 | 2016-03-22 | 19 | 12.99 | 1 | 13.99 | 0
3 | 22 | 20:00 | 0 | 2016-03-22 | 20 | 16.47 | 1 | 17.47 | 0
3 | 22 | 21:00 | 0 | 2016-03-22 | 21 | 17.14 | 1 | 18.14 | 0
3 | 22 | 22:00 | 0 | 2016-03-22 | 22 | 13.34 | 1 | 14.34 | 0
3 | 22 | 23:00 | 0 | 2016-03-22 | 23 | 13.54 | 1 | 14.54 | 0
3 | 22 | 24:00 | 0 | 2016-03-22 | 24 | 22.45 | 1 | 23.45 | 0
3 | 23 | 01:00 | 0 | 2016-03-23 | 1 | 13.83 | 1 | 14.83 | 0
3 | 23 | 02:00 | 0 | 2016-03-23 | 2 | 14 | 1 | 15 | 0
3 | 23 | 03:00 | 0 | 2016-03-23 | 3 | 15.2 | 1 | 16.2 | 0
3 | 23 | 04:00 | 0 | 2016-03-23 | 4 | 16.48 | 1 | 17.48 | 0
3 | 23 | 05:00 | 0 | 2016-03-23 | 5 | 15.97 | 1 | 16.97 | 0
3 | 23 | 06:00 | 0 | 2016-03-23 | 6 | 14.12 | 1 | 15.12 | 0
3 | 23 | 07:00 | 1 | 2016-03-23 | 7 | 22.51 | 1 | 23.51 | 23.51
3 | 23 | 08:00 | 138 | 2016-03-23 | 8 | 26.82 | 1 | 27.82 | 3839.16
3 | 23 | 09:00 | 523 | 2016-03-23 | 9 | 22.95 | 1 | 23.95 | 12525.85
3 | 23 | 10:00 | 707 | 2016-03-23 | 10 | 22.35 | 1 | 23.35 | 16508.45
3 | 23 | 11:00 | 796 | 2016-03-23 | 11 | 27.96 | 1 | 28.96 | 23052.16
3 | 23 | 12:00 | 946 | 2016-03-23 | 12 | 17.68 | 1 | 18.68 | 17671.28
3 | 23 | 13:00 | 938 | 2016-03-23 | 13 | 17.76 | 1 | 18.76 | 17596.88
3 | 23 | 14:00 | 838 | 2016-03-23 | 14 | 17.66 | 1 | 18.66 | 15637.08
3 | 23 | 15:00 | 789 | 2016-03-23 | 15 | 19.27 | 1 | 20.27 | 15993.03
3 | 23 | 16:00 | 605 | 2016-03-23 | 16 | 15.57 | 1 | 16.57 | 10024.85
3 | 23 | 17:00 | 173 | 2016-03-23 | 17 | 13.87 | 1 | 14.87 | 2572.51
3 | 23 | 18:00 | 1 | 2016-03-23 | 18 | 15.74 | 1 | 16.74 | 16.74
3 | 23 | 19:00 | 0 | 2016-03-23 | 19 | 18.88 | 1 | 19.88 | 0
3 | 23 | 20:00 | 0 | 2016-03-23 | 20 | 28.03 | 1 | 29.03 | 0
3 | 23 | 21:00 | 0 | 2016-03-23 | 21 | 20.77 | 1 | 21.77 | 0
3 | 23 | 22:00 | 0 | 2016-03-23 | 22 | 16.58 | 1 | 17.58 | 0
3 | 23 | 23:00 | 0 | 2016-03-23 | 23 | 12.77 | 1 | 13.77 | 0
3 | 23 | 24:00 | 0 | 2016-03-23 | 24 | 12.29 | 1 | 13.29 | 0
3 | 24 | 01:00 | 0 | 2016-03-24 | 1 | 9.77 | 1 | 10.77 | 0
3 | 24 | 02:00 | 0 | 2016-03-24 | 2 | 9.86 | 1 | 10.86 | 0
3 | 24 | 03:00 | 0 | 2016-03-24 | 3 | 10.57 | 1 | 11.57 | 0
3 | 24 | 04:00 | 0 | 2016-03-24 | 4 | 9.75 | 1 | 10.75 | 0
3 | 24 | 05:00 | 0 | 2016-03-24 | 5 | 10.23 | 1 | 11.23 | 0
3 | 24 | 06:00 | 0 | 2016-03-24 | 6 | 10.85 | 1 | 11.85 | 0
3 | 24 | 07:00 | 14 | 2016-03-24 | 7 | 16.77 | 1 | 17.77 | 248.78
3 | 24 | 08:00 | 657 | 2016-03-24 | 8 | 21.26 | 1 | 22.26 | 14624.82
3 | 24 | 09:00 | 2077 | 2016-03-24 | 9 | 18.87 | 1 | 19.87 | 41269.99
3 | 24 | 10:00 | 2917 | 2016-03-24 | 10 | 17.24 | 1 | 18.24 | 53206.08
3 | 24 | 11:00 | 3356 | 2016-03-24 | 11 | 18.29 | 1 | 19.29 | 64737.24
3 | 24 | 12:00 | 3580 | 2016-03-24 | 12 | 15.69 | 1 | 16.69 | 59750.2
3 | 24 | 13:00 | 3535 | 2016-03-24 | 13 | 21.48 | 1 | 22.48 | 79466.8
3 | 24 | 14:00 | 3271 | 2016-03-24 | 14 | 23.05 | 1 | 24.05 | 78667.55
3 | 24 | 15:00 | 2746 | 2016-03-24 | 15 | 19.72 | 1 | 20.72 | 56897.12
3 | 24 | 16:00 | 1971 | 2016-03-24 | 16 | 21.45 | 1 | 22.45 | 44248.95
3 | 24 | 17:00 | 934 | 2016-03-24 | 17 | 20.52 | 1 | 21.52 | 20099.68
3 | 24 | 18:00 | 7 | 2016-03-24 | 18 | 25.63 | 1 | 26.63 | 186.41
3 | 24 | 19:00 | 0 | 2016-03-24 | 19 | 21.99 | 1 | 22.99 | 0
3 | 24 | 20:00 | 0 | 2016-03-24 | 20 | 29.34 | 1 | 30.34 | 0
3 | 24 | 21:00 | 0 | 2016-03-24 | 21 | 25.03 | 1 | 26.03 | 0
3 | 24 | 22:00 | 0 | 2016-03-24 | 22 | 23.29 | 1 | 24.29 | 0
3 | 24 | 23:00 | 0 | 2016-03-24 | 23 | 17.16 | 1 | 18.16 | 0
3 | 24 | 24:00 | 0 | 2016-03-24 | 24 | 14.95 | 1 | 15.95 | 0
3 | 25 | 01:00 | 0 | 2016-03-25 | 1 | 15.92 | 1 | 16.92 | 0
3 | 25 | 02:00 | 0 | 2016-03-25 | 2 | 19.95 | 1 | 20.95 | 0
3 | 25 | 03:00 | 0 | 2016-03-25 | 3 | 21.7 | 1 | 22.7 | 0
3 | 25 | 04:00 | 0 | 2016-03-25 | 4 | 18.37 | 1 | 19.37 | 0
3 | 25 | 05:00 | 0 | 2016-03-25 | 5 | 16.48 | 1 | 17.48 | 0
3 | 25 | 06:00 | 0 | 2016-03-25 | 6 | 25.9 | 1 | 26.9 | 0
3 | 25 | 07:00 | 82 | 2016-03-25 | 7 | 24.98 | 1 | 25.98 | 2130.36
3 | 25 | 08:00 | 1162 | 2016-03-25 | 8 | 24.54 | 1 | 25.54 | 29677.48
3 | 25 | 09:00 | 2121 | 2016-03-25 | 9 | 37.74 | 1 | 38.74 | 82167.54
3 | 25 | 10:00 | 2823 | 2016-03-25 | 10 | 35.45 | 1 | 36.45 | 102898.35
3 | 25 | 11:00 | 3228 | 2016-03-25 | 11 | 34.03 | 1 | 35.03 | 113076.84
3 | 25 | 12:00 | 3403 | 2016-03-25 | 12 | 30.69 | 1 | 31.69 | 107841.07
3 | 25 | 13:00 | 3333 | 2016-03-25 | 13 | 17.64 | 1 | 18.64 | 62127.12
3 | 25 | 14:00 | 3058 | 2016-03-25 | 14 | 14.51 | 1 | 15.51 | 47429.58
3 | 25 | 15:00 | 2563 | 2016-03-25 | 15 | 19.41 | 1 | 20.41 | 52310.83
3 | 25 | 16:00 | 1796 | 2016-03-25 | 16 | 19.33 | 1 | 20.33 | 36512.68
3 | 25 | 17:00 | 813 | 2016-03-25 | 17 | 17.11 | 1 | 18.11 | 14723.43
3 | 25 | 18:00 | 2 | 2016-03-25 | 18 | 17.56 | 1 | 18.56 | 37.12
3 | 25 | 19:00 | 0 | 2016-03-25 | 19 | 12.51 | 1 | 13.51 | 0
3 | 25 | 20:00 | 0 | 2016-03-25 | 20 | 14.36 | 1 | 15.36 | 0
3 | 25 | 21:00 | 0 | 2016-03-25 | 21 | 19.51 | 1 | 20.51 | 0
3 | 25 | 22:00 | 0 | 2016-03-25 | 22 | 14.3 | 1 | 15.3 | 0
3 | 25 | 23:00 | 0 | 2016-03-25 | 23 | 11.67 | 1 | 12.67 | 0
3 | 25 | 24:00 | 0 | 2016-03-25 | 24 | 11.57 | 1 | 12.57 | 0
3 | 26 | 01:00 | 0 | 2016-03-26 | 1 | 17.71 | 1 | 18.71 | 0
3 | 26 | 02:00 | 0 | 2016-03-26 | 2 | 24.5 | 1 | 25.5 | 0
3 | 26 | 03:00 | 0 | 2016-03-26 | 3 | 14.63 | 1 | 15.63 | 0
3 | 26 | 04:00 | 0 | 2016-03-26 | 4 | 10.55 | 1 | 11.55 | 0
3 | 26 | 05:00 | 0 | 2016-03-26 | 5 | 10.95 | 1 | 11.95 | 0
3 | 26 | 06:00 | 0 | 2016-03-26 | 6 | 12.62 | 1 | 13.62 | 0
3 | 26 | 07:00 | 6 | 2016-03-26 | 7 | 13.86 | 1 | 14.86 | 89.16
3 | 26 | 08:00 | 223 | 2016-03-26 | 8 | 15.63 | 1 | 16.63 | 3708.49
3 | 26 | 09:00 | 561 | 2016-03-26 | 9 | 25.39 | 1 | 26.39 | 14804.79
3 | 26 | 10:00 | 824 | 2016-03-26 | 10 | 19.96 | 1 | 20.96 | 17271.04
3 | 26 | 11:00 | 930 | 2016-03-26 | 11 | 25.75 | 1 | 26.75 | 24877.5
3 | 26 | 12:00 | 961 | 2016-03-26 | 12 | 19.03 | 1 | 20.03 | 19248.83
3 | 26 | 13:00 | 539 | 2016-03-26 | 13 | 14.98 | 1 | 15.98 | 8613.22
3 | 26 | 14:00 | 954 | 2016-03-26 | 14 | 12.64 | 1 | 13.64 | 13012.56
3 | 26 | 15:00 | 816 | 2016-03-26 | 15 | 12.19 | 1 | 13.19 | 10763.04
3 | 26 | 16:00 | 254 | 2016-03-26 | 16 | 11.27 | 1 | 12.27 | 3116.58
3 | 26 | 17:00 | 129 | 2016-03-26 | 17 | 7.79 | 1 | 8.79 | 1133.91
3 | 26 | 18:00 | 0 | 2016-03-26 | 18 | 11.48 | 1 | 12.48 | 0
3 | 26 | 19:00 | 0 | 2016-03-26 | 19 | 13.98 | 1 | 14.98 | 0
3 | 26 | 20:00 | 0 | 2016-03-26 | 20 | 31.03 | 1 | 32.03 | 0
3 | 26 | 21:00 | 0 | 2016-03-26 | 21 | 35.33 | 1 | 36.33 | 0
3 | 26 | 22:00 | 0 | 2016-03-26 | 22 | 25.77 | 1 | 26.77 | 0
3 | 26 | 23:00 | 0 | 2016-03-26 | 23 | 16.95 | 1 | 17.95 | 0
3 | 26 | 24:00 | 0 | 2016-03-26 | 24 | 20.18 | 1 | 21.18 | 0
3 | 27 | 01:00 | 0 | 2016-03-27 | 1 | 16.28 | 1 | 17.28 | 0
3 | 27 | 02:00 | 0 | 2016-03-27 | 2 | 17.76 | 1 | 18.76 | 0
3 | 27 | 03:00 | 0 | 2016-03-27 | 3 | 24.95 | 1 | 25.95 | 0
3 | 27 | 04:00 | 0 | 2016-03-27 | 4 | 15.66 | 1 | 16.66 | 0
3 | 27 | 05:00 | 0 | 2016-03-27 | 5 | 13.73 | 1 | 14.73 | 0
3 | 27 | 06:00 | 0 | 2016-03-27 | 6 | 13.42 | 1 | 14.42 | 0
3 | 27 | 07:00 | 25 | 2016-03-27 | 7 | 14.65 | 1 | 15.65 | 391.25
3 | 27 | 08:00 | 690 | 2016-03-27 | 8 | 13.1 | 1 | 14.1 | 9729
3 | 27 | 09:00 | 1452 | 2016-03-27 | 9 | 30.78 | 1 | 31.78 | 46144.56
3 | 27 | 10:00 | 1285 | 2016-03-27 | 10 | 15.61 | 1 | 16.61 | 21343.85
3 | 27 | 11:00 | 2522 | 2016-03-27 | 11 | 19.47 | 1 | 20.47 | 51625.34
3 | 27 | 12:00 | 2575 | 2016-03-27 | 12 | 14.63 | 1 | 15.63 | 40247.25
3 | 27 | 13:00 | 3129 | 2016-03-27 | 13 | 14.2 | 1 | 15.2 | 47560.8
3 | 27 | 14:00 | 2865 | 2016-03-27 | 14 | 9.69 | 1 | 10.69 | 30626.85
3 | 27 | 15:00 | 2301 | 2016-03-27 | 15 | 6.83 | 1 | 7.83 | 18016.83
3 | 27 | 16:00 | 1636 | 2016-03-27 | 16 | 10.24 | 1 | 11.24 | 18388.64
3 | 27 | 17:00 | 695 | 2016-03-27 | 17 | 10.51 | 1 | 11.51 | 7999.45
3 | 27 | 18:00 | 2 | 2016-03-27 | 18 | 2.59 | 1 | 3.59 | 7.18
3 | 27 | 19:00 | 0 | 2016-03-27 | 19 | 6.22 | 1 | 7.22 | 0
3 | 27 | 20:00 | 0 | 2016-03-27 | 20 | 21.77 | 1 | 22.77 | 0
3 | 27 | 21:00 | 0 | 2016-03-27 | 21 | 14.79 | 1 | 15.79 | 0
3 | 27 | 22:00 | 0 | 2016-03-27 | 22 | 8.78 | 1 | 9.78 | 0
3 | 27 | 23:00 | 0 | 2016-03-27 | 23 | 13.27 | 1 | 14.27 | 0
3 | 27 | 24:00 | 0 | 2016-03-27 | 24 | 12.44 | 1 | 13.44 | 0
3 | 28 | 01:00 | 0 | 2016-03-28 | 1 | 29.09 | 1 | 30.09 | 0
3 | 28 | 02:00 | 0 | 2016-03-28 | 2 | 10.84 | 1 | 11.84 | 0
3 | 28 | 03:00 | 0 | 2016-03-28 | 3 | 13.63 | 1 | 14.63 | 0
3 | 28 | 04:00 | 0 | 2016-03-28 | 4 | 11.71 | 1 | 12.71 | 0
3 | 28 | 05:00 | 0 | 2016-03-28 | 5 | 9.74 | 1 | 10.74 | 0
3 | 28 | 06:00 | 0 | 2016-03-28 | 6 | 8.5 | 1 | 9.5 | 0
3 | 28 | 07:00 | 95 | 2016-03-28 | 7 | 6.84 | 1 | 7.84 | 744.8
3 | 28 | 08:00 | 957 | 2016-03-28 | 8 | 26.03 | 1 | 27.03 | 25867.71
3 | 28 | 09:00 | 1583 | 2016-03-28 | 9 | 28.71 | 1 | 29.71 | 47030.93
3 | 28 | 10:00 | 1475 | 2016-03-28 | 10 | 27.2 | 1 | 28.2 | 41595
3 | 28 | 11:00 | 2704 | 2016-03-28 | 11 | 34.22 | 1 | 35.22 | 95234.88
3 | 28 | 12:00 | 2862 | 2016-03-28 | 12 | 32.48 | 1 | 33.48 | 95819.76
3 | 28 | 13:00 | 3063 | 2016-03-28 | 13 | 28.01 | 1 | 29.01 | 88857.63
3 | 28 | 14:00 | 2977 | 2016-03-28 | 14 | 24.59 | 1 | 25.59 | 76181.43
3 | 28 | 15:00 | 2505 | 2016-03-28 | 15 | 20.68 | 1 | 21.68 | 54308.4
3 | 28 | 16:00 | 1764 | 2016-03-28 | 16 | 22.44 | 1 | 23.44 | 41348.16
3 | 28 | 17:00 | 819 | 2016-03-28 | 17 | 32.9 | 1 | 33.9 | 27764.1
3 | 28 | 18:00 | 4 | 2016-03-28 | 18 | 27.59 | 1 | 28.59 | 114.36
3 | 28 | 19:00 | 0 | 2016-03-28 | 19 | 28.74 | 1 | 29.74 | 0
3 | 28 | 20:00 | 0 | 2016-03-28 | 20 | 29.77 | 1 | 30.77 | 0
3 | 28 | 21:00 | 0 | 2016-03-28 | 21 | 26.31 | 1 | 27.31 | 0
3 | 28 | 22:00 | 0 | 2016-03-28 | 22 | 13.05 | 1 | 14.05 | 0
3 | 28 | 23:00 | 0 | 2016-03-28 | 23 | 0.87 | 1 | 1.87 | 0
3 | 28 | 24:00 | 0 | 2016-03-28 | 24 | 2.6 | 1 | 3.6 | 0
3 | 29 | 01:00 | 0 | 2016-03-29 | 1 | 12.27 | 1 | 13.27 | 0
3 | 29 | 02:00 | 0 | 2016-03-29 | 2 | 7.12 | 1 | 8.12 | 0
3 | 29 | 03:00 | 0 | 2016-03-29 | 3 | 7.23 | 1 | 8.23 | 0
3 | 29 | 04:00 | 0 | 2016-03-29 | 4 | 8.23 | 1 | 9.23 | 0
3 | 29 | 05:00 | 0 | 2016-03-29 | 5 | 8.43 | 1 | 9.43 | 0
3 | 29 | 06:00 | 0 | 2016-03-29 | 6 | 13.92 | 1 | 14.92 | 0
3 | 29 | 07:00 | 5 | 2016-03-29 | 7 | 17.14 | 1 | 18.14 | 90.7
3 | 29 | 08:00 | 197 | 2016-03-29 | 8 | 30.11 | 1 | 31.11 | 6128.67
3 | 29 | 09:00 | 512 | 2016-03-29 | 9 | 25.6 | 1 | 26.6 | 13619.2
3 | 29 | 10:00 | 935 | 2016-03-29 | 10 | 27.44 | 1 | 28.44 | 26591.4
3 | 29 | 11:00 | 1196 | 2016-03-29 | 11 | 21.63 | 1 | 22.63 | 27065.48
3 | 29 | 12:00 | 956 | 2016-03-29 | 12 | 18.99 | 1 | 19.99 | 19110.44
3 | 29 | 13:00 | 1049 | 2016-03-29 | 13 | 15.77 | 1 | 16.77 | 17591.73
3 | 29 | 14:00 | 885 | 2016-03-29 | 14 | 16.21 | 1 | 17.21 | 15230.85
3 | 29 | 15:00 | 869 | 2016-03-29 | 15 | 12.91 | 1 | 13.91 | 12087.79
3 | 29 | 16:00 | 597 | 2016-03-29 | 16 | 11.14 | 1 | 12.14 | 7247.58
3 | 29 | 17:00 | 234 | 2016-03-29 | 17 | 12.41 | 1 | 13.41 | 3137.94
3 | 29 | 18:00 | 1 | 2016-03-29 | 18 | 14.87 | 1 | 15.87 | 15.87
3 | 29 | 19:00 | 0 | 2016-03-29 | 19 | 14.4 | 1 | 15.4 | 0
3 | 29 | 20:00 | 0 | 2016-03-29 | 20 | 23.22 | 1 | 24.22 | 0
3 | 29 | 21:00 | 0 | 2016-03-29 | 21 | 17.69 | 1 | 18.69 | 0
3 | 29 | 22:00 | 0 | 2016-03-29 | 22 | 12.79 | 1 | 13.79 | 0
3 | 29 | 23:00 | 0 | 2016-03-29 | 23 | 10.49 | 1 | 11.49 | 0
3 | 29 | 24:00 | 0 | 2016-03-29 | 24 | 11.43 | 1 | 12.43 | 0
3 | 30 | 01:00 | 0 | 2016-03-30 | 1 | 12.19 | 1 | 13.19 | 0
3 | 30 | 02:00 | 0 | 2016-03-30 | 2 | 13.04 | 1 | 14.04 | 0
3 | 30 | 03:00 | 0 | 2016-03-30 | 3 | 14.83 | 1 | 15.83 | 0
3 | 30 | 04:00 | 0 | 2016-03-30 | 4 | 13.54 | 1 | 14.54 | 0
3 | 30 | 05:00 | 0 | 2016-03-30 | 5 | 15.54 | 1 | 16.54 | 0
3 | 30 | 06:00 | 0 | 2016-03-30 | 6 | 21.33 | 1 | 22.33 | 0
3 | 30 | 07:00 | 53 | 2016-03-30 | 7 | 31.25 | 1 | 32.25 | 1709.25
3 | 30 | 08:00 | 683 | 2016-03-30 | 8 | 25.62 | 1 | 26.62 | 18181.46
3 | 30 | 09:00 | 1730 | 2016-03-30 | 9 | 20.21 | 1 | 21.21 | 36693.3
3 | 30 | 10:00 | 1481 | 2016-03-30 | 10 | 13.94 | 1 | 14.94 | 22126.14
3 | 30 | 11:00 | 2457 | 2016-03-30 | 11 | 13.15 | 1 | 14.15 | 34766.55
3 | 30 | 12:00 | 2764 | 2016-03-30 | 12 | 12.95 | 1 | 13.95 | 38557.8
3 | 30 | 13:00 | 2060 | 2016-03-30 | 13 | 10.41 | 1 | 11.41 | 23504.6
3 | 30 | 14:00 | 2528 | 2016-03-30 | 14 | 0.9 | 1 | 1.9 | 4803.2
3 | 30 | 15:00 | 2074 | 2016-03-30 | 15 | 3.53 | 1 | 4.53 | 9395.22
3 | 30 | 16:00 | 1448 | 2016-03-30 | 16 | 5.96 | 1 | 6.96 | 10078.08
3 | 30 | 17:00 | 824 | 2016-03-30 | 17 | 10.09 | 1 | 11.09 | 9138.16
3 | 30 | 18:00 | 9 | 2016-03-30 | 18 | 14.35 | 1 | 15.35 | 138.15
3 | 30 | 19:00 | 0 | 2016-03-30 | 19 | 11.28 | 1 | 12.28 | 0
3 | 30 | 20:00 | 0 | 2016-03-30 | 20 | 16.32 | 1 | 17.32 | 0
3 | 30 | 21:00 | 0 | 2016-03-30 | 21 | 14.67 | 1 | 15.67 | 0
3 | 30 | 22:00 | 0 | 2016-03-30 | 22 | 10.54 | 1 | 11.54 | 0
3 | 30 | 23:00 | 0 | 2016-03-30 | 23 | 1.59 | 1 | 2.59 | 0
3 | 30 | 24:00 | 0 | 2016-03-30 | 24 | 1.82 | 1 | 2.82 | 0
3 | 31 | 01:00 | 0 | 2016-03-31 | 1 | 13.9 | 1 | 14.9 | 0
3 | 31 | 02:00 | 0 | 2016-03-31 | 2 | 0.94 | 1 | 1.94 | 0
3 | 31 | 03:00 | 0 | 2016-03-31 | 3 | 12.72 | 1 | 13.72 | 0
3 | 31 | 04:00 | 0 | 2016-03-31 | 4 | 11.04 | 1 | 12.04 | 0
3 | 31 | 05:00 | 0 | 2016-03-31 | 5 | -29.56 | 1 | -28.56 | 0
3 | 31 | 06:00 | 0 | 2016-03-31 | 6 | 8.06 | 1 | 9.06 | 0
3 | 31 | 07:00 | 105 | 2016-03-31 | 7 | 27.18 | 1 | 28.18 | 2958.9
3 | 31 | 08:00 | 1145 | 2016-03-31 | 8 | 26.35 | 1 | 27.35 | 31315.75
3 | 31 | 09:00 | 2158 | 2016-03-31 | 9 | 30.23 | 1 | 31.23 | 67394.34
3 | 31 | 10:00 | 2921 | 2016-03-31 | 10 | 15.9 | 1 | 16.9 | 49364.9
3 | 31 | 11:00 | 3424 | 2016-03-31 | 11 | 16.95 | 1 | 17.95 | 61460.8
3 | 31 | 12:00 | 3646 | 2016-03-31 | 12 | 18.21 | 1 | 19.21 | 70039.66
3 | 31 | 13:00 | 3580 | 2016-03-31 | 13 | 18.6 | 1 | 19.6 | 70168
3 | 31 | 14:00 | 3250 | 2016-03-31 | 14 | 22.57 | 1 | 23.57 | 76602.5
3 | 31 | 15:00 | 2664 | 2016-03-31 | 15 | 18.25 | 1 | 19.25 | 51282
3 | 31 | 16:00 | 1820 | 2016-03-31 | 16 | 12.03 | 1 | 13.03 | 23714.6
3 | 31 | 17:00 | 805 | 2016-03-31 | 17 | 7.2 | 1 | 8.2 | 6601
3 | 31 | 18:00 | 7 | 2016-03-31 | 18 | 3.57 | 1 | 4.57 | 31.99
3 | 31 | 19:00 | 0 | 2016-03-31 | 19 | 4.71 | 1 | 5.71 | 0
3 | 31 | 20:00 | 0 | 2016-03-31 | 20 | 4.54 | 1 | 5.54 | 0
3 | 31 | 21:00 | 0 | 2016-03-31 | 21 | 11.91 | 1 | 12.91 | 0
3 | 31 | 22:00 | 0 | 2016-03-31 | 22 | 8.53 | 1 | 9.53 | 0
3 | 31 | 23:00 | 0 | 2016-03-31 | 23 | -0.28 | 1 | 0.72 | 0
3 | 31 | 24:00 | 0 | 2016-03-31 | 24 | -29.7 | 1 | -28.7 | 0

## Capacity
Calculation of Avoided Generation Capacity Costs (related to the ISO-NE Forward Capacity Market or FCM)
Capacity Market Allocation for FCA 2015-2016 |  |  | Power year 2015/2016
Capacity Clearing Price | 3.43 | kW-month
Payment Rate | 3.13 | kW-month | http://www.iso-ne.com/about/what-we-do/key-stats/markets
Peak Energy Rent | 0.112 | kW-month | (Peak Energy Rent Information is rolling 12-month average for the period 2/15 - 1/16.) | http://www.iso-ne.com/markets/othrmkts_data/fcm/reports/per/monthlyper/
Subtotal | 3.018
Line Loss Multiplier | 1.0311
Avoided Capcity Cost | 3.1119 | kW-month
For Generation Sources Other than Solar PV
Assume production is equal for all hours of the year
Peak Hour = | 1
Total Hours in the Year = | 8760 |  | Puc 903.02 (i)(6) b. uses 8760 hours
Portion of generation assume to be at peak hour for FCA Cost Alloc. = | 0.01142% |  | Puc 903.02 (i)(6) b.
For Solar PV Generation
Solar production at system peak hour = | 487 | watts | 7/29/15 at hour ending 17:00
Annual solar production = | 4942643 | watts | http://www.iso-ne.com/markets/othrmkts_data/fcm/reports/syspeak/isone_system_peak_2015_f.xls
Portion of annual solar production at peak hour for FCA Cost Alloc. = | 0.009853% |  | Puc 903.02 (i)(7) c.

## PVWatts data
PVWATTS: Hourly PV Performance Data |  |  |  |  | Data Sources:
City: | CONCORD
State: | New_Hampshire |  |  |  | http://www.nrel.gov/rredc/pvwatts/
Lat (deg N): | 43.2
Long (deg W): | 71.5 |  |  |  | http://www.nrel.gov/rredc/pvwatts/site_specific.html
Elev (m): | 105 |  |  | Concord
Array Type: | "Fixed Tilt" |  |  | New Hampshire | http://rredc.nrel.gov/solar/calculators/PVWATTS/version1/
Array Tilt (deg): | 43.2 |  |  | Default
Array Azimuth (deg): | 180
DC Rating (kW): | 4
DC to AC Derate Factor: | 0.77
AC Rating (kW): | 3.1
Year | "Month" | "Day" | "Hour" | "AC Power (W)"
1988 | 1 | 1 | 01:00 | 0
1988 | 1 | 1 | 02:00 | 0
1988 | 1 | 1 | 03:00 | 0
1988 | 1 | 1 | 04:00 | 0
1988 | 1 | 1 | 05:00 | 0
1988 | 1 | 1 | 06:00 | 0
1988 | 1 | 1 | 07:00 | 0
1988 | 1 | 1 | 08:00 | 3
1988 | 1 | 1 | 09:00 | 531
1988 | 1 | 1 | 10:00 | 1025
1988 | 1 | 1 | 11:00 | 1776
1988 | 1 | 1 | 12:00 | 1657
1988 | 1 | 1 | 13:00 | 1228
1988 | 1 | 1 | 14:00 | 2059
1988 | 1 | 1 | 15:00 | 850
1988 | 1 | 1 | 16:00 | 54
1988 | 1 | 1 | 17:00 | 0
1988 | 1 | 1 | 18:00 | 0
1988 | 1 | 1 | 19:00 | 0
1988 | 1 | 1 | 20:00 | 0
1988 | 1 | 1 | 21:00 | 0
1988 | 1 | 1 | 22:00 | 0
1988 | 1 | 1 | 23:00 | 0
1988 | 1 | 1 | 24:00 | 0
1988 | 1 | 2 | 01:00 | 0
1988 | 1 | 2 | 02:00 | 0
1988 | 1 | 2 | 03:00 | 0
1988 | 1 | 2 | 04:00 | 0
1988 | 1 | 2 | 05:00 | 0
1988 | 1 | 2 | 06:00 | 0
1988 | 1 | 2 | 07:00 | 0
1988 | 1 | 2 | 08:00 | 1
1988 | 1 | 2 | 09:00 | 916
1988 | 1 | 2 | 10:00 | 1843
1988 | 1 | 2 | 11:00 | 2229
1988 | 1 | 2 | 12:00 | 2334
1988 | 1 | 2 | 13:00 | 2137
1988 | 1 | 2 | 14:00 | 2157
1988 | 1 | 2 | 15:00 | 1509
1988 | 1 | 2 | 16:00 | 582
1988 | 1 | 2 | 17:00 | 0
1988 | 1 | 2 | 18:00 | 0
1988 | 1 | 2 | 19:00 | 0
1988 | 1 | 2 | 20:00 | 0
1988 | 1 | 2 | 21:00 | 0
1988 | 1 | 2 | 22:00 | 0
1988 | 1 | 2 | 23:00 | 0
1988 | 1 | 2 | 24:00 | 0
1988 | 1 | 3 | 01:00 | 0
1988 | 1 | 3 | 02:00 | 0
1988 | 1 | 3 | 03:00 | 0
1988 | 1 | 3 | 04:00 | 0
1988 | 1 | 3 | 05:00 | 0
1988 | 1 | 3 | 06:00 | 0
1988 | 1 | 3 | 07:00 | 0
1988 | 1 | 3 | 08:00 | 78
1988 | 1 | 3 | 09:00 | 1193
1988 | 1 | 3 | 10:00 | 2032
1988 | 1 | 3 | 11:00 | 2469
1988 | 1 | 3 | 12:00 | 2664
1988 | 1 | 3 | 13:00 | 2331
1988 | 1 | 3 | 14:00 | 1078
1988 | 1 | 3 | 15:00 | 888
1988 | 1 | 3 | 16:00 | 404
1988 | 1 | 3 | 17:00 | 0
1988 | 1 | 3 | 18:00 | 0
1988 | 1 | 3 | 19:00 | 0
1988 | 1 | 3 | 20:00 | 0
1988 | 1 | 3 | 21:00 | 0
1988 | 1 | 3 | 22:00 | 0
1988 | 1 | 3 | 23:00 | 0
1988 | 1 | 3 | 24:00 | 0
1988 | 1 | 4 | 01:00 | 0
1988 | 1 | 4 | 02:00 | 0
1988 | 1 | 4 | 03:00 | 0
1988 | 1 | 4 | 04:00 | 0
1988 | 1 | 4 | 05:00 | 0
1988 | 1 | 4 | 06:00 | 0
1988 | 1 | 4 | 07:00 | 0
1988 | 1 | 4 | 08:00 | 0
1988 | 1 | 4 | 09:00 | 28
1988 | 1 | 4 | 10:00 | 474
1988 | 1 | 4 | 11:00 | 595
1988 | 1 | 4 | 12:00 | 827
1988 | 1 | 4 | 13:00 | 693
1988 | 1 | 4 | 14:00 | 660
1988 | 1 | 4 | 15:00 | 379
1988 | 1 | 4 | 16:00 | 488
1988 | 1 | 4 | 17:00 | 0
1988 | 1 | 4 | 18:00 | 0
1988 | 1 | 4 | 19:00 | 0
1988 | 1 | 4 | 20:00 | 0
1988 | 1 | 4 | 21:00 | 0
1988 | 1 | 4 | 22:00 | 0
1988 | 1 | 4 | 23:00 | 0
1988 | 1 | 4 | 24:00 | 0
1988 | 1 | 5 | 01:00 | 0
1988 | 1 | 5 | 02:00 | 0
1988 | 1 | 5 | 03:00 | 0
1988 | 1 | 5 | 04:00 | 0
1988 | 1 | 5 | 05:00 | 0
1988 | 1 | 5 | 06:00 | 0
1988 | 1 | 5 | 07:00 | 0
1988 | 1 | 5 | 08:00 | 289
1988 | 1 | 5 | 09:00 | 1531
1988 | 1 | 5 | 10:00 | 2417
1988 | 1 | 5 | 11:00 | 2940
1988 | 1 | 5 | 12:00 | 3027
1988 | 1 | 5 | 13:00 | 2469
1988 | 1 | 5 | 14:00 | 1856
1988 | 1 | 5 | 15:00 | 1037
1988 | 1 | 5 | 16:00 | 1124
1988 | 1 | 5 | 17:00 | 3
1988 | 1 | 5 | 18:00 | 0
1988 | 1 | 5 | 19:00 | 0
1988 | 1 | 5 | 20:00 | 0
1988 | 1 | 5 | 21:00 | 0
1988 | 1 | 5 | 22:00 | 0
1988 | 1 | 5 | 23:00 | 0
1988 | 1 | 5 | 24:00 | 0
1988 | 1 | 6 | 01:00 | 0
1988 | 1 | 6 | 02:00 | 0
1988 | 1 | 6 | 03:00 | 0
1988 | 1 | 6 | 04:00 | 0
1988 | 1 | 6 | 05:00 | 0
1988 | 1 | 6 | 06:00 | 0
1988 | 1 | 6 | 07:00 | 0
1988 | 1 | 6 | 08:00 | 115
1988 | 1 | 6 | 09:00 | 1400
1988 | 1 | 6 | 10:00 | 2337
1988 | 1 | 6 | 11:00 | 2890
1988 | 1 | 6 | 12:00 | 3186
1988 | 1 | 6 | 13:00 | 3125
1988 | 1 | 6 | 14:00 | 2772
1988 | 1 | 6 | 15:00 | 2112
1988 | 1 | 6 | 16:00 | 1083
1988 | 1 | 6 | 17:00 | 1
1988 | 1 | 6 | 18:00 | 0
1988 | 1 | 6 | 19:00 | 0
1988 | 1 | 6 | 20:00 | 0
1988 | 1 | 6 | 21:00 | 0
1988 | 1 | 6 | 22:00 | 0
1988 | 1 | 6 | 23:00 | 0
1988 | 1 | 6 | 24:00 | 0
1988 | 1 | 7 | 01:00 | 0
1988 | 1 | 7 | 02:00 | 0
1988 | 1 | 7 | 03:00 | 0
1988 | 1 | 7 | 04:00 | 0
1988 | 1 | 7 | 05:00 | 0
1988 | 1 | 7 | 06:00 | 0
1988 | 1 | 7 | 07:00 | 0
1988 | 1 | 7 | 08:00 | 168
1988 | 1 | 7 | 09:00 | 1501
1988 | 1 | 7 | 10:00 | 2450
1988 | 1 | 7 | 11:00 | 3020
1988 | 1 | 7 | 12:00 | 3251
1988 | 1 | 7 | 13:00 | 3113
1988 | 1 | 7 | 14:00 | 2860
1988 | 1 | 7 | 15:00 | 1977
1988 | 1 | 7 | 16:00 | 925
1988 | 1 | 7 | 17:00 | 0
1988 | 1 | 7 | 18:00 | 0
1988 | 1 | 7 | 19:00 | 0
1988 | 1 | 7 | 20:00 | 0
1988 | 1 | 7 | 21:00 | 0
1988 | 1 | 7 | 22:00 | 0
1988 | 1 | 7 | 23:00 | 0
1988 | 1 | 7 | 24:00 | 0
1988 | 1 | 8 | 01:00 | 0
1988 | 1 | 8 | 02:00 | 0
1988 | 1 | 8 | 03:00 | 0
1988 | 1 | 8 | 04:00 | 0
1988 | 1 | 8 | 05:00 | 0
1988 | 1 | 8 | 06:00 | 0
1988 | 1 | 8 | 07:00 | 0
1988 | 1 | 8 | 08:00 | 0
1988 | 1 | 8 | 09:00 | 2
1988 | 1 | 8 | 10:00 | 427
1988 | 1 | 8 | 11:00 | 247
1988 | 1 | 8 | 12:00 | 418
1988 | 1 | 8 | 13:00 | 463
1988 | 1 | 8 | 14:00 | 484
1988 | 1 | 8 | 15:00 | 185
1988 | 1 | 8 | 16:00 | 26
1988 | 1 | 8 | 17:00 | 0
1988 | 1 | 8 | 18:00 | 0
1988 | 1 | 8 | 19:00 | 0
1988 | 1 | 8 | 20:00 | 0
1988 | 1 | 8 | 21:00 | 0
1988 | 1 | 8 | 22:00 | 0
1988 | 1 | 8 | 23:00 | 0
1988 | 1 | 8 | 24:00 | 0
1988 | 1 | 9 | 01:00 | 0
1988 | 1 | 9 | 02:00 | 0
1988 | 1 | 9 | 03:00 | 0
1988 | 1 | 9 | 04:00 | 0
1988 | 1 | 9 | 05:00 | 0
1988 | 1 | 9 | 06:00 | 0
1988 | 1 | 9 | 07:00 | 0
1988 | 1 | 9 | 08:00 | 2
1988 | 1 | 9 | 09:00 | 1379
1988 | 1 | 9 | 10:00 | 2258
1988 | 1 | 9 | 11:00 | 2647
1988 | 1 | 9 | 12:00 | 2138
1988 | 1 | 9 | 13:00 | 2243
1988 | 1 | 9 | 14:00 | 2568
1988 | 1 | 9 | 15:00 | 1999
1988 | 1 | 9 | 16:00 | 1064
1988 | 1 | 9 | 17:00 | 3
1988 | 1 | 9 | 18:00 | 0
1988 | 1 | 9 | 19:00 | 0
1988 | 1 | 9 | 20:00 | 0
1988 | 1 | 9 | 21:00 | 0
1988 | 1 | 9 | 22:00 | 0
1988 | 1 | 9 | 23:00 | 0
1988 | 1 | 9 | 24:00 | 0
1988 | 1 | 10 | 01:00 | 0
1988 | 1 | 10 | 02:00 | 0
1988 | 1 | 10 | 03:00 | 0
1988 | 1 | 10 | 04:00 | 0
1988 | 1 | 10 | 05:00 | 0
1988 | 1 | 10 | 06:00 | 0
1988 | 1 | 10 | 07:00 | 0
1988 | 1 | 10 | 08:00 | 137
1988 | 1 | 10 | 09:00 | 1523
1988 | 1 | 10 | 10:00 | 2325
1988 | 1 | 10 | 11:00 | 2815
1988 | 1 | 10 | 12:00 | 3110
1988 | 1 | 10 | 13:00 | 3116
1988 | 1 | 10 | 14:00 | 2807
1988 | 1 | 10 | 15:00 | 2180
1988 | 1 | 10 | 16:00 | 1235
1988 | 1 | 10 | 17:00 | 9
1988 | 1 | 10 | 18:00 | 0
1988 | 1 | 10 | 19:00 | 0
1988 | 1 | 10 | 20:00 | 0
1988 | 1 | 10 | 21:00 | 0
1988 | 1 | 10 | 22:00 | 0
1988 | 1 | 10 | 23:00 | 0
1988 | 1 | 10 | 24:00 | 0
1988 | 1 | 11 | 01:00 | 0
1988 | 1 | 11 | 02:00 | 0
1988 | 1 | 11 | 03:00 | 0
1988 | 1 | 11 | 04:00 | 0
1988 | 1 | 11 | 05:00 | 0
1988 | 1 | 11 | 06:00 | 0
1988 | 1 | 11 | 07:00 | 0
1988 | 1 | 11 | 08:00 | 112
1988 | 1 | 11 | 09:00 | 1405
1988 | 1 | 11 | 10:00 | 2233
1988 | 1 | 11 | 11:00 | 2565
1988 | 1 | 11 | 12:00 | 2728
1988 | 1 | 11 | 13:00 | 2423
1988 | 1 | 11 | 14:00 | 2487
1988 | 1 | 11 | 15:00 | 1563
1988 | 1 | 11 | 16:00 | 795
1988 | 1 | 11 | 17:00 | 1
1988 | 1 | 11 | 18:00 | 0
1988 | 1 | 11 | 19:00 | 0
1988 | 1 | 11 | 20:00 | 0
1988 | 1 | 11 | 21:00 | 0
1988 | 1 | 11 | 22:00 | 0
1988 | 1 | 11 | 23:00 | 0
1988 | 1 | 11 | 24:00 | 0
1988 | 1 | 12 | 01:00 | 0
1988 | 1 | 12 | 02:00 | 0
1988 | 1 | 12 | 03:00 | 0
1988 | 1 | 12 | 04:00 | 0
1988 | 1 | 12 | 05:00 | 0
1988 | 1 | 12 | 06:00 | 0
1988 | 1 | 12 | 07:00 | 0
1988 | 1 | 12 | 08:00 | 122
1988 | 1 | 12 | 09:00 | 1215
1988 | 1 | 12 | 10:00 | 2099
1988 | 1 | 12 | 11:00 | 2507
1988 | 1 | 12 | 12:00 | 2286
1988 | 1 | 12 | 13:00 | 1445
1988 | 1 | 12 | 14:00 | 1160
1988 | 1 | 12 | 15:00 | 604
1988 | 1 | 12 | 16:00 | 284
1988 | 1 | 12 | 17:00 | 0
1988 | 1 | 12 | 18:00 | 0
1988 | 1 | 12 | 19:00 | 0
1988 | 1 | 12 | 20:00 | 0
1988 | 1 | 12 | 21:00 | 0
1988 | 1 | 12 | 22:00 | 0
1988 | 1 | 12 | 23:00 | 0
1988 | 1 | 12 | 24:00 | 0
1988 | 1 | 13 | 01:00 | 0
1988 | 1 | 13 | 02:00 | 0
1988 | 1 | 13 | 03:00 | 0
1988 | 1 | 13 | 04:00 | 0
1988 | 1 | 13 | 05:00 | 0
1988 | 1 | 13 | 06:00 | 0
1988 | 1 | 13 | 07:00 | 0
1988 | 1 | 13 | 08:00 | 0
1988 | 1 | 13 | 09:00 | 51
1988 | 1 | 13 | 10:00 | 254
1988 | 1 | 13 | 11:00 | 1044
1988 | 1 | 13 | 12:00 | 611
1988 | 1 | 13 | 13:00 | 1578
1988 | 1 | 13 | 14:00 | 1720
1988 | 1 | 13 | 15:00 | 1705
1988 | 1 | 13 | 16:00 | 726
1988 | 1 | 13 | 17:00 | 1
1988 | 1 | 13 | 18:00 | 0
1988 | 1 | 13 | 19:00 | 0
1988 | 1 | 13 | 20:00 | 0
1988 | 1 | 13 | 21:00 | 0
1988 | 1 | 13 | 22:00 | 0
1988 | 1 | 13 | 23:00 | 0
1988 | 1 | 13 | 24:00 | 0
1988 | 1 | 14 | 01:00 | 0
1988 | 1 | 14 | 02:00 | 0
1988 | 1 | 14 | 03:00 | 0
1988 | 1 | 14 | 04:00 | 0
1988 | 1 | 14 | 05:00 | 0
1988 | 1 | 14 | 06:00 | 0
1988 | 1 | 14 | 07:00 | 0
1988 | 1 | 14 | 08:00 | 378
1988 | 1 | 14 | 09:00 | 1676
1988 | 1 | 14 | 10:00 | 2627
1988 | 1 | 14 | 11:00 | 3208
1988 | 1 | 14 | 12:00 | 3475
1988 | 1 | 14 | 13:00 | 3422
1988 | 1 | 14 | 14:00 | 3023
1988 | 1 | 14 | 15:00 | 2419
1988 | 1 | 14 | 16:00 | 1417
1988 | 1 | 14 | 17:00 | 62
1988 | 1 | 14 | 18:00 | 0
1988 | 1 | 14 | 19:00 | 0
1988 | 1 | 14 | 20:00 | 0
1988 | 1 | 14 | 21:00 | 0
1988 | 1 | 14 | 22:00 | 0
1988 | 1 | 14 | 23:00 | 0
1988 | 1 | 14 | 24:00 | 0
1988 | 1 | 15 | 01:00 | 0
1988 | 1 | 15 | 02:00 | 0
1988 | 1 | 15 | 03:00 | 0
1988 | 1 | 15 | 04:00 | 0
1988 | 1 | 15 | 05:00 | 0
1988 | 1 | 15 | 06:00 | 0
1988 | 1 | 15 | 07:00 | 0
1988 | 1 | 15 | 08:00 | 4
1988 | 1 | 15 | 09:00 | 613
1988 | 1 | 15 | 10:00 | 1821
1988 | 1 | 15 | 11:00 | 1983
1988 | 1 | 15 | 12:00 | 2228
1988 | 1 | 15 | 13:00 | 2542
1988 | 1 | 15 | 14:00 | 2695
1988 | 1 | 15 | 15:00 | 1600
1988 | 1 | 15 | 16:00 | 920
1988 | 1 | 15 | 17:00 | 20
1988 | 1 | 15 | 18:00 | 0
1988 | 1 | 15 | 19:00 | 0
1988 | 1 | 15 | 20:00 | 0
1988 | 1 | 15 | 21:00 | 0
1988 | 1 | 15 | 22:00 | 0
1988 | 1 | 15 | 23:00 | 0
1988 | 1 | 15 | 24:00 | 0
1988 | 1 | 16 | 01:00 | 0
1988 | 1 | 16 | 02:00 | 0
1988 | 1 | 16 | 03:00 | 0
1988 | 1 | 16 | 04:00 | 0
1988 | 1 | 16 | 05:00 | 0
1988 | 1 | 16 | 06:00 | 0
1988 | 1 | 16 | 07:00 | 0
1988 | 1 | 16 | 08:00 | 15
1988 | 1 | 16 | 09:00 | 1142
1988 | 1 | 16 | 10:00 | 2074
1988 | 1 | 16 | 11:00 | 2487
1988 | 1 | 16 | 12:00 | 2839
1988 | 1 | 16 | 13:00 | 2577
1988 | 1 | 16 | 14:00 | 2560
1988 | 1 | 16 | 15:00 | 1966
1988 | 1 | 16 | 16:00 | 1149
1988 | 1 | 16 | 17:00 | 13
1988 | 1 | 16 | 18:00 | 0
1988 | 1 | 16 | 19:00 | 0
1988 | 1 | 16 | 20:00 | 0
1988 | 1 | 16 | 21:00 | 0
1988 | 1 | 16 | 22:00 | 0
1988 | 1 | 16 | 23:00 | 0
1988 | 1 | 16 | 24:00 | 0
1988 | 1 | 17 | 01:00 | 0
1988 | 1 | 17 | 02:00 | 0
1988 | 1 | 17 | 03:00 | 0
1988 | 1 | 17 | 04:00 | 0
1988 | 1 | 17 | 05:00 | 0
1988 | 1 | 17 | 06:00 | 0
1988 | 1 | 17 | 07:00 | 0
1988 | 1 | 17 | 08:00 | 2
1988 | 1 | 17 | 09:00 | 685
1988 | 1 | 17 | 10:00 | 578
1988 | 1 | 17 | 11:00 | 1941
1988 | 1 | 17 | 12:00 | 1244
1988 | 1 | 17 | 13:00 | 1113
1988 | 1 | 17 | 14:00 | 1037
1988 | 1 | 17 | 15:00 | 398
1988 | 1 | 17 | 16:00 | 10
1988 | 1 | 17 | 17:00 | 0
1988 | 1 | 17 | 18:00 | 0
1988 | 1 | 17 | 19:00 | 0
1988 | 1 | 17 | 20:00 | 0
1988 | 1 | 17 | 21:00 | 0
1988 | 1 | 17 | 22:00 | 0
1988 | 1 | 17 | 23:00 | 0
1988 | 1 | 17 | 24:00 | 0
1988 | 1 | 18 | 01:00 | 0
1988 | 1 | 18 | 02:00 | 0
1988 | 1 | 18 | 03:00 | 0
1988 | 1 | 18 | 04:00 | 0
1988 | 1 | 18 | 05:00 | 0
1988 | 1 | 18 | 06:00 | 0
1988 | 1 | 18 | 07:00 | 0
1988 | 1 | 18 | 08:00 | 0
1988 | 1 | 18 | 09:00 | 9
1988 | 1 | 18 | 10:00 | 167
1988 | 1 | 18 | 11:00 | 427
1988 | 1 | 18 | 12:00 | 473
1988 | 1 | 18 | 13:00 | 483
1988 | 1 | 18 | 14:00 | 405
1988 | 1 | 18 | 15:00 | 632
1988 | 1 | 18 | 16:00 | 6
1988 | 1 | 18 | 17:00 | 0
1988 | 1 | 18 | 18:00 | 0
1988 | 1 | 18 | 19:00 | 0
1988 | 1 | 18 | 20:00 | 0
1988 | 1 | 18 | 21:00 | 0
1988 | 1 | 18 | 22:00 | 0
1988 | 1 | 18 | 23:00 | 0
1988 | 1 | 18 | 24:00 | 0
1988 | 1 | 19 | 01:00 | 0
1988 | 1 | 19 | 02:00 | 0
1988 | 1 | 19 | 03:00 | 0
1988 | 1 | 19 | 04:00 | 0
1988 | 1 | 19 | 05:00 | 0
1988 | 1 | 19 | 06:00 | 0
1988 | 1 | 19 | 07:00 | 0
1988 | 1 | 19 | 08:00 | 0
1988 | 1 | 19 | 09:00 | 4
1988 | 1 | 19 | 10:00 | 546
1988 | 1 | 19 | 11:00 | 1714
1988 | 1 | 19 | 12:00 | 1424
1988 | 1 | 19 | 13:00 | 2609
1988 | 1 | 19 | 14:00 | 2510
1988 | 1 | 19 | 15:00 | 2015
1988 | 1 | 19 | 16:00 | 937
1988 | 1 | 19 | 17:00 | 24
1988 | 1 | 19 | 18:00 | 0
1988 | 1 | 19 | 19:00 | 0
1988 | 1 | 19 | 20:00 | 0
1988 | 1 | 19 | 21:00 | 0
1988 | 1 | 19 | 22:00 | 0
1988 | 1 | 19 | 23:00 | 0
1988 | 1 | 19 | 24:00 | 0
1988 | 1 | 20 | 01:00 | 0
1988 | 1 | 20 | 02:00 | 0
1988 | 1 | 20 | 03:00 | 0
1988 | 1 | 20 | 04:00 | 0
1988 | 1 | 20 | 05:00 | 0
1988 | 1 | 20 | 06:00 | 0
1988 | 1 | 20 | 07:00 | 0
1988 | 1 | 20 | 08:00 | 0
1988 | 1 | 20 | 09:00 | 40
1988 | 1 | 20 | 10:00 | 561
1988 | 1 | 20 | 11:00 | 756
1988 | 1 | 20 | 12:00 | 470
1988 | 1 | 20 | 13:00 | 432
1988 | 1 | 20 | 14:00 | 384
1988 | 1 | 20 | 15:00 | 231
1988 | 1 | 20 | 16:00 | 22
1988 | 1 | 20 | 17:00 | 0
1988 | 1 | 20 | 18:00 | 0
1988 | 1 | 20 | 19:00 | 0
1988 | 1 | 20 | 20:00 | 0
1988 | 1 | 20 | 21:00 | 0
1988 | 1 | 20 | 22:00 | 0
1988 | 1 | 20 | 23:00 | 0
1988 | 1 | 20 | 24:00 | 0
1988 | 1 | 21 | 01:00 | 0
1988 | 1 | 21 | 02:00 | 0
1988 | 1 | 21 | 03:00 | 0
1988 | 1 | 21 | 04:00 | 0
1988 | 1 | 21 | 05:00 | 0
1988 | 1 | 21 | 06:00 | 0
1988 | 1 | 21 | 07:00 | 0
1988 | 1 | 21 | 08:00 | 4
1988 | 1 | 21 | 09:00 | 13
1988 | 1 | 21 | 10:00 | 611
1988 | 1 | 21 | 11:00 | 614
1988 | 1 | 21 | 12:00 | 769
1988 | 1 | 21 | 13:00 | 645
1988 | 1 | 21 | 14:00 | 600
1988 | 1 | 21 | 15:00 | 1467
1988 | 1 | 21 | 16:00 | 948
1988 | 1 | 21 | 17:00 | 3
1988 | 1 | 21 | 18:00 | 0
1988 | 1 | 21 | 19:00 | 0
1988 | 1 | 21 | 20:00 | 0
1988 | 1 | 21 | 21:00 | 0
1988 | 1 | 21 | 22:00 | 0
1988 | 1 | 21 | 23:00 | 0
1988 | 1 | 21 | 24:00 | 0
1988 | 1 | 22 | 01:00 | 0
1988 | 1 | 22 | 02:00 | 0
1988 | 1 | 22 | 03:00 | 0
1988 | 1 | 22 | 04:00 | 0
1988 | 1 | 22 | 05:00 | 0
1988 | 1 | 22 | 06:00 | 0
1988 | 1 | 22 | 07:00 | 0
1988 | 1 | 22 | 08:00 | 405
1988 | 1 | 22 | 09:00 | 1526
1988 | 1 | 22 | 10:00 | 2351
1988 | 1 | 22 | 11:00 | 2862
1988 | 1 | 22 | 12:00 | 3066
1988 | 1 | 22 | 13:00 | 2999
1988 | 1 | 22 | 14:00 | 2740
1988 | 1 | 22 | 15:00 | 1417
1988 | 1 | 22 | 16:00 | 753
1988 | 1 | 22 | 17:00 | 79
1988 | 1 | 22 | 18:00 | 0
1988 | 1 | 22 | 19:00 | 0
1988 | 1 | 22 | 20:00 | 0
1988 | 1 | 22 | 21:00 | 0
1988 | 1 | 22 | 22:00 | 0
1988 | 1 | 22 | 23:00 | 0
1988 | 1 | 22 | 24:00 | 0
1988 | 1 | 23 | 01:00 | 0
1988 | 1 | 23 | 02:00 | 0
1988 | 1 | 23 | 03:00 | 0
1988 | 1 | 23 | 04:00 | 0
1988 | 1 | 23 | 05:00 | 0
1988 | 1 | 23 | 06:00 | 0
1988 | 1 | 23 | 07:00 | 0
1988 | 1 | 23 | 08:00 | 0
1988 | 1 | 23 | 09:00 | 5
1988 | 1 | 23 | 10:00 | 401
1988 | 1 | 23 | 11:00 | 2647
1988 | 1 | 23 | 12:00 | 3038
1988 | 1 | 23 | 13:00 | 2312
1988 | 1 | 23 | 14:00 | 2169
1988 | 1 | 23 | 15:00 | 1434
1988 | 1 | 23 | 16:00 | 475
1988 | 1 | 23 | 17:00 | 3
1988 | 1 | 23 | 18:00 | 0
1988 | 1 | 23 | 19:00 | 0
1988 | 1 | 23 | 20:00 | 0
1988 | 1 | 23 | 21:00 | 0
1988 | 1 | 23 | 22:00 | 0
1988 | 1 | 23 | 23:00 | 0
1988 | 1 | 23 | 24:00 | 0
1988 | 1 | 24 | 01:00 | 0
1988 | 1 | 24 | 02:00 | 0
1988 | 1 | 24 | 03:00 | 0
1988 | 1 | 24 | 04:00 | 0
1988 | 1 | 24 | 05:00 | 0
1988 | 1 | 24 | 06:00 | 0
1988 | 1 | 24 | 07:00 | 0
1988 | 1 | 24 | 08:00 | 21
1988 | 1 | 24 | 09:00 | 891
1988 | 1 | 24 | 10:00 | 930
1988 | 1 | 24 | 11:00 | 420
1988 | 1 | 24 | 12:00 | 538
1988 | 1 | 24 | 13:00 | 617
1988 | 1 | 24 | 14:00 | 1116
1988 | 1 | 24 | 15:00 | 613
1988 | 1 | 24 | 16:00 | 46
1988 | 1 | 24 | 17:00 | 0
1988 | 1 | 24 | 18:00 | 0
1988 | 1 | 24 | 19:00 | 0
1988 | 1 | 24 | 20:00 | 0
1988 | 1 | 24 | 21:00 | 0
1988 | 1 | 24 | 22:00 | 0
1988 | 1 | 24 | 23:00 | 0
1988 | 1 | 24 | 24:00 | 0
1988 | 1 | 25 | 01:00 | 0
1988 | 1 | 25 | 02:00 | 0
1988 | 1 | 25 | 03:00 | 0
1988 | 1 | 25 | 04:00 | 0
1988 | 1 | 25 | 05:00 | 0
1988 | 1 | 25 | 06:00 | 0
1988 | 1 | 25 | 07:00 | 0
1988 | 1 | 25 | 08:00 | 0
1988 | 1 | 25 | 09:00 | 95
1988 | 1 | 25 | 10:00 | 390
1988 | 1 | 25 | 11:00 | 603
1988 | 1 | 25 | 12:00 | 784
1988 | 1 | 25 | 13:00 | 755
1988 | 1 | 25 | 14:00 | 839
1988 | 1 | 25 | 15:00 | 634
1988 | 1 | 25 | 16:00 | 118
1988 | 1 | 25 | 17:00 | 0
1988 | 1 | 25 | 18:00 | 0
1988 | 1 | 25 | 19:00 | 0
1988 | 1 | 25 | 20:00 | 0
1988 | 1 | 25 | 21:00 | 0
1988 | 1 | 25 | 22:00 | 0
1988 | 1 | 25 | 23:00 | 0
1988 | 1 | 25 | 24:00 | 0
1988 | 1 | 26 | 01:00 | 0
1988 | 1 | 26 | 02:00 | 0
1988 | 1 | 26 | 03:00 | 0
1988 | 1 | 26 | 04:00 | 0
1988 | 1 | 26 | 05:00 | 0
1988 | 1 | 26 | 06:00 | 0
1988 | 1 | 26 | 07:00 | 0
1988 | 1 | 26 | 08:00 | 1
1988 | 1 | 26 | 09:00 | 391
1988 | 1 | 26 | 10:00 | 699
1988 | 1 | 26 | 11:00 | 1529
1988 | 1 | 26 | 12:00 | 1025
1988 | 1 | 26 | 13:00 | 1391
1988 | 1 | 26 | 14:00 | 2390
1988 | 1 | 26 | 15:00 | 2032
1988 | 1 | 26 | 16:00 | 813
1988 | 1 | 26 | 17:00 | 9
1988 | 1 | 26 | 18:00 | 0
1988 | 1 | 26 | 19:00 | 0
1988 | 1 | 26 | 20:00 | 0
1988 | 1 | 26 | 21:00 | 0
1988 | 1 | 26 | 22:00 | 0
1988 | 1 | 26 | 23:00 | 0
1988 | 1 | 26 | 24:00 | 0
1988 | 1 | 27 | 01:00 | 0
1988 | 1 | 27 | 02:00 | 0
1988 | 1 | 27 | 03:00 | 0
1988 | 1 | 27 | 04:00 | 0
1988 | 1 | 27 | 05:00 | 0
1988 | 1 | 27 | 06:00 | 0
1988 | 1 | 27 | 07:00 | 0
1988 | 1 | 27 | 08:00 | 427
1988 | 1 | 27 | 09:00 | 1575
1988 | 1 | 27 | 10:00 | 2471
1988 | 1 | 27 | 11:00 | 3005
1988 | 1 | 27 | 12:00 | 3339
1988 | 1 | 27 | 13:00 | 3313
1988 | 1 | 27 | 14:00 | 3003
1988 | 1 | 27 | 15:00 | 2433
1988 | 1 | 27 | 16:00 | 1500
1988 | 1 | 27 | 17:00 | 319
1988 | 1 | 27 | 18:00 | 0
1988 | 1 | 27 | 19:00 | 0
1988 | 1 | 27 | 20:00 | 0
1988 | 1 | 27 | 21:00 | 0
1988 | 1 | 27 | 22:00 | 0
1988 | 1 | 27 | 23:00 | 0
1988 | 1 | 27 | 24:00 | 0
1988 | 1 | 28 | 01:00 | 0
1988 | 1 | 28 | 02:00 | 0
1988 | 1 | 28 | 03:00 | 0
1988 | 1 | 28 | 04:00 | 0
1988 | 1 | 28 | 05:00 | 0
1988 | 1 | 28 | 06:00 | 0
1988 | 1 | 28 | 07:00 | 0
1988 | 1 | 28 | 08:00 | 147
1988 | 1 | 28 | 09:00 | 824
1988 | 1 | 28 | 10:00 | 1980
1988 | 1 | 28 | 11:00 | 2324
1988 | 1 | 28 | 12:00 | 2990
1988 | 1 | 28 | 13:00 | 2907
1988 | 1 | 28 | 14:00 | 2451
1988 | 1 | 28 | 15:00 | 1056
1988 | 1 | 28 | 16:00 | 522
1988 | 1 | 28 | 17:00 | 50
1988 | 1 | 28 | 18:00 | 0
1988 | 1 | 28 | 19:00 | 0
1988 | 1 | 28 | 20:00 | 0
1988 | 1 | 28 | 21:00 | 0
1988 | 1 | 28 | 22:00 | 0
1988 | 1 | 28 | 23:00 | 0
1988 | 1 | 28 | 24:00 | 0
1988 | 1 | 29 | 01:00 | 0
1988 | 1 | 29 | 02:00 | 0
1988 | 1 | 29 | 03:00 | 0
1988 | 1 | 29 | 04:00 | 0
1988 | 1 | 29 | 05:00 | 0
1988 | 1 | 29 | 06:00 | 0
1988 | 1 | 29 | 07:00 | 0
1988 | 1 | 29 | 08:00 | 490
1988 | 1 | 29 | 09:00 | 1631
1988 | 1 | 29 | 10:00 | 2354
1988 | 1 | 29 | 11:00 | 2961
1988 | 1 | 29 | 12:00 | 2958
1988 | 1 | 29 | 13:00 | 2943
1988 | 1 | 29 | 14:00 | 2695
1988 | 1 | 29 | 15:00 | 2352
1988 | 1 | 29 | 16:00 | 1509
1988 | 1 | 29 | 17:00 | 265
1988 | 1 | 29 | 18:00 | 0
1988 | 1 | 29 | 19:00 | 0
1988 | 1 | 29 | 20:00 | 0
1988 | 1 | 29 | 21:00 | 0
1988 | 1 | 29 | 22:00 | 0
1988 | 1 | 29 | 23:00 | 0
1988 | 1 | 29 | 24:00 | 0
1988 | 1 | 30 | 01:00 | 0
1988 | 1 | 30 | 02:00 | 0
1988 | 1 | 30 | 03:00 | 0
1988 | 1 | 30 | 04:00 | 0
1988 | 1 | 30 | 05:00 | 0
1988 | 1 | 30 | 06:00 | 0
1988 | 1 | 30 | 07:00 | 0
1988 | 1 | 30 | 08:00 | 1
1988 | 1 | 30 | 09:00 | 135
1988 | 1 | 30 | 10:00 | 1084
1988 | 1 | 30 | 11:00 | 1706
1988 | 1 | 30 | 12:00 | 1269
1988 | 1 | 30 | 13:00 | 1425
1988 | 1 | 30 | 14:00 | 1986
1988 | 1 | 30 | 15:00 | 1654
1988 | 1 | 30 | 16:00 | 814
1988 | 1 | 30 | 17:00 | 29
1988 | 1 | 30 | 18:00 | 0
1988 | 1 | 30 | 19:00 | 0
1988 | 1 | 30 | 20:00 | 0
1988 | 1 | 30 | 21:00 | 0
1988 | 1 | 30 | 22:00 | 0
1988 | 1 | 30 | 23:00 | 0
1988 | 1 | 30 | 24:00 | 0
1988 | 1 | 31 | 01:00 | 0
1988 | 1 | 31 | 02:00 | 0
1988 | 1 | 31 | 03:00 | 0
1988 | 1 | 31 | 04:00 | 0
1988 | 1 | 31 | 05:00 | 0
1988 | 1 | 31 | 06:00 | 0
1988 | 1 | 31 | 07:00 | 0
1988 | 1 | 31 | 08:00 | 10
1988 | 1 | 31 | 09:00 | 575
1988 | 1 | 31 | 10:00 | 1308
1988 | 1 | 31 | 11:00 | 1198
1988 | 1 | 31 | 12:00 | 2615
1988 | 1 | 31 | 13:00 | 1204
1988 | 1 | 31 | 14:00 | 1126
1988 | 1 | 31 | 15:00 | 1328
1988 | 1 | 31 | 16:00 | 396
1988 | 1 | 31 | 17:00 | 0
1988 | 1 | 31 | 18:00 | 0
1988 | 1 | 31 | 19:00 | 0
1988 | 1 | 31 | 20:00 | 0
1988 | 1 | 31 | 21:00 | 0
1988 | 1 | 31 | 22:00 | 0
1988 | 1 | 31 | 23:00 | 0
1988 | 1 | 31 | 24:00 | 0
1965 | 2 | 1 | 01:00 | 0
1965 | 2 | 1 | 02:00 | 0
1965 | 2 | 1 | 03:00 | 0
1965 | 2 | 1 | 04:00 | 0
1965 | 2 | 1 | 05:00 | 0
1965 | 2 | 1 | 06:00 | 0
1965 | 2 | 1 | 07:00 | 0
1965 | 2 | 1 | 08:00 | 68
1965 | 2 | 1 | 09:00 | 1179
1965 | 2 | 1 | 10:00 | 1754
1965 | 2 | 1 | 11:00 | 1952
1965 | 2 | 1 | 12:00 | 1803
1965 | 2 | 1 | 13:00 | 913
1965 | 2 | 1 | 14:00 | 538
1965 | 2 | 1 | 15:00 | 265
1965 | 2 | 1 | 16:00 | 182
1965 | 2 | 1 | 17:00 | 0
1965 | 2 | 1 | 18:00 | 0
1965 | 2 | 1 | 19:00 | 0
1965 | 2 | 1 | 20:00 | 0
1965 | 2 | 1 | 21:00 | 0
1965 | 2 | 1 | 22:00 | 0
1965 | 2 | 1 | 23:00 | 0
1965 | 2 | 1 | 24:00 | 0
1965 | 2 | 2 | 01:00 | 0
1965 | 2 | 2 | 02:00 | 0
1965 | 2 | 2 | 03:00 | 0
1965 | 2 | 2 | 04:00 | 0
1965 | 2 | 2 | 05:00 | 0
1965 | 2 | 2 | 06:00 | 0
1965 | 2 | 2 | 07:00 | 0
1965 | 2 | 2 | 08:00 | 52
1965 | 2 | 2 | 09:00 | 1397
1965 | 2 | 2 | 10:00 | 2303
1965 | 2 | 2 | 11:00 | 2596
1965 | 2 | 2 | 12:00 | 1767
1965 | 2 | 2 | 13:00 | 2037
1965 | 2 | 2 | 14:00 | 1395
1965 | 2 | 2 | 15:00 | 1290
1965 | 2 | 2 | 16:00 | 1138
1965 | 2 | 2 | 17:00 | 271
1965 | 2 | 2 | 18:00 | 0
1965 | 2 | 2 | 19:00 | 0
1965 | 2 | 2 | 20:00 | 0
1965 | 2 | 2 | 21:00 | 0
1965 | 2 | 2 | 22:00 | 0
1965 | 2 | 2 | 23:00 | 0
1965 | 2 | 2 | 24:00 | 0
1965 | 2 | 3 | 01:00 | 0
1965 | 2 | 3 | 02:00 | 0
1965 | 2 | 3 | 03:00 | 0
1965 | 2 | 3 | 04:00 | 0
1965 | 2 | 3 | 05:00 | 0
1965 | 2 | 3 | 06:00 | 0
1965 | 2 | 3 | 07:00 | 0
1965 | 2 | 3 | 08:00 | 214
1965 | 2 | 3 | 09:00 | 1415
1965 | 2 | 3 | 10:00 | 2297
1965 | 2 | 3 | 11:00 | 2754
1965 | 2 | 3 | 12:00 | 2395
1965 | 2 | 3 | 13:00 | 2970
1965 | 2 | 3 | 14:00 | 2357
1965 | 2 | 3 | 15:00 | 2059
1965 | 2 | 3 | 16:00 | 1014
1965 | 2 | 3 | 17:00 | 90
1965 | 2 | 3 | 18:00 | 0
1965 | 2 | 3 | 19:00 | 0
1965 | 2 | 3 | 20:00 | 0
1965 | 2 | 3 | 21:00 | 0
1965 | 2 | 3 | 22:00 | 0
1965 | 2 | 3 | 23:00 | 0
1965 | 2 | 3 | 24:00 | 0
1965 | 2 | 4 | 01:00 | 0
1965 | 2 | 4 | 02:00 | 0
1965 | 2 | 4 | 03:00 | 0
1965 | 2 | 4 | 04:00 | 0
1965 | 2 | 4 | 05:00 | 0
1965 | 2 | 4 | 06:00 | 0
1965 | 2 | 4 | 07:00 | 0
1965 | 2 | 4 | 08:00 | 383
1965 | 2 | 4 | 09:00 | 1523
1965 | 2 | 4 | 10:00 | 2405
1965 | 2 | 4 | 11:00 | 2961
1965 | 2 | 4 | 12:00 | 3045
1965 | 2 | 4 | 13:00 | 2873
1965 | 2 | 4 | 14:00 | 2629
1965 | 2 | 4 | 15:00 | 2242
1965 | 2 | 4 | 16:00 | 1440
1965 | 2 | 4 | 17:00 | 290
1965 | 2 | 4 | 18:00 | 0
1965 | 2 | 4 | 19:00 | 0
1965 | 2 | 4 | 20:00 | 0
1965 | 2 | 4 | 21:00 | 0
1965 | 2 | 4 | 22:00 | 0
1965 | 2 | 4 | 23:00 | 0
1965 | 2 | 4 | 24:00 | 0
1965 | 2 | 5 | 01:00 | 0
1965 | 2 | 5 | 02:00 | 0
1965 | 2 | 5 | 03:00 | 0
1965 | 2 | 5 | 04:00 | 0
1965 | 2 | 5 | 05:00 | 0
1965 | 2 | 5 | 06:00 | 0
1965 | 2 | 5 | 07:00 | 0
1965 | 2 | 5 | 08:00 | 574
1965 | 2 | 5 | 09:00 | 1697
1965 | 2 | 5 | 10:00 | 2527
1965 | 2 | 5 | 11:00 | 2734
1965 | 2 | 5 | 12:00 | 2879
1965 | 2 | 5 | 13:00 | 2724
1965 | 2 | 5 | 14:00 | 2000
1965 | 2 | 5 | 15:00 | 1199
1965 | 2 | 5 | 16:00 | 339
1965 | 2 | 5 | 17:00 | 1
1965 | 2 | 5 | 18:00 | 0
1965 | 2 | 5 | 19:00 | 0
1965 | 2 | 5 | 20:00 | 0
1965 | 2 | 5 | 21:00 | 0
1965 | 2 | 5 | 22:00 | 0
1965 | 2 | 5 | 23:00 | 0
1965 | 2 | 5 | 24:00 | 0
1965 | 2 | 6 | 01:00 | 0
1965 | 2 | 6 | 02:00 | 0
1965 | 2 | 6 | 03:00 | 0
1965 | 2 | 6 | 04:00 | 0
1965 | 2 | 6 | 05:00 | 0
1965 | 2 | 6 | 06:00 | 0
1965 | 2 | 6 | 07:00 | 0
1965 | 2 | 6 | 08:00 | 1
1965 | 2 | 6 | 09:00 | 477
1965 | 2 | 6 | 10:00 | 757
1965 | 2 | 6 | 11:00 | 1687
1965 | 2 | 6 | 12:00 | 2789
1965 | 2 | 6 | 13:00 | 2904
1965 | 2 | 6 | 14:00 | 2583
1965 | 2 | 6 | 15:00 | 1148
1965 | 2 | 6 | 16:00 | 138
1965 | 2 | 6 | 17:00 | 0
1965 | 2 | 6 | 18:00 | 0
1965 | 2 | 6 | 19:00 | 0
1965 | 2 | 6 | 20:00 | 0
1965 | 2 | 6 | 21:00 | 0
1965 | 2 | 6 | 22:00 | 0
1965 | 2 | 6 | 23:00 | 0
1965 | 2 | 6 | 24:00 | 0
1965 | 2 | 7 | 01:00 | 0
1965 | 2 | 7 | 02:00 | 0
1965 | 2 | 7 | 03:00 | 0
1965 | 2 | 7 | 04:00 | 0
1965 | 2 | 7 | 05:00 | 0
1965 | 2 | 7 | 06:00 | 0
1965 | 2 | 7 | 07:00 | 0
1965 | 2 | 7 | 08:00 | 3
1965 | 2 | 7 | 09:00 | 93
1965 | 2 | 7 | 10:00 | 782
1965 | 2 | 7 | 11:00 | 885
1965 | 2 | 7 | 12:00 | 1244
1965 | 2 | 7 | 13:00 | 942
1965 | 2 | 7 | 14:00 | 893
1965 | 2 | 7 | 15:00 | 726
1965 | 2 | 7 | 16:00 | 487
1965 | 2 | 7 | 17:00 | 5
1965 | 2 | 7 | 18:00 | 0
1965 | 2 | 7 | 19:00 | 0
1965 | 2 | 7 | 20:00 | 0
1965 | 2 | 7 | 21:00 | 0
1965 | 2 | 7 | 22:00 | 0
1965 | 2 | 7 | 23:00 | 0
1965 | 2 | 7 | 24:00 | 0
1965 | 2 | 8 | 01:00 | 0
1965 | 2 | 8 | 02:00 | 0
1965 | 2 | 8 | 03:00 | 0
1965 | 2 | 8 | 04:00 | 0
1965 | 2 | 8 | 05:00 | 0
1965 | 2 | 8 | 06:00 | 0
1965 | 2 | 8 | 07:00 | 0
1965 | 2 | 8 | 08:00 | 5
1965 | 2 | 8 | 09:00 | 400
1965 | 2 | 8 | 10:00 | 294
1965 | 2 | 8 | 11:00 | 795
1965 | 2 | 8 | 12:00 | 1018
1965 | 2 | 8 | 13:00 | 853
1965 | 2 | 8 | 14:00 | 960
1965 | 2 | 8 | 15:00 | 1314
1965 | 2 | 8 | 16:00 | 1086
1965 | 2 | 8 | 17:00 | 10
1965 | 2 | 8 | 18:00 | 0
1965 | 2 | 8 | 19:00 | 0
1965 | 2 | 8 | 20:00 | 0
1965 | 2 | 8 | 21:00 | 0
1965 | 2 | 8 | 22:00 | 0
1965 | 2 | 8 | 23:00 | 0
1965 | 2 | 8 | 24:00 | 0
1965 | 2 | 9 | 01:00 | 0
1965 | 2 | 9 | 02:00 | 0
1965 | 2 | 9 | 03:00 | 0
1965 | 2 | 9 | 04:00 | 0
1965 | 2 | 9 | 05:00 | 0
1965 | 2 | 9 | 06:00 | 0
1965 | 2 | 9 | 07:00 | 0
1965 | 2 | 9 | 08:00 | 34
1965 | 2 | 9 | 09:00 | 1083
1965 | 2 | 9 | 10:00 | 1928
1965 | 2 | 9 | 11:00 | 2471
1965 | 2 | 9 | 12:00 | 2765
1965 | 2 | 9 | 13:00 | 2727
1965 | 2 | 9 | 14:00 | 2431
1965 | 2 | 9 | 15:00 | 1865
1965 | 2 | 9 | 16:00 | 1046
1965 | 2 | 9 | 17:00 | 35
1965 | 2 | 9 | 18:00 | 0
1965 | 2 | 9 | 19:00 | 0
1965 | 2 | 9 | 20:00 | 0
1965 | 2 | 9 | 21:00 | 0
1965 | 2 | 9 | 22:00 | 0
1965 | 2 | 9 | 23:00 | 0
1965 | 2 | 9 | 24:00 | 0
1965 | 2 | 10 | 01:00 | 0
1965 | 2 | 10 | 02:00 | 0
1965 | 2 | 10 | 03:00 | 0
1965 | 2 | 10 | 04:00 | 0
1965 | 2 | 10 | 05:00 | 0
1965 | 2 | 10 | 06:00 | 0
1965 | 2 | 10 | 07:00 | 0
1965 | 2 | 10 | 08:00 | 0
1965 | 2 | 10 | 09:00 | 68
1965 | 2 | 10 | 10:00 | 486
1965 | 2 | 10 | 11:00 | 524
1965 | 2 | 10 | 12:00 | 673
1965 | 2 | 10 | 13:00 | 364
1965 | 2 | 10 | 14:00 | 589
1965 | 2 | 10 | 15:00 | 523
1965 | 2 | 10 | 16:00 | 12
1965 | 2 | 10 | 17:00 | 1
1965 | 2 | 10 | 18:00 | 0
1965 | 2 | 10 | 19:00 | 0
1965 | 2 | 10 | 20:00 | 0
1965 | 2 | 10 | 21:00 | 0
1965 | 2 | 10 | 22:00 | 0
1965 | 2 | 10 | 23:00 | 0
1965 | 2 | 10 | 24:00 | 0
1965 | 2 | 11 | 01:00 | 0
1965 | 2 | 11 | 02:00 | 0
1965 | 2 | 11 | 03:00 | 0
1965 | 2 | 11 | 04:00 | 0
1965 | 2 | 11 | 05:00 | 0
1965 | 2 | 11 | 06:00 | 0
1965 | 2 | 11 | 07:00 | 0
1965 | 2 | 11 | 08:00 | 25
1965 | 2 | 11 | 09:00 | 912
1965 | 2 | 11 | 10:00 | 2149
1965 | 2 | 11 | 11:00 | 1658
1965 | 2 | 11 | 12:00 | 2638
1965 | 2 | 11 | 13:00 | 2832
1965 | 2 | 11 | 14:00 | 2514
1965 | 2 | 11 | 15:00 | 1978
1965 | 2 | 11 | 16:00 | 968
1965 | 2 | 11 | 17:00 | 176
1965 | 2 | 11 | 18:00 | 0
1965 | 2 | 11 | 19:00 | 0
1965 | 2 | 11 | 20:00 | 0
1965 | 2 | 11 | 21:00 | 0
1965 | 2 | 11 | 22:00 | 0
1965 | 2 | 11 | 23:00 | 0
1965 | 2 | 11 | 24:00 | 0
1965 | 2 | 12 | 01:00 | 0
1965 | 2 | 12 | 02:00 | 0
1965 | 2 | 12 | 03:00 | 0
1965 | 2 | 12 | 04:00 | 0
1965 | 2 | 12 | 05:00 | 0
1965 | 2 | 12 | 06:00 | 0
1965 | 2 | 12 | 07:00 | 0
1965 | 2 | 12 | 08:00 | 1
1965 | 2 | 12 | 09:00 | 104
1965 | 2 | 12 | 10:00 | 123
1965 | 2 | 12 | 11:00 | 692
1965 | 2 | 12 | 12:00 | 959
1965 | 2 | 12 | 13:00 | 429
1965 | 2 | 12 | 14:00 | 956
1965 | 2 | 12 | 15:00 | 728
1965 | 2 | 12 | 16:00 | 46
1965 | 2 | 12 | 17:00 | 11
1965 | 2 | 12 | 18:00 | 0
1965 | 2 | 12 | 19:00 | 0
1965 | 2 | 12 | 20:00 | 0
1965 | 2 | 12 | 21:00 | 0
1965 | 2 | 12 | 22:00 | 0
1965 | 2 | 12 | 23:00 | 0
1965 | 2 | 12 | 24:00 | 0
1965 | 2 | 13 | 01:00 | 0
1965 | 2 | 13 | 02:00 | 0
1965 | 2 | 13 | 03:00 | 0
1965 | 2 | 13 | 04:00 | 0
1965 | 2 | 13 | 05:00 | 0
1965 | 2 | 13 | 06:00 | 0
1965 | 2 | 13 | 07:00 | 0
1965 | 2 | 13 | 08:00 | 177
1965 | 2 | 13 | 09:00 | 1123
1965 | 2 | 13 | 10:00 | 2409
1965 | 2 | 13 | 11:00 | 2896
1965 | 2 | 13 | 12:00 | 2993
1965 | 2 | 13 | 13:00 | 2962
1965 | 2 | 13 | 14:00 | 2681
1965 | 2 | 13 | 15:00 | 2188
1965 | 2 | 13 | 16:00 | 1467
1965 | 2 | 13 | 17:00 | 525
1965 | 2 | 13 | 18:00 | 0
1965 | 2 | 13 | 19:00 | 0
1965 | 2 | 13 | 20:00 | 0
1965 | 2 | 13 | 21:00 | 0
1965 | 2 | 13 | 22:00 | 0
1965 | 2 | 13 | 23:00 | 0
1965 | 2 | 13 | 24:00 | 0
1965 | 2 | 14 | 01:00 | 0
1965 | 2 | 14 | 02:00 | 0
1965 | 2 | 14 | 03:00 | 0
1965 | 2 | 14 | 04:00 | 0
1965 | 2 | 14 | 05:00 | 0
1965 | 2 | 14 | 06:00 | 0
1965 | 2 | 14 | 07:00 | 0
1965 | 2 | 14 | 08:00 | 554
1965 | 2 | 14 | 09:00 | 748
1965 | 2 | 14 | 10:00 | 1645
1965 | 2 | 14 | 11:00 | 897
1965 | 2 | 14 | 12:00 | 1305
1965 | 2 | 14 | 13:00 | 602
1965 | 2 | 14 | 14:00 | 512
1965 | 2 | 14 | 15:00 | 573
1965 | 2 | 14 | 16:00 | 339
1965 | 2 | 14 | 17:00 | 1
1965 | 2 | 14 | 18:00 | 0
1965 | 2 | 14 | 19:00 | 0
1965 | 2 | 14 | 20:00 | 0
1965 | 2 | 14 | 21:00 | 0
1965 | 2 | 14 | 22:00 | 0
1965 | 2 | 14 | 23:00 | 0
1965 | 2 | 14 | 24:00 | 0
1965 | 2 | 15 | 01:00 | 0
1965 | 2 | 15 | 02:00 | 0
1965 | 2 | 15 | 03:00 | 0
1965 | 2 | 15 | 04:00 | 0
1965 | 2 | 15 | 05:00 | 0
1965 | 2 | 15 | 06:00 | 0
1965 | 2 | 15 | 07:00 | 0
1965 | 2 | 15 | 08:00 | 143
1965 | 2 | 15 | 09:00 | 1185
1965 | 2 | 15 | 10:00 | 1989
1965 | 2 | 15 | 11:00 | 2499
1965 | 2 | 15 | 12:00 | 2726
1965 | 2 | 15 | 13:00 | 2640
1965 | 2 | 15 | 14:00 | 2455
1965 | 2 | 15 | 15:00 | 1928
1965 | 2 | 15 | 16:00 | 1135
1965 | 2 | 15 | 17:00 | 134
1965 | 2 | 15 | 18:00 | 0
1965 | 2 | 15 | 19:00 | 0
1965 | 2 | 15 | 20:00 | 0
1965 | 2 | 15 | 21:00 | 0
1965 | 2 | 15 | 22:00 | 0
1965 | 2 | 15 | 23:00 | 0
1965 | 2 | 15 | 24:00 | 0
1965 | 2 | 16 | 01:00 | 0
1965 | 2 | 16 | 02:00 | 0
1965 | 2 | 16 | 03:00 | 0
1965 | 2 | 16 | 04:00 | 0
1965 | 2 | 16 | 05:00 | 0
1965 | 2 | 16 | 06:00 | 0
1965 | 2 | 16 | 07:00 | 0
1965 | 2 | 16 | 08:00 | 523
1965 | 2 | 16 | 09:00 | 1511
1965 | 2 | 16 | 10:00 | 2262
1965 | 2 | 16 | 11:00 | 2769
1965 | 2 | 16 | 12:00 | 3010
1965 | 2 | 16 | 13:00 | 3021
1965 | 2 | 16 | 14:00 | 2785
1965 | 2 | 16 | 15:00 | 2299
1965 | 2 | 16 | 16:00 | 1559
1965 | 2 | 16 | 17:00 | 572
1965 | 2 | 16 | 18:00 | 0
1965 | 2 | 16 | 19:00 | 0
1965 | 2 | 16 | 20:00 | 0
1965 | 2 | 16 | 21:00 | 0
1965 | 2 | 16 | 22:00 | 0
1965 | 2 | 16 | 23:00 | 0
1965 | 2 | 16 | 24:00 | 0
1965 | 2 | 17 | 01:00 | 0
1965 | 2 | 17 | 02:00 | 0
1965 | 2 | 17 | 03:00 | 0
1965 | 2 | 17 | 04:00 | 0
1965 | 2 | 17 | 05:00 | 0
1965 | 2 | 17 | 06:00 | 0
1965 | 2 | 17 | 07:00 | 0
1965 | 2 | 17 | 08:00 | 608
1965 | 2 | 17 | 09:00 | 1657
1965 | 2 | 17 | 10:00 | 2482
1965 | 2 | 17 | 11:00 | 2976
1965 | 2 | 17 | 12:00 | 3219
1965 | 2 | 17 | 13:00 | 3185
1965 | 2 | 17 | 14:00 | 2886
1965 | 2 | 17 | 15:00 | 2324
1965 | 2 | 17 | 16:00 | 1525
1965 | 2 | 17 | 17:00 | 567
1965 | 2 | 17 | 18:00 | 0
1965 | 2 | 17 | 19:00 | 0
1965 | 2 | 17 | 20:00 | 0
1965 | 2 | 17 | 21:00 | 0
1965 | 2 | 17 | 22:00 | 0
1965 | 2 | 17 | 23:00 | 0
1965 | 2 | 17 | 24:00 | 0
1965 | 2 | 18 | 01:00 | 0
1965 | 2 | 18 | 02:00 | 0
1965 | 2 | 18 | 03:00 | 0
1965 | 2 | 18 | 04:00 | 0
1965 | 2 | 18 | 05:00 | 0
1965 | 2 | 18 | 06:00 | 0
1965 | 2 | 18 | 07:00 | 0
1965 | 2 | 18 | 08:00 | 15
1965 | 2 | 18 | 09:00 | 828
1965 | 2 | 18 | 10:00 | 1068
1965 | 2 | 18 | 11:00 | 1465
1965 | 2 | 18 | 12:00 | 2703
1965 | 2 | 18 | 13:00 | 1862
1965 | 2 | 18 | 14:00 | 1498
1965 | 2 | 18 | 15:00 | 918
1965 | 2 | 18 | 16:00 | 974
1965 | 2 | 18 | 17:00 | 127
1965 | 2 | 18 | 18:00 | 0
1965 | 2 | 18 | 19:00 | 0
1965 | 2 | 18 | 20:00 | 0
1965 | 2 | 18 | 21:00 | 0
1965 | 2 | 18 | 22:00 | 0
1965 | 2 | 18 | 23:00 | 0
1965 | 2 | 18 | 24:00 | 0
1965 | 2 | 19 | 01:00 | 0
1965 | 2 | 19 | 02:00 | 0
1965 | 2 | 19 | 03:00 | 0
1965 | 2 | 19 | 04:00 | 0
1965 | 2 | 19 | 05:00 | 0
1965 | 2 | 19 | 06:00 | 0
1965 | 2 | 19 | 07:00 | 0
1965 | 2 | 19 | 08:00 | 41
1965 | 2 | 19 | 09:00 | 766
1965 | 2 | 19 | 10:00 | 2290
1965 | 2 | 19 | 11:00 | 2316
1965 | 2 | 19 | 12:00 | 2656
1965 | 2 | 19 | 13:00 | 2184
1965 | 2 | 19 | 14:00 | 2632
1965 | 2 | 19 | 15:00 | 2122
1965 | 2 | 19 | 16:00 | 1520
1965 | 2 | 19 | 17:00 | 510
1965 | 2 | 19 | 18:00 | 0
1965 | 2 | 19 | 19:00 | 0
1965 | 2 | 19 | 20:00 | 0
1965 | 2 | 19 | 21:00 | 0
1965 | 2 | 19 | 22:00 | 0
1965 | 2 | 19 | 23:00 | 0
1965 | 2 | 19 | 24:00 | 0
1965 | 2 | 20 | 01:00 | 0
1965 | 2 | 20 | 02:00 | 0
1965 | 2 | 20 | 03:00 | 0
1965 | 2 | 20 | 04:00 | 0
1965 | 2 | 20 | 05:00 | 0
1965 | 2 | 20 | 06:00 | 0
1965 | 2 | 20 | 07:00 | 0
1965 | 2 | 20 | 08:00 | 627
1965 | 2 | 20 | 09:00 | 1723
1965 | 2 | 20 | 10:00 | 2575
1965 | 2 | 20 | 11:00 | 3124
1965 | 2 | 20 | 12:00 | 3408
1965 | 2 | 20 | 13:00 | 3396
1965 | 2 | 20 | 14:00 | 3071
1965 | 2 | 20 | 15:00 | 2514
1965 | 2 | 20 | 16:00 | 1658
1965 | 2 | 20 | 17:00 | 599
1965 | 2 | 20 | 18:00 | 0
1965 | 2 | 20 | 19:00 | 0
1965 | 2 | 20 | 20:00 | 0
1965 | 2 | 20 | 21:00 | 0
1965 | 2 | 20 | 22:00 | 0
1965 | 2 | 20 | 23:00 | 0
1965 | 2 | 20 | 24:00 | 0
1965 | 2 | 21 | 01:00 | 0
1965 | 2 | 21 | 02:00 | 0
1965 | 2 | 21 | 03:00 | 0
1965 | 2 | 21 | 04:00 | 0
1965 | 2 | 21 | 05:00 | 0
1965 | 2 | 21 | 06:00 | 0
1965 | 2 | 21 | 07:00 | 0
1965 | 2 | 21 | 08:00 | 1
1965 | 2 | 21 | 09:00 | 129
1965 | 2 | 21 | 10:00 | 615
1965 | 2 | 21 | 11:00 | 1267
1965 | 2 | 21 | 12:00 | 987
1965 | 2 | 21 | 13:00 | 1877
1965 | 2 | 21 | 14:00 | 910
1965 | 2 | 21 | 15:00 | 1036
1965 | 2 | 21 | 16:00 | 33
1965 | 2 | 21 | 17:00 | 11
1965 | 2 | 21 | 18:00 | 0
1965 | 2 | 21 | 19:00 | 0
1965 | 2 | 21 | 20:00 | 0
1965 | 2 | 21 | 21:00 | 0
1965 | 2 | 21 | 22:00 | 0
1965 | 2 | 21 | 23:00 | 0
1965 | 2 | 21 | 24:00 | 0
1965 | 2 | 22 | 01:00 | 0
1965 | 2 | 22 | 02:00 | 0
1965 | 2 | 22 | 03:00 | 0
1965 | 2 | 22 | 04:00 | 0
1965 | 2 | 22 | 05:00 | 0
1965 | 2 | 22 | 06:00 | 0
1965 | 2 | 22 | 07:00 | 0
1965 | 2 | 22 | 08:00 | 5
1965 | 2 | 22 | 09:00 | 428
1965 | 2 | 22 | 10:00 | 708
1965 | 2 | 22 | 11:00 | 1261
1965 | 2 | 22 | 12:00 | 1913
1965 | 2 | 22 | 13:00 | 3264
1965 | 2 | 22 | 14:00 | 3031
1965 | 2 | 22 | 15:00 | 2618
1965 | 2 | 22 | 16:00 | 1796
1965 | 2 | 22 | 17:00 | 687
1965 | 2 | 22 | 18:00 | 0
1965 | 2 | 22 | 19:00 | 0
1965 | 2 | 22 | 20:00 | 0
1965 | 2 | 22 | 21:00 | 0
1965 | 2 | 22 | 22:00 | 0
1965 | 2 | 22 | 23:00 | 0
1965 | 2 | 22 | 24:00 | 0
1965 | 2 | 23 | 01:00 | 0
1965 | 2 | 23 | 02:00 | 0
1965 | 2 | 23 | 03:00 | 0
1965 | 2 | 23 | 04:00 | 0
1965 | 2 | 23 | 05:00 | 0
1965 | 2 | 23 | 06:00 | 0
1965 | 2 | 23 | 07:00 | 0
1965 | 2 | 23 | 08:00 | 854
1965 | 2 | 23 | 09:00 | 1999
1965 | 2 | 23 | 10:00 | 2872
1965 | 2 | 23 | 11:00 | 3369
1965 | 2 | 23 | 12:00 | 3623
1965 | 2 | 23 | 13:00 | 3581
1965 | 2 | 23 | 14:00 | 3302
1965 | 2 | 23 | 15:00 | 2757
1965 | 2 | 23 | 16:00 | 1908
1965 | 2 | 23 | 17:00 | 810
1965 | 2 | 23 | 18:00 | 0
1965 | 2 | 23 | 19:00 | 0
1965 | 2 | 23 | 20:00 | 0
1965 | 2 | 23 | 21:00 | 0
1965 | 2 | 23 | 22:00 | 0
1965 | 2 | 23 | 23:00 | 0
1965 | 2 | 23 | 24:00 | 0
1965 | 2 | 24 | 01:00 | 0
1965 | 2 | 24 | 02:00 | 0
1965 | 2 | 24 | 03:00 | 0
1965 | 2 | 24 | 04:00 | 0
1965 | 2 | 24 | 05:00 | 0
1965 | 2 | 24 | 06:00 | 0
1965 | 2 | 24 | 07:00 | 0
1965 | 2 | 24 | 08:00 | 859
1965 | 2 | 24 | 09:00 | 1929
1965 | 2 | 24 | 10:00 | 2666
1965 | 2 | 24 | 11:00 | 3163
1965 | 2 | 24 | 12:00 | 3451
1965 | 2 | 24 | 13:00 | 3465
1965 | 2 | 24 | 14:00 | 3049
1965 | 2 | 24 | 15:00 | 2459
1965 | 2 | 24 | 16:00 | 1386
1965 | 2 | 24 | 17:00 | 497
1965 | 2 | 24 | 18:00 | 0
1965 | 2 | 24 | 19:00 | 0
1965 | 2 | 24 | 20:00 | 0
1965 | 2 | 24 | 21:00 | 0
1965 | 2 | 24 | 22:00 | 0
1965 | 2 | 24 | 23:00 | 0
1965 | 2 | 24 | 24:00 | 0
1965 | 2 | 25 | 01:00 | 0
1965 | 2 | 25 | 02:00 | 0
1965 | 2 | 25 | 03:00 | 0
1965 | 2 | 25 | 04:00 | 0
1965 | 2 | 25 | 05:00 | 0
1965 | 2 | 25 | 06:00 | 0
1965 | 2 | 25 | 07:00 | 0
1965 | 2 | 25 | 08:00 | 3
1965 | 2 | 25 | 09:00 | 188
1965 | 2 | 25 | 10:00 | 204
1965 | 2 | 25 | 11:00 | 887
1965 | 2 | 25 | 12:00 | 870
1965 | 2 | 25 | 13:00 | 647
1965 | 2 | 25 | 14:00 | 921
1965 | 2 | 25 | 15:00 | 621
1965 | 2 | 25 | 16:00 | 81
1965 | 2 | 25 | 17:00 | 29
1965 | 2 | 25 | 18:00 | 0
1965 | 2 | 25 | 19:00 | 0
1965 | 2 | 25 | 20:00 | 0
1965 | 2 | 25 | 21:00 | 0
1965 | 2 | 25 | 22:00 | 0
1965 | 2 | 25 | 23:00 | 0
1965 | 2 | 25 | 24:00 | 0
1965 | 2 | 26 | 01:00 | 0
1965 | 2 | 26 | 02:00 | 0
1965 | 2 | 26 | 03:00 | 0
1965 | 2 | 26 | 04:00 | 0
1965 | 2 | 26 | 05:00 | 0
1965 | 2 | 26 | 06:00 | 0
1965 | 2 | 26 | 07:00 | 0
1965 | 2 | 26 | 08:00 | 305
1965 | 2 | 26 | 09:00 | 1266
1965 | 2 | 26 | 10:00 | 2388
1965 | 2 | 26 | 11:00 | 2910
1965 | 2 | 26 | 12:00 | 3209
1965 | 2 | 26 | 13:00 | 3110
1965 | 2 | 26 | 14:00 | 2590
1965 | 2 | 26 | 15:00 | 1343
1965 | 2 | 26 | 16:00 | 885
1965 | 2 | 26 | 17:00 | 276
1965 | 2 | 26 | 18:00 | 0
1965 | 2 | 26 | 19:00 | 0
1965 | 2 | 26 | 20:00 | 0
1965 | 2 | 26 | 21:00 | 0
1965 | 2 | 26 | 22:00 | 0
1965 | 2 | 26 | 23:00 | 0
1965 | 2 | 26 | 24:00 | 0
1965 | 2 | 27 | 01:00 | 0
1965 | 2 | 27 | 02:00 | 0
1965 | 2 | 27 | 03:00 | 0
1965 | 2 | 27 | 04:00 | 0
1965 | 2 | 27 | 05:00 | 0
1965 | 2 | 27 | 06:00 | 0
1965 | 2 | 27 | 07:00 | 0
1965 | 2 | 27 | 08:00 | 743
1965 | 2 | 27 | 09:00 | 1699
1965 | 2 | 27 | 10:00 | 2425
1965 | 2 | 27 | 11:00 | 2928
1965 | 2 | 27 | 12:00 | 3326
1965 | 2 | 27 | 13:00 | 3320
1965 | 2 | 27 | 14:00 | 3012
1965 | 2 | 27 | 15:00 | 2487
1965 | 2 | 27 | 16:00 | 1672
1965 | 2 | 27 | 17:00 | 681
1965 | 2 | 27 | 18:00 | 0
1965 | 2 | 27 | 19:00 | 0
1965 | 2 | 27 | 20:00 | 0
1965 | 2 | 27 | 21:00 | 0
1965 | 2 | 27 | 22:00 | 0
1965 | 2 | 27 | 23:00 | 0
1965 | 2 | 27 | 24:00 | 0
1965 | 2 | 28 | 01:00 | 0
1965 | 2 | 28 | 02:00 | 0
1965 | 2 | 28 | 03:00 | 0
1965 | 2 | 28 | 04:00 | 0
1965 | 2 | 28 | 05:00 | 0
1965 | 2 | 28 | 06:00 | 0
1965 | 2 | 28 | 07:00 | 0
1965 | 2 | 28 | 08:00 | 66
1965 | 2 | 28 | 09:00 | 1154
1965 | 2 | 28 | 10:00 | 2216
1965 | 2 | 28 | 11:00 | 2650
1965 | 2 | 28 | 12:00 | 2913
1965 | 2 | 28 | 13:00 | 3030
1965 | 2 | 28 | 14:00 | 2719
1965 | 2 | 28 | 15:00 | 2136
1965 | 2 | 28 | 16:00 | 1332
1965 | 2 | 28 | 17:00 | 438
1965 | 2 | 28 | 18:00 | 0
1965 | 2 | 28 | 19:00 | 0
1965 | 2 | 28 | 20:00 | 0
1965 | 2 | 28 | 21:00 | 0
1965 | 2 | 28 | 22:00 | 0
1965 | 2 | 28 | 23:00 | 0
1965 | 2 | 28 | 24:00 | 0
1965 | 3 | 1 | 01:00 | 0
1965 | 3 | 1 | 02:00 | 0
1965 | 3 | 1 | 03:00 | 0
1965 | 3 | 1 | 04:00 | 0
1965 | 3 | 1 | 05:00 | 0
1965 | 3 | 1 | 06:00 | 0
1965 | 3 | 1 | 07:00 | 0
1965 | 3 | 1 | 08:00 | 443
1965 | 3 | 1 | 09:00 | 705
1965 | 3 | 1 | 10:00 | 586
1965 | 3 | 1 | 11:00 | 1081
1965 | 3 | 1 | 12:00 | 1646
1965 | 3 | 1 | 13:00 | 1868
1965 | 3 | 1 | 14:00 | 1269
1965 | 3 | 1 | 15:00 | 538
1965 | 3 | 1 | 16:00 | 257
1965 | 3 | 1 | 17:00 | 3
1965 | 3 | 1 | 18:00 | 0
1965 | 3 | 1 | 19:00 | 0
1965 | 3 | 1 | 20:00 | 0
1965 | 3 | 1 | 21:00 | 0
1965 | 3 | 1 | 22:00 | 0
1965 | 3 | 1 | 23:00 | 0
1965 | 3 | 1 | 24:00 | 0
1965 | 3 | 2 | 01:00 | 0
1965 | 3 | 2 | 02:00 | 0
1965 | 3 | 2 | 03:00 | 0
1965 | 3 | 2 | 04:00 | 0
1965 | 3 | 2 | 05:00 | 0
1965 | 3 | 2 | 06:00 | 0
1965 | 3 | 2 | 07:00 | 0
1965 | 3 | 2 | 08:00 | 717
1965 | 3 | 2 | 09:00 | 1679
1965 | 3 | 2 | 10:00 | 2417
1965 | 3 | 2 | 11:00 | 2905
1965 | 3 | 2 | 12:00 | 3162
1965 | 3 | 2 | 13:00 | 3150
1965 | 3 | 2 | 14:00 | 2882
1965 | 3 | 2 | 15:00 | 2358
1965 | 3 | 2 | 16:00 | 1588
1965 | 3 | 2 | 17:00 | 650
1965 | 3 | 2 | 18:00 | 0
1965 | 3 | 2 | 19:00 | 0
1965 | 3 | 2 | 20:00 | 0
1965 | 3 | 2 | 21:00 | 0
1965 | 3 | 2 | 22:00 | 0
1965 | 3 | 2 | 23:00 | 0
1965 | 3 | 2 | 24:00 | 0
1965 | 3 | 3 | 01:00 | 0
1965 | 3 | 3 | 02:00 | 0
1965 | 3 | 3 | 03:00 | 0
1965 | 3 | 3 | 04:00 | 0
1965 | 3 | 3 | 05:00 | 0
1965 | 3 | 3 | 06:00 | 0
1965 | 3 | 3 | 07:00 | 0
1965 | 3 | 3 | 08:00 | 31
1965 | 3 | 3 | 09:00 | 139
1965 | 3 | 3 | 10:00 | 542
1965 | 3 | 3 | 11:00 | 986
1965 | 3 | 3 | 12:00 | 2823
1965 | 3 | 3 | 13:00 | 2790
1965 | 3 | 3 | 14:00 | 2532
1965 | 3 | 3 | 15:00 | 2239
1965 | 3 | 3 | 16:00 | 1520
1965 | 3 | 3 | 17:00 | 654
1965 | 3 | 3 | 18:00 | 0
1965 | 3 | 3 | 19:00 | 0
1965 | 3 | 3 | 20:00 | 0
1965 | 3 | 3 | 21:00 | 0
1965 | 3 | 3 | 22:00 | 0
1965 | 3 | 3 | 23:00 | 0
1965 | 3 | 3 | 24:00 | 0
1965 | 3 | 4 | 01:00 | 0
1965 | 3 | 4 | 02:00 | 0
1965 | 3 | 4 | 03:00 | 0
1965 | 3 | 4 | 04:00 | 0
1965 | 3 | 4 | 05:00 | 0
1965 | 3 | 4 | 06:00 | 0
1965 | 3 | 4 | 07:00 | 2
1965 | 3 | 4 | 08:00 | 805
1965 | 3 | 4 | 09:00 | 1735
1965 | 3 | 4 | 10:00 | 2428
1965 | 3 | 4 | 11:00 | 2852
1965 | 3 | 4 | 12:00 | 3054
1965 | 3 | 4 | 13:00 | 3016
1965 | 3 | 4 | 14:00 | 2773
1965 | 3 | 4 | 15:00 | 2321
1965 | 3 | 4 | 16:00 | 1595
1965 | 3 | 4 | 17:00 | 696
1965 | 3 | 4 | 18:00 | 1
1965 | 3 | 4 | 19:00 | 0
1965 | 3 | 4 | 20:00 | 0
1965 | 3 | 4 | 21:00 | 0
1965 | 3 | 4 | 22:00 | 0
1965 | 3 | 4 | 23:00 | 0
1965 | 3 | 4 | 24:00 | 0
1965 | 3 | 5 | 01:00 | 0
1965 | 3 | 5 | 02:00 | 0
1965 | 3 | 5 | 03:00 | 0
1965 | 3 | 5 | 04:00 | 0
1965 | 3 | 5 | 05:00 | 0
1965 | 3 | 5 | 06:00 | 0
1965 | 3 | 5 | 07:00 | 1
1965 | 3 | 5 | 08:00 | 585
1965 | 3 | 5 | 09:00 | 733
1965 | 3 | 5 | 10:00 | 439
1965 | 3 | 5 | 11:00 | 655
1965 | 3 | 5 | 12:00 | 889
1965 | 3 | 5 | 13:00 | 705
1965 | 3 | 5 | 14:00 | 624
1965 | 3 | 5 | 15:00 | 498
1965 | 3 | 5 | 16:00 | 428
1965 | 3 | 5 | 17:00 | 15
1965 | 3 | 5 | 18:00 | 0
1965 | 3 | 5 | 19:00 | 0
1965 | 3 | 5 | 20:00 | 0
1965 | 3 | 5 | 21:00 | 0
1965 | 3 | 5 | 22:00 | 0
1965 | 3 | 5 | 23:00 | 0
1965 | 3 | 5 | 24:00 | 0
1965 | 3 | 6 | 01:00 | 0
1965 | 3 | 6 | 02:00 | 0
1965 | 3 | 6 | 03:00 | 0
1965 | 3 | 6 | 04:00 | 0
1965 | 3 | 6 | 05:00 | 0
1965 | 3 | 6 | 06:00 | 0
1965 | 3 | 6 | 07:00 | 0
1965 | 3 | 6 | 08:00 | 30
1965 | 3 | 6 | 09:00 | 439
1965 | 3 | 6 | 10:00 | 358
1965 | 3 | 6 | 11:00 | 821
1965 | 3 | 6 | 12:00 | 922
1965 | 3 | 6 | 13:00 | 895
1965 | 3 | 6 | 14:00 | 811
1965 | 3 | 6 | 15:00 | 668
1965 | 3 | 6 | 16:00 | 419
1965 | 3 | 6 | 17:00 | 23
1965 | 3 | 6 | 18:00 | 0
1965 | 3 | 6 | 19:00 | 0
1965 | 3 | 6 | 20:00 | 0
1965 | 3 | 6 | 21:00 | 0
1965 | 3 | 6 | 22:00 | 0
1965 | 3 | 6 | 23:00 | 0
1965 | 3 | 6 | 24:00 | 0
1965 | 3 | 7 | 01:00 | 0
1965 | 3 | 7 | 02:00 | 0
1965 | 3 | 7 | 03:00 | 0
1965 | 3 | 7 | 04:00 | 0
1965 | 3 | 7 | 05:00 | 0
1965 | 3 | 7 | 06:00 | 0
1965 | 3 | 7 | 07:00 | 0
1965 | 3 | 7 | 08:00 | 103
1965 | 3 | 7 | 09:00 | 485
1965 | 3 | 7 | 10:00 | 388
1965 | 3 | 7 | 11:00 | 838
1965 | 3 | 7 | 12:00 | 951
1965 | 3 | 7 | 13:00 | 497
1965 | 3 | 7 | 14:00 | 956
1965 | 3 | 7 | 15:00 | 745
1965 | 3 | 7 | 16:00 | 460
1965 | 3 | 7 | 17:00 | 70
1965 | 3 | 7 | 18:00 | 0
1965 | 3 | 7 | 19:00 | 0
1965 | 3 | 7 | 20:00 | 0
1965 | 3 | 7 | 21:00 | 0
1965 | 3 | 7 | 22:00 | 0
1965 | 3 | 7 | 23:00 | 0
1965 | 3 | 7 | 24:00 | 0
1965 | 3 | 8 | 01:00 | 0
1965 | 3 | 8 | 02:00 | 0
1965 | 3 | 8 | 03:00 | 0
1965 | 3 | 8 | 04:00 | 0
1965 | 3 | 8 | 05:00 | 0
1965 | 3 | 8 | 06:00 | 0
1965 | 3 | 8 | 07:00 | 0
1965 | 3 | 8 | 08:00 | 435
1965 | 3 | 8 | 09:00 | 1721
1965 | 3 | 8 | 10:00 | 1963
1965 | 3 | 8 | 11:00 | 2561
1965 | 3 | 8 | 12:00 | 2660
1965 | 3 | 8 | 13:00 | 1612
1965 | 3 | 8 | 14:00 | 2260
1965 | 3 | 8 | 15:00 | 2151
1965 | 3 | 8 | 16:00 | 1519
1965 | 3 | 8 | 17:00 | 576
1965 | 3 | 8 | 18:00 | 0
1965 | 3 | 8 | 19:00 | 0
1965 | 3 | 8 | 20:00 | 0
1965 | 3 | 8 | 21:00 | 0
1965 | 3 | 8 | 22:00 | 0
1965 | 3 | 8 | 23:00 | 0
1965 | 3 | 8 | 24:00 | 0
1965 | 3 | 9 | 01:00 | 0
1965 | 3 | 9 | 02:00 | 0
1965 | 3 | 9 | 03:00 | 0
1965 | 3 | 9 | 04:00 | 0
1965 | 3 | 9 | 05:00 | 0
1965 | 3 | 9 | 06:00 | 0
1965 | 3 | 9 | 07:00 | 0
1965 | 3 | 9 | 08:00 | 9
1965 | 3 | 9 | 09:00 | 293
1965 | 3 | 9 | 10:00 | 521
1965 | 3 | 9 | 11:00 | 776
1965 | 3 | 9 | 12:00 | 998
1965 | 3 | 9 | 13:00 | 951
1965 | 3 | 9 | 14:00 | 868
1965 | 3 | 9 | 15:00 | 653
1965 | 3 | 9 | 16:00 | 559
1965 | 3 | 9 | 17:00 | 63
1965 | 3 | 9 | 18:00 | 0
1965 | 3 | 9 | 19:00 | 0
1965 | 3 | 9 | 20:00 | 0
1965 | 3 | 9 | 21:00 | 0
1965 | 3 | 9 | 22:00 | 0
1965 | 3 | 9 | 23:00 | 0
1965 | 3 | 9 | 24:00 | 0
1965 | 3 | 10 | 01:00 | 0
1965 | 3 | 10 | 02:00 | 0
1965 | 3 | 10 | 03:00 | 0
1965 | 3 | 10 | 04:00 | 0
1965 | 3 | 10 | 05:00 | 0
1965 | 3 | 10 | 06:00 | 0
1965 | 3 | 10 | 07:00 | 0
1965 | 3 | 10 | 08:00 | 241
1965 | 3 | 10 | 09:00 | 669
1965 | 3 | 10 | 10:00 | 1207
1965 | 3 | 10 | 11:00 | 1013
1965 | 3 | 10 | 12:00 | 1236
1965 | 3 | 10 | 13:00 | 767
1965 | 3 | 10 | 14:00 | 563
1965 | 3 | 10 | 15:00 | 841
1965 | 3 | 10 | 16:00 | 519
1965 | 3 | 10 | 17:00 | 262
1965 | 3 | 10 | 18:00 | 0
1965 | 3 | 10 | 19:00 | 0
1965 | 3 | 10 | 20:00 | 0
1965 | 3 | 10 | 21:00 | 0
1965 | 3 | 10 | 22:00 | 0
1965 | 3 | 10 | 23:00 | 0
1965 | 3 | 10 | 24:00 | 0
1965 | 3 | 11 | 01:00 | 0
1965 | 3 | 11 | 02:00 | 0
1965 | 3 | 11 | 03:00 | 0
1965 | 3 | 11 | 04:00 | 0
1965 | 3 | 11 | 05:00 | 0
1965 | 3 | 11 | 06:00 | 0
1965 | 3 | 11 | 07:00 | 4
1965 | 3 | 11 | 08:00 | 729
1965 | 3 | 11 | 09:00 | 1911
1965 | 3 | 11 | 10:00 | 2682
1965 | 3 | 11 | 11:00 | 3174
1965 | 3 | 11 | 12:00 | 3401
1965 | 3 | 11 | 13:00 | 3398
1965 | 3 | 11 | 14:00 | 3159
1965 | 3 | 11 | 15:00 | 2647
1965 | 3 | 11 | 16:00 | 1878
1965 | 3 | 11 | 17:00 | 863
1965 | 3 | 11 | 18:00 | 5
1965 | 3 | 11 | 19:00 | 0
1965 | 3 | 11 | 20:00 | 0
1965 | 3 | 11 | 21:00 | 0
1965 | 3 | 11 | 22:00 | 0
1965 | 3 | 11 | 23:00 | 0
1965 | 3 | 11 | 24:00 | 0
1965 | 3 | 12 | 01:00 | 0
1965 | 3 | 12 | 02:00 | 0
1965 | 3 | 12 | 03:00 | 0
1965 | 3 | 12 | 04:00 | 0
1965 | 3 | 12 | 05:00 | 0
1965 | 3 | 12 | 06:00 | 0
1965 | 3 | 12 | 07:00 | 2
1965 | 3 | 12 | 08:00 | 752
1965 | 3 | 12 | 09:00 | 1710
1965 | 3 | 12 | 10:00 | 2582
1965 | 3 | 12 | 11:00 | 3081
1965 | 3 | 12 | 12:00 | 3339
1965 | 3 | 12 | 13:00 | 3285
1965 | 3 | 12 | 14:00 | 3017
1965 | 3 | 12 | 15:00 | 2488
1965 | 3 | 12 | 16:00 | 1671
1965 | 3 | 12 | 17:00 | 697
1965 | 3 | 12 | 18:00 | 1
1965 | 3 | 12 | 19:00 | 0
1965 | 3 | 12 | 20:00 | 0
1965 | 3 | 12 | 21:00 | 0
1965 | 3 | 12 | 22:00 | 0
1965 | 3 | 12 | 23:00 | 0
1965 | 3 | 12 | 24:00 | 0
1965 | 3 | 13 | 01:00 | 0
1965 | 3 | 13 | 02:00 | 0
1965 | 3 | 13 | 03:00 | 0
1965 | 3 | 13 | 04:00 | 0
1965 | 3 | 13 | 05:00 | 0
1965 | 3 | 13 | 06:00 | 0
1965 | 3 | 13 | 07:00 | 19
1965 | 3 | 13 | 08:00 | 1039
1965 | 3 | 13 | 09:00 | 2018
1965 | 3 | 13 | 10:00 | 2726
1965 | 3 | 13 | 11:00 | 3178
1965 | 3 | 13 | 12:00 | 3394
1965 | 3 | 13 | 13:00 | 3353
1965 | 3 | 13 | 14:00 | 2947
1965 | 3 | 13 | 15:00 | 2570
1965 | 3 | 13 | 16:00 | 1687
1965 | 3 | 13 | 17:00 | 815
1965 | 3 | 13 | 18:00 | 3
1965 | 3 | 13 | 19:00 | 0
1965 | 3 | 13 | 20:00 | 0
1965 | 3 | 13 | 21:00 | 0
1965 | 3 | 13 | 22:00 | 0
1965 | 3 | 13 | 23:00 | 0
1965 | 3 | 13 | 24:00 | 0
1965 | 3 | 14 | 01:00 | 0
1965 | 3 | 14 | 02:00 | 0
1965 | 3 | 14 | 03:00 | 0
1965 | 3 | 14 | 04:00 | 0
1965 | 3 | 14 | 05:00 | 0
1965 | 3 | 14 | 06:00 | 0
1965 | 3 | 14 | 07:00 | 1
1965 | 3 | 14 | 08:00 | 722
1965 | 3 | 14 | 09:00 | 1381
1965 | 3 | 14 | 10:00 | 2383
1965 | 3 | 14 | 11:00 | 2902
1965 | 3 | 14 | 12:00 | 1854
1965 | 3 | 14 | 13:00 | 2852
1965 | 3 | 14 | 14:00 | 1934
1965 | 3 | 14 | 15:00 | 1891
1965 | 3 | 14 | 16:00 | 839
1965 | 3 | 14 | 17:00 | 452
1965 | 3 | 14 | 18:00 | 3
1965 | 3 | 14 | 19:00 | 0
1965 | 3 | 14 | 20:00 | 0
1965 | 3 | 14 | 21:00 | 0
1965 | 3 | 14 | 22:00 | 0
1965 | 3 | 14 | 23:00 | 0
1965 | 3 | 14 | 24:00 | 0
1965 | 3 | 15 | 01:00 | 0
1965 | 3 | 15 | 02:00 | 0
1965 | 3 | 15 | 03:00 | 0
1965 | 3 | 15 | 04:00 | 0
1965 | 3 | 15 | 05:00 | 0
1965 | 3 | 15 | 06:00 | 0
1965 | 3 | 15 | 07:00 | 0
1965 | 3 | 15 | 08:00 | 222
1965 | 3 | 15 | 09:00 | 1278
1965 | 3 | 15 | 10:00 | 2150
1965 | 3 | 15 | 11:00 | 2202
1965 | 3 | 15 | 12:00 | 2571
1965 | 3 | 15 | 13:00 | 1750
1965 | 3 | 15 | 14:00 | 2724
1965 | 3 | 15 | 15:00 | 2228
1965 | 3 | 15 | 16:00 | 1334
1965 | 3 | 15 | 17:00 | 632
1965 | 3 | 15 | 18:00 | 1
1965 | 3 | 15 | 19:00 | 0
1965 | 3 | 15 | 20:00 | 0
1965 | 3 | 15 | 21:00 | 0
1965 | 3 | 15 | 22:00 | 0
1965 | 3 | 15 | 23:00 | 0
1965 | 3 | 15 | 24:00 | 0
1965 | 3 | 16 | 01:00 | 0
1965 | 3 | 16 | 02:00 | 0
1965 | 3 | 16 | 03:00 | 0
1965 | 3 | 16 | 04:00 | 0
1965 | 3 | 16 | 05:00 | 0
1965 | 3 | 16 | 06:00 | 0
1965 | 3 | 16 | 07:00 | 4
1965 | 3 | 16 | 08:00 | 561
1965 | 3 | 16 | 09:00 | 1438
1965 | 3 | 16 | 10:00 | 2240
1965 | 3 | 16 | 11:00 | 2444
1965 | 3 | 16 | 12:00 | 3166
1965 | 3 | 16 | 13:00 | 1848
1965 | 3 | 16 | 14:00 | 2224
1965 | 3 | 16 | 15:00 | 1817
1965 | 3 | 16 | 16:00 | 1383
1965 | 3 | 16 | 17:00 | 598
1965 | 3 | 16 | 18:00 | 1
1965 | 3 | 16 | 19:00 | 0
1965 | 3 | 16 | 20:00 | 0
1965 | 3 | 16 | 21:00 | 0
1965 | 3 | 16 | 22:00 | 0
1965 | 3 | 16 | 23:00 | 0
1965 | 3 | 16 | 24:00 | 0
1965 | 3 | 17 | 01:00 | 0
1965 | 3 | 17 | 02:00 | 0
1965 | 3 | 17 | 03:00 | 0
1965 | 3 | 17 | 04:00 | 0
1965 | 3 | 17 | 05:00 | 0
1965 | 3 | 17 | 06:00 | 0
1965 | 3 | 17 | 07:00 | 14
1965 | 3 | 17 | 08:00 | 996
1965 | 3 | 17 | 09:00 | 1952
1965 | 3 | 17 | 10:00 | 2643
1965 | 3 | 17 | 11:00 | 3100
1965 | 3 | 17 | 12:00 | 3296
1965 | 3 | 17 | 13:00 | 3287
1965 | 3 | 17 | 14:00 | 2736
1965 | 3 | 17 | 15:00 | 2011
1965 | 3 | 17 | 16:00 | 907
1965 | 3 | 17 | 17:00 | 261
1965 | 3 | 17 | 18:00 | 0
1965 | 3 | 17 | 19:00 | 0
1965 | 3 | 17 | 20:00 | 0
1965 | 3 | 17 | 21:00 | 0
1965 | 3 | 17 | 22:00 | 0
1965 | 3 | 17 | 23:00 | 0
1965 | 3 | 17 | 24:00 | 0
1965 | 3 | 18 | 01:00 | 0
1965 | 3 | 18 | 02:00 | 0
1965 | 3 | 18 | 03:00 | 0
1965 | 3 | 18 | 04:00 | 0
1965 | 3 | 18 | 05:00 | 0
1965 | 3 | 18 | 06:00 | 0
1965 | 3 | 18 | 07:00 | 0
1965 | 3 | 18 | 08:00 | 34
1965 | 3 | 18 | 09:00 | 394
1965 | 3 | 18 | 10:00 | 580
1965 | 3 | 18 | 11:00 | 780
1965 | 3 | 18 | 12:00 | 865
1965 | 3 | 18 | 13:00 | 862
1965 | 3 | 18 | 14:00 | 982
1965 | 3 | 18 | 15:00 | 704
1965 | 3 | 18 | 16:00 | 477
1965 | 3 | 18 | 17:00 | 128
1965 | 3 | 18 | 18:00 | 0
1965 | 3 | 18 | 19:00 | 0
1965 | 3 | 18 | 20:00 | 0
1965 | 3 | 18 | 21:00 | 0
1965 | 3 | 18 | 22:00 | 0
1965 | 3 | 18 | 23:00 | 0
1965 | 3 | 18 | 24:00 | 0
1965 | 3 | 19 | 01:00 | 0
1965 | 3 | 19 | 02:00 | 0
1965 | 3 | 19 | 03:00 | 0
1965 | 3 | 19 | 04:00 | 0
1965 | 3 | 19 | 05:00 | 0
1965 | 3 | 19 | 06:00 | 0
1965 | 3 | 19 | 07:00 | 1
1965 | 3 | 19 | 08:00 | 293
1965 | 3 | 19 | 09:00 | 647
1965 | 3 | 19 | 10:00 | 491
1965 | 3 | 19 | 11:00 | 1405
1965 | 3 | 19 | 12:00 | 2208
1965 | 3 | 19 | 13:00 | 2943
1965 | 3 | 19 | 14:00 | 2643
1965 | 3 | 19 | 15:00 | 2345
1965 | 3 | 19 | 16:00 | 1735
1965 | 3 | 19 | 17:00 | 805
1965 | 3 | 19 | 18:00 | 4
1965 | 3 | 19 | 19:00 | 0
1965 | 3 | 19 | 20:00 | 0
1965 | 3 | 19 | 21:00 | 0
1965 | 3 | 19 | 22:00 | 0
1965 | 3 | 19 | 23:00 | 0
1965 | 3 | 19 | 24:00 | 0
1965 | 3 | 20 | 01:00 | 0
1965 | 3 | 20 | 02:00 | 0
1965 | 3 | 20 | 03:00 | 0
1965 | 3 | 20 | 04:00 | 0
1965 | 3 | 20 | 05:00 | 0
1965 | 3 | 20 | 06:00 | 0
1965 | 3 | 20 | 07:00 | 1
1965 | 3 | 20 | 08:00 | 402
1965 | 3 | 20 | 09:00 | 1691
1965 | 3 | 20 | 10:00 | 2552
1965 | 3 | 20 | 11:00 | 2674
1965 | 3 | 20 | 12:00 | 1997
1965 | 3 | 20 | 13:00 | 720
1965 | 3 | 20 | 14:00 | 600
1965 | 3 | 20 | 15:00 | 498
1965 | 3 | 20 | 16:00 | 226
1965 | 3 | 20 | 17:00 | 23
1965 | 3 | 20 | 18:00 | 0
1965 | 3 | 20 | 19:00 | 0
1965 | 3 | 20 | 20:00 | 0
1965 | 3 | 20 | 21:00 | 0
1965 | 3 | 20 | 22:00 | 0
1965 | 3 | 20 | 23:00 | 0
1965 | 3 | 20 | 24:00 | 0
1965 | 3 | 21 | 01:00 | 0
1965 | 3 | 21 | 02:00 | 0
1965 | 3 | 21 | 03:00 | 0
1965 | 3 | 21 | 04:00 | 0
1965 | 3 | 21 | 05:00 | 0
1965 | 3 | 21 | 06:00 | 0
1965 | 3 | 21 | 07:00 | 14
1965 | 3 | 21 | 08:00 | 873
1965 | 3 | 21 | 09:00 | 1620
1965 | 3 | 21 | 10:00 | 1485
1965 | 3 | 21 | 11:00 | 1406
1965 | 3 | 21 | 12:00 | 1759
1965 | 3 | 21 | 13:00 | 811
1965 | 3 | 21 | 14:00 | 642
1965 | 3 | 21 | 15:00 | 1078
1965 | 3 | 21 | 16:00 | 898
1965 | 3 | 21 | 17:00 | 530
1965 | 3 | 21 | 18:00 | 1
1965 | 3 | 21 | 19:00 | 0
1965 | 3 | 21 | 20:00 | 0
1965 | 3 | 21 | 21:00 | 0
1965 | 3 | 21 | 22:00 | 0
1965 | 3 | 21 | 23:00 | 0
1965 | 3 | 21 | 24:00 | 0
1965 | 3 | 22 | 01:00 | 0
1965 | 3 | 22 | 02:00 | 0
1965 | 3 | 22 | 03:00 | 0
1965 | 3 | 22 | 04:00 | 0
1965 | 3 | 22 | 05:00 | 0
1965 | 3 | 22 | 06:00 | 0
1965 | 3 | 22 | 07:00 | 50
1965 | 3 | 22 | 08:00 | 1125
1965 | 3 | 22 | 09:00 | 2084
1965 | 3 | 22 | 10:00 | 2762
1965 | 3 | 22 | 11:00 | 3212
1965 | 3 | 22 | 12:00 | 3425
1965 | 3 | 22 | 13:00 | 3388
1965 | 3 | 22 | 14:00 | 2760
1965 | 3 | 22 | 15:00 | 1947
1965 | 3 | 22 | 16:00 | 918
1965 | 3 | 22 | 17:00 | 689
1965 | 3 | 22 | 18:00 | 3
1965 | 3 | 22 | 19:00 | 0
1965 | 3 | 22 | 20:00 | 0
1965 | 3 | 22 | 21:00 | 0
1965 | 3 | 22 | 22:00 | 0
1965 | 3 | 22 | 23:00 | 0
1965 | 3 | 22 | 24:00 | 0
1965 | 3 | 23 | 01:00 | 0
1965 | 3 | 23 | 02:00 | 0
1965 | 3 | 23 | 03:00 | 0
1965 | 3 | 23 | 04:00 | 0
1965 | 3 | 23 | 05:00 | 0
1965 | 3 | 23 | 06:00 | 0
1965 | 3 | 23 | 07:00 | 1
1965 | 3 | 23 | 08:00 | 138
1965 | 3 | 23 | 09:00 | 523
1965 | 3 | 23 | 10:00 | 707
1965 | 3 | 23 | 11:00 | 796
1965 | 3 | 23 | 12:00 | 946
1965 | 3 | 23 | 13:00 | 938
1965 | 3 | 23 | 14:00 | 838
1965 | 3 | 23 | 15:00 | 789
1965 | 3 | 23 | 16:00 | 605
1965 | 3 | 23 | 17:00 | 173
1965 | 3 | 23 | 18:00 | 1
1965 | 3 | 23 | 19:00 | 0
1965 | 3 | 23 | 20:00 | 0
1965 | 3 | 23 | 21:00 | 0
1965 | 3 | 23 | 22:00 | 0
1965 | 3 | 23 | 23:00 | 0
1965 | 3 | 23 | 24:00 | 0
1965 | 3 | 24 | 01:00 | 0
1965 | 3 | 24 | 02:00 | 0
1965 | 3 | 24 | 03:00 | 0
1965 | 3 | 24 | 04:00 | 0
1965 | 3 | 24 | 05:00 | 0
1965 | 3 | 24 | 06:00 | 0
1965 | 3 | 24 | 07:00 | 14
1965 | 3 | 24 | 08:00 | 657
1965 | 3 | 24 | 09:00 | 2077
1965 | 3 | 24 | 10:00 | 2917
1965 | 3 | 24 | 11:00 | 3356
1965 | 3 | 24 | 12:00 | 3580
1965 | 3 | 24 | 13:00 | 3535
1965 | 3 | 24 | 14:00 | 3271
1965 | 3 | 24 | 15:00 | 2746
1965 | 3 | 24 | 16:00 | 1971
1965 | 3 | 24 | 17:00 | 934
1965 | 3 | 24 | 18:00 | 7
1965 | 3 | 24 | 19:00 | 0
1965 | 3 | 24 | 20:00 | 0
1965 | 3 | 24 | 21:00 | 0
1965 | 3 | 24 | 22:00 | 0
1965 | 3 | 24 | 23:00 | 0
1965 | 3 | 24 | 24:00 | 0
1965 | 3 | 25 | 01:00 | 0
1965 | 3 | 25 | 02:00 | 0
1965 | 3 | 25 | 03:00 | 0
1965 | 3 | 25 | 04:00 | 0
1965 | 3 | 25 | 05:00 | 0
1965 | 3 | 25 | 06:00 | 0
1965 | 3 | 25 | 07:00 | 82
1965 | 3 | 25 | 08:00 | 1162
1965 | 3 | 25 | 09:00 | 2121
1965 | 3 | 25 | 10:00 | 2823
1965 | 3 | 25 | 11:00 | 3228
1965 | 3 | 25 | 12:00 | 3403
1965 | 3 | 25 | 13:00 | 3333
1965 | 3 | 25 | 14:00 | 3058
1965 | 3 | 25 | 15:00 | 2563
1965 | 3 | 25 | 16:00 | 1796
1965 | 3 | 25 | 17:00 | 813
1965 | 3 | 25 | 18:00 | 2
1965 | 3 | 25 | 19:00 | 0
1965 | 3 | 25 | 20:00 | 0
1965 | 3 | 25 | 21:00 | 0
1965 | 3 | 25 | 22:00 | 0
1965 | 3 | 25 | 23:00 | 0
1965 | 3 | 25 | 24:00 | 0
1965 | 3 | 26 | 01:00 | 0
1965 | 3 | 26 | 02:00 | 0
1965 | 3 | 26 | 03:00 | 0
1965 | 3 | 26 | 04:00 | 0
1965 | 3 | 26 | 05:00 | 0
1965 | 3 | 26 | 06:00 | 0
1965 | 3 | 26 | 07:00 | 6
1965 | 3 | 26 | 08:00 | 223
1965 | 3 | 26 | 09:00 | 561
1965 | 3 | 26 | 10:00 | 824
1965 | 3 | 26 | 11:00 | 930
1965 | 3 | 26 | 12:00 | 961
1965 | 3 | 26 | 13:00 | 539
1965 | 3 | 26 | 14:00 | 954
1965 | 3 | 26 | 15:00 | 816
1965 | 3 | 26 | 16:00 | 254
1965 | 3 | 26 | 17:00 | 129
1965 | 3 | 26 | 18:00 | 0
1965 | 3 | 26 | 19:00 | 0
1965 | 3 | 26 | 20:00 | 0
1965 | 3 | 26 | 21:00 | 0
1965 | 3 | 26 | 22:00 | 0
1965 | 3 | 26 | 23:00 | 0
1965 | 3 | 26 | 24:00 | 0
1965 | 3 | 27 | 01:00 | 0
1965 | 3 | 27 | 02:00 | 0
1965 | 3 | 27 | 03:00 | 0
1965 | 3 | 27 | 04:00 | 0
1965 | 3 | 27 | 05:00 | 0
1965 | 3 | 27 | 06:00 | 0
1965 | 3 | 27 | 07:00 | 25
1965 | 3 | 27 | 08:00 | 690
1965 | 3 | 27 | 09:00 | 1452
1965 | 3 | 27 | 10:00 | 1285
1965 | 3 | 27 | 11:00 | 2522
1965 | 3 | 27 | 12:00 | 2575
1965 | 3 | 27 | 13:00 | 3129
1965 | 3 | 27 | 14:00 | 2865
1965 | 3 | 27 | 15:00 | 2301
1965 | 3 | 27 | 16:00 | 1636
1965 | 3 | 27 | 17:00 | 695
1965 | 3 | 27 | 18:00 | 2
1965 | 3 | 27 | 19:00 | 0
1965 | 3 | 27 | 20:00 | 0
1965 | 3 | 27 | 21:00 | 0
1965 | 3 | 27 | 22:00 | 0
1965 | 3 | 27 | 23:00 | 0
1965 | 3 | 27 | 24:00 | 0
1965 | 3 | 28 | 01:00 | 0
1965 | 3 | 28 | 02:00 | 0
1965 | 3 | 28 | 03:00 | 0
1965 | 3 | 28 | 04:00 | 0
1965 | 3 | 28 | 05:00 | 0
1965 | 3 | 28 | 06:00 | 0
1965 | 3 | 28 | 07:00 | 95
1965 | 3 | 28 | 08:00 | 957
1965 | 3 | 28 | 09:00 | 1583
1965 | 3 | 28 | 10:00 | 1475
1965 | 3 | 28 | 11:00 | 2704
1965 | 3 | 28 | 12:00 | 2862
1965 | 3 | 28 | 13:00 | 3063
1965 | 3 | 28 | 14:00 | 2977
1965 | 3 | 28 | 15:00 | 2505
1965 | 3 | 28 | 16:00 | 1764
1965 | 3 | 28 | 17:00 | 819
1965 | 3 | 28 | 18:00 | 4
1965 | 3 | 28 | 19:00 | 0
1965 | 3 | 28 | 20:00 | 0
1965 | 3 | 28 | 21:00 | 0
1965 | 3 | 28 | 22:00 | 0
1965 | 3 | 28 | 23:00 | 0
1965 | 3 | 28 | 24:00 | 0
1965 | 3 | 29 | 01:00 | 0
1965 | 3 | 29 | 02:00 | 0
1965 | 3 | 29 | 03:00 | 0
1965 | 3 | 29 | 04:00 | 0
1965 | 3 | 29 | 05:00 | 0
1965 | 3 | 29 | 06:00 | 0
1965 | 3 | 29 | 07:00 | 5
1965 | 3 | 29 | 08:00 | 197
1965 | 3 | 29 | 09:00 | 512
1965 | 3 | 29 | 10:00 | 935
1965 | 3 | 29 | 11:00 | 1196
1965 | 3 | 29 | 12:00 | 956
1965 | 3 | 29 | 13:00 | 1049
1965 | 3 | 29 | 14:00 | 885
1965 | 3 | 29 | 15:00 | 869
1965 | 3 | 29 | 16:00 | 597
1965 | 3 | 29 | 17:00 | 234
1965 | 3 | 29 | 18:00 | 1
1965 | 3 | 29 | 19:00 | 0
1965 | 3 | 29 | 20:00 | 0
1965 | 3 | 29 | 21:00 | 0
1965 | 3 | 29 | 22:00 | 0
1965 | 3 | 29 | 23:00 | 0
1965 | 3 | 29 | 24:00 | 0
1965 | 3 | 30 | 01:00 | 0
1965 | 3 | 30 | 02:00 | 0
1965 | 3 | 30 | 03:00 | 0
1965 | 3 | 30 | 04:00 | 0
1965 | 3 | 30 | 05:00 | 0
1965 | 3 | 30 | 06:00 | 0
1965 | 3 | 30 | 07:00 | 53
1965 | 3 | 30 | 08:00 | 683
1965 | 3 | 30 | 09:00 | 1730
1965 | 3 | 30 | 10:00 | 1481
1965 | 3 | 30 | 11:00 | 2457
1965 | 3 | 30 | 12:00 | 2764
1965 | 3 | 30 | 13:00 | 2060
1965 | 3 | 30 | 14:00 | 2528
1965 | 3 | 30 | 15:00 | 2074
1965 | 3 | 30 | 16:00 | 1448
1965 | 3 | 30 | 17:00 | 824
1965 | 3 | 30 | 18:00 | 9
1965 | 3 | 30 | 19:00 | 0
1965 | 3 | 30 | 20:00 | 0
1965 | 3 | 30 | 21:00 | 0
1965 | 3 | 30 | 22:00 | 0
1965 | 3 | 30 | 23:00 | 0
1965 | 3 | 30 | 24:00 | 0
1965 | 3 | 31 | 01:00 | 0
1965 | 3 | 31 | 02:00 | 0
1965 | 3 | 31 | 03:00 | 0
1965 | 3 | 31 | 04:00 | 0
1965 | 3 | 31 | 05:00 | 0
1965 | 3 | 31 | 06:00 | 0
1965 | 3 | 31 | 07:00 | 105
1965 | 3 | 31 | 08:00 | 1145
1965 | 3 | 31 | 09:00 | 2158
1965 | 3 | 31 | 10:00 | 2921
1965 | 3 | 31 | 11:00 | 3424
1965 | 3 | 31 | 12:00 | 3646
1965 | 3 | 31 | 13:00 | 3580
1965 | 3 | 31 | 14:00 | 3250
1965 | 3 | 31 | 15:00 | 2664
1965 | 3 | 31 | 16:00 | 1820
1965 | 3 | 31 | 17:00 | 805
1965 | 3 | 31 | 18:00 | 7
1965 | 3 | 31 | 19:00 | 0
1965 | 3 | 31 | 20:00 | 0
1965 | 3 | 31 | 21:00 | 0
1965 | 3 | 31 | 22:00 | 0
1965 | 3 | 31 | 23:00 | 0
1965 | 3 | 31 | 24:00 | 0
1985 | 4 | 1 | 01:00 | 0
1985 | 4 | 1 | 02:00 | 0
1985 | 4 | 1 | 03:00 | 0
1985 | 4 | 1 | 04:00 | 0
1985 | 4 | 1 | 05:00 | 0
1985 | 4 | 1 | 06:00 | 0
1985 | 4 | 1 | 07:00 | 29
1985 | 4 | 1 | 08:00 | 466
1985 | 4 | 1 | 09:00 | 778
1985 | 4 | 1 | 10:00 | 1102
1985 | 4 | 1 | 11:00 | 1140
1985 | 4 | 1 | 12:00 | 744
1985 | 4 | 1 | 13:00 | 723
1985 | 4 | 1 | 14:00 | 647
1985 | 4 | 1 | 15:00 | 1070
1985 | 4 | 1 | 16:00 | 667
1985 | 4 | 1 | 17:00 | 41
1985 | 4 | 1 | 18:00 | 0
1985 | 4 | 1 | 19:00 | 0
1985 | 4 | 1 | 20:00 | 0
1985 | 4 | 1 | 21:00 | 0
1985 | 4 | 1 | 22:00 | 0
1985 | 4 | 1 | 23:00 | 0
1985 | 4 | 1 | 24:00 | 0
1985 | 4 | 2 | 01:00 | 0
1985 | 4 | 2 | 02:00 | 0
1985 | 4 | 2 | 03:00 | 0
1985 | 4 | 2 | 04:00 | 0
1985 | 4 | 2 | 05:00 | 0
1985 | 4 | 2 | 06:00 | 0
1985 | 4 | 2 | 07:00 | 39
1985 | 4 | 2 | 08:00 | 802
1985 | 4 | 2 | 09:00 | 1182
1985 | 4 | 2 | 10:00 | 1723
1985 | 4 | 2 | 11:00 | 2058
1985 | 4 | 2 | 12:00 | 606
1985 | 4 | 2 | 13:00 | 1134
1985 | 4 | 2 | 14:00 | 955
1985 | 4 | 2 | 15:00 | 778
1985 | 4 | 2 | 16:00 | 601
1985 | 4 | 2 | 17:00 | 237
1985 | 4 | 2 | 18:00 | 4
1985 | 4 | 2 | 19:00 | 0
1985 | 4 | 2 | 20:00 | 0
1985 | 4 | 2 | 21:00 | 0
1985 | 4 | 2 | 22:00 | 0
1985 | 4 | 2 | 23:00 | 0
1985 | 4 | 2 | 24:00 | 0
1985 | 4 | 3 | 01:00 | 0
1985 | 4 | 3 | 02:00 | 0
1985 | 4 | 3 | 03:00 | 0
1985 | 4 | 3 | 04:00 | 0
1985 | 4 | 3 | 05:00 | 0
1985 | 4 | 3 | 06:00 | 0
1985 | 4 | 3 | 07:00 | 152
1985 | 4 | 3 | 08:00 | 1137
1985 | 4 | 3 | 09:00 | 1908
1985 | 4 | 3 | 10:00 | 2348
1985 | 4 | 3 | 11:00 | 2542
1985 | 4 | 3 | 12:00 | 1279
1985 | 4 | 3 | 13:00 | 1039
1985 | 4 | 3 | 14:00 | 679
1985 | 4 | 3 | 15:00 | 677
1985 | 4 | 3 | 16:00 | 536
1985 | 4 | 3 | 17:00 | 48
1985 | 4 | 3 | 18:00 | 0
1985 | 4 | 3 | 19:00 | 0
1985 | 4 | 3 | 20:00 | 0
1985 | 4 | 3 | 21:00 | 0
1985 | 4 | 3 | 22:00 | 0
1985 | 4 | 3 | 23:00 | 0
1985 | 4 | 3 | 24:00 | 0
1985 | 4 | 4 | 01:00 | 0
1985 | 4 | 4 | 02:00 | 0
1985 | 4 | 4 | 03:00 | 0
1985 | 4 | 4 | 04:00 | 0
1985 | 4 | 4 | 05:00 | 0
1985 | 4 | 4 | 06:00 | 0
1985 | 4 | 4 | 07:00 | 51
1985 | 4 | 4 | 08:00 | 870
1985 | 4 | 4 | 09:00 | 1197
1985 | 4 | 4 | 10:00 | 1693
1985 | 4 | 4 | 11:00 | 2636
1985 | 4 | 4 | 12:00 | 2175
1985 | 4 | 4 | 13:00 | 1591
1985 | 4 | 4 | 14:00 | 1170
1985 | 4 | 4 | 15:00 | 689
1985 | 4 | 4 | 16:00 | 632
1985 | 4 | 4 | 17:00 | 550
1985 | 4 | 4 | 18:00 | 4
1985 | 4 | 4 | 19:00 | 0
1985 | 4 | 4 | 20:00 | 0
1985 | 4 | 4 | 21:00 | 0
1985 | 4 | 4 | 22:00 | 0
1985 | 4 | 4 | 23:00 | 0
1985 | 4 | 4 | 24:00 | 0
1985 | 4 | 5 | 01:00 | 0
1985 | 4 | 5 | 02:00 | 0
1985 | 4 | 5 | 03:00 | 0
1985 | 4 | 5 | 04:00 | 0
1985 | 4 | 5 | 05:00 | 0
1985 | 4 | 5 | 06:00 | 0
1985 | 4 | 5 | 07:00 | 6
1985 | 4 | 5 | 08:00 | 150
1985 | 4 | 5 | 09:00 | 773
1985 | 4 | 5 | 10:00 | 975
1985 | 4 | 5 | 11:00 | 866
1985 | 4 | 5 | 12:00 | 908
1985 | 4 | 5 | 13:00 | 1217
1985 | 4 | 5 | 14:00 | 888
1985 | 4 | 5 | 15:00 | 781
1985 | 4 | 5 | 16:00 | 585
1985 | 4 | 5 | 17:00 | 292
1985 | 4 | 5 | 18:00 | 4
1985 | 4 | 5 | 19:00 | 0
1985 | 4 | 5 | 20:00 | 0
1985 | 4 | 5 | 21:00 | 0
1985 | 4 | 5 | 22:00 | 0
1985 | 4 | 5 | 23:00 | 0
1985 | 4 | 5 | 24:00 | 0
1985 | 4 | 6 | 01:00 | 0
1985 | 4 | 6 | 02:00 | 0
1985 | 4 | 6 | 03:00 | 0
1985 | 4 | 6 | 04:00 | 0
1985 | 4 | 6 | 05:00 | 0
1985 | 4 | 6 | 06:00 | 0
1985 | 4 | 6 | 07:00 | 4
1985 | 4 | 6 | 08:00 | 83
1985 | 4 | 6 | 09:00 | 745
1985 | 4 | 6 | 10:00 | 501
1985 | 4 | 6 | 11:00 | 1006
1985 | 4 | 6 | 12:00 | 618
1985 | 4 | 6 | 13:00 | 622
1985 | 4 | 6 | 14:00 | 1319
1985 | 4 | 6 | 15:00 | 1412
1985 | 4 | 6 | 16:00 | 1415
1985 | 4 | 6 | 17:00 | 712
1985 | 4 | 6 | 18:00 | 6
1985 | 4 | 6 | 19:00 | 0
1985 | 4 | 6 | 20:00 | 0
1985 | 4 | 6 | 21:00 | 0
1985 | 4 | 6 | 22:00 | 0
1985 | 4 | 6 | 23:00 | 0
1985 | 4 | 6 | 24:00 | 0
1985 | 4 | 7 | 01:00 | 0
1985 | 4 | 7 | 02:00 | 0
1985 | 4 | 7 | 03:00 | 0
1985 | 4 | 7 | 04:00 | 0
1985 | 4 | 7 | 05:00 | 0
1985 | 4 | 7 | 06:00 | 0
1985 | 4 | 7 | 07:00 | 69
1985 | 4 | 7 | 08:00 | 987
1985 | 4 | 7 | 09:00 | 1844
1985 | 4 | 7 | 10:00 | 2492
1985 | 4 | 7 | 11:00 | 2934
1985 | 4 | 7 | 12:00 | 3026
1985 | 4 | 7 | 13:00 | 2880
1985 | 4 | 7 | 14:00 | 2707
1985 | 4 | 7 | 15:00 | 2079
1985 | 4 | 7 | 16:00 | 1577
1985 | 4 | 7 | 17:00 | 661
1985 | 4 | 7 | 18:00 | 10
1985 | 4 | 7 | 19:00 | 0
1985 | 4 | 7 | 20:00 | 0
1985 | 4 | 7 | 21:00 | 0
1985 | 4 | 7 | 22:00 | 0
1985 | 4 | 7 | 23:00 | 0
1985 | 4 | 7 | 24:00 | 0
1985 | 4 | 8 | 01:00 | 0
1985 | 4 | 8 | 02:00 | 0
1985 | 4 | 8 | 03:00 | 0
1985 | 4 | 8 | 04:00 | 0
1985 | 4 | 8 | 05:00 | 0
1985 | 4 | 8 | 06:00 | 0
1985 | 4 | 8 | 07:00 | 21
1985 | 4 | 8 | 08:00 | 1079
1985 | 4 | 8 | 09:00 | 1853
1985 | 4 | 8 | 10:00 | 2519
1985 | 4 | 8 | 11:00 | 2841
1985 | 4 | 8 | 12:00 | 2899
1985 | 4 | 8 | 13:00 | 2344
1985 | 4 | 8 | 14:00 | 2413
1985 | 4 | 8 | 15:00 | 681
1985 | 4 | 8 | 16:00 | 1277
1985 | 4 | 8 | 17:00 | 583
1985 | 4 | 8 | 18:00 | 1
1985 | 4 | 8 | 19:00 | 0
1985 | 4 | 8 | 20:00 | 0
1985 | 4 | 8 | 21:00 | 0
1985 | 4 | 8 | 22:00 | 0
1985 | 4 | 8 | 23:00 | 0
1985 | 4 | 8 | 24:00 | 0
1985 | 4 | 9 | 01:00 | 0
1985 | 4 | 9 | 02:00 | 0
1985 | 4 | 9 | 03:00 | 0
1985 | 4 | 9 | 04:00 | 0
1985 | 4 | 9 | 05:00 | 0
1985 | 4 | 9 | 06:00 | 0
1985 | 4 | 9 | 07:00 | 280
1985 | 4 | 9 | 08:00 | 1292
1985 | 4 | 9 | 09:00 | 2082
1985 | 4 | 9 | 10:00 | 2473
1985 | 4 | 9 | 11:00 | 3049
1985 | 4 | 9 | 12:00 | 3133
1985 | 4 | 9 | 13:00 | 2557
1985 | 4 | 9 | 14:00 | 1962
1985 | 4 | 9 | 15:00 | 1940
1985 | 4 | 9 | 16:00 | 1696
1985 | 4 | 9 | 17:00 | 638
1985 | 4 | 9 | 18:00 | 5
1985 | 4 | 9 | 19:00 | 0
1985 | 4 | 9 | 20:00 | 0
1985 | 4 | 9 | 21:00 | 0
1985 | 4 | 9 | 22:00 | 0
1985 | 4 | 9 | 23:00 | 0
1985 | 4 | 9 | 24:00 | 0
1985 | 4 | 10 | 01:00 | 0
1985 | 4 | 10 | 02:00 | 0
1985 | 4 | 10 | 03:00 | 0
1985 | 4 | 10 | 04:00 | 0
1985 | 4 | 10 | 05:00 | 0
1985 | 4 | 10 | 06:00 | 0
1985 | 4 | 10 | 07:00 | 334
1985 | 4 | 10 | 08:00 | 1334
1985 | 4 | 10 | 09:00 | 2224
1985 | 4 | 10 | 10:00 | 2825
1985 | 4 | 10 | 11:00 | 3190
1985 | 4 | 10 | 12:00 | 3147
1985 | 4 | 10 | 13:00 | 3071
1985 | 4 | 10 | 14:00 | 2940
1985 | 4 | 10 | 15:00 | 2249
1985 | 4 | 10 | 16:00 | 1617
1985 | 4 | 10 | 17:00 | 790
1985 | 4 | 10 | 18:00 | 4
1985 | 4 | 10 | 19:00 | 0
1985 | 4 | 10 | 20:00 | 0
1985 | 4 | 10 | 21:00 | 0
1985 | 4 | 10 | 22:00 | 0
1985 | 4 | 10 | 23:00 | 0
1985 | 4 | 10 | 24:00 | 0
1985 | 4 | 11 | 01:00 | 0
1985 | 4 | 11 | 02:00 | 0
1985 | 4 | 11 | 03:00 | 0
1985 | 4 | 11 | 04:00 | 0
1985 | 4 | 11 | 05:00 | 0
1985 | 4 | 11 | 06:00 | 0
1985 | 4 | 11 | 07:00 | 93
1985 | 4 | 11 | 08:00 | 1201
1985 | 4 | 11 | 09:00 | 1949
1985 | 4 | 11 | 10:00 | 2497
1985 | 4 | 11 | 11:00 | 2524
1985 | 4 | 11 | 12:00 | 2633
1985 | 4 | 11 | 13:00 | 2783
1985 | 4 | 11 | 14:00 | 2063
1985 | 4 | 11 | 15:00 | 1689
1985 | 4 | 11 | 16:00 | 945
1985 | 4 | 11 | 17:00 | 427
1985 | 4 | 11 | 18:00 | 0
1985 | 4 | 11 | 19:00 | 0
1985 | 4 | 11 | 20:00 | 0
1985 | 4 | 11 | 21:00 | 0
1985 | 4 | 11 | 22:00 | 0
1985 | 4 | 11 | 23:00 | 0
1985 | 4 | 11 | 24:00 | 0
1985 | 4 | 12 | 01:00 | 0
1985 | 4 | 12 | 02:00 | 0
1985 | 4 | 12 | 03:00 | 0
1985 | 4 | 12 | 04:00 | 0
1985 | 4 | 12 | 05:00 | 0
1985 | 4 | 12 | 06:00 | 0
1985 | 4 | 12 | 07:00 | 341
1985 | 4 | 12 | 08:00 | 1277
1985 | 4 | 12 | 09:00 | 2134
1985 | 4 | 12 | 10:00 | 2782
1985 | 4 | 12 | 11:00 | 3124
1985 | 4 | 12 | 12:00 | 3308
1985 | 4 | 12 | 13:00 | 3296
1985 | 4 | 12 | 14:00 | 2944
1985 | 4 | 12 | 15:00 | 2473
1985 | 4 | 12 | 16:00 | 1743
1985 | 4 | 12 | 17:00 | 826
1985 | 4 | 12 | 18:00 | 5
1985 | 4 | 12 | 19:00 | 0
1985 | 4 | 12 | 20:00 | 0
1985 | 4 | 12 | 21:00 | 0
1985 | 4 | 12 | 22:00 | 0
1985 | 4 | 12 | 23:00 | 0
1985 | 4 | 12 | 24:00 | 0
1985 | 4 | 13 | 01:00 | 0
1985 | 4 | 13 | 02:00 | 0
1985 | 4 | 13 | 03:00 | 0
1985 | 4 | 13 | 04:00 | 0
1985 | 4 | 13 | 05:00 | 0
1985 | 4 | 13 | 06:00 | 0
1985 | 4 | 13 | 07:00 | 276
1985 | 4 | 13 | 08:00 | 1093
1985 | 4 | 13 | 09:00 | 1976
1985 | 4 | 13 | 10:00 | 2362
1985 | 4 | 13 | 11:00 | 2797
1985 | 4 | 13 | 12:00 | 2522
1985 | 4 | 13 | 13:00 | 2421
1985 | 4 | 13 | 14:00 | 2380
1985 | 4 | 13 | 15:00 | 1771
1985 | 4 | 13 | 16:00 | 1209
1985 | 4 | 13 | 17:00 | 35
1985 | 4 | 13 | 18:00 | 0
1985 | 4 | 13 | 19:00 | 0
1985 | 4 | 13 | 20:00 | 0
1985 | 4 | 13 | 21:00 | 0
1985 | 4 | 13 | 22:00 | 0
1985 | 4 | 13 | 23:00 | 0
1985 | 4 | 13 | 24:00 | 0
1985 | 4 | 14 | 01:00 | 0
1985 | 4 | 14 | 02:00 | 0
1985 | 4 | 14 | 03:00 | 0
1985 | 4 | 14 | 04:00 | 0
1985 | 4 | 14 | 05:00 | 0
1985 | 4 | 14 | 06:00 | 0
1985 | 4 | 14 | 07:00 | 23
1985 | 4 | 14 | 08:00 | 387
1985 | 4 | 14 | 09:00 | 655
1985 | 4 | 14 | 10:00 | 972
1985 | 4 | 14 | 11:00 | 1044
1985 | 4 | 14 | 12:00 | 1111
1985 | 4 | 14 | 13:00 | 1142
1985 | 4 | 14 | 14:00 | 1004
1985 | 4 | 14 | 15:00 | 506
1985 | 4 | 14 | 16:00 | 689
1985 | 4 | 14 | 17:00 | 264
1985 | 4 | 14 | 18:00 | 6
1985 | 4 | 14 | 19:00 | 0
1985 | 4 | 14 | 20:00 | 0
1985 | 4 | 14 | 21:00 | 0
1985 | 4 | 14 | 22:00 | 0
1985 | 4 | 14 | 23:00 | 0
1985 | 4 | 14 | 24:00 | 0
1985 | 4 | 15 | 01:00 | 0
1985 | 4 | 15 | 02:00 | 0
1985 | 4 | 15 | 03:00 | 0
1985 | 4 | 15 | 04:00 | 0
1985 | 4 | 15 | 05:00 | 0
1985 | 4 | 15 | 06:00 | 0
1985 | 4 | 15 | 07:00 | 108
1985 | 4 | 15 | 08:00 | 396
1985 | 4 | 15 | 09:00 | 906
1985 | 4 | 15 | 10:00 | 1644
1985 | 4 | 15 | 11:00 | 1364
1985 | 4 | 15 | 12:00 | 1272
1985 | 4 | 15 | 13:00 | 1771
1985 | 4 | 15 | 14:00 | 1972
1985 | 4 | 15 | 15:00 | 1087
1985 | 4 | 15 | 16:00 | 609
1985 | 4 | 15 | 17:00 | 541
1985 | 4 | 15 | 18:00 | 2
1985 | 4 | 15 | 19:00 | 0
1985 | 4 | 15 | 20:00 | 0
1985 | 4 | 15 | 21:00 | 0
1985 | 4 | 15 | 22:00 | 0
1985 | 4 | 15 | 23:00 | 0
1985 | 4 | 15 | 24:00 | 0
1985 | 4 | 16 | 01:00 | 0
1985 | 4 | 16 | 02:00 | 0
1985 | 4 | 16 | 03:00 | 0
1985 | 4 | 16 | 04:00 | 0
1985 | 4 | 16 | 05:00 | 0
1985 | 4 | 16 | 06:00 | 0
1985 | 4 | 16 | 07:00 | 37
1985 | 4 | 16 | 08:00 | 478
1985 | 4 | 16 | 09:00 | 996
1985 | 4 | 16 | 10:00 | 2039
1985 | 4 | 16 | 11:00 | 1494
1985 | 4 | 16 | 12:00 | 2030
1985 | 4 | 16 | 13:00 | 2079
1985 | 4 | 16 | 14:00 | 1485
1985 | 4 | 16 | 15:00 | 1720
1985 | 4 | 16 | 16:00 | 1235
1985 | 4 | 16 | 17:00 | 279
1985 | 4 | 16 | 18:00 | 3
1985 | 4 | 16 | 19:00 | 0
1985 | 4 | 16 | 20:00 | 0
1985 | 4 | 16 | 21:00 | 0
1985 | 4 | 16 | 22:00 | 0
1985 | 4 | 16 | 23:00 | 0
1985 | 4 | 16 | 24:00 | 0
1985 | 4 | 17 | 01:00 | 0
1985 | 4 | 17 | 02:00 | 0
1985 | 4 | 17 | 03:00 | 0
1985 | 4 | 17 | 04:00 | 0
1985 | 4 | 17 | 05:00 | 0
1985 | 4 | 17 | 06:00 | 0
1985 | 4 | 17 | 07:00 | 367
1985 | 4 | 17 | 08:00 | 1237
1985 | 4 | 17 | 09:00 | 2136
1985 | 4 | 17 | 10:00 | 2749
1985 | 4 | 17 | 11:00 | 3156
1985 | 4 | 17 | 12:00 | 3307
1985 | 4 | 17 | 13:00 | 3236
1985 | 4 | 17 | 14:00 | 2949
1985 | 4 | 17 | 15:00 | 2429
1985 | 4 | 17 | 16:00 | 1658
1985 | 4 | 17 | 17:00 | 764
1985 | 4 | 17 | 18:00 | 12
1985 | 4 | 17 | 19:00 | 0
1985 | 4 | 17 | 20:00 | 0
1985 | 4 | 17 | 21:00 | 0
1985 | 4 | 17 | 22:00 | 0
1985 | 4 | 17 | 23:00 | 0
1985 | 4 | 17 | 24:00 | 0
1985 | 4 | 18 | 01:00 | 0
1985 | 4 | 18 | 02:00 | 0
1985 | 4 | 18 | 03:00 | 0
1985 | 4 | 18 | 04:00 | 0
1985 | 4 | 18 | 05:00 | 0
1985 | 4 | 18 | 06:00 | 0
1985 | 4 | 18 | 07:00 | 16
1985 | 4 | 18 | 08:00 | 232
1985 | 4 | 18 | 09:00 | 542
1985 | 4 | 18 | 10:00 | 979
1985 | 4 | 18 | 11:00 | 977
1985 | 4 | 18 | 12:00 | 1172
1985 | 4 | 18 | 13:00 | 927
1985 | 4 | 18 | 14:00 | 1039
1985 | 4 | 18 | 15:00 | 885
1985 | 4 | 18 | 16:00 | 604
1985 | 4 | 18 | 17:00 | 264
1985 | 4 | 18 | 18:00 | 2
1985 | 4 | 18 | 19:00 | 0
1985 | 4 | 18 | 20:00 | 0
1985 | 4 | 18 | 21:00 | 0
1985 | 4 | 18 | 22:00 | 0
1985 | 4 | 18 | 23:00 | 0
1985 | 4 | 18 | 24:00 | 0
1985 | 4 | 19 | 01:00 | 0
1985 | 4 | 19 | 02:00 | 0
1985 | 4 | 19 | 03:00 | 0
1985 | 4 | 19 | 04:00 | 0
1985 | 4 | 19 | 05:00 | 0
1985 | 4 | 19 | 06:00 | 0
1985 | 4 | 19 | 07:00 | 57
1985 | 4 | 19 | 08:00 | 437
1985 | 4 | 19 | 09:00 | 748
1985 | 4 | 19 | 10:00 | 855
1985 | 4 | 19 | 11:00 | 1485
1985 | 4 | 19 | 12:00 | 1685
1985 | 4 | 19 | 13:00 | 2318
1985 | 4 | 19 | 14:00 | 707
1985 | 4 | 19 | 15:00 | 840
1985 | 4 | 19 | 16:00 | 448
1985 | 4 | 19 | 17:00 | 29
1985 | 4 | 19 | 18:00 | 3
1985 | 4 | 19 | 19:00 | 0
1985 | 4 | 19 | 20:00 | 0
1985 | 4 | 19 | 21:00 | 0
1985 | 4 | 19 | 22:00 | 0
1985 | 4 | 19 | 23:00 | 0
1985 | 4 | 19 | 24:00 | 0
1985 | 4 | 20 | 01:00 | 0
1985 | 4 | 20 | 02:00 | 0
1985 | 4 | 20 | 03:00 | 0
1985 | 4 | 20 | 04:00 | 0
1985 | 4 | 20 | 05:00 | 0
1985 | 4 | 20 | 06:00 | 1
1985 | 4 | 20 | 07:00 | 388
1985 | 4 | 20 | 08:00 | 1111
1985 | 4 | 20 | 09:00 | 1864
1985 | 4 | 20 | 10:00 | 2486
1985 | 4 | 20 | 11:00 | 2570
1985 | 4 | 20 | 12:00 | 2630
1985 | 4 | 20 | 13:00 | 2806
1985 | 4 | 20 | 14:00 | 2593
1985 | 4 | 20 | 15:00 | 2044
1985 | 4 | 20 | 16:00 | 1426
1985 | 4 | 20 | 17:00 | 722
1985 | 4 | 20 | 18:00 | 11
1985 | 4 | 20 | 19:00 | 0
1985 | 4 | 20 | 20:00 | 0
1985 | 4 | 20 | 21:00 | 0
1985 | 4 | 20 | 22:00 | 0
1985 | 4 | 20 | 23:00 | 0
1985 | 4 | 20 | 24:00 | 0
1985 | 4 | 21 | 01:00 | 0
1985 | 4 | 21 | 02:00 | 0
1985 | 4 | 21 | 03:00 | 0
1985 | 4 | 21 | 04:00 | 0
1985 | 4 | 21 | 05:00 | 0
1985 | 4 | 21 | 06:00 | 0
1985 | 4 | 21 | 07:00 | 104
1985 | 4 | 21 | 08:00 | 464
1985 | 4 | 21 | 09:00 | 564
1985 | 4 | 21 | 10:00 | 2136
1985 | 4 | 21 | 11:00 | 2361
1985 | 4 | 21 | 12:00 | 2807
1985 | 4 | 21 | 13:00 | 2661
1985 | 4 | 21 | 14:00 | 2069
1985 | 4 | 21 | 15:00 | 2071
1985 | 4 | 21 | 16:00 | 1354
1985 | 4 | 21 | 17:00 | 664
1985 | 4 | 21 | 18:00 | 10
1985 | 4 | 21 | 19:00 | 0
1985 | 4 | 21 | 20:00 | 0
1985 | 4 | 21 | 21:00 | 0
1985 | 4 | 21 | 22:00 | 0
1985 | 4 | 21 | 23:00 | 0
1985 | 4 | 21 | 24:00 | 0
1985 | 4 | 22 | 01:00 | 0
1985 | 4 | 22 | 02:00 | 0
1985 | 4 | 22 | 03:00 | 0
1985 | 4 | 22 | 04:00 | 0
1985 | 4 | 22 | 05:00 | 0
1985 | 4 | 22 | 06:00 | 0
1985 | 4 | 22 | 07:00 | 99
1985 | 4 | 22 | 08:00 | 731
1985 | 4 | 22 | 09:00 | 917
1985 | 4 | 22 | 10:00 | 683
1985 | 4 | 22 | 11:00 | 502
1985 | 4 | 22 | 12:00 | 1079
1985 | 4 | 22 | 13:00 | 812
1985 | 4 | 22 | 14:00 | 932
1985 | 4 | 22 | 15:00 | 688
1985 | 4 | 22 | 16:00 | 1322
1985 | 4 | 22 | 17:00 | 699
1985 | 4 | 22 | 18:00 | 8
1985 | 4 | 22 | 19:00 | 0
1985 | 4 | 22 | 20:00 | 0
1985 | 4 | 22 | 21:00 | 0
1985 | 4 | 22 | 22:00 | 0
1985 | 4 | 22 | 23:00 | 0
1985 | 4 | 22 | 24:00 | 0
1985 | 4 | 23 | 01:00 | 0
1985 | 4 | 23 | 02:00 | 0
1985 | 4 | 23 | 03:00 | 0
1985 | 4 | 23 | 04:00 | 0
1985 | 4 | 23 | 05:00 | 0
1985 | 4 | 23 | 06:00 | 1
1985 | 4 | 23 | 07:00 | 122
1985 | 4 | 23 | 08:00 | 308
1985 | 4 | 23 | 09:00 | 766
1985 | 4 | 23 | 10:00 | 1173
1985 | 4 | 23 | 11:00 | 1258
1985 | 4 | 23 | 12:00 | 1148
1985 | 4 | 23 | 13:00 | 2442
1985 | 4 | 23 | 14:00 | 2665
1985 | 4 | 23 | 15:00 | 2000
1985 | 4 | 23 | 16:00 | 1434
1985 | 4 | 23 | 17:00 | 735
1985 | 4 | 23 | 18:00 | 13
1985 | 4 | 23 | 19:00 | 0
1985 | 4 | 23 | 20:00 | 0
1985 | 4 | 23 | 21:00 | 0
1985 | 4 | 23 | 22:00 | 0
1985 | 4 | 23 | 23:00 | 0
1985 | 4 | 23 | 24:00 | 0
1985 | 4 | 24 | 01:00 | 0
1985 | 4 | 24 | 02:00 | 0
1985 | 4 | 24 | 03:00 | 0
1985 | 4 | 24 | 04:00 | 0
1985 | 4 | 24 | 05:00 | 0
1985 | 4 | 24 | 06:00 | 0
1985 | 4 | 24 | 07:00 | 13
1985 | 4 | 24 | 08:00 | 555
1985 | 4 | 24 | 09:00 | 709
1985 | 4 | 24 | 10:00 | 876
1985 | 4 | 24 | 11:00 | 1073
1985 | 4 | 24 | 12:00 | 1069
1985 | 4 | 24 | 13:00 | 2580
1985 | 4 | 24 | 14:00 | 2657
1985 | 4 | 24 | 15:00 | 2205
1985 | 4 | 24 | 16:00 | 1500
1985 | 4 | 24 | 17:00 | 695
1985 | 4 | 24 | 18:00 | 16
1985 | 4 | 24 | 19:00 | 0
1985 | 4 | 24 | 20:00 | 0
1985 | 4 | 24 | 21:00 | 0
1985 | 4 | 24 | 22:00 | 0
1985 | 4 | 24 | 23:00 | 0
1985 | 4 | 24 | 24:00 | 0
1985 | 4 | 25 | 01:00 | 0
1985 | 4 | 25 | 02:00 | 0
1985 | 4 | 25 | 03:00 | 0
1985 | 4 | 25 | 04:00 | 0
1985 | 4 | 25 | 05:00 | 0
1985 | 4 | 25 | 06:00 | 1
1985 | 4 | 25 | 07:00 | 423
1985 | 4 | 25 | 08:00 | 1191
1985 | 4 | 25 | 09:00 | 1957
1985 | 4 | 25 | 10:00 | 2465
1985 | 4 | 25 | 11:00 | 2757
1985 | 4 | 25 | 12:00 | 2883
1985 | 4 | 25 | 13:00 | 2480
1985 | 4 | 25 | 14:00 | 2278
1985 | 4 | 25 | 15:00 | 1984
1985 | 4 | 25 | 16:00 | 1332
1985 | 4 | 25 | 17:00 | 575
1985 | 4 | 25 | 18:00 | 22
1985 | 4 | 25 | 19:00 | 0
1985 | 4 | 25 | 20:00 | 0
1985 | 4 | 25 | 21:00 | 0
1985 | 4 | 25 | 22:00 | 0
1985 | 4 | 25 | 23:00 | 0
1985 | 4 | 25 | 24:00 | 0
1985 | 4 | 26 | 01:00 | 0
1985 | 4 | 26 | 02:00 | 0
1985 | 4 | 26 | 03:00 | 0
1985 | 4 | 26 | 04:00 | 0
1985 | 4 | 26 | 05:00 | 0
1985 | 4 | 26 | 06:00 | 1
1985 | 4 | 26 | 07:00 | 370
1985 | 4 | 26 | 08:00 | 1125
1985 | 4 | 26 | 09:00 | 1793
1985 | 4 | 26 | 10:00 | 2398
1985 | 4 | 26 | 11:00 | 2865
1985 | 4 | 26 | 12:00 | 2999
1985 | 4 | 26 | 13:00 | 2823
1985 | 4 | 26 | 14:00 | 2422
1985 | 4 | 26 | 15:00 | 1436
1985 | 4 | 26 | 16:00 | 1038
1985 | 4 | 26 | 17:00 | 607
1985 | 4 | 26 | 18:00 | 9
1985 | 4 | 26 | 19:00 | 0
1985 | 4 | 26 | 20:00 | 0
1985 | 4 | 26 | 21:00 | 0
1985 | 4 | 26 | 22:00 | 0
1985 | 4 | 26 | 23:00 | 0
1985 | 4 | 26 | 24:00 | 0
1985 | 4 | 27 | 01:00 | 0
1985 | 4 | 27 | 02:00 | 0
1985 | 4 | 27 | 03:00 | 0
1985 | 4 | 27 | 04:00 | 0
1985 | 4 | 27 | 05:00 | 0
1985 | 4 | 27 | 06:00 | 0
1985 | 4 | 27 | 07:00 | 249
1985 | 4 | 27 | 08:00 | 731
1985 | 4 | 27 | 09:00 | 1088
1985 | 4 | 27 | 10:00 | 1116
1985 | 4 | 27 | 11:00 | 2056
1985 | 4 | 27 | 12:00 | 2249
1985 | 4 | 27 | 13:00 | 1322
1985 | 4 | 27 | 14:00 | 2602
1985 | 4 | 27 | 15:00 | 2071
1985 | 4 | 27 | 16:00 | 1620
1985 | 4 | 27 | 17:00 | 761
1985 | 4 | 27 | 18:00 | 6
1985 | 4 | 27 | 19:00 | 0
1985 | 4 | 27 | 20:00 | 0
1985 | 4 | 27 | 21:00 | 0
1985 | 4 | 27 | 22:00 | 0
1985 | 4 | 27 | 23:00 | 0
1985 | 4 | 27 | 24:00 | 0
1985 | 4 | 28 | 01:00 | 0
1985 | 4 | 28 | 02:00 | 0
1985 | 4 | 28 | 03:00 | 0
1985 | 4 | 28 | 04:00 | 0
1985 | 4 | 28 | 05:00 | 0
1985 | 4 | 28 | 06:00 | 3
1985 | 4 | 28 | 07:00 | 396
1985 | 4 | 28 | 08:00 | 893
1985 | 4 | 28 | 09:00 | 1266
1985 | 4 | 28 | 10:00 | 1214
1985 | 4 | 28 | 11:00 | 1851
1985 | 4 | 28 | 12:00 | 1857
1985 | 4 | 28 | 13:00 | 774
1985 | 4 | 28 | 14:00 | 760
1985 | 4 | 28 | 15:00 | 400
1985 | 4 | 28 | 16:00 | 132
1985 | 4 | 28 | 17:00 | 29
1985 | 4 | 28 | 18:00 | 2
1985 | 4 | 28 | 19:00 | 0
1985 | 4 | 28 | 20:00 | 0
1985 | 4 | 28 | 21:00 | 0
1985 | 4 | 28 | 22:00 | 0
1985 | 4 | 28 | 23:00 | 0
1985 | 4 | 28 | 24:00 | 0
1985 | 4 | 29 | 01:00 | 0
1985 | 4 | 29 | 02:00 | 0
1985 | 4 | 29 | 03:00 | 0
1985 | 4 | 29 | 04:00 | 0
1985 | 4 | 29 | 05:00 | 0
1985 | 4 | 29 | 06:00 | 1
1985 | 4 | 29 | 07:00 | 287
1985 | 4 | 29 | 08:00 | 1134
1985 | 4 | 29 | 09:00 | 1857
1985 | 4 | 29 | 10:00 | 2495
1985 | 4 | 29 | 11:00 | 2828
1985 | 4 | 29 | 12:00 | 2939
1985 | 4 | 29 | 13:00 | 2858
1985 | 4 | 29 | 14:00 | 2682
1985 | 4 | 29 | 15:00 | 2295
1985 | 4 | 29 | 16:00 | 1567
1985 | 4 | 29 | 17:00 | 735
1985 | 4 | 29 | 18:00 | 8
1985 | 4 | 29 | 19:00 | 0
1985 | 4 | 29 | 20:00 | 0
1985 | 4 | 29 | 21:00 | 0
1985 | 4 | 29 | 22:00 | 0
1985 | 4 | 29 | 23:00 | 0
1985 | 4 | 29 | 24:00 | 0
1985 | 4 | 30 | 01:00 | 0
1985 | 4 | 30 | 02:00 | 0
1985 | 4 | 30 | 03:00 | 0
1985 | 4 | 30 | 04:00 | 0
1985 | 4 | 30 | 05:00 | 0
1985 | 4 | 30 | 06:00 | 1
1985 | 4 | 30 | 07:00 | 420
1985 | 4 | 30 | 08:00 | 1177
1985 | 4 | 30 | 09:00 | 1925
1985 | 4 | 30 | 10:00 | 2147
1985 | 4 | 30 | 11:00 | 2612
1985 | 4 | 30 | 12:00 | 2428
1985 | 4 | 30 | 13:00 | 2009
1985 | 4 | 30 | 14:00 | 2561
1985 | 4 | 30 | 15:00 | 2180
1985 | 4 | 30 | 16:00 | 1495
1985 | 4 | 30 | 17:00 | 700
1985 | 4 | 30 | 18:00 | 32
1985 | 4 | 30 | 19:00 | 0
1985 | 4 | 30 | 20:00 | 0
1985 | 4 | 30 | 21:00 | 0
1985 | 4 | 30 | 22:00 | 0
1985 | 4 | 30 | 23:00 | 0
1985 | 4 | 30 | 24:00 | 0
1987 | 5 | 1 | 01:00 | 0
1987 | 5 | 1 | 02:00 | 0
1987 | 5 | 1 | 03:00 | 0
1987 | 5 | 1 | 04:00 | 0
1987 | 5 | 1 | 05:00 | 0
1987 | 5 | 1 | 06:00 | 2
1987 | 5 | 1 | 07:00 | 417
1987 | 5 | 1 | 08:00 | 974
1987 | 5 | 1 | 09:00 | 1919
1987 | 5 | 1 | 10:00 | 2412
1987 | 5 | 1 | 11:00 | 2504
1987 | 5 | 1 | 12:00 | 2863
1987 | 5 | 1 | 13:00 | 1995
1987 | 5 | 1 | 14:00 | 2250
1987 | 5 | 1 | 15:00 | 1335
1987 | 5 | 1 | 16:00 | 977
1987 | 5 | 1 | 17:00 | 754
1987 | 5 | 1 | 18:00 | 24
1987 | 5 | 1 | 19:00 | 0
1987 | 5 | 1 | 20:00 | 0
1987 | 5 | 1 | 21:00 | 0
1987 | 5 | 1 | 22:00 | 0
1987 | 5 | 1 | 23:00 | 0
1987 | 5 | 1 | 24:00 | 0
1987 | 5 | 2 | 01:00 | 0
1987 | 5 | 2 | 02:00 | 0
1987 | 5 | 2 | 03:00 | 0
1987 | 5 | 2 | 04:00 | 0
1987 | 5 | 2 | 05:00 | 0
1987 | 5 | 2 | 06:00 | 3
1987 | 5 | 2 | 07:00 | 430
1987 | 5 | 2 | 08:00 | 1241
1987 | 5 | 2 | 09:00 | 2029
1987 | 5 | 2 | 10:00 | 2507
1987 | 5 | 2 | 11:00 | 2613
1987 | 5 | 2 | 12:00 | 2997
1987 | 5 | 2 | 13:00 | 2192
1987 | 5 | 2 | 14:00 | 2404
1987 | 5 | 2 | 15:00 | 1464
1987 | 5 | 2 | 16:00 | 1019
1987 | 5 | 2 | 17:00 | 535
1987 | 5 | 2 | 18:00 | 43
1987 | 5 | 2 | 19:00 | 0
1987 | 5 | 2 | 20:00 | 0
1987 | 5 | 2 | 21:00 | 0
1987 | 5 | 2 | 22:00 | 0
1987 | 5 | 2 | 23:00 | 0
1987 | 5 | 2 | 24:00 | 0
1987 | 5 | 3 | 01:00 | 0
1987 | 5 | 3 | 02:00 | 0
1987 | 5 | 3 | 03:00 | 0
1987 | 5 | 3 | 04:00 | 0
1987 | 5 | 3 | 05:00 | 0
1987 | 5 | 3 | 06:00 | 3
1987 | 5 | 3 | 07:00 | 444
1987 | 5 | 3 | 08:00 | 692
1987 | 5 | 3 | 09:00 | 1521
1987 | 5 | 3 | 10:00 | 2184
1987 | 5 | 3 | 11:00 | 2161
1987 | 5 | 3 | 12:00 | 1506
1987 | 5 | 3 | 13:00 | 1182
1987 | 5 | 3 | 14:00 | 1269
1987 | 5 | 3 | 15:00 | 485
1987 | 5 | 3 | 16:00 | 505
1987 | 5 | 3 | 17:00 | 200
1987 | 5 | 3 | 18:00 | 12
1987 | 5 | 3 | 19:00 | 0
1987 | 5 | 3 | 20:00 | 0
1987 | 5 | 3 | 21:00 | 0
1987 | 5 | 3 | 22:00 | 0
1987 | 5 | 3 | 23:00 | 0
1987 | 5 | 3 | 24:00 | 0
1987 | 5 | 4 | 01:00 | 0
1987 | 5 | 4 | 02:00 | 0
1987 | 5 | 4 | 03:00 | 0
1987 | 5 | 4 | 04:00 | 0
1987 | 5 | 4 | 05:00 | 0
1987 | 5 | 4 | 06:00 | 1
1987 | 5 | 4 | 07:00 | 453
1987 | 5 | 4 | 08:00 | 877
1987 | 5 | 4 | 09:00 | 1556
1987 | 5 | 4 | 10:00 | 1787
1987 | 5 | 4 | 11:00 | 1846
1987 | 5 | 4 | 12:00 | 1970
1987 | 5 | 4 | 13:00 | 2307
1987 | 5 | 4 | 14:00 | 1799
1987 | 5 | 4 | 15:00 | 1274
1987 | 5 | 4 | 16:00 | 801
1987 | 5 | 4 | 17:00 | 308
1987 | 5 | 4 | 18:00 | 12
1987 | 5 | 4 | 19:00 | 0
1987 | 5 | 4 | 20:00 | 0
1987 | 5 | 4 | 21:00 | 0
1987 | 5 | 4 | 22:00 | 0
1987 | 5 | 4 | 23:00 | 0
1987 | 5 | 4 | 24:00 | 0
1987 | 5 | 5 | 01:00 | 0
1987 | 5 | 5 | 02:00 | 0
1987 | 5 | 5 | 03:00 | 0
1987 | 5 | 5 | 04:00 | 0
1987 | 5 | 5 | 05:00 | 0
1987 | 5 | 5 | 06:00 | 0
1987 | 5 | 5 | 07:00 | 20
1987 | 5 | 5 | 08:00 | 195
1987 | 5 | 5 | 09:00 | 532
1987 | 5 | 5 | 10:00 | 624
1987 | 5 | 5 | 11:00 | 646
1987 | 5 | 5 | 12:00 | 775
1987 | 5 | 5 | 13:00 | 693
1987 | 5 | 5 | 14:00 | 678
1987 | 5 | 5 | 15:00 | 524
1987 | 5 | 5 | 16:00 | 416
1987 | 5 | 5 | 17:00 | 127
1987 | 5 | 5 | 18:00 | 6
1987 | 5 | 5 | 19:00 | 0
1987 | 5 | 5 | 20:00 | 0
1987 | 5 | 5 | 21:00 | 0
1987 | 5 | 5 | 22:00 | 0
1987 | 5 | 5 | 23:00 | 0
1987 | 5 | 5 | 24:00 | 0
1987 | 5 | 6 | 01:00 | 0
1987 | 5 | 6 | 02:00 | 0
1987 | 5 | 6 | 03:00 | 0
1987 | 5 | 6 | 04:00 | 0
1987 | 5 | 6 | 05:00 | 0
1987 | 5 | 6 | 06:00 | 7
1987 | 5 | 6 | 07:00 | 274
1987 | 5 | 6 | 08:00 | 560
1987 | 5 | 6 | 09:00 | 859
1987 | 5 | 6 | 10:00 | 1070
1987 | 5 | 6 | 11:00 | 1118
1987 | 5 | 6 | 12:00 | 690
1987 | 5 | 6 | 13:00 | 1136
1987 | 5 | 6 | 14:00 | 593
1987 | 5 | 6 | 15:00 | 541
1987 | 5 | 6 | 16:00 | 406
1987 | 5 | 6 | 17:00 | 92
1987 | 5 | 6 | 18:00 | 31
1987 | 5 | 6 | 19:00 | 0
1987 | 5 | 6 | 20:00 | 0
1987 | 5 | 6 | 21:00 | 0
1987 | 5 | 6 | 22:00 | 0
1987 | 5 | 6 | 23:00 | 0
1987 | 5 | 6 | 24:00 | 0
1987 | 5 | 7 | 01:00 | 0
1987 | 5 | 7 | 02:00 | 0
1987 | 5 | 7 | 03:00 | 0
1987 | 5 | 7 | 04:00 | 0
1987 | 5 | 7 | 05:00 | 0
1987 | 5 | 7 | 06:00 | 11
1987 | 5 | 7 | 07:00 | 460
1987 | 5 | 7 | 08:00 | 797
1987 | 5 | 7 | 09:00 | 1719
1987 | 5 | 7 | 10:00 | 2182
1987 | 5 | 7 | 11:00 | 2507
1987 | 5 | 7 | 12:00 | 2386
1987 | 5 | 7 | 13:00 | 2637
1987 | 5 | 7 | 14:00 | 2287
1987 | 5 | 7 | 15:00 | 1900
1987 | 5 | 7 | 16:00 | 1273
1987 | 5 | 7 | 17:00 | 420
1987 | 5 | 7 | 18:00 | 22
1987 | 5 | 7 | 19:00 | 0
1987 | 5 | 7 | 20:00 | 0
1987 | 5 | 7 | 21:00 | 0
1987 | 5 | 7 | 22:00 | 0
1987 | 5 | 7 | 23:00 | 0
1987 | 5 | 7 | 24:00 | 0
1987 | 5 | 8 | 01:00 | 0
1987 | 5 | 8 | 02:00 | 0
1987 | 5 | 8 | 03:00 | 0
1987 | 5 | 8 | 04:00 | 0
1987 | 5 | 8 | 05:00 | 0
1987 | 5 | 8 | 06:00 | 6
1987 | 5 | 8 | 07:00 | 480
1987 | 5 | 8 | 08:00 | 952
1987 | 5 | 8 | 09:00 | 1656
1987 | 5 | 8 | 10:00 | 2371
1987 | 5 | 8 | 11:00 | 2518
1987 | 5 | 8 | 12:00 | 2702
1987 | 5 | 8 | 13:00 | 2597
1987 | 5 | 8 | 14:00 | 2477
1987 | 5 | 8 | 15:00 | 2097
1987 | 5 | 8 | 16:00 | 1436
1987 | 5 | 8 | 17:00 | 571
1987 | 5 | 8 | 18:00 | 9
1987 | 5 | 8 | 19:00 | 0
1987 | 5 | 8 | 20:00 | 0
1987 | 5 | 8 | 21:00 | 0
1987 | 5 | 8 | 22:00 | 0
1987 | 5 | 8 | 23:00 | 0
1987 | 5 | 8 | 24:00 | 0
1987 | 5 | 9 | 01:00 | 0
1987 | 5 | 9 | 02:00 | 0
1987 | 5 | 9 | 03:00 | 0
1987 | 5 | 9 | 04:00 | 0
1987 | 5 | 9 | 05:00 | 0
1987 | 5 | 9 | 06:00 | 1
1987 | 5 | 9 | 07:00 | 452
1987 | 5 | 9 | 08:00 | 1167
1987 | 5 | 9 | 09:00 | 1821
1987 | 5 | 9 | 10:00 | 2408
1987 | 5 | 9 | 11:00 | 1548
1987 | 5 | 9 | 12:00 | 2290
1987 | 5 | 9 | 13:00 | 2365
1987 | 5 | 9 | 14:00 | 1593
1987 | 5 | 9 | 15:00 | 1129
1987 | 5 | 9 | 16:00 | 1467
1987 | 5 | 9 | 17:00 | 726
1987 | 5 | 9 | 18:00 | 10
1987 | 5 | 9 | 19:00 | 0
1987 | 5 | 9 | 20:00 | 0
1987 | 5 | 9 | 21:00 | 0
1987 | 5 | 9 | 22:00 | 0
1987 | 5 | 9 | 23:00 | 0
1987 | 5 | 9 | 24:00 | 0
1987 | 5 | 10 | 01:00 | 0
1987 | 5 | 10 | 02:00 | 0
1987 | 5 | 10 | 03:00 | 0
1987 | 5 | 10 | 04:00 | 0
1987 | 5 | 10 | 05:00 | 0
1987 | 5 | 10 | 06:00 | 8
1987 | 5 | 10 | 07:00 | 476
1987 | 5 | 10 | 08:00 | 1029
1987 | 5 | 10 | 09:00 | 1669
1987 | 5 | 10 | 10:00 | 2206
1987 | 5 | 10 | 11:00 | 2205
1987 | 5 | 10 | 12:00 | 2791
1987 | 5 | 10 | 13:00 | 2540
1987 | 5 | 10 | 14:00 | 2410
1987 | 5 | 10 | 15:00 | 1952
1987 | 5 | 10 | 16:00 | 1358
1987 | 5 | 10 | 17:00 | 644
1987 | 5 | 10 | 18:00 | 30
1987 | 5 | 10 | 19:00 | 0
1987 | 5 | 10 | 20:00 | 0
1987 | 5 | 10 | 21:00 | 0
1987 | 5 | 10 | 22:00 | 0
1987 | 5 | 10 | 23:00 | 0
1987 | 5 | 10 | 24:00 | 0
1987 | 5 | 11 | 01:00 | 0
1987 | 5 | 11 | 02:00 | 0
1987 | 5 | 11 | 03:00 | 0
1987 | 5 | 11 | 04:00 | 0
1987 | 5 | 11 | 05:00 | 0
1987 | 5 | 11 | 06:00 | 3
1987 | 5 | 11 | 07:00 | 448
1987 | 5 | 11 | 08:00 | 1247
1987 | 5 | 11 | 09:00 | 2023
1987 | 5 | 11 | 10:00 | 2335
1987 | 5 | 11 | 11:00 | 2843
1987 | 5 | 11 | 12:00 | 2405
1987 | 5 | 11 | 13:00 | 2212
1987 | 5 | 11 | 14:00 | 2455
1987 | 5 | 11 | 15:00 | 2038
1987 | 5 | 11 | 16:00 | 1434
1987 | 5 | 11 | 17:00 | 666
1987 | 5 | 11 | 18:00 | 46
1987 | 5 | 11 | 19:00 | 0
1987 | 5 | 11 | 20:00 | 0
1987 | 5 | 11 | 21:00 | 0
1987 | 5 | 11 | 22:00 | 0
1987 | 5 | 11 | 23:00 | 0
1987 | 5 | 11 | 24:00 | 0
1987 | 5 | 12 | 01:00 | 0
1987 | 5 | 12 | 02:00 | 0
1987 | 5 | 12 | 03:00 | 0
1987 | 5 | 12 | 04:00 | 0
1987 | 5 | 12 | 05:00 | 0
1987 | 5 | 12 | 06:00 | 5
1987 | 5 | 12 | 07:00 | 481
1987 | 5 | 12 | 08:00 | 97
1987 | 5 | 12 | 09:00 | 399
1987 | 5 | 12 | 10:00 | 568
1987 | 5 | 12 | 11:00 | 441
1987 | 5 | 12 | 12:00 | 1043
1987 | 5 | 12 | 13:00 | 1070
1987 | 5 | 12 | 14:00 | 2416
1987 | 5 | 12 | 15:00 | 1639
1987 | 5 | 12 | 16:00 | 1400
1987 | 5 | 12 | 17:00 | 718
1987 | 5 | 12 | 18:00 | 30
1987 | 5 | 12 | 19:00 | 0
1987 | 5 | 12 | 20:00 | 0
1987 | 5 | 12 | 21:00 | 0
1987 | 5 | 12 | 22:00 | 0
1987 | 5 | 12 | 23:00 | 0
1987 | 5 | 12 | 24:00 | 0
1987 | 5 | 13 | 01:00 | 0
1987 | 5 | 13 | 02:00 | 0
1987 | 5 | 13 | 03:00 | 0
1987 | 5 | 13 | 04:00 | 0
1987 | 5 | 13 | 05:00 | 0
1987 | 5 | 13 | 06:00 | 1
1987 | 5 | 13 | 07:00 | 462
1987 | 5 | 13 | 08:00 | 1288
1987 | 5 | 13 | 09:00 | 2052
1987 | 5 | 13 | 10:00 | 2501
1987 | 5 | 13 | 11:00 | 2841
1987 | 5 | 13 | 12:00 | 2835
1987 | 5 | 13 | 13:00 | 2611
1987 | 5 | 13 | 14:00 | 2499
1987 | 5 | 13 | 15:00 | 2072
1987 | 5 | 13 | 16:00 | 1512
1987 | 5 | 13 | 17:00 | 749
1987 | 5 | 13 | 18:00 | 14
1987 | 5 | 13 | 19:00 | 0
1987 | 5 | 13 | 20:00 | 0
1987 | 5 | 13 | 21:00 | 0
1987 | 5 | 13 | 22:00 | 0
1987 | 5 | 13 | 23:00 | 0
1987 | 5 | 13 | 24:00 | 0
1987 | 5 | 14 | 01:00 | 0
1987 | 5 | 14 | 02:00 | 0
1987 | 5 | 14 | 03:00 | 0
1987 | 5 | 14 | 04:00 | 0
1987 | 5 | 14 | 05:00 | 0
1987 | 5 | 14 | 06:00 | 6
1987 | 5 | 14 | 07:00 | 466
1987 | 5 | 14 | 08:00 | 1218
1987 | 5 | 14 | 09:00 | 1957
1987 | 5 | 14 | 10:00 | 2474
1987 | 5 | 14 | 11:00 | 2827
1987 | 5 | 14 | 12:00 | 2963
1987 | 5 | 14 | 13:00 | 2906
1987 | 5 | 14 | 14:00 | 2612
1987 | 5 | 14 | 15:00 | 2152
1987 | 5 | 14 | 16:00 | 1482
1987 | 5 | 14 | 17:00 | 721
1987 | 5 | 14 | 18:00 | 26
1987 | 5 | 14 | 19:00 | 0
1987 | 5 | 14 | 20:00 | 0
1987 | 5 | 14 | 21:00 | 0
1987 | 5 | 14 | 22:00 | 0
1987 | 5 | 14 | 23:00 | 0
1987 | 5 | 14 | 24:00 | 0
1987 | 5 | 15 | 01:00 | 0
1987 | 5 | 15 | 02:00 | 0
1987 | 5 | 15 | 03:00 | 0
1987 | 5 | 15 | 04:00 | 0
1987 | 5 | 15 | 05:00 | 0
1987 | 5 | 15 | 06:00 | 5
1987 | 5 | 15 | 07:00 | 11
1987 | 5 | 15 | 08:00 | 147
1987 | 5 | 15 | 09:00 | 699
1987 | 5 | 15 | 10:00 | 932
1987 | 5 | 15 | 11:00 | 1020
1987 | 5 | 15 | 12:00 | 1161
1987 | 5 | 15 | 13:00 | 1451
1987 | 5 | 15 | 14:00 | 2621
1987 | 5 | 15 | 15:00 | 2138
1987 | 5 | 15 | 16:00 | 1388
1987 | 5 | 15 | 17:00 | 725
1987 | 5 | 15 | 18:00 | 23
1987 | 5 | 15 | 19:00 | 0
1987 | 5 | 15 | 20:00 | 0
1987 | 5 | 15 | 21:00 | 0
1987 | 5 | 15 | 22:00 | 0
1987 | 5 | 15 | 23:00 | 0
1987 | 5 | 15 | 24:00 | 0
1987 | 5 | 16 | 01:00 | 0
1987 | 5 | 16 | 02:00 | 0
1987 | 5 | 16 | 03:00 | 0
1987 | 5 | 16 | 04:00 | 0
1987 | 5 | 16 | 05:00 | 0
1987 | 5 | 16 | 06:00 | 1
1987 | 5 | 16 | 07:00 | 475
1987 | 5 | 16 | 08:00 | 1344
1987 | 5 | 16 | 09:00 | 2078
1987 | 5 | 16 | 10:00 | 2578
1987 | 5 | 16 | 11:00 | 2907
1987 | 5 | 16 | 12:00 | 3087
1987 | 5 | 16 | 13:00 | 3006
1987 | 5 | 16 | 14:00 | 2721
1987 | 5 | 16 | 15:00 | 2238
1987 | 5 | 16 | 16:00 | 1442
1987 | 5 | 16 | 17:00 | 747
1987 | 5 | 16 | 18:00 | 12
1987 | 5 | 16 | 19:00 | 0
1987 | 5 | 16 | 20:00 | 0
1987 | 5 | 16 | 21:00 | 0
1987 | 5 | 16 | 22:00 | 0
1987 | 5 | 16 | 23:00 | 0
1987 | 5 | 16 | 24:00 | 0
1987 | 5 | 17 | 01:00 | 0
1987 | 5 | 17 | 02:00 | 0
1987 | 5 | 17 | 03:00 | 0
1987 | 5 | 17 | 04:00 | 0
1987 | 5 | 17 | 05:00 | 0
1987 | 5 | 17 | 06:00 | 9
1987 | 5 | 17 | 07:00 | 24
1987 | 5 | 17 | 08:00 | 644
1987 | 5 | 17 | 09:00 | 708
1987 | 5 | 17 | 10:00 | 751
1987 | 5 | 17 | 11:00 | 2270
1987 | 5 | 17 | 12:00 | 2094
1987 | 5 | 17 | 13:00 | 744
1987 | 5 | 17 | 14:00 | 666
1987 | 5 | 17 | 15:00 | 694
1987 | 5 | 17 | 16:00 | 774
1987 | 5 | 17 | 17:00 | 402
1987 | 5 | 17 | 18:00 | 32
1987 | 5 | 17 | 19:00 | 0
1987 | 5 | 17 | 20:00 | 0
1987 | 5 | 17 | 21:00 | 0
1987 | 5 | 17 | 22:00 | 0
1987 | 5 | 17 | 23:00 | 0
1987 | 5 | 17 | 24:00 | 0
1987 | 5 | 18 | 01:00 | 0
1987 | 5 | 18 | 02:00 | 0
1987 | 5 | 18 | 03:00 | 0
1987 | 5 | 18 | 04:00 | 0
1987 | 5 | 18 | 05:00 | 0
1987 | 5 | 18 | 06:00 | 12
1987 | 5 | 18 | 07:00 | 387
1987 | 5 | 18 | 08:00 | 655
1987 | 5 | 18 | 09:00 | 847
1987 | 5 | 18 | 10:00 | 1058
1987 | 5 | 18 | 11:00 | 1141
1987 | 5 | 18 | 12:00 | 1131
1987 | 5 | 18 | 13:00 | 2312
1987 | 5 | 18 | 14:00 | 2157
1987 | 5 | 18 | 15:00 | 757
1987 | 5 | 18 | 16:00 | 615
1987 | 5 | 18 | 17:00 | 364
1987 | 5 | 18 | 18:00 | 39
1987 | 5 | 18 | 19:00 | 0
1987 | 5 | 18 | 20:00 | 0
1987 | 5 | 18 | 21:00 | 0
1987 | 5 | 18 | 22:00 | 0
1987 | 5 | 18 | 23:00 | 0
1987 | 5 | 18 | 24:00 | 0
1987 | 5 | 19 | 01:00 | 0
1987 | 5 | 19 | 02:00 | 0
1987 | 5 | 19 | 03:00 | 0
1987 | 5 | 19 | 04:00 | 0
1987 | 5 | 19 | 05:00 | 0
1987 | 5 | 19 | 06:00 | 6
1987 | 5 | 19 | 07:00 | 465
1987 | 5 | 19 | 08:00 | 1225
1987 | 5 | 19 | 09:00 | 1974
1987 | 5 | 19 | 10:00 | 2335
1987 | 5 | 19 | 11:00 | 2631
1987 | 5 | 19 | 12:00 | 2662
1987 | 5 | 19 | 13:00 | 2366
1987 | 5 | 19 | 14:00 | 2512
1987 | 5 | 19 | 15:00 | 2067
1987 | 5 | 19 | 16:00 | 1460
1987 | 5 | 19 | 17:00 | 754
1987 | 5 | 19 | 18:00 | 47
1987 | 5 | 19 | 19:00 | 0
1987 | 5 | 19 | 20:00 | 0
1987 | 5 | 19 | 21:00 | 0
1987 | 5 | 19 | 22:00 | 0
1987 | 5 | 19 | 23:00 | 0
1987 | 5 | 19 | 24:00 | 0
1987 | 5 | 20 | 01:00 | 0
1987 | 5 | 20 | 02:00 | 0
1987 | 5 | 20 | 03:00 | 0
1987 | 5 | 20 | 04:00 | 0
1987 | 5 | 20 | 05:00 | 0
1987 | 5 | 20 | 06:00 | 9
1987 | 5 | 20 | 07:00 | 451
1987 | 5 | 20 | 08:00 | 1131
1987 | 5 | 20 | 09:00 | 1824
1987 | 5 | 20 | 10:00 | 1723
1987 | 5 | 20 | 11:00 | 2248
1987 | 5 | 20 | 12:00 | 1418
1987 | 5 | 20 | 13:00 | 1677
1987 | 5 | 20 | 14:00 | 2019
1987 | 5 | 20 | 15:00 | 745
1987 | 5 | 20 | 16:00 | 493
1987 | 5 | 20 | 17:00 | 545
1987 | 5 | 20 | 18:00 | 70
1987 | 5 | 20 | 19:00 | 1
1987 | 5 | 20 | 20:00 | 0
1987 | 5 | 20 | 21:00 | 0
1987 | 5 | 20 | 22:00 | 0
1987 | 5 | 20 | 23:00 | 0
1987 | 5 | 20 | 24:00 | 0
1987 | 5 | 21 | 01:00 | 0
1987 | 5 | 21 | 02:00 | 0
1987 | 5 | 21 | 03:00 | 0
1987 | 5 | 21 | 04:00 | 0
1987 | 5 | 21 | 05:00 | 0
1987 | 5 | 21 | 06:00 | 27
1987 | 5 | 21 | 07:00 | 45
1987 | 5 | 21 | 08:00 | 610
1987 | 5 | 21 | 09:00 | 678
1987 | 5 | 21 | 10:00 | 766
1987 | 5 | 21 | 11:00 | 905
1987 | 5 | 21 | 12:00 | 1730
1987 | 5 | 21 | 13:00 | 1210
1987 | 5 | 21 | 14:00 | 921
1987 | 5 | 21 | 15:00 | 683
1987 | 5 | 21 | 16:00 | 618
1987 | 5 | 21 | 17:00 | 404
1987 | 5 | 21 | 18:00 | 24
1987 | 5 | 21 | 19:00 | 0
1987 | 5 | 21 | 20:00 | 0
1987 | 5 | 21 | 21:00 | 0
1987 | 5 | 21 | 22:00 | 0
1987 | 5 | 21 | 23:00 | 0
1987 | 5 | 21 | 24:00 | 0
1987 | 5 | 22 | 01:00 | 0
1987 | 5 | 22 | 02:00 | 0
1987 | 5 | 22 | 03:00 | 0
1987 | 5 | 22 | 04:00 | 0
1987 | 5 | 22 | 05:00 | 0
1987 | 5 | 22 | 06:00 | 22
1987 | 5 | 22 | 07:00 | 457
1987 | 5 | 22 | 08:00 | 1088
1987 | 5 | 22 | 09:00 | 1702
1987 | 5 | 22 | 10:00 | 2020
1987 | 5 | 22 | 11:00 | 2571
1987 | 5 | 22 | 12:00 | 2660
1987 | 5 | 22 | 13:00 | 2179
1987 | 5 | 22 | 14:00 | 2251
1987 | 5 | 22 | 15:00 | 1880
1987 | 5 | 22 | 16:00 | 967
1987 | 5 | 22 | 17:00 | 618
1987 | 5 | 22 | 18:00 | 33
1987 | 5 | 22 | 19:00 | 0
1987 | 5 | 22 | 20:00 | 0
1987 | 5 | 22 | 21:00 | 0
1987 | 5 | 22 | 22:00 | 0
1987 | 5 | 22 | 23:00 | 0
1987 | 5 | 22 | 24:00 | 0
1987 | 5 | 23 | 01:00 | 0
1987 | 5 | 23 | 02:00 | 0
1987 | 5 | 23 | 03:00 | 0
1987 | 5 | 23 | 04:00 | 0
1987 | 5 | 23 | 05:00 | 0
1987 | 5 | 23 | 06:00 | 6
1987 | 5 | 23 | 07:00 | 212
1987 | 5 | 23 | 08:00 | 540
1987 | 5 | 23 | 09:00 | 1020
1987 | 5 | 23 | 10:00 | 624
1987 | 5 | 23 | 11:00 | 849
1987 | 5 | 23 | 12:00 | 1213
1987 | 5 | 23 | 13:00 | 1307
1987 | 5 | 23 | 14:00 | 960
1987 | 5 | 23 | 15:00 | 803
1987 | 5 | 23 | 16:00 | 752
1987 | 5 | 23 | 17:00 | 425
1987 | 5 | 23 | 18:00 | 66
1987 | 5 | 23 | 19:00 | 0
1987 | 5 | 23 | 20:00 | 0
1987 | 5 | 23 | 21:00 | 0
1987 | 5 | 23 | 22:00 | 0
1987 | 5 | 23 | 23:00 | 0
1987 | 5 | 23 | 24:00 | 0
1987 | 5 | 24 | 01:00 | 0
1987 | 5 | 24 | 02:00 | 0
1987 | 5 | 24 | 03:00 | 0
1987 | 5 | 24 | 04:00 | 0
1987 | 5 | 24 | 05:00 | 0
1987 | 5 | 24 | 06:00 | 1
1987 | 5 | 24 | 07:00 | 60
1987 | 5 | 24 | 08:00 | 371
1987 | 5 | 24 | 09:00 | 831
1987 | 5 | 24 | 10:00 | 622
1987 | 5 | 24 | 11:00 | 1519
1987 | 5 | 24 | 12:00 | 1496
1987 | 5 | 24 | 13:00 | 1014
1987 | 5 | 24 | 14:00 | 1040
1987 | 5 | 24 | 15:00 | 820
1987 | 5 | 24 | 16:00 | 611
1987 | 5 | 24 | 17:00 | 467
1987 | 5 | 24 | 18:00 | 42
1987 | 5 | 24 | 19:00 | 0
1987 | 5 | 24 | 20:00 | 0
1987 | 5 | 24 | 21:00 | 0
1987 | 5 | 24 | 22:00 | 0
1987 | 5 | 24 | 23:00 | 0
1987 | 5 | 24 | 24:00 | 0
1987 | 5 | 25 | 01:00 | 0
1987 | 5 | 25 | 02:00 | 0
1987 | 5 | 25 | 03:00 | 0
1987 | 5 | 25 | 04:00 | 0
1987 | 5 | 25 | 05:00 | 0
1987 | 5 | 25 | 06:00 | 18
1987 | 5 | 25 | 07:00 | 380
1987 | 5 | 25 | 08:00 | 589
1987 | 5 | 25 | 09:00 | 904
1987 | 5 | 25 | 10:00 | 1098
1987 | 5 | 25 | 11:00 | 1112
1987 | 5 | 25 | 12:00 | 1086
1987 | 5 | 25 | 13:00 | 1073
1987 | 5 | 25 | 14:00 | 1157
1987 | 5 | 25 | 15:00 | 855
1987 | 5 | 25 | 16:00 | 680
1987 | 5 | 25 | 17:00 | 424
1987 | 5 | 25 | 18:00 | 47
1987 | 5 | 25 | 19:00 | 1
1987 | 5 | 25 | 20:00 | 0
1987 | 5 | 25 | 21:00 | 0
1987 | 5 | 25 | 22:00 | 0
1987 | 5 | 25 | 23:00 | 0
1987 | 5 | 25 | 24:00 | 0
1987 | 5 | 26 | 01:00 | 0
1987 | 5 | 26 | 02:00 | 0
1987 | 5 | 26 | 03:00 | 0
1987 | 5 | 26 | 04:00 | 0
1987 | 5 | 26 | 05:00 | 0
1987 | 5 | 26 | 06:00 | 14
1987 | 5 | 26 | 07:00 | 82
1987 | 5 | 26 | 08:00 | 1200
1987 | 5 | 26 | 09:00 | 1809
1987 | 5 | 26 | 10:00 | 2096
1987 | 5 | 26 | 11:00 | 2395
1987 | 5 | 26 | 12:00 | 2407
1987 | 5 | 26 | 13:00 | 2642
1987 | 5 | 26 | 14:00 | 2388
1987 | 5 | 26 | 15:00 | 2085
1987 | 5 | 26 | 16:00 | 1251
1987 | 5 | 26 | 17:00 | 654
1987 | 5 | 26 | 18:00 | 41
1987 | 5 | 26 | 19:00 | 0
1987 | 5 | 26 | 20:00 | 0
1987 | 5 | 26 | 21:00 | 0
1987 | 5 | 26 | 22:00 | 0
1987 | 5 | 26 | 23:00 | 0
1987 | 5 | 26 | 24:00 | 0
1987 | 5 | 27 | 01:00 | 0
1987 | 5 | 27 | 02:00 | 0
1987 | 5 | 27 | 03:00 | 0
1987 | 5 | 27 | 04:00 | 0
1987 | 5 | 27 | 05:00 | 0
1987 | 5 | 27 | 06:00 | 18
1987 | 5 | 27 | 07:00 | 198
1987 | 5 | 27 | 08:00 | 637
1987 | 5 | 27 | 09:00 | 869
1987 | 5 | 27 | 10:00 | 1216
1987 | 5 | 27 | 11:00 | 1827
1987 | 5 | 27 | 12:00 | 1734
1987 | 5 | 27 | 13:00 | 2266
1987 | 5 | 27 | 14:00 | 873
1987 | 5 | 27 | 15:00 | 719
1987 | 5 | 27 | 16:00 | 634
1987 | 5 | 27 | 17:00 | 389
1987 | 5 | 27 | 18:00 | 16
1987 | 5 | 27 | 19:00 | 1
1987 | 5 | 27 | 20:00 | 0
1987 | 5 | 27 | 21:00 | 0
1987 | 5 | 27 | 22:00 | 0
1987 | 5 | 27 | 23:00 | 0
1987 | 5 | 27 | 24:00 | 0
1987 | 5 | 28 | 01:00 | 0
1987 | 5 | 28 | 02:00 | 0
1987 | 5 | 28 | 03:00 | 0
1987 | 5 | 28 | 04:00 | 0
1987 | 5 | 28 | 05:00 | 0
1987 | 5 | 28 | 06:00 | 40
1987 | 5 | 28 | 07:00 | 429
1987 | 5 | 28 | 08:00 | 1109
1987 | 5 | 28 | 09:00 | 1652
1987 | 5 | 28 | 10:00 | 1832
1987 | 5 | 28 | 11:00 | 1910
1987 | 5 | 28 | 12:00 | 2217
1987 | 5 | 28 | 13:00 | 2293
1987 | 5 | 28 | 14:00 | 2260
1987 | 5 | 28 | 15:00 | 1898
1987 | 5 | 28 | 16:00 | 975
1987 | 5 | 28 | 17:00 | 672
1987 | 5 | 28 | 18:00 | 22
1987 | 5 | 28 | 19:00 | 0
1987 | 5 | 28 | 20:00 | 0
1987 | 5 | 28 | 21:00 | 0
1987 | 5 | 28 | 22:00 | 0
1987 | 5 | 28 | 23:00 | 0
1987 | 5 | 28 | 24:00 | 0
1987 | 5 | 29 | 01:00 | 0
1987 | 5 | 29 | 02:00 | 0
1987 | 5 | 29 | 03:00 | 0
1987 | 5 | 29 | 04:00 | 0
1987 | 5 | 29 | 05:00 | 0
1987 | 5 | 29 | 06:00 | 10
1987 | 5 | 29 | 07:00 | 408
1987 | 5 | 29 | 08:00 | 1100
1987 | 5 | 29 | 09:00 | 1698
1987 | 5 | 29 | 10:00 | 2155
1987 | 5 | 29 | 11:00 | 2004
1987 | 5 | 29 | 12:00 | 2577
1987 | 5 | 29 | 13:00 | 2197
1987 | 5 | 29 | 14:00 | 1963
1987 | 5 | 29 | 15:00 | 1898
1987 | 5 | 29 | 16:00 | 1213
1987 | 5 | 29 | 17:00 | 391
1987 | 5 | 29 | 18:00 | 68
1987 | 5 | 29 | 19:00 | 1
1987 | 5 | 29 | 20:00 | 0
1987 | 5 | 29 | 21:00 | 0
1987 | 5 | 29 | 22:00 | 0
1987 | 5 | 29 | 23:00 | 0
1987 | 5 | 29 | 24:00 | 0
1987 | 5 | 30 | 01:00 | 0
1987 | 5 | 30 | 02:00 | 0
1987 | 5 | 30 | 03:00 | 0
1987 | 5 | 30 | 04:00 | 0
1987 | 5 | 30 | 05:00 | 0
1987 | 5 | 30 | 06:00 | 1
1987 | 5 | 30 | 07:00 | 402
1987 | 5 | 30 | 08:00 | 1136
1987 | 5 | 30 | 09:00 | 1814
1987 | 5 | 30 | 10:00 | 2114
1987 | 5 | 30 | 11:00 | 2420
1987 | 5 | 30 | 12:00 | 2518
1987 | 5 | 30 | 13:00 | 2484
1987 | 5 | 30 | 14:00 | 2255
1987 | 5 | 30 | 15:00 | 1907
1987 | 5 | 30 | 16:00 | 1414
1987 | 5 | 30 | 17:00 | 645
1987 | 5 | 30 | 18:00 | 7
1987 | 5 | 30 | 19:00 | 0
1987 | 5 | 30 | 20:00 | 0
1987 | 5 | 30 | 21:00 | 0
1987 | 5 | 30 | 22:00 | 0
1987 | 5 | 30 | 23:00 | 0
1987 | 5 | 30 | 24:00 | 0
1987 | 5 | 31 | 01:00 | 0
1987 | 5 | 31 | 02:00 | 0
1987 | 5 | 31 | 03:00 | 0
1987 | 5 | 31 | 04:00 | 0
1987 | 5 | 31 | 05:00 | 0
1987 | 5 | 31 | 06:00 | 3
1987 | 5 | 31 | 07:00 | 414
1987 | 5 | 31 | 08:00 | 1102
1987 | 5 | 31 | 09:00 | 1747
1987 | 5 | 31 | 10:00 | 2217
1987 | 5 | 31 | 11:00 | 2484
1987 | 5 | 31 | 12:00 | 2578
1987 | 5 | 31 | 13:00 | 2395
1987 | 5 | 31 | 14:00 | 2317
1987 | 5 | 31 | 15:00 | 1876
1987 | 5 | 31 | 16:00 | 1349
1987 | 5 | 31 | 17:00 | 698
1987 | 5 | 31 | 18:00 | 21
1987 | 5 | 31 | 19:00 | 1
1987 | 5 | 31 | 20:00 | 0
1987 | 5 | 31 | 21:00 | 0
1987 | 5 | 31 | 22:00 | 0
1987 | 5 | 31 | 23:00 | 0
1987 | 5 | 31 | 24:00 | 0
1970 | 6 | 1 | 01:00 | 0
1970 | 6 | 1 | 02:00 | 0
1970 | 6 | 1 | 03:00 | 0
1970 | 6 | 1 | 04:00 | 0
1970 | 6 | 1 | 05:00 | 0
1970 | 6 | 1 | 06:00 | 11
1970 | 6 | 1 | 07:00 | 311
1970 | 6 | 1 | 08:00 | 625
1970 | 6 | 1 | 09:00 | 954
1970 | 6 | 1 | 10:00 | 719
1970 | 6 | 1 | 11:00 | 1742
1970 | 6 | 1 | 12:00 | 1785
1970 | 6 | 1 | 13:00 | 2228
1970 | 6 | 1 | 14:00 | 1745
1970 | 6 | 1 | 15:00 | 1199
1970 | 6 | 1 | 16:00 | 1286
1970 | 6 | 1 | 17:00 | 552
1970 | 6 | 1 | 18:00 | 54
1970 | 6 | 1 | 19:00 | 3
1970 | 6 | 1 | 20:00 | 0
1970 | 6 | 1 | 21:00 | 0
1970 | 6 | 1 | 22:00 | 0
1970 | 6 | 1 | 23:00 | 0
1970 | 6 | 1 | 24:00 | 0
1970 | 6 | 2 | 01:00 | 0
1970 | 6 | 2 | 02:00 | 0
1970 | 6 | 2 | 03:00 | 0
1970 | 6 | 2 | 04:00 | 0
1970 | 6 | 2 | 05:00 | 0
1970 | 6 | 2 | 06:00 | 2
1970 | 6 | 2 | 07:00 | 387
1970 | 6 | 2 | 08:00 | 1130
1970 | 6 | 2 | 09:00 | 1779
1970 | 6 | 2 | 10:00 | 2241
1970 | 6 | 2 | 11:00 | 2400
1970 | 6 | 2 | 12:00 | 2350
1970 | 6 | 2 | 13:00 | 2396
1970 | 6 | 2 | 14:00 | 2361
1970 | 6 | 2 | 15:00 | 1682
1970 | 6 | 2 | 16:00 | 1322
1970 | 6 | 2 | 17:00 | 689
1970 | 6 | 2 | 18:00 | 9
1970 | 6 | 2 | 19:00 | 0
1970 | 6 | 2 | 20:00 | 0
1970 | 6 | 2 | 21:00 | 0
1970 | 6 | 2 | 22:00 | 0
1970 | 6 | 2 | 23:00 | 0
1970 | 6 | 2 | 24:00 | 0
1970 | 6 | 3 | 01:00 | 0
1970 | 6 | 3 | 02:00 | 0
1970 | 6 | 3 | 03:00 | 0
1970 | 6 | 3 | 04:00 | 0
1970 | 6 | 3 | 05:00 | 0
1970 | 6 | 3 | 06:00 | 11
1970 | 6 | 3 | 07:00 | 101
1970 | 6 | 3 | 08:00 | 686
1970 | 6 | 3 | 09:00 | 982
1970 | 6 | 3 | 10:00 | 1232
1970 | 6 | 3 | 11:00 | 1466
1970 | 6 | 3 | 12:00 | 1556
1970 | 6 | 3 | 13:00 | 1765
1970 | 6 | 3 | 14:00 | 1239
1970 | 6 | 3 | 15:00 | 922
1970 | 6 | 3 | 16:00 | 124
1970 | 6 | 3 | 17:00 | 504
1970 | 6 | 3 | 18:00 | 28
1970 | 6 | 3 | 19:00 | 1
1970 | 6 | 3 | 20:00 | 0
1970 | 6 | 3 | 21:00 | 0
1970 | 6 | 3 | 22:00 | 0
1970 | 6 | 3 | 23:00 | 0
1970 | 6 | 3 | 24:00 | 0
1970 | 6 | 4 | 01:00 | 0
1970 | 6 | 4 | 02:00 | 0
1970 | 6 | 4 | 03:00 | 0
1970 | 6 | 4 | 04:00 | 0
1970 | 6 | 4 | 05:00 | 0
1970 | 6 | 4 | 06:00 | 9
1970 | 6 | 4 | 07:00 | 387
1970 | 6 | 4 | 08:00 | 970
1970 | 6 | 4 | 09:00 | 1172
1970 | 6 | 4 | 10:00 | 820
1970 | 6 | 4 | 11:00 | 1954
1970 | 6 | 4 | 12:00 | 2489
1970 | 6 | 4 | 13:00 | 2428
1970 | 6 | 4 | 14:00 | 2379
1970 | 6 | 4 | 15:00 | 1970
1970 | 6 | 4 | 16:00 | 1350
1970 | 6 | 4 | 17:00 | 660
1970 | 6 | 4 | 18:00 | 70
1970 | 6 | 4 | 19:00 | 1
1970 | 6 | 4 | 20:00 | 0
1970 | 6 | 4 | 21:00 | 0
1970 | 6 | 4 | 22:00 | 0
1970 | 6 | 4 | 23:00 | 0
1970 | 6 | 4 | 24:00 | 0
1970 | 6 | 5 | 01:00 | 0
1970 | 6 | 5 | 02:00 | 0
1970 | 6 | 5 | 03:00 | 0
1970 | 6 | 5 | 04:00 | 0
1970 | 6 | 5 | 05:00 | 0
1970 | 6 | 5 | 06:00 | 16
1970 | 6 | 5 | 07:00 | 480
1970 | 6 | 5 | 08:00 | 759
1970 | 6 | 5 | 09:00 | 1000
1970 | 6 | 5 | 10:00 | 2191
1970 | 6 | 5 | 11:00 | 2351
1970 | 6 | 5 | 12:00 | 1226
1970 | 6 | 5 | 13:00 | 613
1970 | 6 | 5 | 14:00 | 748
1970 | 6 | 5 | 15:00 | 968
1970 | 6 | 5 | 16:00 | 631
1970 | 6 | 5 | 17:00 | 495
1970 | 6 | 5 | 18:00 | 153
1970 | 6 | 5 | 19:00 | 1
1970 | 6 | 5 | 20:00 | 0
1970 | 6 | 5 | 21:00 | 0
1970 | 6 | 5 | 22:00 | 0
1970 | 6 | 5 | 23:00 | 0
1970 | 6 | 5 | 24:00 | 0
1970 | 6 | 6 | 01:00 | 0
1970 | 6 | 6 | 02:00 | 0
1970 | 6 | 6 | 03:00 | 0
1970 | 6 | 6 | 04:00 | 0
1970 | 6 | 6 | 05:00 | 0
1970 | 6 | 6 | 06:00 | 15
1970 | 6 | 6 | 07:00 | 15
1970 | 6 | 6 | 08:00 | 524
1970 | 6 | 6 | 09:00 | 723
1970 | 6 | 6 | 10:00 | 1023
1970 | 6 | 6 | 11:00 | 1132
1970 | 6 | 6 | 12:00 | 1129
1970 | 6 | 6 | 13:00 | 1103
1970 | 6 | 6 | 14:00 | 1137
1970 | 6 | 6 | 15:00 | 889
1970 | 6 | 6 | 16:00 | 795
1970 | 6 | 6 | 17:00 | 528
1970 | 6 | 6 | 18:00 | 115
1970 | 6 | 6 | 19:00 | 0
1970 | 6 | 6 | 20:00 | 0
1970 | 6 | 6 | 21:00 | 0
1970 | 6 | 6 | 22:00 | 0
1970 | 6 | 6 | 23:00 | 0
1970 | 6 | 6 | 24:00 | 0
1970 | 6 | 7 | 01:00 | 0
1970 | 6 | 7 | 02:00 | 0
1970 | 6 | 7 | 03:00 | 0
1970 | 6 | 7 | 04:00 | 0
1970 | 6 | 7 | 05:00 | 0
1970 | 6 | 7 | 06:00 | 33
1970 | 6 | 7 | 07:00 | 76
1970 | 6 | 7 | 08:00 | 677
1970 | 6 | 7 | 09:00 | 884
1970 | 6 | 7 | 10:00 | 1067
1970 | 6 | 7 | 11:00 | 1342
1970 | 6 | 7 | 12:00 | 835
1970 | 6 | 7 | 13:00 | 713
1970 | 6 | 7 | 14:00 | 1947
1970 | 6 | 7 | 15:00 | 1905
1970 | 6 | 7 | 16:00 | 1409
1970 | 6 | 7 | 17:00 | 704
1970 | 6 | 7 | 18:00 | 29
1970 | 6 | 7 | 19:00 | 2
1970 | 6 | 7 | 20:00 | 0
1970 | 6 | 7 | 21:00 | 0
1970 | 6 | 7 | 22:00 | 0
1970 | 6 | 7 | 23:00 | 0
1970 | 6 | 7 | 24:00 | 0
1970 | 6 | 8 | 01:00 | 0
1970 | 6 | 8 | 02:00 | 0
1970 | 6 | 8 | 03:00 | 0
1970 | 6 | 8 | 04:00 | 0
1970 | 6 | 8 | 05:00 | 0
1970 | 6 | 8 | 06:00 | 11
1970 | 6 | 8 | 07:00 | 459
1970 | 6 | 8 | 08:00 | 1047
1970 | 6 | 8 | 09:00 | 1633
1970 | 6 | 8 | 10:00 | 2301
1970 | 6 | 8 | 11:00 | 2504
1970 | 6 | 8 | 12:00 | 2612
1970 | 6 | 8 | 13:00 | 2546
1970 | 6 | 8 | 14:00 | 2196
1970 | 6 | 8 | 15:00 | 1807
1970 | 6 | 8 | 16:00 | 1350
1970 | 6 | 8 | 17:00 | 701
1970 | 6 | 8 | 18:00 | 16
1970 | 6 | 8 | 19:00 | 1
1970 | 6 | 8 | 20:00 | 0
1970 | 6 | 8 | 21:00 | 0
1970 | 6 | 8 | 22:00 | 0
1970 | 6 | 8 | 23:00 | 0
1970 | 6 | 8 | 24:00 | 0
1970 | 6 | 9 | 01:00 | 0
1970 | 6 | 9 | 02:00 | 0
1970 | 6 | 9 | 03:00 | 0
1970 | 6 | 9 | 04:00 | 0
1970 | 6 | 9 | 05:00 | 0
1970 | 6 | 9 | 06:00 | 2
1970 | 6 | 9 | 07:00 | 384
1970 | 6 | 9 | 08:00 | 981
1970 | 6 | 9 | 09:00 | 1678
1970 | 6 | 9 | 10:00 | 2138
1970 | 6 | 9 | 11:00 | 2379
1970 | 6 | 9 | 12:00 | 2354
1970 | 6 | 9 | 13:00 | 2471
1970 | 6 | 9 | 14:00 | 2454
1970 | 6 | 9 | 15:00 | 1794
1970 | 6 | 9 | 16:00 | 1328
1970 | 6 | 9 | 17:00 | 701
1970 | 6 | 9 | 18:00 | 14
1970 | 6 | 9 | 19:00 | 1
1970 | 6 | 9 | 20:00 | 0
1970 | 6 | 9 | 21:00 | 0
1970 | 6 | 9 | 22:00 | 0
1970 | 6 | 9 | 23:00 | 0
1970 | 6 | 9 | 24:00 | 0
1970 | 6 | 10 | 01:00 | 0
1970 | 6 | 10 | 02:00 | 0
1970 | 6 | 10 | 03:00 | 0
1970 | 6 | 10 | 04:00 | 0
1970 | 6 | 10 | 05:00 | 0
1970 | 6 | 10 | 06:00 | 3
1970 | 6 | 10 | 07:00 | 437
1970 | 6 | 10 | 08:00 | 1131
1970 | 6 | 10 | 09:00 | 1812
1970 | 6 | 10 | 10:00 | 2276
1970 | 6 | 10 | 11:00 | 2395
1970 | 6 | 10 | 12:00 | 2440
1970 | 6 | 10 | 13:00 | 1977
1970 | 6 | 10 | 14:00 | 1713
1970 | 6 | 10 | 15:00 | 1563
1970 | 6 | 10 | 16:00 | 856
1970 | 6 | 10 | 17:00 | 517
1970 | 6 | 10 | 18:00 | 106
1970 | 6 | 10 | 19:00 | 2
1970 | 6 | 10 | 20:00 | 0
1970 | 6 | 10 | 21:00 | 0
1970 | 6 | 10 | 22:00 | 0
1970 | 6 | 10 | 23:00 | 0
1970 | 6 | 10 | 24:00 | 0
1970 | 6 | 11 | 01:00 | 0
1970 | 6 | 11 | 02:00 | 0
1970 | 6 | 11 | 03:00 | 0
1970 | 6 | 11 | 04:00 | 0
1970 | 6 | 11 | 05:00 | 0
1970 | 6 | 11 | 06:00 | 2
1970 | 6 | 11 | 07:00 | 390
1970 | 6 | 11 | 08:00 | 1094
1970 | 6 | 11 | 09:00 | 1744
1970 | 6 | 11 | 10:00 | 2218
1970 | 6 | 11 | 11:00 | 1786
1970 | 6 | 11 | 12:00 | 2271
1970 | 6 | 11 | 13:00 | 1716
1970 | 6 | 11 | 14:00 | 2213
1970 | 6 | 11 | 15:00 | 2004
1970 | 6 | 11 | 16:00 | 1389
1970 | 6 | 11 | 17:00 | 667
1970 | 6 | 11 | 18:00 | 74
1970 | 6 | 11 | 19:00 | 2
1970 | 6 | 11 | 20:00 | 0
1970 | 6 | 11 | 21:00 | 0
1970 | 6 | 11 | 22:00 | 0
1970 | 6 | 11 | 23:00 | 0
1970 | 6 | 11 | 24:00 | 0
1970 | 6 | 12 | 01:00 | 0
1970 | 6 | 12 | 02:00 | 0
1970 | 6 | 12 | 03:00 | 0
1970 | 6 | 12 | 04:00 | 0
1970 | 6 | 12 | 05:00 | 0
1970 | 6 | 12 | 06:00 | 14
1970 | 6 | 12 | 07:00 | 103
1970 | 6 | 12 | 08:00 | 582
1970 | 6 | 12 | 09:00 | 1159
1970 | 6 | 12 | 10:00 | 1698
1970 | 6 | 12 | 11:00 | 2294
1970 | 6 | 12 | 12:00 | 2473
1970 | 6 | 12 | 13:00 | 2657
1970 | 6 | 12 | 14:00 | 2371
1970 | 6 | 12 | 15:00 | 1853
1970 | 6 | 12 | 16:00 | 1179
1970 | 6 | 12 | 17:00 | 803
1970 | 6 | 12 | 18:00 | 52
1970 | 6 | 12 | 19:00 | 1
1970 | 6 | 12 | 20:00 | 0
1970 | 6 | 12 | 21:00 | 0
1970 | 6 | 12 | 22:00 | 0
1970 | 6 | 12 | 23:00 | 0
1970 | 6 | 12 | 24:00 | 0
1970 | 6 | 13 | 01:00 | 0
1970 | 6 | 13 | 02:00 | 0
1970 | 6 | 13 | 03:00 | 0
1970 | 6 | 13 | 04:00 | 0
1970 | 6 | 13 | 05:00 | 0
1970 | 6 | 13 | 06:00 | 9
1970 | 6 | 13 | 07:00 | 398
1970 | 6 | 13 | 08:00 | 1052
1970 | 6 | 13 | 09:00 | 1536
1970 | 6 | 13 | 10:00 | 2188
1970 | 6 | 13 | 11:00 | 1609
1970 | 6 | 13 | 12:00 | 2328
1970 | 6 | 13 | 13:00 | 2722
1970 | 6 | 13 | 14:00 | 2413
1970 | 6 | 13 | 15:00 | 1579
1970 | 6 | 13 | 16:00 | 1068
1970 | 6 | 13 | 17:00 | 771
1970 | 6 | 13 | 18:00 | 47
1970 | 6 | 13 | 19:00 | 1
1970 | 6 | 13 | 20:00 | 0
1970 | 6 | 13 | 21:00 | 0
1970 | 6 | 13 | 22:00 | 0
1970 | 6 | 13 | 23:00 | 0
1970 | 6 | 13 | 24:00 | 0
1970 | 6 | 14 | 01:00 | 0
1970 | 6 | 14 | 02:00 | 0
1970 | 6 | 14 | 03:00 | 0
1970 | 6 | 14 | 04:00 | 0
1970 | 6 | 14 | 05:00 | 0
1970 | 6 | 14 | 06:00 | 13
1970 | 6 | 14 | 07:00 | 458
1970 | 6 | 14 | 08:00 | 1184
1970 | 6 | 14 | 09:00 | 1777
1970 | 6 | 14 | 10:00 | 2290
1970 | 6 | 14 | 11:00 | 2511
1970 | 6 | 14 | 12:00 | 2594
1970 | 6 | 14 | 13:00 | 2649
1970 | 6 | 14 | 14:00 | 2459
1970 | 6 | 14 | 15:00 | 2107
1970 | 6 | 14 | 16:00 | 1514
1970 | 6 | 14 | 17:00 | 768
1970 | 6 | 14 | 18:00 | 15
1970 | 6 | 14 | 19:00 | 0
1970 | 6 | 14 | 20:00 | 0
1970 | 6 | 14 | 21:00 | 0
1970 | 6 | 14 | 22:00 | 0
1970 | 6 | 14 | 23:00 | 0
1970 | 6 | 14 | 24:00 | 0
1970 | 6 | 15 | 01:00 | 0
1970 | 6 | 15 | 02:00 | 0
1970 | 6 | 15 | 03:00 | 0
1970 | 6 | 15 | 04:00 | 0
1970 | 6 | 15 | 05:00 | 0
1970 | 6 | 15 | 06:00 | 3
1970 | 6 | 15 | 07:00 | 407
1970 | 6 | 15 | 08:00 | 1143
1970 | 6 | 15 | 09:00 | 1814
1970 | 6 | 15 | 10:00 | 2272
1970 | 6 | 15 | 11:00 | 2227
1970 | 6 | 15 | 12:00 | 2342
1970 | 6 | 15 | 13:00 | 2267
1970 | 6 | 15 | 14:00 | 2239
1970 | 6 | 15 | 15:00 | 1947
1970 | 6 | 15 | 16:00 | 1339
1970 | 6 | 15 | 17:00 | 761
1970 | 6 | 15 | 18:00 | 19
1970 | 6 | 15 | 19:00 | 1
1970 | 6 | 15 | 20:00 | 0
1970 | 6 | 15 | 21:00 | 0
1970 | 6 | 15 | 22:00 | 0
1970 | 6 | 15 | 23:00 | 0
1970 | 6 | 15 | 24:00 | 0
1970 | 6 | 16 | 01:00 | 0
1970 | 6 | 16 | 02:00 | 0
1970 | 6 | 16 | 03:00 | 0
1970 | 6 | 16 | 04:00 | 0
1970 | 6 | 16 | 05:00 | 0
1970 | 6 | 16 | 06:00 | 2
1970 | 6 | 16 | 07:00 | 398
1970 | 6 | 16 | 08:00 | 1086
1970 | 6 | 16 | 09:00 | 1270
1970 | 6 | 16 | 10:00 | 1942
1970 | 6 | 16 | 11:00 | 1267
1970 | 6 | 16 | 12:00 | 1197
1970 | 6 | 16 | 13:00 | 871
1970 | 6 | 16 | 14:00 | 943
1970 | 6 | 16 | 15:00 | 654
1970 | 6 | 16 | 16:00 | 599
1970 | 6 | 16 | 17:00 | 506
1970 | 6 | 16 | 18:00 | 213
1970 | 6 | 16 | 19:00 | 1
1970 | 6 | 16 | 20:00 | 0
1970 | 6 | 16 | 21:00 | 0
1970 | 6 | 16 | 22:00 | 0
1970 | 6 | 16 | 23:00 | 0
1970 | 6 | 16 | 24:00 | 0
1970 | 6 | 17 | 01:00 | 0
1970 | 6 | 17 | 02:00 | 0
1970 | 6 | 17 | 03:00 | 0
1970 | 6 | 17 | 04:00 | 0
1970 | 6 | 17 | 05:00 | 0
1970 | 6 | 17 | 06:00 | 11
1970 | 6 | 17 | 07:00 | 380
1970 | 6 | 17 | 08:00 | 452
1970 | 6 | 17 | 09:00 | 703
1970 | 6 | 17 | 10:00 | 1478
1970 | 6 | 17 | 11:00 | 1307
1970 | 6 | 17 | 12:00 | 1265
1970 | 6 | 17 | 13:00 | 1026
1970 | 6 | 17 | 14:00 | 875
1970 | 6 | 17 | 15:00 | 709
1970 | 6 | 17 | 16:00 | 583
1970 | 6 | 17 | 17:00 | 700
1970 | 6 | 17 | 18:00 | 134
1970 | 6 | 17 | 19:00 | 2
1970 | 6 | 17 | 20:00 | 0
1970 | 6 | 17 | 21:00 | 0
1970 | 6 | 17 | 22:00 | 0
1970 | 6 | 17 | 23:00 | 0
1970 | 6 | 17 | 24:00 | 0
1970 | 6 | 18 | 01:00 | 0
1970 | 6 | 18 | 02:00 | 0
1970 | 6 | 18 | 03:00 | 0
1970 | 6 | 18 | 04:00 | 0
1970 | 6 | 18 | 05:00 | 0
1970 | 6 | 18 | 06:00 | 9
1970 | 6 | 18 | 07:00 | 375
1970 | 6 | 18 | 08:00 | 490
1970 | 6 | 18 | 09:00 | 733
1970 | 6 | 18 | 10:00 | 531
1970 | 6 | 18 | 11:00 | 1051
1970 | 6 | 18 | 12:00 | 1177
1970 | 6 | 18 | 13:00 | 691
1970 | 6 | 18 | 14:00 | 1308
1970 | 6 | 18 | 15:00 | 1424
1970 | 6 | 18 | 16:00 | 1138
1970 | 6 | 18 | 17:00 | 609
1970 | 6 | 18 | 18:00 | 159
1970 | 6 | 18 | 19:00 | 3
1970 | 6 | 18 | 20:00 | 0
1970 | 6 | 18 | 21:00 | 0
1970 | 6 | 18 | 22:00 | 0
1970 | 6 | 18 | 23:00 | 0
1970 | 6 | 18 | 24:00 | 0
1970 | 6 | 19 | 01:00 | 0
1970 | 6 | 19 | 02:00 | 0
1970 | 6 | 19 | 03:00 | 0
1970 | 6 | 19 | 04:00 | 0
1970 | 6 | 19 | 05:00 | 0
1970 | 6 | 19 | 06:00 | 7
1970 | 6 | 19 | 07:00 | 409
1970 | 6 | 19 | 08:00 | 1053
1970 | 6 | 19 | 09:00 | 1714
1970 | 6 | 19 | 10:00 | 1814
1970 | 6 | 19 | 11:00 | 2491
1970 | 6 | 19 | 12:00 | 2580
1970 | 6 | 19 | 13:00 | 2307
1970 | 6 | 19 | 14:00 | 2393
1970 | 6 | 19 | 15:00 | 1493
1970 | 6 | 19 | 16:00 | 1215
1970 | 6 | 19 | 17:00 | 607
1970 | 6 | 19 | 18:00 | 33
1970 | 6 | 19 | 19:00 | 1
1970 | 6 | 19 | 20:00 | 0
1970 | 6 | 19 | 21:00 | 0
1970 | 6 | 19 | 22:00 | 0
1970 | 6 | 19 | 23:00 | 0
1970 | 6 | 19 | 24:00 | 0
1970 | 6 | 20 | 01:00 | 0
1970 | 6 | 20 | 02:00 | 0
1970 | 6 | 20 | 03:00 | 0
1970 | 6 | 20 | 04:00 | 0
1970 | 6 | 20 | 05:00 | 0
1970 | 6 | 20 | 06:00 | 2
1970 | 6 | 20 | 07:00 | 383
1970 | 6 | 20 | 08:00 | 1035
1970 | 6 | 20 | 09:00 | 1906
1970 | 6 | 20 | 10:00 | 689
1970 | 6 | 20 | 11:00 | 1839
1970 | 6 | 20 | 12:00 | 1510
1970 | 6 | 20 | 13:00 | 2479
1970 | 6 | 20 | 14:00 | 863
1970 | 6 | 20 | 15:00 | 1324
1970 | 6 | 20 | 16:00 | 445
1970 | 6 | 20 | 17:00 | 496
1970 | 6 | 20 | 18:00 | 167
1970 | 6 | 20 | 19:00 | 5
1970 | 6 | 20 | 20:00 | 0
1970 | 6 | 20 | 21:00 | 0
1970 | 6 | 20 | 22:00 | 0
1970 | 6 | 20 | 23:00 | 0
1970 | 6 | 20 | 24:00 | 0
1970 | 6 | 21 | 01:00 | 0
1970 | 6 | 21 | 02:00 | 0
1970 | 6 | 21 | 03:00 | 0
1970 | 6 | 21 | 04:00 | 0
1970 | 6 | 21 | 05:00 | 0
1970 | 6 | 21 | 06:00 | 23
1970 | 6 | 21 | 07:00 | 470
1970 | 6 | 21 | 08:00 | 1148
1970 | 6 | 21 | 09:00 | 1726
1970 | 6 | 21 | 10:00 | 2205
1970 | 6 | 21 | 11:00 | 2305
1970 | 6 | 21 | 12:00 | 2009
1970 | 6 | 21 | 13:00 | 766
1970 | 6 | 21 | 14:00 | 864
1970 | 6 | 21 | 15:00 | 748
1970 | 6 | 21 | 16:00 | 524
1970 | 6 | 21 | 17:00 | 626
1970 | 6 | 21 | 18:00 | 148
1970 | 6 | 21 | 19:00 | 3
1970 | 6 | 21 | 20:00 | 0
1970 | 6 | 21 | 21:00 | 0
1970 | 6 | 21 | 22:00 | 0
1970 | 6 | 21 | 23:00 | 0
1970 | 6 | 21 | 24:00 | 0
1970 | 6 | 22 | 01:00 | 0
1970 | 6 | 22 | 02:00 | 0
1970 | 6 | 22 | 03:00 | 0
1970 | 6 | 22 | 04:00 | 0
1970 | 6 | 22 | 05:00 | 0
1970 | 6 | 22 | 06:00 | 9
1970 | 6 | 22 | 07:00 | 218
1970 | 6 | 22 | 08:00 | 488
1970 | 6 | 22 | 09:00 | 672
1970 | 6 | 22 | 10:00 | 1026
1970 | 6 | 22 | 11:00 | 1459
1970 | 6 | 22 | 12:00 | 2139
1970 | 6 | 22 | 13:00 | 2735
1970 | 6 | 22 | 14:00 | 2334
1970 | 6 | 22 | 15:00 | 1851
1970 | 6 | 22 | 16:00 | 1463
1970 | 6 | 22 | 17:00 | 760
1970 | 6 | 22 | 18:00 | 31
1970 | 6 | 22 | 19:00 | 2
1970 | 6 | 22 | 20:00 | 0
1970 | 6 | 22 | 21:00 | 0
1970 | 6 | 22 | 22:00 | 0
1970 | 6 | 22 | 23:00 | 0
1970 | 6 | 22 | 24:00 | 0
1970 | 6 | 23 | 01:00 | 0
1970 | 6 | 23 | 02:00 | 0
1970 | 6 | 23 | 03:00 | 0
1970 | 6 | 23 | 04:00 | 0
1970 | 6 | 23 | 05:00 | 0
1970 | 6 | 23 | 06:00 | 3
1970 | 6 | 23 | 07:00 | 392
1970 | 6 | 23 | 08:00 | 1099
1970 | 6 | 23 | 09:00 | 1762
1970 | 6 | 23 | 10:00 | 2239
1970 | 6 | 23 | 11:00 | 2350
1970 | 6 | 23 | 12:00 | 2724
1970 | 6 | 23 | 13:00 | 2571
1970 | 6 | 23 | 14:00 | 2081
1970 | 6 | 23 | 15:00 | 1944
1970 | 6 | 23 | 16:00 | 1491
1970 | 6 | 23 | 17:00 | 788
1970 | 6 | 23 | 18:00 | 20
1970 | 6 | 23 | 19:00 | 1
1970 | 6 | 23 | 20:00 | 0
1970 | 6 | 23 | 21:00 | 0
1970 | 6 | 23 | 22:00 | 0
1970 | 6 | 23 | 23:00 | 0
1970 | 6 | 23 | 24:00 | 0
1970 | 6 | 24 | 01:00 | 0
1970 | 6 | 24 | 02:00 | 0
1970 | 6 | 24 | 03:00 | 0
1970 | 6 | 24 | 04:00 | 0
1970 | 6 | 24 | 05:00 | 0
1970 | 6 | 24 | 06:00 | 1
1970 | 6 | 24 | 07:00 | 399
1970 | 6 | 24 | 08:00 | 1055
1970 | 6 | 24 | 09:00 | 1789
1970 | 6 | 24 | 10:00 | 2232
1970 | 6 | 24 | 11:00 | 2411
1970 | 6 | 24 | 12:00 | 2371
1970 | 6 | 24 | 13:00 | 2258
1970 | 6 | 24 | 14:00 | 2173
1970 | 6 | 24 | 15:00 | 1855
1970 | 6 | 24 | 16:00 | 1284
1970 | 6 | 24 | 17:00 | 735
1970 | 6 | 24 | 18:00 | 12
1970 | 6 | 24 | 19:00 | 0
1970 | 6 | 24 | 20:00 | 0
1970 | 6 | 24 | 21:00 | 0
1970 | 6 | 24 | 22:00 | 0
1970 | 6 | 24 | 23:00 | 0
1970 | 6 | 24 | 24:00 | 0
1970 | 6 | 25 | 01:00 | 0
1970 | 6 | 25 | 02:00 | 0
1970 | 6 | 25 | 03:00 | 0
1970 | 6 | 25 | 04:00 | 0
1970 | 6 | 25 | 05:00 | 0
1970 | 6 | 25 | 06:00 | 23
1970 | 6 | 25 | 07:00 | 32
1970 | 6 | 25 | 08:00 | 595
1970 | 6 | 25 | 09:00 | 974
1970 | 6 | 25 | 10:00 | 1339
1970 | 6 | 25 | 11:00 | 1970
1970 | 6 | 25 | 12:00 | 2577
1970 | 6 | 25 | 13:00 | 2564
1970 | 6 | 25 | 14:00 | 2258
1970 | 6 | 25 | 15:00 | 1991
1970 | 6 | 25 | 16:00 | 1461
1970 | 6 | 25 | 17:00 | 763
1970 | 6 | 25 | 18:00 | 125
1970 | 6 | 25 | 19:00 | 4
1970 | 6 | 25 | 20:00 | 0
1970 | 6 | 25 | 21:00 | 0
1970 | 6 | 25 | 22:00 | 0
1970 | 6 | 25 | 23:00 | 0
1970 | 6 | 25 | 24:00 | 0
1970 | 6 | 26 | 01:00 | 0
1970 | 6 | 26 | 02:00 | 0
1970 | 6 | 26 | 03:00 | 0
1970 | 6 | 26 | 04:00 | 0
1970 | 6 | 26 | 05:00 | 0
1970 | 6 | 26 | 06:00 | 10
1970 | 6 | 26 | 07:00 | 389
1970 | 6 | 26 | 08:00 | 1020
1970 | 6 | 26 | 09:00 | 1134
1970 | 6 | 26 | 10:00 | 851
1970 | 6 | 26 | 11:00 | 1134
1970 | 6 | 26 | 12:00 | 1214
1970 | 6 | 26 | 13:00 | 852
1970 | 6 | 26 | 14:00 | 966
1970 | 6 | 26 | 15:00 | 844
1970 | 6 | 26 | 16:00 | 805
1970 | 6 | 26 | 17:00 | 499
1970 | 6 | 26 | 18:00 | 114
1970 | 6 | 26 | 19:00 | 0
1970 | 6 | 26 | 20:00 | 0
1970 | 6 | 26 | 21:00 | 0
1970 | 6 | 26 | 22:00 | 0
1970 | 6 | 26 | 23:00 | 0
1970 | 6 | 26 | 24:00 | 0
1970 | 6 | 27 | 01:00 | 0
1970 | 6 | 27 | 02:00 | 0
1970 | 6 | 27 | 03:00 | 0
1970 | 6 | 27 | 04:00 | 0
1970 | 6 | 27 | 05:00 | 0
1970 | 6 | 27 | 06:00 | 16
1970 | 6 | 27 | 07:00 | 76
1970 | 6 | 27 | 08:00 | 644
1970 | 6 | 27 | 09:00 | 796
1970 | 6 | 27 | 10:00 | 611
1970 | 6 | 27 | 11:00 | 1254
1970 | 6 | 27 | 12:00 | 1147
1970 | 6 | 27 | 13:00 | 1155
1970 | 6 | 27 | 14:00 | 1059
1970 | 6 | 27 | 15:00 | 993
1970 | 6 | 27 | 16:00 | 765
1970 | 6 | 27 | 17:00 | 546
1970 | 6 | 27 | 18:00 | 103
1970 | 6 | 27 | 19:00 | 0
1970 | 6 | 27 | 20:00 | 0
1970 | 6 | 27 | 21:00 | 0
1970 | 6 | 27 | 22:00 | 0
1970 | 6 | 27 | 23:00 | 0
1970 | 6 | 27 | 24:00 | 0
1970 | 6 | 28 | 01:00 | 0
1970 | 6 | 28 | 02:00 | 0
1970 | 6 | 28 | 03:00 | 0
1970 | 6 | 28 | 04:00 | 0
1970 | 6 | 28 | 05:00 | 0
1970 | 6 | 28 | 06:00 | 8
1970 | 6 | 28 | 07:00 | 418
1970 | 6 | 28 | 08:00 | 1070
1970 | 6 | 28 | 09:00 | 1719
1970 | 6 | 28 | 10:00 | 1871
1970 | 6 | 28 | 11:00 | 2534
1970 | 6 | 28 | 12:00 | 2584
1970 | 6 | 28 | 13:00 | 2439
1970 | 6 | 28 | 14:00 | 2424
1970 | 6 | 28 | 15:00 | 1974
1970 | 6 | 28 | 16:00 | 1477
1970 | 6 | 28 | 17:00 | 805
1970 | 6 | 28 | 18:00 | 69
1970 | 6 | 28 | 19:00 | 3
1970 | 6 | 28 | 20:00 | 0
1970 | 6 | 28 | 21:00 | 0
1970 | 6 | 28 | 22:00 | 0
1970 | 6 | 28 | 23:00 | 0
1970 | 6 | 28 | 24:00 | 0
1970 | 6 | 29 | 01:00 | 0
1970 | 6 | 29 | 02:00 | 0
1970 | 6 | 29 | 03:00 | 0
1970 | 6 | 29 | 04:00 | 0
1970 | 6 | 29 | 05:00 | 0
1970 | 6 | 29 | 06:00 | 1
1970 | 6 | 29 | 07:00 | 340
1970 | 6 | 29 | 08:00 | 1075
1970 | 6 | 29 | 09:00 | 1709
1970 | 6 | 29 | 10:00 | 2200
1970 | 6 | 29 | 11:00 | 2476
1970 | 6 | 29 | 12:00 | 2522
1970 | 6 | 29 | 13:00 | 2592
1970 | 6 | 29 | 14:00 | 2429
1970 | 6 | 29 | 15:00 | 1318
1970 | 6 | 29 | 16:00 | 1165
1970 | 6 | 29 | 17:00 | 546
1970 | 6 | 29 | 18:00 | 79
1970 | 6 | 29 | 19:00 | 3
1970 | 6 | 29 | 20:00 | 0
1970 | 6 | 29 | 21:00 | 0
1970 | 6 | 29 | 22:00 | 0
1970 | 6 | 29 | 23:00 | 0
1970 | 6 | 29 | 24:00 | 0
1970 | 6 | 30 | 01:00 | 0
1970 | 6 | 30 | 02:00 | 0
1970 | 6 | 30 | 03:00 | 0
1970 | 6 | 30 | 04:00 | 0
1970 | 6 | 30 | 05:00 | 0
1970 | 6 | 30 | 06:00 | 11
1970 | 6 | 30 | 07:00 | 227
1970 | 6 | 30 | 08:00 | 463
1970 | 6 | 30 | 09:00 | 694
1970 | 6 | 30 | 10:00 | 889
1970 | 6 | 30 | 11:00 | 962
1970 | 6 | 30 | 12:00 | 1139
1970 | 6 | 30 | 13:00 | 686
1970 | 6 | 30 | 14:00 | 1039
1970 | 6 | 30 | 15:00 | 946
1970 | 6 | 30 | 16:00 | 796
1970 | 6 | 30 | 17:00 | 533
1970 | 6 | 30 | 18:00 | 17
1970 | 6 | 30 | 19:00 | 3
1970 | 6 | 30 | 20:00 | 0
1970 | 6 | 30 | 21:00 | 0
1970 | 6 | 30 | 22:00 | 0
1970 | 6 | 30 | 23:00 | 0
1970 | 6 | 30 | 24:00 | 0
1981 | 7 | 1 | 01:00 | 0
1981 | 7 | 1 | 02:00 | 0
1981 | 7 | 1 | 03:00 | 0
1981 | 7 | 1 | 04:00 | 0
1981 | 7 | 1 | 05:00 | 0
1981 | 7 | 1 | 06:00 | 14
1981 | 7 | 1 | 07:00 | 14
1981 | 7 | 1 | 08:00 | 451
1981 | 7 | 1 | 09:00 | 639
1981 | 7 | 1 | 10:00 | 1178
1981 | 7 | 1 | 11:00 | 2332
1981 | 7 | 1 | 12:00 | 2286
1981 | 7 | 1 | 13:00 | 2458
1981 | 7 | 1 | 14:00 | 2238
1981 | 7 | 1 | 15:00 | 1614
1981 | 7 | 1 | 16:00 | 1352
1981 | 7 | 1 | 17:00 | 768
1981 | 7 | 1 | 18:00 | 145
1981 | 7 | 1 | 19:00 | 5
1981 | 7 | 1 | 20:00 | 0
1981 | 7 | 1 | 21:00 | 0
1981 | 7 | 1 | 22:00 | 0
1981 | 7 | 1 | 23:00 | 0
1981 | 7 | 1 | 24:00 | 0
1981 | 7 | 2 | 01:00 | 0
1981 | 7 | 2 | 02:00 | 0
1981 | 7 | 2 | 03:00 | 0
1981 | 7 | 2 | 04:00 | 0
1981 | 7 | 2 | 05:00 | 0
1981 | 7 | 2 | 06:00 | 4
1981 | 7 | 2 | 07:00 | 164
1981 | 7 | 2 | 08:00 | 464
1981 | 7 | 2 | 09:00 | 707
1981 | 7 | 2 | 10:00 | 988
1981 | 7 | 2 | 11:00 | 1435
1981 | 7 | 2 | 12:00 | 1539
1981 | 7 | 2 | 13:00 | 1925
1981 | 7 | 2 | 14:00 | 1908
1981 | 7 | 2 | 15:00 | 1049
1981 | 7 | 2 | 16:00 | 1265
1981 | 7 | 2 | 17:00 | 566
1981 | 7 | 2 | 18:00 | 71
1981 | 7 | 2 | 19:00 | 4
1981 | 7 | 2 | 20:00 | 0
1981 | 7 | 2 | 21:00 | 0
1981 | 7 | 2 | 22:00 | 0
1981 | 7 | 2 | 23:00 | 0
1981 | 7 | 2 | 24:00 | 0
1981 | 7 | 3 | 01:00 | 0
1981 | 7 | 3 | 02:00 | 0
1981 | 7 | 3 | 03:00 | 0
1981 | 7 | 3 | 04:00 | 0
1981 | 7 | 3 | 05:00 | 0
1981 | 7 | 3 | 06:00 | 5
1981 | 7 | 3 | 07:00 | 15
1981 | 7 | 3 | 08:00 | 459
1981 | 7 | 3 | 09:00 | 576
1981 | 7 | 3 | 10:00 | 964
1981 | 7 | 3 | 11:00 | 1988
1981 | 7 | 3 | 12:00 | 2593
1981 | 7 | 3 | 13:00 | 2425
1981 | 7 | 3 | 14:00 | 1368
1981 | 7 | 3 | 15:00 | 1902
1981 | 7 | 3 | 16:00 | 487
1981 | 7 | 3 | 17:00 | 288
1981 | 7 | 3 | 18:00 | 9
1981 | 7 | 3 | 19:00 | 5
1981 | 7 | 3 | 20:00 | 0
1981 | 7 | 3 | 21:00 | 0
1981 | 7 | 3 | 22:00 | 0
1981 | 7 | 3 | 23:00 | 0
1981 | 7 | 3 | 24:00 | 0
1981 | 7 | 4 | 01:00 | 0
1981 | 7 | 4 | 02:00 | 0
1981 | 7 | 4 | 03:00 | 0
1981 | 7 | 4 | 04:00 | 0
1981 | 7 | 4 | 05:00 | 0
1981 | 7 | 4 | 06:00 | 29
1981 | 7 | 4 | 07:00 | 62
1981 | 7 | 4 | 08:00 | 475
1981 | 7 | 4 | 09:00 | 576
1981 | 7 | 4 | 10:00 | 929
1981 | 7 | 4 | 11:00 | 1052
1981 | 7 | 4 | 12:00 | 969
1981 | 7 | 4 | 13:00 | 1227
1981 | 7 | 4 | 14:00 | 529
1981 | 7 | 4 | 15:00 | 550
1981 | 7 | 4 | 16:00 | 432
1981 | 7 | 4 | 17:00 | 198
1981 | 7 | 4 | 18:00 | 37
1981 | 7 | 4 | 19:00 | 1
1981 | 7 | 4 | 20:00 | 0
1981 | 7 | 4 | 21:00 | 0
1981 | 7 | 4 | 22:00 | 0
1981 | 7 | 4 | 23:00 | 0
1981 | 7 | 4 | 24:00 | 0
1981 | 7 | 5 | 01:00 | 0
1981 | 7 | 5 | 02:00 | 0
1981 | 7 | 5 | 03:00 | 0
1981 | 7 | 5 | 04:00 | 0
1981 | 7 | 5 | 05:00 | 0
1981 | 7 | 5 | 06:00 | 12
1981 | 7 | 5 | 07:00 | 355
1981 | 7 | 5 | 08:00 | 362
1981 | 7 | 5 | 09:00 | 763
1981 | 7 | 5 | 10:00 | 541
1981 | 7 | 5 | 11:00 | 1096
1981 | 7 | 5 | 12:00 | 650
1981 | 7 | 5 | 13:00 | 738
1981 | 7 | 5 | 14:00 | 610
1981 | 7 | 5 | 15:00 | 537
1981 | 7 | 5 | 16:00 | 448
1981 | 7 | 5 | 17:00 | 161
1981 | 7 | 5 | 18:00 | 15
1981 | 7 | 5 | 19:00 | 0
1981 | 7 | 5 | 20:00 | 0
1981 | 7 | 5 | 21:00 | 0
1981 | 7 | 5 | 22:00 | 0
1981 | 7 | 5 | 23:00 | 0
1981 | 7 | 5 | 24:00 | 0
1981 | 7 | 6 | 01:00 | 0
1981 | 7 | 6 | 02:00 | 0
1981 | 7 | 6 | 03:00 | 0
1981 | 7 | 6 | 04:00 | 0
1981 | 7 | 6 | 05:00 | 0
1981 | 7 | 6 | 06:00 | 3
1981 | 7 | 6 | 07:00 | 69
1981 | 7 | 6 | 08:00 | 582
1981 | 7 | 6 | 09:00 | 776
1981 | 7 | 6 | 10:00 | 1648
1981 | 7 | 6 | 11:00 | 2540
1981 | 7 | 6 | 12:00 | 2404
1981 | 7 | 6 | 13:00 | 2320
1981 | 7 | 6 | 14:00 | 2147
1981 | 7 | 6 | 15:00 | 1925
1981 | 7 | 6 | 16:00 | 1153
1981 | 7 | 6 | 17:00 | 731
1981 | 7 | 6 | 18:00 | 23
1981 | 7 | 6 | 19:00 | 0
1981 | 7 | 6 | 20:00 | 0
1981 | 7 | 6 | 21:00 | 0
1981 | 7 | 6 | 22:00 | 0
1981 | 7 | 6 | 23:00 | 0
1981 | 7 | 6 | 24:00 | 0
1981 | 7 | 7 | 01:00 | 0
1981 | 7 | 7 | 02:00 | 0
1981 | 7 | 7 | 03:00 | 0
1981 | 7 | 7 | 04:00 | 0
1981 | 7 | 7 | 05:00 | 0
1981 | 7 | 7 | 06:00 | 7
1981 | 7 | 7 | 07:00 | 378
1981 | 7 | 7 | 08:00 | 811
1981 | 7 | 7 | 09:00 | 1282
1981 | 7 | 7 | 10:00 | 2136
1981 | 7 | 7 | 11:00 | 2363
1981 | 7 | 7 | 12:00 | 1630
1981 | 7 | 7 | 13:00 | 2506
1981 | 7 | 7 | 14:00 | 2342
1981 | 7 | 7 | 15:00 | 1691
1981 | 7 | 7 | 16:00 | 1495
1981 | 7 | 7 | 17:00 | 805
1981 | 7 | 7 | 18:00 | 95
1981 | 7 | 7 | 19:00 | 5
1981 | 7 | 7 | 20:00 | 0
1981 | 7 | 7 | 21:00 | 0
1981 | 7 | 7 | 22:00 | 0
1981 | 7 | 7 | 23:00 | 0
1981 | 7 | 7 | 24:00 | 0
1981 | 7 | 8 | 01:00 | 0
1981 | 7 | 8 | 02:00 | 0
1981 | 7 | 8 | 03:00 | 0
1981 | 7 | 8 | 04:00 | 0
1981 | 7 | 8 | 05:00 | 0
1981 | 7 | 8 | 06:00 | 9
1981 | 7 | 8 | 07:00 | 377
1981 | 7 | 8 | 08:00 | 853
1981 | 7 | 8 | 09:00 | 1339
1981 | 7 | 8 | 10:00 | 1595
1981 | 7 | 8 | 11:00 | 1993
1981 | 7 | 8 | 12:00 | 2494
1981 | 7 | 8 | 13:00 | 2504
1981 | 7 | 8 | 14:00 | 2282
1981 | 7 | 8 | 15:00 | 1845
1981 | 7 | 8 | 16:00 | 1412
1981 | 7 | 8 | 17:00 | 752
1981 | 7 | 8 | 18:00 | 69
1981 | 7 | 8 | 19:00 | 1
1981 | 7 | 8 | 20:00 | 0
1981 | 7 | 8 | 21:00 | 0
1981 | 7 | 8 | 22:00 | 0
1981 | 7 | 8 | 23:00 | 0
1981 | 7 | 8 | 24:00 | 0
1981 | 7 | 9 | 01:00 | 0
1981 | 7 | 9 | 02:00 | 0
1981 | 7 | 9 | 03:00 | 0
1981 | 7 | 9 | 04:00 | 0
1981 | 7 | 9 | 05:00 | 0
1981 | 7 | 9 | 06:00 | 6
1981 | 7 | 9 | 07:00 | 364
1981 | 7 | 9 | 08:00 | 991
1981 | 7 | 9 | 09:00 | 1630
1981 | 7 | 9 | 10:00 | 2119
1981 | 7 | 9 | 11:00 | 2413
1981 | 7 | 9 | 12:00 | 2458
1981 | 7 | 9 | 13:00 | 2376
1981 | 7 | 9 | 14:00 | 1937
1981 | 7 | 9 | 15:00 | 1770
1981 | 7 | 9 | 16:00 | 1160
1981 | 7 | 9 | 17:00 | 765
1981 | 7 | 9 | 18:00 | 103
1981 | 7 | 9 | 19:00 | 0
1981 | 7 | 9 | 20:00 | 0
1981 | 7 | 9 | 21:00 | 0
1981 | 7 | 9 | 22:00 | 0
1981 | 7 | 9 | 23:00 | 0
1981 | 7 | 9 | 24:00 | 0
1981 | 7 | 10 | 01:00 | 0
1981 | 7 | 10 | 02:00 | 0
1981 | 7 | 10 | 03:00 | 0
1981 | 7 | 10 | 04:00 | 0
1981 | 7 | 10 | 05:00 | 0
1981 | 7 | 10 | 06:00 | 2
1981 | 7 | 10 | 07:00 | 301
1981 | 7 | 10 | 08:00 | 1057
1981 | 7 | 10 | 09:00 | 1747
1981 | 7 | 10 | 10:00 | 2244
1981 | 7 | 10 | 11:00 | 2578
1981 | 7 | 10 | 12:00 | 2728
1981 | 7 | 10 | 13:00 | 2715
1981 | 7 | 10 | 14:00 | 2499
1981 | 7 | 10 | 15:00 | 2103
1981 | 7 | 10 | 16:00 | 1529
1981 | 7 | 10 | 17:00 | 801
1981 | 7 | 10 | 18:00 | 36
1981 | 7 | 10 | 19:00 | 1
1981 | 7 | 10 | 20:00 | 0
1981 | 7 | 10 | 21:00 | 0
1981 | 7 | 10 | 22:00 | 0
1981 | 7 | 10 | 23:00 | 0
1981 | 7 | 10 | 24:00 | 0
1981 | 7 | 11 | 01:00 | 0
1981 | 7 | 11 | 02:00 | 0
1981 | 7 | 11 | 03:00 | 0
1981 | 7 | 11 | 04:00 | 0
1981 | 7 | 11 | 05:00 | 0
1981 | 7 | 11 | 06:00 | 2
1981 | 7 | 11 | 07:00 | 306
1981 | 7 | 11 | 08:00 | 959
1981 | 7 | 11 | 09:00 | 1538
1981 | 7 | 11 | 10:00 | 1924
1981 | 7 | 11 | 11:00 | 2361
1981 | 7 | 11 | 12:00 | 2539
1981 | 7 | 11 | 13:00 | 2548
1981 | 7 | 11 | 14:00 | 1868
1981 | 7 | 11 | 15:00 | 1897
1981 | 7 | 11 | 16:00 | 1442
1981 | 7 | 11 | 17:00 | 774
1981 | 7 | 11 | 18:00 | 92
1981 | 7 | 11 | 19:00 | 2
1981 | 7 | 11 | 20:00 | 0
1981 | 7 | 11 | 21:00 | 0
1981 | 7 | 11 | 22:00 | 0
1981 | 7 | 11 | 23:00 | 0
1981 | 7 | 11 | 24:00 | 0
1981 | 7 | 12 | 01:00 | 0
1981 | 7 | 12 | 02:00 | 0
1981 | 7 | 12 | 03:00 | 0
1981 | 7 | 12 | 04:00 | 0
1981 | 7 | 12 | 05:00 | 0
1981 | 7 | 12 | 06:00 | 11
1981 | 7 | 12 | 07:00 | 377
1981 | 7 | 12 | 08:00 | 848
1981 | 7 | 12 | 09:00 | 1421
1981 | 7 | 12 | 10:00 | 1459
1981 | 7 | 12 | 11:00 | 2449
1981 | 7 | 12 | 12:00 | 2541
1981 | 7 | 12 | 13:00 | 2421
1981 | 7 | 12 | 14:00 | 2222
1981 | 7 | 12 | 15:00 | 1867
1981 | 7 | 12 | 16:00 | 854
1981 | 7 | 12 | 17:00 | 561
1981 | 7 | 12 | 18:00 | 206
1981 | 7 | 12 | 19:00 | 3
1981 | 7 | 12 | 20:00 | 0
1981 | 7 | 12 | 21:00 | 0
1981 | 7 | 12 | 22:00 | 0
1981 | 7 | 12 | 23:00 | 0
1981 | 7 | 12 | 24:00 | 0
1981 | 7 | 13 | 01:00 | 0
1981 | 7 | 13 | 02:00 | 0
1981 | 7 | 13 | 03:00 | 0
1981 | 7 | 13 | 04:00 | 0
1981 | 7 | 13 | 05:00 | 0
1981 | 7 | 13 | 06:00 | 2
1981 | 7 | 13 | 07:00 | 154
1981 | 7 | 13 | 08:00 | 684
1981 | 7 | 13 | 09:00 | 689
1981 | 7 | 13 | 10:00 | 749
1981 | 7 | 13 | 11:00 | 936
1981 | 7 | 13 | 12:00 | 544
1981 | 7 | 13 | 13:00 | 514
1981 | 7 | 13 | 14:00 | 1364
1981 | 7 | 13 | 15:00 | 1731
1981 | 7 | 13 | 16:00 | 1447
1981 | 7 | 13 | 17:00 | 796
1981 | 7 | 13 | 18:00 | 89
1981 | 7 | 13 | 19:00 | 2
1981 | 7 | 13 | 20:00 | 0
1981 | 7 | 13 | 21:00 | 0
1981 | 7 | 13 | 22:00 | 0
1981 | 7 | 13 | 23:00 | 0
1981 | 7 | 13 | 24:00 | 0
1981 | 7 | 14 | 01:00 | 0
1981 | 7 | 14 | 02:00 | 0
1981 | 7 | 14 | 03:00 | 0
1981 | 7 | 14 | 04:00 | 0
1981 | 7 | 14 | 05:00 | 0
1981 | 7 | 14 | 06:00 | 11
1981 | 7 | 14 | 07:00 | 16
1981 | 7 | 14 | 08:00 | 1021
1981 | 7 | 14 | 09:00 | 1618
1981 | 7 | 14 | 10:00 | 1444
1981 | 7 | 14 | 11:00 | 957
1981 | 7 | 14 | 12:00 | 1269
1981 | 7 | 14 | 13:00 | 1022
1981 | 7 | 14 | 14:00 | 969
1981 | 7 | 14 | 15:00 | 446
1981 | 7 | 14 | 16:00 | 946
1981 | 7 | 14 | 17:00 | 684
1981 | 7 | 14 | 18:00 | 152
1981 | 7 | 14 | 19:00 | 4
1981 | 7 | 14 | 20:00 | 0
1981 | 7 | 14 | 21:00 | 0
1981 | 7 | 14 | 22:00 | 0
1981 | 7 | 14 | 23:00 | 0
1981 | 7 | 14 | 24:00 | 0
1981 | 7 | 15 | 01:00 | 0
1981 | 7 | 15 | 02:00 | 0
1981 | 7 | 15 | 03:00 | 0
1981 | 7 | 15 | 04:00 | 0
1981 | 7 | 15 | 05:00 | 0
1981 | 7 | 15 | 06:00 | 2
1981 | 7 | 15 | 07:00 | 305
1981 | 7 | 15 | 08:00 | 1079
1981 | 7 | 15 | 09:00 | 1811
1981 | 7 | 15 | 10:00 | 2342
1981 | 7 | 15 | 11:00 | 2569
1981 | 7 | 15 | 12:00 | 1882
1981 | 7 | 15 | 13:00 | 2608
1981 | 7 | 15 | 14:00 | 2236
1981 | 7 | 15 | 15:00 | 1810
1981 | 7 | 15 | 16:00 | 1591
1981 | 7 | 15 | 17:00 | 832
1981 | 7 | 15 | 18:00 | 46
1981 | 7 | 15 | 19:00 | 1
1981 | 7 | 15 | 20:00 | 0
1981 | 7 | 15 | 21:00 | 0
1981 | 7 | 15 | 22:00 | 0
1981 | 7 | 15 | 23:00 | 0
1981 | 7 | 15 | 24:00 | 0
1981 | 7 | 16 | 01:00 | 0
1981 | 7 | 16 | 02:00 | 0
1981 | 7 | 16 | 03:00 | 0
1981 | 7 | 16 | 04:00 | 0
1981 | 7 | 16 | 05:00 | 0
1981 | 7 | 16 | 06:00 | 2
1981 | 7 | 16 | 07:00 | 187
1981 | 7 | 16 | 08:00 | 1066
1981 | 7 | 16 | 09:00 | 1768
1981 | 7 | 16 | 10:00 | 2242
1981 | 7 | 16 | 11:00 | 2445
1981 | 7 | 16 | 12:00 | 2552
1981 | 7 | 16 | 13:00 | 2354
1981 | 7 | 16 | 14:00 | 2088
1981 | 7 | 16 | 15:00 | 2014
1981 | 7 | 16 | 16:00 | 1466
1981 | 7 | 16 | 17:00 | 802
1981 | 7 | 16 | 18:00 | 27
1981 | 7 | 16 | 19:00 | 0
1981 | 7 | 16 | 20:00 | 0
1981 | 7 | 16 | 21:00 | 0
1981 | 7 | 16 | 22:00 | 0
1981 | 7 | 16 | 23:00 | 0
1981 | 7 | 16 | 24:00 | 0
1981 | 7 | 17 | 01:00 | 0
1981 | 7 | 17 | 02:00 | 0
1981 | 7 | 17 | 03:00 | 0
1981 | 7 | 17 | 04:00 | 0
1981 | 7 | 17 | 05:00 | 0
1981 | 7 | 17 | 06:00 | 7
1981 | 7 | 17 | 07:00 | 266
1981 | 7 | 17 | 08:00 | 1018
1981 | 7 | 17 | 09:00 | 1733
1981 | 7 | 17 | 10:00 | 2217
1981 | 7 | 17 | 11:00 | 2357
1981 | 7 | 17 | 12:00 | 2564
1981 | 7 | 17 | 13:00 | 2393
1981 | 7 | 17 | 14:00 | 2092
1981 | 7 | 17 | 15:00 | 1649
1981 | 7 | 17 | 16:00 | 1567
1981 | 7 | 17 | 17:00 | 780
1981 | 7 | 17 | 18:00 | 120
1981 | 7 | 17 | 19:00 | 3
1981 | 7 | 17 | 20:00 | 0
1981 | 7 | 17 | 21:00 | 0
1981 | 7 | 17 | 22:00 | 0
1981 | 7 | 17 | 23:00 | 0
1981 | 7 | 17 | 24:00 | 0
1981 | 7 | 18 | 01:00 | 0
1981 | 7 | 18 | 02:00 | 0
1981 | 7 | 18 | 03:00 | 0
1981 | 7 | 18 | 04:00 | 0
1981 | 7 | 18 | 05:00 | 0
1981 | 7 | 18 | 06:00 | 16
1981 | 7 | 18 | 07:00 | 329
1981 | 7 | 18 | 08:00 | 650
1981 | 7 | 18 | 09:00 | 1615
1981 | 7 | 18 | 10:00 | 1656
1981 | 7 | 18 | 11:00 | 2292
1981 | 7 | 18 | 12:00 | 2088
1981 | 7 | 18 | 13:00 | 1478
1981 | 7 | 18 | 14:00 | 1291
1981 | 7 | 18 | 15:00 | 514
1981 | 7 | 18 | 16:00 | 902
1981 | 7 | 18 | 17:00 | 550
1981 | 7 | 18 | 18:00 | 200
1981 | 7 | 18 | 19:00 | 2
1981 | 7 | 18 | 20:00 | 0
1981 | 7 | 18 | 21:00 | 0
1981 | 7 | 18 | 22:00 | 0
1981 | 7 | 18 | 23:00 | 0
1981 | 7 | 18 | 24:00 | 0
1981 | 7 | 19 | 01:00 | 0
1981 | 7 | 19 | 02:00 | 0
1981 | 7 | 19 | 03:00 | 0
1981 | 7 | 19 | 04:00 | 0
1981 | 7 | 19 | 05:00 | 0
1981 | 7 | 19 | 06:00 | 7
1981 | 7 | 19 | 07:00 | 394
1981 | 7 | 19 | 08:00 | 414
1981 | 7 | 19 | 09:00 | 890
1981 | 7 | 19 | 10:00 | 1270
1981 | 7 | 19 | 11:00 | 1419
1981 | 7 | 19 | 12:00 | 2362
1981 | 7 | 19 | 13:00 | 2426
1981 | 7 | 19 | 14:00 | 2320
1981 | 7 | 19 | 15:00 | 2005
1981 | 7 | 19 | 16:00 | 1406
1981 | 7 | 19 | 17:00 | 754
1981 | 7 | 19 | 18:00 | 45
1981 | 7 | 19 | 19:00 | 1
1981 | 7 | 19 | 20:00 | 0
1981 | 7 | 19 | 21:00 | 0
1981 | 7 | 19 | 22:00 | 0
1981 | 7 | 19 | 23:00 | 0
1981 | 7 | 19 | 24:00 | 0
1981 | 7 | 20 | 01:00 | 0
1981 | 7 | 20 | 02:00 | 0
1981 | 7 | 20 | 03:00 | 0
1981 | 7 | 20 | 04:00 | 0
1981 | 7 | 20 | 05:00 | 0
1981 | 7 | 20 | 06:00 | 11
1981 | 7 | 20 | 07:00 | 117
1981 | 7 | 20 | 08:00 | 471
1981 | 7 | 20 | 09:00 | 466
1981 | 7 | 20 | 10:00 | 925
1981 | 7 | 20 | 11:00 | 1181
1981 | 7 | 20 | 12:00 | 626
1981 | 7 | 20 | 13:00 | 605
1981 | 7 | 20 | 14:00 | 686
1981 | 7 | 20 | 15:00 | 527
1981 | 7 | 20 | 16:00 | 446
1981 | 7 | 20 | 17:00 | 285
1981 | 7 | 20 | 18:00 | 31
1981 | 7 | 20 | 19:00 | 0
1981 | 7 | 20 | 20:00 | 0
1981 | 7 | 20 | 21:00 | 0
1981 | 7 | 20 | 22:00 | 0
1981 | 7 | 20 | 23:00 | 0
1981 | 7 | 20 | 24:00 | 0
1981 | 7 | 21 | 01:00 | 0
1981 | 7 | 21 | 02:00 | 0
1981 | 7 | 21 | 03:00 | 0
1981 | 7 | 21 | 04:00 | 0
1981 | 7 | 21 | 05:00 | 0
1981 | 7 | 21 | 06:00 | 6
1981 | 7 | 21 | 07:00 | 169
1981 | 7 | 21 | 08:00 | 664
1981 | 7 | 21 | 09:00 | 1121
1981 | 7 | 21 | 10:00 | 918
1981 | 7 | 21 | 11:00 | 2434
1981 | 7 | 21 | 12:00 | 2451
1981 | 7 | 21 | 13:00 | 2025
1981 | 7 | 21 | 14:00 | 1783
1981 | 7 | 21 | 15:00 | 1694
1981 | 7 | 21 | 16:00 | 797
1981 | 7 | 21 | 17:00 | 599
1981 | 7 | 21 | 18:00 | 210
1981 | 7 | 21 | 19:00 | 0
1981 | 7 | 21 | 20:00 | 0
1981 | 7 | 21 | 21:00 | 0
1981 | 7 | 21 | 22:00 | 0
1981 | 7 | 21 | 23:00 | 0
1981 | 7 | 21 | 24:00 | 0
1981 | 7 | 22 | 01:00 | 0
1981 | 7 | 22 | 02:00 | 0
1981 | 7 | 22 | 03:00 | 0
1981 | 7 | 22 | 04:00 | 0
1981 | 7 | 22 | 05:00 | 0
1981 | 7 | 22 | 06:00 | 3
1981 | 7 | 22 | 07:00 | 332
1981 | 7 | 22 | 08:00 | 963
1981 | 7 | 22 | 09:00 | 1053
1981 | 7 | 22 | 10:00 | 1910
1981 | 7 | 22 | 11:00 | 2497
1981 | 7 | 22 | 12:00 | 2587
1981 | 7 | 22 | 13:00 | 2628
1981 | 7 | 22 | 14:00 | 2414
1981 | 7 | 22 | 15:00 | 2091
1981 | 7 | 22 | 16:00 | 1475
1981 | 7 | 22 | 17:00 | 835
1981 | 7 | 22 | 18:00 | 63
1981 | 7 | 22 | 19:00 | 1
1981 | 7 | 22 | 20:00 | 0
1981 | 7 | 22 | 21:00 | 0
1981 | 7 | 22 | 22:00 | 0
1981 | 7 | 22 | 23:00 | 0
1981 | 7 | 22 | 24:00 | 0
1981 | 7 | 23 | 01:00 | 0
1981 | 7 | 23 | 02:00 | 0
1981 | 7 | 23 | 03:00 | 0
1981 | 7 | 23 | 04:00 | 0
1981 | 7 | 23 | 05:00 | 0
1981 | 7 | 23 | 06:00 | 1
1981 | 7 | 23 | 07:00 | 266
1981 | 7 | 23 | 08:00 | 1080
1981 | 7 | 23 | 09:00 | 1816
1981 | 7 | 23 | 10:00 | 2378
1981 | 7 | 23 | 11:00 | 2662
1981 | 7 | 23 | 12:00 | 2834
1981 | 7 | 23 | 13:00 | 2625
1981 | 7 | 23 | 14:00 | 2486
1981 | 7 | 23 | 15:00 | 1808
1981 | 7 | 23 | 16:00 | 1217
1981 | 7 | 23 | 17:00 | 844
1981 | 7 | 23 | 18:00 | 32
1981 | 7 | 23 | 19:00 | 0
1981 | 7 | 23 | 20:00 | 0
1981 | 7 | 23 | 21:00 | 0
1981 | 7 | 23 | 22:00 | 0
1981 | 7 | 23 | 23:00 | 0
1981 | 7 | 23 | 24:00 | 0
1981 | 7 | 24 | 01:00 | 0
1981 | 7 | 24 | 02:00 | 0
1981 | 7 | 24 | 03:00 | 0
1981 | 7 | 24 | 04:00 | 0
1981 | 7 | 24 | 05:00 | 0
1981 | 7 | 24 | 06:00 | 2
1981 | 7 | 24 | 07:00 | 331
1981 | 7 | 24 | 08:00 | 1060
1981 | 7 | 24 | 09:00 | 1775
1981 | 7 | 24 | 10:00 | 2274
1981 | 7 | 24 | 11:00 | 2528
1981 | 7 | 24 | 12:00 | 2573
1981 | 7 | 24 | 13:00 | 2386
1981 | 7 | 24 | 14:00 | 2292
1981 | 7 | 24 | 15:00 | 2052
1981 | 7 | 24 | 16:00 | 1456
1981 | 7 | 24 | 17:00 | 740
1981 | 7 | 24 | 18:00 | 108
1981 | 7 | 24 | 19:00 | 2
1981 | 7 | 24 | 20:00 | 0
1981 | 7 | 24 | 21:00 | 0
1981 | 7 | 24 | 22:00 | 0
1981 | 7 | 24 | 23:00 | 0
1981 | 7 | 24 | 24:00 | 0
1981 | 7 | 25 | 01:00 | 0
1981 | 7 | 25 | 02:00 | 0
1981 | 7 | 25 | 03:00 | 0
1981 | 7 | 25 | 04:00 | 0
1981 | 7 | 25 | 05:00 | 0
1981 | 7 | 25 | 06:00 | 2
1981 | 7 | 25 | 07:00 | 362
1981 | 7 | 25 | 08:00 | 1028
1981 | 7 | 25 | 09:00 | 1763
1981 | 7 | 25 | 10:00 | 2229
1981 | 7 | 25 | 11:00 | 2363
1981 | 7 | 25 | 12:00 | 2480
1981 | 7 | 25 | 13:00 | 2445
1981 | 7 | 25 | 14:00 | 2177
1981 | 7 | 25 | 15:00 | 1787
1981 | 7 | 25 | 16:00 | 1524
1981 | 7 | 25 | 17:00 | 582
1981 | 7 | 25 | 18:00 | 100
1981 | 7 | 25 | 19:00 | 1
1981 | 7 | 25 | 20:00 | 0
1981 | 7 | 25 | 21:00 | 0
1981 | 7 | 25 | 22:00 | 0
1981 | 7 | 25 | 23:00 | 0
1981 | 7 | 25 | 24:00 | 0
1981 | 7 | 26 | 01:00 | 0
1981 | 7 | 26 | 02:00 | 0
1981 | 7 | 26 | 03:00 | 0
1981 | 7 | 26 | 04:00 | 0
1981 | 7 | 26 | 05:00 | 0
1981 | 7 | 26 | 06:00 | 10
1981 | 7 | 26 | 07:00 | 34
1981 | 7 | 26 | 08:00 | 484
1981 | 7 | 26 | 09:00 | 882
1981 | 7 | 26 | 10:00 | 764
1981 | 7 | 26 | 11:00 | 1485
1981 | 7 | 26 | 12:00 | 1515
1981 | 7 | 26 | 13:00 | 1023
1981 | 7 | 26 | 14:00 | 1491
1981 | 7 | 26 | 15:00 | 653
1981 | 7 | 26 | 16:00 | 442
1981 | 7 | 26 | 17:00 | 488
1981 | 7 | 26 | 18:00 | 9
1981 | 7 | 26 | 19:00 | 1
1981 | 7 | 26 | 20:00 | 0
1981 | 7 | 26 | 21:00 | 0
1981 | 7 | 26 | 22:00 | 0
1981 | 7 | 26 | 23:00 | 0
1981 | 7 | 26 | 24:00 | 0
1981 | 7 | 27 | 01:00 | 0
1981 | 7 | 27 | 02:00 | 0
1981 | 7 | 27 | 03:00 | 0
1981 | 7 | 27 | 04:00 | 0
1981 | 7 | 27 | 05:00 | 0
1981 | 7 | 27 | 06:00 | 1
1981 | 7 | 27 | 07:00 | 230
1981 | 7 | 27 | 08:00 | 823
1981 | 7 | 27 | 09:00 | 1549
1981 | 7 | 27 | 10:00 | 1909
1981 | 7 | 27 | 11:00 | 2509
1981 | 7 | 27 | 12:00 | 2827
1981 | 7 | 27 | 13:00 | 2687
1981 | 7 | 27 | 14:00 | 2503
1981 | 7 | 27 | 15:00 | 2236
1981 | 7 | 27 | 16:00 | 1393
1981 | 7 | 27 | 17:00 | 661
1981 | 7 | 27 | 18:00 | 74
1981 | 7 | 27 | 19:00 | 2
1981 | 7 | 27 | 20:00 | 0
1981 | 7 | 27 | 21:00 | 0
1981 | 7 | 27 | 22:00 | 0
1981 | 7 | 27 | 23:00 | 0
1981 | 7 | 27 | 24:00 | 0
1981 | 7 | 28 | 01:00 | 0
1981 | 7 | 28 | 02:00 | 0
1981 | 7 | 28 | 03:00 | 0
1981 | 7 | 28 | 04:00 | 0
1981 | 7 | 28 | 05:00 | 0
1981 | 7 | 28 | 06:00 | 8
1981 | 7 | 28 | 07:00 | 273
1981 | 7 | 28 | 08:00 | 797
1981 | 7 | 28 | 09:00 | 1728
1981 | 7 | 28 | 10:00 | 2209
1981 | 7 | 28 | 11:00 | 2450
1981 | 7 | 28 | 12:00 | 2603
1981 | 7 | 28 | 13:00 | 2326
1981 | 7 | 28 | 14:00 | 2022
1981 | 7 | 28 | 15:00 | 836
1981 | 7 | 28 | 16:00 | 145
1981 | 7 | 28 | 17:00 | 173
1981 | 7 | 28 | 18:00 | 30
1981 | 7 | 28 | 19:00 | 0
1981 | 7 | 28 | 20:00 | 0
1981 | 7 | 28 | 21:00 | 0
1981 | 7 | 28 | 22:00 | 0
1981 | 7 | 28 | 23:00 | 0
1981 | 7 | 28 | 24:00 | 0
1981 | 7 | 29 | 01:00 | 0
1981 | 7 | 29 | 02:00 | 0
1981 | 7 | 29 | 03:00 | 0
1981 | 7 | 29 | 04:00 | 0
1981 | 7 | 29 | 05:00 | 0
1981 | 7 | 29 | 06:00 | 0
1981 | 7 | 29 | 07:00 | 21
1981 | 7 | 29 | 08:00 | 580
1981 | 7 | 29 | 09:00 | 889
1981 | 7 | 29 | 10:00 | 1056
1981 | 7 | 29 | 11:00 | 1184
1981 | 7 | 29 | 12:00 | 1127
1981 | 7 | 29 | 13:00 | 1151
1981 | 7 | 29 | 14:00 | 1127
1981 | 7 | 29 | 15:00 | 914
1981 | 7 | 29 | 16:00 | 737
1981 | 7 | 29 | 17:00 | 487
1981 | 7 | 29 | 18:00 | 13
1981 | 7 | 29 | 19:00 | 1
1981 | 7 | 29 | 20:00 | 0
1981 | 7 | 29 | 21:00 | 0
1981 | 7 | 29 | 22:00 | 0
1981 | 7 | 29 | 23:00 | 0
1981 | 7 | 29 | 24:00 | 0
1981 | 7 | 30 | 01:00 | 0
1981 | 7 | 30 | 02:00 | 0
1981 | 7 | 30 | 03:00 | 0
1981 | 7 | 30 | 04:00 | 0
1981 | 7 | 30 | 05:00 | 0
1981 | 7 | 30 | 06:00 | 4
1981 | 7 | 30 | 07:00 | 78
1981 | 7 | 30 | 08:00 | 164
1981 | 7 | 30 | 09:00 | 1279
1981 | 7 | 30 | 10:00 | 1016
1981 | 7 | 30 | 11:00 | 1936
1981 | 7 | 30 | 12:00 | 1422
1981 | 7 | 30 | 13:00 | 2407
1981 | 7 | 30 | 14:00 | 2395
1981 | 7 | 30 | 15:00 | 1821
1981 | 7 | 30 | 16:00 | 1407
1981 | 7 | 30 | 17:00 | 844
1981 | 7 | 30 | 18:00 | 31
1981 | 7 | 30 | 19:00 | 0
1981 | 7 | 30 | 20:00 | 0
1981 | 7 | 30 | 21:00 | 0
1981 | 7 | 30 | 22:00 | 0
1981 | 7 | 30 | 23:00 | 0
1981 | 7 | 30 | 24:00 | 0
1981 | 7 | 31 | 01:00 | 0
1981 | 7 | 31 | 02:00 | 0
1981 | 7 | 31 | 03:00 | 0
1981 | 7 | 31 | 04:00 | 0
1981 | 7 | 31 | 05:00 | 0
1981 | 7 | 31 | 06:00 | 1
1981 | 7 | 31 | 07:00 | 240
1981 | 7 | 31 | 08:00 | 1069
1981 | 7 | 31 | 09:00 | 1791
1981 | 7 | 31 | 10:00 | 2266
1981 | 7 | 31 | 11:00 | 2561
1981 | 7 | 31 | 12:00 | 2688
1981 | 7 | 31 | 13:00 | 2683
1981 | 7 | 31 | 14:00 | 2245
1981 | 7 | 31 | 15:00 | 1829
1981 | 7 | 31 | 16:00 | 1339
1981 | 7 | 31 | 17:00 | 805
1981 | 7 | 31 | 18:00 | 28
1981 | 7 | 31 | 19:00 | 0
1981 | 7 | 31 | 20:00 | 0
1981 | 7 | 31 | 21:00 | 0
1981 | 7 | 31 | 22:00 | 0
1981 | 7 | 31 | 23:00 | 0
1981 | 7 | 31 | 24:00 | 0
1981 | 8 | 1 | 01:00 | 0
1981 | 8 | 1 | 02:00 | 0
1981 | 8 | 1 | 03:00 | 0
1981 | 8 | 1 | 04:00 | 0
1981 | 8 | 1 | 05:00 | 0
1981 | 8 | 1 | 06:00 | 2
1981 | 8 | 1 | 07:00 | 202
1981 | 8 | 1 | 08:00 | 1054
1981 | 8 | 1 | 09:00 | 1673
1981 | 8 | 1 | 10:00 | 2198
1981 | 8 | 1 | 11:00 | 2444
1981 | 8 | 1 | 12:00 | 2565
1981 | 8 | 1 | 13:00 | 2601
1981 | 8 | 1 | 14:00 | 2275
1981 | 8 | 1 | 15:00 | 2047
1981 | 8 | 1 | 16:00 | 1492
1981 | 8 | 1 | 17:00 | 774
1981 | 8 | 1 | 18:00 | 26
1981 | 8 | 1 | 19:00 | 0
1981 | 8 | 1 | 20:00 | 0
1981 | 8 | 1 | 21:00 | 0
1981 | 8 | 1 | 22:00 | 0
1981 | 8 | 1 | 23:00 | 0
1981 | 8 | 1 | 24:00 | 0
1981 | 8 | 2 | 01:00 | 0
1981 | 8 | 2 | 02:00 | 0
1981 | 8 | 2 | 03:00 | 0
1981 | 8 | 2 | 04:00 | 0
1981 | 8 | 2 | 05:00 | 0
1981 | 8 | 2 | 06:00 | 4
1981 | 8 | 2 | 07:00 | 256
1981 | 8 | 2 | 08:00 | 888
1981 | 8 | 2 | 09:00 | 1581
1981 | 8 | 2 | 10:00 | 1812
1981 | 8 | 2 | 11:00 | 1725
1981 | 8 | 2 | 12:00 | 1901
1981 | 8 | 2 | 13:00 | 2429
1981 | 8 | 2 | 14:00 | 1892
1981 | 8 | 2 | 15:00 | 2044
1981 | 8 | 2 | 16:00 | 1449
1981 | 8 | 2 | 17:00 | 788
1981 | 8 | 2 | 18:00 | 22
1981 | 8 | 2 | 19:00 | 0
1981 | 8 | 2 | 20:00 | 0
1981 | 8 | 2 | 21:00 | 0
1981 | 8 | 2 | 22:00 | 0
1981 | 8 | 2 | 23:00 | 0
1981 | 8 | 2 | 24:00 | 0
1981 | 8 | 3 | 01:00 | 0
1981 | 8 | 3 | 02:00 | 0
1981 | 8 | 3 | 03:00 | 0
1981 | 8 | 3 | 04:00 | 0
1981 | 8 | 3 | 05:00 | 0
1981 | 8 | 3 | 06:00 | 3
1981 | 8 | 3 | 07:00 | 269
1981 | 8 | 3 | 08:00 | 929
1981 | 8 | 3 | 09:00 | 1399
1981 | 8 | 3 | 10:00 | 1817
1981 | 8 | 3 | 11:00 | 2083
1981 | 8 | 3 | 12:00 | 2284
1981 | 8 | 3 | 13:00 | 2446
1981 | 8 | 3 | 14:00 | 2260
1981 | 8 | 3 | 15:00 | 1809
1981 | 8 | 3 | 16:00 | 1122
1981 | 8 | 3 | 17:00 | 597
1981 | 8 | 3 | 18:00 | 97
1981 | 8 | 3 | 19:00 | 1
1981 | 8 | 3 | 20:00 | 0
1981 | 8 | 3 | 21:00 | 0
1981 | 8 | 3 | 22:00 | 0
1981 | 8 | 3 | 23:00 | 0
1981 | 8 | 3 | 24:00 | 0
1981 | 8 | 4 | 01:00 | 0
1981 | 8 | 4 | 02:00 | 0
1981 | 8 | 4 | 03:00 | 0
1981 | 8 | 4 | 04:00 | 0
1981 | 8 | 4 | 05:00 | 0
1981 | 8 | 4 | 06:00 | 0
1981 | 8 | 4 | 07:00 | 267
1981 | 8 | 4 | 08:00 | 1016
1981 | 8 | 4 | 09:00 | 1716
1981 | 8 | 4 | 10:00 | 2136
1981 | 8 | 4 | 11:00 | 2370
1981 | 8 | 4 | 12:00 | 2523
1981 | 8 | 4 | 13:00 | 2529
1981 | 8 | 4 | 14:00 | 2131
1981 | 8 | 4 | 15:00 | 1673
1981 | 8 | 4 | 16:00 | 1398
1981 | 8 | 4 | 17:00 | 667
1981 | 8 | 4 | 18:00 | 51
1981 | 8 | 4 | 19:00 | 0
1981 | 8 | 4 | 20:00 | 0
1981 | 8 | 4 | 21:00 | 0
1981 | 8 | 4 | 22:00 | 0
1981 | 8 | 4 | 23:00 | 0
1981 | 8 | 4 | 24:00 | 0
1981 | 8 | 5 | 01:00 | 0
1981 | 8 | 5 | 02:00 | 0
1981 | 8 | 5 | 03:00 | 0
1981 | 8 | 5 | 04:00 | 0
1981 | 8 | 5 | 05:00 | 0
1981 | 8 | 5 | 06:00 | 1
1981 | 8 | 5 | 07:00 | 152
1981 | 8 | 5 | 08:00 | 239
1981 | 8 | 5 | 09:00 | 370
1981 | 8 | 5 | 10:00 | 732
1981 | 8 | 5 | 11:00 | 887
1981 | 8 | 5 | 12:00 | 925
1981 | 8 | 5 | 13:00 | 1033
1981 | 8 | 5 | 14:00 | 1771
1981 | 8 | 5 | 15:00 | 1432
1981 | 8 | 5 | 16:00 | 584
1981 | 8 | 5 | 17:00 | 11
1981 | 8 | 5 | 18:00 | 2
1981 | 8 | 5 | 19:00 | 0
1981 | 8 | 5 | 20:00 | 0
1981 | 8 | 5 | 21:00 | 0
1981 | 8 | 5 | 22:00 | 0
1981 | 8 | 5 | 23:00 | 0
1981 | 8 | 5 | 24:00 | 0
1981 | 8 | 6 | 01:00 | 0
1981 | 8 | 6 | 02:00 | 0
1981 | 8 | 6 | 03:00 | 0
1981 | 8 | 6 | 04:00 | 0
1981 | 8 | 6 | 05:00 | 0
1981 | 8 | 6 | 06:00 | 1
1981 | 8 | 6 | 07:00 | 214
1981 | 8 | 6 | 08:00 | 628
1981 | 8 | 6 | 09:00 | 1102
1981 | 8 | 6 | 10:00 | 1846
1981 | 8 | 6 | 11:00 | 1821
1981 | 8 | 6 | 12:00 | 2769
1981 | 8 | 6 | 13:00 | 2404
1981 | 8 | 6 | 14:00 | 939
1981 | 8 | 6 | 15:00 | 2142
1981 | 8 | 6 | 16:00 | 1334
1981 | 8 | 6 | 17:00 | 438
1981 | 8 | 6 | 18:00 | 80
1981 | 8 | 6 | 19:00 | 0
1981 | 8 | 6 | 20:00 | 0
1981 | 8 | 6 | 21:00 | 0
1981 | 8 | 6 | 22:00 | 0
1981 | 8 | 6 | 23:00 | 0
1981 | 8 | 6 | 24:00 | 0
1981 | 8 | 7 | 01:00 | 0
1981 | 8 | 7 | 02:00 | 0
1981 | 8 | 7 | 03:00 | 0
1981 | 8 | 7 | 04:00 | 0
1981 | 8 | 7 | 05:00 | 0
1981 | 8 | 7 | 06:00 | 2
1981 | 8 | 7 | 07:00 | 249
1981 | 8 | 7 | 08:00 | 842
1981 | 8 | 7 | 09:00 | 946
1981 | 8 | 7 | 10:00 | 702
1981 | 8 | 7 | 11:00 | 1018
1981 | 8 | 7 | 12:00 | 853
1981 | 8 | 7 | 13:00 | 1410
1981 | 8 | 7 | 14:00 | 1672
1981 | 8 | 7 | 15:00 | 958
1981 | 8 | 7 | 16:00 | 620
1981 | 8 | 7 | 17:00 | 590
1981 | 8 | 7 | 18:00 | 56
1981 | 8 | 7 | 19:00 | 0
1981 | 8 | 7 | 20:00 | 0
1981 | 8 | 7 | 21:00 | 0
1981 | 8 | 7 | 22:00 | 0
1981 | 8 | 7 | 23:00 | 0
1981 | 8 | 7 | 24:00 | 0
1981 | 8 | 8 | 01:00 | 0
1981 | 8 | 8 | 02:00 | 0
1981 | 8 | 8 | 03:00 | 0
1981 | 8 | 8 | 04:00 | 0
1981 | 8 | 8 | 05:00 | 0
1981 | 8 | 8 | 06:00 | 1
1981 | 8 | 8 | 07:00 | 60
1981 | 8 | 8 | 08:00 | 395
1981 | 8 | 8 | 09:00 | 648
1981 | 8 | 8 | 10:00 | 448
1981 | 8 | 8 | 11:00 | 546
1981 | 8 | 8 | 12:00 | 882
1981 | 8 | 8 | 13:00 | 978
1981 | 8 | 8 | 14:00 | 1643
1981 | 8 | 8 | 15:00 | 1511
1981 | 8 | 8 | 16:00 | 389
1981 | 8 | 8 | 17:00 | 65
1981 | 8 | 8 | 18:00 | 38
1981 | 8 | 8 | 19:00 | 0
1981 | 8 | 8 | 20:00 | 0
1981 | 8 | 8 | 21:00 | 0
1981 | 8 | 8 | 22:00 | 0
1981 | 8 | 8 | 23:00 | 0
1981 | 8 | 8 | 24:00 | 0
1981 | 8 | 9 | 01:00 | 0
1981 | 8 | 9 | 02:00 | 0
1981 | 8 | 9 | 03:00 | 0
1981 | 8 | 9 | 04:00 | 0
1981 | 8 | 9 | 05:00 | 0
1981 | 8 | 9 | 06:00 | 0
1981 | 8 | 9 | 07:00 | 111
1981 | 8 | 9 | 08:00 | 432
1981 | 8 | 9 | 09:00 | 381
1981 | 8 | 9 | 10:00 | 762
1981 | 8 | 9 | 11:00 | 918
1981 | 8 | 9 | 12:00 | 993
1981 | 8 | 9 | 13:00 | 1039
1981 | 8 | 9 | 14:00 | 2140
1981 | 8 | 9 | 15:00 | 1515
1981 | 8 | 9 | 16:00 | 910
1981 | 8 | 9 | 17:00 | 612
1981 | 8 | 9 | 18:00 | 3
1981 | 8 | 9 | 19:00 | 0
1981 | 8 | 9 | 20:00 | 0
1981 | 8 | 9 | 21:00 | 0
1981 | 8 | 9 | 22:00 | 0
1981 | 8 | 9 | 23:00 | 0
1981 | 8 | 9 | 24:00 | 0
1981 | 8 | 10 | 01:00 | 0
1981 | 8 | 10 | 02:00 | 0
1981 | 8 | 10 | 03:00 | 0
1981 | 8 | 10 | 04:00 | 0
1981 | 8 | 10 | 05:00 | 0
1981 | 8 | 10 | 06:00 | 0
1981 | 8 | 10 | 07:00 | 50
1981 | 8 | 10 | 08:00 | 436
1981 | 8 | 10 | 09:00 | 1625
1981 | 8 | 10 | 10:00 | 2044
1981 | 8 | 10 | 11:00 | 2489
1981 | 8 | 10 | 12:00 | 2007
1981 | 8 | 10 | 13:00 | 2188
1981 | 8 | 10 | 14:00 | 2497
1981 | 8 | 10 | 15:00 | 2020
1981 | 8 | 10 | 16:00 | 1490
1981 | 8 | 10 | 17:00 | 627
1981 | 8 | 10 | 18:00 | 25
1981 | 8 | 10 | 19:00 | 0
1981 | 8 | 10 | 20:00 | 0
1981 | 8 | 10 | 21:00 | 0
1981 | 8 | 10 | 22:00 | 0
1981 | 8 | 10 | 23:00 | 0
1981 | 8 | 10 | 24:00 | 0
1981 | 8 | 11 | 01:00 | 0
1981 | 8 | 11 | 02:00 | 0
1981 | 8 | 11 | 03:00 | 0
1981 | 8 | 11 | 04:00 | 0
1981 | 8 | 11 | 05:00 | 0
1981 | 8 | 11 | 06:00 | 1
1981 | 8 | 11 | 07:00 | 57
1981 | 8 | 11 | 08:00 | 533
1981 | 8 | 11 | 09:00 | 1609
1981 | 8 | 11 | 10:00 | 2157
1981 | 8 | 11 | 11:00 | 2000
1981 | 8 | 11 | 12:00 | 2004
1981 | 8 | 11 | 13:00 | 2222
1981 | 8 | 11 | 14:00 | 1792
1981 | 8 | 11 | 15:00 | 1999
1981 | 8 | 11 | 16:00 | 1434
1981 | 8 | 11 | 17:00 | 789
1981 | 8 | 11 | 18:00 | 45
1981 | 8 | 11 | 19:00 | 0
1981 | 8 | 11 | 20:00 | 0
1981 | 8 | 11 | 21:00 | 0
1981 | 8 | 11 | 22:00 | 0
1981 | 8 | 11 | 23:00 | 0
1981 | 8 | 11 | 24:00 | 0
1981 | 8 | 12 | 01:00 | 0
1981 | 8 | 12 | 02:00 | 0
1981 | 8 | 12 | 03:00 | 0
1981 | 8 | 12 | 04:00 | 0
1981 | 8 | 12 | 05:00 | 0
1981 | 8 | 12 | 06:00 | 0
1981 | 8 | 12 | 07:00 | 68
1981 | 8 | 12 | 08:00 | 847
1981 | 8 | 12 | 09:00 | 1269
1981 | 8 | 12 | 10:00 | 1017
1981 | 8 | 12 | 11:00 | 1982
1981 | 8 | 12 | 12:00 | 1856
1981 | 8 | 12 | 13:00 | 1607
1981 | 8 | 12 | 14:00 | 1895
1981 | 8 | 12 | 15:00 | 1561
1981 | 8 | 12 | 16:00 | 1323
1981 | 8 | 12 | 17:00 | 620
1981 | 8 | 12 | 18:00 | 132
1981 | 8 | 12 | 19:00 | 0
1981 | 8 | 12 | 20:00 | 0
1981 | 8 | 12 | 21:00 | 0
1981 | 8 | 12 | 22:00 | 0
1981 | 8 | 12 | 23:00 | 0
1981 | 8 | 12 | 24:00 | 0
1981 | 8 | 13 | 01:00 | 0
1981 | 8 | 13 | 02:00 | 0
1981 | 8 | 13 | 03:00 | 0
1981 | 8 | 13 | 04:00 | 0
1981 | 8 | 13 | 05:00 | 0
1981 | 8 | 13 | 06:00 | 0
1981 | 8 | 13 | 07:00 | 164
1981 | 8 | 13 | 08:00 | 400
1981 | 8 | 13 | 09:00 | 642
1981 | 8 | 13 | 10:00 | 916
1981 | 8 | 13 | 11:00 | 1523
1981 | 8 | 13 | 12:00 | 2607
1981 | 8 | 13 | 13:00 | 2553
1981 | 8 | 13 | 14:00 | 2051
1981 | 8 | 13 | 15:00 | 1271
1981 | 8 | 13 | 16:00 | 1323
1981 | 8 | 13 | 17:00 | 649
1981 | 8 | 13 | 18:00 | 52
1981 | 8 | 13 | 19:00 | 0
1981 | 8 | 13 | 20:00 | 0
1981 | 8 | 13 | 21:00 | 0
1981 | 8 | 13 | 22:00 | 0
1981 | 8 | 13 | 23:00 | 0
1981 | 8 | 13 | 24:00 | 0
1981 | 8 | 14 | 01:00 | 0
1981 | 8 | 14 | 02:00 | 0
1981 | 8 | 14 | 03:00 | 0
1981 | 8 | 14 | 04:00 | 0
1981 | 8 | 14 | 05:00 | 0
1981 | 8 | 14 | 06:00 | 0
1981 | 8 | 14 | 07:00 | 272
1981 | 8 | 14 | 08:00 | 1109
1981 | 8 | 14 | 09:00 | 1863
1981 | 8 | 14 | 10:00 | 2374
1981 | 8 | 14 | 11:00 | 2517
1981 | 8 | 14 | 12:00 | 2729
1981 | 8 | 14 | 13:00 | 2693
1981 | 8 | 14 | 14:00 | 2490
1981 | 8 | 14 | 15:00 | 2145
1981 | 8 | 14 | 16:00 | 1471
1981 | 8 | 14 | 17:00 | 753
1981 | 8 | 14 | 18:00 | 60
1981 | 8 | 14 | 19:00 | 0
1981 | 8 | 14 | 20:00 | 0
1981 | 8 | 14 | 21:00 | 0
1981 | 8 | 14 | 22:00 | 0
1981 | 8 | 14 | 23:00 | 0
1981 | 8 | 14 | 24:00 | 0
1981 | 8 | 15 | 01:00 | 0
1981 | 8 | 15 | 02:00 | 0
1981 | 8 | 15 | 03:00 | 0
1981 | 8 | 15 | 04:00 | 0
1981 | 8 | 15 | 05:00 | 0
1981 | 8 | 15 | 06:00 | 0
1981 | 8 | 15 | 07:00 | 53
1981 | 8 | 15 | 08:00 | 510
1981 | 8 | 15 | 09:00 | 737
1981 | 8 | 15 | 10:00 | 824
1981 | 8 | 15 | 11:00 | 948
1981 | 8 | 15 | 12:00 | 1016
1981 | 8 | 15 | 13:00 | 1002
1981 | 8 | 15 | 14:00 | 967
1981 | 8 | 15 | 15:00 | 478
1981 | 8 | 15 | 16:00 | 397
1981 | 8 | 15 | 17:00 | 431
1981 | 8 | 15 | 18:00 | 6
1981 | 8 | 15 | 19:00 | 0
1981 | 8 | 15 | 20:00 | 0
1981 | 8 | 15 | 21:00 | 0
1981 | 8 | 15 | 22:00 | 0
1981 | 8 | 15 | 23:00 | 0
1981 | 8 | 15 | 24:00 | 0
1981 | 8 | 16 | 01:00 | 0
1981 | 8 | 16 | 02:00 | 0
1981 | 8 | 16 | 03:00 | 0
1981 | 8 | 16 | 04:00 | 0
1981 | 8 | 16 | 05:00 | 0
1981 | 8 | 16 | 06:00 | 0
1981 | 8 | 16 | 07:00 | 12
1981 | 8 | 16 | 08:00 | 467
1981 | 8 | 16 | 09:00 | 723
1981 | 8 | 16 | 10:00 | 1306
1981 | 8 | 16 | 11:00 | 909
1981 | 8 | 16 | 12:00 | 1398
1981 | 8 | 16 | 13:00 | 853
1981 | 8 | 16 | 14:00 | 1539
1981 | 8 | 16 | 15:00 | 1557
1981 | 8 | 16 | 16:00 | 1331
1981 | 8 | 16 | 17:00 | 509
1981 | 8 | 16 | 18:00 | 42
1981 | 8 | 16 | 19:00 | 0
1981 | 8 | 16 | 20:00 | 0
1981 | 8 | 16 | 21:00 | 0
1981 | 8 | 16 | 22:00 | 0
1981 | 8 | 16 | 23:00 | 0
1981 | 8 | 16 | 24:00 | 0
1981 | 8 | 17 | 01:00 | 0
1981 | 8 | 17 | 02:00 | 0
1981 | 8 | 17 | 03:00 | 0
1981 | 8 | 17 | 04:00 | 0
1981 | 8 | 17 | 05:00 | 0
1981 | 8 | 17 | 06:00 | 0
1981 | 8 | 17 | 07:00 | 177
1981 | 8 | 17 | 08:00 | 1066
1981 | 8 | 17 | 09:00 | 1821
1981 | 8 | 17 | 10:00 | 1048
1981 | 8 | 17 | 11:00 | 2131
1981 | 8 | 17 | 12:00 | 1818
1981 | 8 | 17 | 13:00 | 1778
1981 | 8 | 17 | 14:00 | 1547
1981 | 8 | 17 | 15:00 | 1482
1981 | 8 | 17 | 16:00 | 834
1981 | 8 | 17 | 17:00 | 371
1981 | 8 | 17 | 18:00 | 10
1981 | 8 | 17 | 19:00 | 0
1981 | 8 | 17 | 20:00 | 0
1981 | 8 | 17 | 21:00 | 0
1981 | 8 | 17 | 22:00 | 0
1981 | 8 | 17 | 23:00 | 0
1981 | 8 | 17 | 24:00 | 0
1981 | 8 | 18 | 01:00 | 0
1981 | 8 | 18 | 02:00 | 0
1981 | 8 | 18 | 03:00 | 0
1981 | 8 | 18 | 04:00 | 0
1981 | 8 | 18 | 05:00 | 0
1981 | 8 | 18 | 06:00 | 0
1981 | 8 | 18 | 07:00 | 256
1981 | 8 | 18 | 08:00 | 1124
1981 | 8 | 18 | 09:00 | 1889
1981 | 8 | 18 | 10:00 | 2473
1981 | 8 | 18 | 11:00 | 2848
1981 | 8 | 18 | 12:00 | 2954
1981 | 8 | 18 | 13:00 | 2842
1981 | 8 | 18 | 14:00 | 2669
1981 | 8 | 18 | 15:00 | 2253
1981 | 8 | 18 | 16:00 | 1632
1981 | 8 | 18 | 17:00 | 808
1981 | 8 | 18 | 18:00 | 13
1981 | 8 | 18 | 19:00 | 0
1981 | 8 | 18 | 20:00 | 0
1981 | 8 | 18 | 21:00 | 0
1981 | 8 | 18 | 22:00 | 0
1981 | 8 | 18 | 23:00 | 0
1981 | 8 | 18 | 24:00 | 0
1981 | 8 | 19 | 01:00 | 0
1981 | 8 | 19 | 02:00 | 0
1981 | 8 | 19 | 03:00 | 0
1981 | 8 | 19 | 04:00 | 0
1981 | 8 | 19 | 05:00 | 0
1981 | 8 | 19 | 06:00 | 0
1981 | 8 | 19 | 07:00 | 270
1981 | 8 | 19 | 08:00 | 1125
1981 | 8 | 19 | 09:00 | 1842
1981 | 8 | 19 | 10:00 | 2344
1981 | 8 | 19 | 11:00 | 2631
1981 | 8 | 19 | 12:00 | 2598
1981 | 8 | 19 | 13:00 | 2568
1981 | 8 | 19 | 14:00 | 2185
1981 | 8 | 19 | 15:00 | 1819
1981 | 8 | 19 | 16:00 | 886
1981 | 8 | 19 | 17:00 | 662
1981 | 8 | 19 | 18:00 | 25
1981 | 8 | 19 | 19:00 | 0
1981 | 8 | 19 | 20:00 | 0
1981 | 8 | 19 | 21:00 | 0
1981 | 8 | 19 | 22:00 | 0
1981 | 8 | 19 | 23:00 | 0
1981 | 8 | 19 | 24:00 | 0
1981 | 8 | 20 | 01:00 | 0
1981 | 8 | 20 | 02:00 | 0
1981 | 8 | 20 | 03:00 | 0
1981 | 8 | 20 | 04:00 | 0
1981 | 8 | 20 | 05:00 | 0
1981 | 8 | 20 | 06:00 | 0
1981 | 8 | 20 | 07:00 | 288
1981 | 8 | 20 | 08:00 | 1062
1981 | 8 | 20 | 09:00 | 1827
1981 | 8 | 20 | 10:00 | 2292
1981 | 8 | 20 | 11:00 | 2570
1981 | 8 | 20 | 12:00 | 2777
1981 | 8 | 20 | 13:00 | 2286
1981 | 8 | 20 | 14:00 | 2108
1981 | 8 | 20 | 15:00 | 2004
1981 | 8 | 20 | 16:00 | 1355
1981 | 8 | 20 | 17:00 | 769
1981 | 8 | 20 | 18:00 | 18
1981 | 8 | 20 | 19:00 | 0
1981 | 8 | 20 | 20:00 | 0
1981 | 8 | 20 | 21:00 | 0
1981 | 8 | 20 | 22:00 | 0
1981 | 8 | 20 | 23:00 | 0
1981 | 8 | 20 | 24:00 | 0
1981 | 8 | 21 | 01:00 | 0
1981 | 8 | 21 | 02:00 | 0
1981 | 8 | 21 | 03:00 | 0
1981 | 8 | 21 | 04:00 | 0
1981 | 8 | 21 | 05:00 | 0
1981 | 8 | 21 | 06:00 | 0
1981 | 8 | 21 | 07:00 | 257
1981 | 8 | 21 | 08:00 | 1123
1981 | 8 | 21 | 09:00 | 1852
1981 | 8 | 21 | 10:00 | 2318
1981 | 8 | 21 | 11:00 | 2635
1981 | 8 | 21 | 12:00 | 2604
1981 | 8 | 21 | 13:00 | 2310
1981 | 8 | 21 | 14:00 | 2220
1981 | 8 | 21 | 15:00 | 2000
1981 | 8 | 21 | 16:00 | 1539
1981 | 8 | 21 | 17:00 | 746
1981 | 8 | 21 | 18:00 | 14
1981 | 8 | 21 | 19:00 | 0
1981 | 8 | 21 | 20:00 | 0
1981 | 8 | 21 | 21:00 | 0
1981 | 8 | 21 | 22:00 | 0
1981 | 8 | 21 | 23:00 | 0
1981 | 8 | 21 | 24:00 | 0
1981 | 8 | 22 | 01:00 | 0
1981 | 8 | 22 | 02:00 | 0
1981 | 8 | 22 | 03:00 | 0
1981 | 8 | 22 | 04:00 | 0
1981 | 8 | 22 | 05:00 | 0
1981 | 8 | 22 | 06:00 | 0
1981 | 8 | 22 | 07:00 | 330
1981 | 8 | 22 | 08:00 | 995
1981 | 8 | 22 | 09:00 | 1560
1981 | 8 | 22 | 10:00 | 1890
1981 | 8 | 22 | 11:00 | 2345
1981 | 8 | 22 | 12:00 | 2154
1981 | 8 | 22 | 13:00 | 1972
1981 | 8 | 22 | 14:00 | 1802
1981 | 8 | 22 | 15:00 | 1546
1981 | 8 | 22 | 16:00 | 279
1981 | 8 | 22 | 17:00 | 375
1981 | 8 | 22 | 18:00 | 6
1981 | 8 | 22 | 19:00 | 0
1981 | 8 | 22 | 20:00 | 0
1981 | 8 | 22 | 21:00 | 0
1981 | 8 | 22 | 22:00 | 0
1981 | 8 | 22 | 23:00 | 0
1981 | 8 | 22 | 24:00 | 0
1981 | 8 | 23 | 01:00 | 0
1981 | 8 | 23 | 02:00 | 0
1981 | 8 | 23 | 03:00 | 0
1981 | 8 | 23 | 04:00 | 0
1981 | 8 | 23 | 05:00 | 0
1981 | 8 | 23 | 06:00 | 1
1981 | 8 | 23 | 07:00 | 281
1981 | 8 | 23 | 08:00 | 1114
1981 | 8 | 23 | 09:00 | 1798
1981 | 8 | 23 | 10:00 | 2314
1981 | 8 | 23 | 11:00 | 2489
1981 | 8 | 23 | 12:00 | 2546
1981 | 8 | 23 | 13:00 | 2717
1981 | 8 | 23 | 14:00 | 2377
1981 | 8 | 23 | 15:00 | 2016
1981 | 8 | 23 | 16:00 | 1529
1981 | 8 | 23 | 17:00 | 727
1981 | 8 | 23 | 18:00 | 6
1981 | 8 | 23 | 19:00 | 0
1981 | 8 | 23 | 20:00 | 0
1981 | 8 | 23 | 21:00 | 0
1981 | 8 | 23 | 22:00 | 0
1981 | 8 | 23 | 23:00 | 0
1981 | 8 | 23 | 24:00 | 0
1981 | 8 | 24 | 01:00 | 0
1981 | 8 | 24 | 02:00 | 0
1981 | 8 | 24 | 03:00 | 0
1981 | 8 | 24 | 04:00 | 0
1981 | 8 | 24 | 05:00 | 0
1981 | 8 | 24 | 06:00 | 0
1981 | 8 | 24 | 07:00 | 12
1981 | 8 | 24 | 08:00 | 476
1981 | 8 | 24 | 09:00 | 574
1981 | 8 | 24 | 10:00 | 900
1981 | 8 | 24 | 11:00 | 832
1981 | 8 | 24 | 12:00 | 960
1981 | 8 | 24 | 13:00 | 1068
1981 | 8 | 24 | 14:00 | 520
1981 | 8 | 24 | 15:00 | 487
1981 | 8 | 24 | 16:00 | 365
1981 | 8 | 24 | 17:00 | 61
1981 | 8 | 24 | 18:00 | 4
1981 | 8 | 24 | 19:00 | 0
1981 | 8 | 24 | 20:00 | 0
1981 | 8 | 24 | 21:00 | 0
1981 | 8 | 24 | 22:00 | 0
1981 | 8 | 24 | 23:00 | 0
1981 | 8 | 24 | 24:00 | 0
1981 | 8 | 25 | 01:00 | 0
1981 | 8 | 25 | 02:00 | 0
1981 | 8 | 25 | 03:00 | 0
1981 | 8 | 25 | 04:00 | 0
1981 | 8 | 25 | 05:00 | 0
1981 | 8 | 25 | 06:00 | 0
1981 | 8 | 25 | 07:00 | 48
1981 | 8 | 25 | 08:00 | 426
1981 | 8 | 25 | 09:00 | 755
1981 | 8 | 25 | 10:00 | 1005
1981 | 8 | 25 | 11:00 | 1041
1981 | 8 | 25 | 12:00 | 1132
1981 | 8 | 25 | 13:00 | 1187
1981 | 8 | 25 | 14:00 | 1415
1981 | 8 | 25 | 15:00 | 1417
1981 | 8 | 25 | 16:00 | 933
1981 | 8 | 25 | 17:00 | 573
1981 | 8 | 25 | 18:00 | 4
1981 | 8 | 25 | 19:00 | 0
1981 | 8 | 25 | 20:00 | 0
1981 | 8 | 25 | 21:00 | 0
1981 | 8 | 25 | 22:00 | 0
1981 | 8 | 25 | 23:00 | 0
1981 | 8 | 25 | 24:00 | 0
1981 | 8 | 26 | 01:00 | 0
1981 | 8 | 26 | 02:00 | 0
1981 | 8 | 26 | 03:00 | 0
1981 | 8 | 26 | 04:00 | 0
1981 | 8 | 26 | 05:00 | 0
1981 | 8 | 26 | 06:00 | 0
1981 | 8 | 26 | 07:00 | 95
1981 | 8 | 26 | 08:00 | 398
1981 | 8 | 26 | 09:00 | 647
1981 | 8 | 26 | 10:00 | 2364
1981 | 8 | 26 | 11:00 | 2696
1981 | 8 | 26 | 12:00 | 2872
1981 | 8 | 26 | 13:00 | 2745
1981 | 8 | 26 | 14:00 | 2509
1981 | 8 | 26 | 15:00 | 2143
1981 | 8 | 26 | 16:00 | 1523
1981 | 8 | 26 | 17:00 | 707
1981 | 8 | 26 | 18:00 | 13
1981 | 8 | 26 | 19:00 | 0
1981 | 8 | 26 | 20:00 | 0
1981 | 8 | 26 | 21:00 | 0
1981 | 8 | 26 | 22:00 | 0
1981 | 8 | 26 | 23:00 | 0
1981 | 8 | 26 | 24:00 | 0
1981 | 8 | 27 | 01:00 | 0
1981 | 8 | 27 | 02:00 | 0
1981 | 8 | 27 | 03:00 | 0
1981 | 8 | 27 | 04:00 | 0
1981 | 8 | 27 | 05:00 | 0
1981 | 8 | 27 | 06:00 | 0
1981 | 8 | 27 | 07:00 | 20
1981 | 8 | 27 | 08:00 | 661
1981 | 8 | 27 | 09:00 | 1536
1981 | 8 | 27 | 10:00 | 2241
1981 | 8 | 27 | 11:00 | 2417
1981 | 8 | 27 | 12:00 | 2502
1981 | 8 | 27 | 13:00 | 704
1981 | 8 | 27 | 14:00 | 848
1981 | 8 | 27 | 15:00 | 255
1981 | 8 | 27 | 16:00 | 958
1981 | 8 | 27 | 17:00 | 728
1981 | 8 | 27 | 18:00 | 8
1981 | 8 | 27 | 19:00 | 0
1981 | 8 | 27 | 20:00 | 0
1981 | 8 | 27 | 21:00 | 0
1981 | 8 | 27 | 22:00 | 0
1981 | 8 | 27 | 23:00 | 0
1981 | 8 | 27 | 24:00 | 0
1981 | 8 | 28 | 01:00 | 0
1981 | 8 | 28 | 02:00 | 0
1981 | 8 | 28 | 03:00 | 0
1981 | 8 | 28 | 04:00 | 0
1981 | 8 | 28 | 05:00 | 0
1981 | 8 | 28 | 06:00 | 0
1981 | 8 | 28 | 07:00 | 68
1981 | 8 | 28 | 08:00 | 892
1981 | 8 | 28 | 09:00 | 1924
1981 | 8 | 28 | 10:00 | 2223
1981 | 8 | 28 | 11:00 | 2530
1981 | 8 | 28 | 12:00 | 2644
1981 | 8 | 28 | 13:00 | 2722
1981 | 8 | 28 | 14:00 | 2425
1981 | 8 | 28 | 15:00 | 2063
1981 | 8 | 28 | 16:00 | 1296
1981 | 8 | 28 | 17:00 | 714
1981 | 8 | 28 | 18:00 | 12
1981 | 8 | 28 | 19:00 | 0
1981 | 8 | 28 | 20:00 | 0
1981 | 8 | 28 | 21:00 | 0
1981 | 8 | 28 | 22:00 | 0
1981 | 8 | 28 | 23:00 | 0
1981 | 8 | 28 | 24:00 | 0
1981 | 8 | 29 | 01:00 | 0
1981 | 8 | 29 | 02:00 | 0
1981 | 8 | 29 | 03:00 | 0
1981 | 8 | 29 | 04:00 | 0
1981 | 8 | 29 | 05:00 | 0
1981 | 8 | 29 | 06:00 | 0
1981 | 8 | 29 | 07:00 | 243
1981 | 8 | 29 | 08:00 | 1071
1981 | 8 | 29 | 09:00 | 1722
1981 | 8 | 29 | 10:00 | 2313
1981 | 8 | 29 | 11:00 | 2690
1981 | 8 | 29 | 12:00 | 2803
1981 | 8 | 29 | 13:00 | 2775
1981 | 8 | 29 | 14:00 | 2362
1981 | 8 | 29 | 15:00 | 1842
1981 | 8 | 29 | 16:00 | 1329
1981 | 8 | 29 | 17:00 | 636
1981 | 8 | 29 | 18:00 | 16
1981 | 8 | 29 | 19:00 | 0
1981 | 8 | 29 | 20:00 | 0
1981 | 8 | 29 | 21:00 | 0
1981 | 8 | 29 | 22:00 | 0
1981 | 8 | 29 | 23:00 | 0
1981 | 8 | 29 | 24:00 | 0
1981 | 8 | 30 | 01:00 | 0
1981 | 8 | 30 | 02:00 | 0
1981 | 8 | 30 | 03:00 | 0
1981 | 8 | 30 | 04:00 | 0
1981 | 8 | 30 | 05:00 | 0
1981 | 8 | 30 | 06:00 | 0
1981 | 8 | 30 | 07:00 | 40
1981 | 8 | 30 | 08:00 | 814
1981 | 8 | 30 | 09:00 | 1157
1981 | 8 | 30 | 10:00 | 1986
1981 | 8 | 30 | 11:00 | 2566
1981 | 8 | 30 | 12:00 | 1639
1981 | 8 | 30 | 13:00 | 1807
1981 | 8 | 30 | 14:00 | 1240
1981 | 8 | 30 | 15:00 | 1535
1981 | 8 | 30 | 16:00 | 533
1981 | 8 | 30 | 17:00 | 12
1981 | 8 | 30 | 18:00 | 0
1981 | 8 | 30 | 19:00 | 0
1981 | 8 | 30 | 20:00 | 0
1981 | 8 | 30 | 21:00 | 0
1981 | 8 | 30 | 22:00 | 0
1981 | 8 | 30 | 23:00 | 0
1981 | 8 | 30 | 24:00 | 0
1981 | 8 | 31 | 01:00 | 0
1981 | 8 | 31 | 02:00 | 0
1981 | 8 | 31 | 03:00 | 0
1981 | 8 | 31 | 04:00 | 0
1981 | 8 | 31 | 05:00 | 0
1981 | 8 | 31 | 06:00 | 0
1981 | 8 | 31 | 07:00 | 91
1981 | 8 | 31 | 08:00 | 397
1981 | 8 | 31 | 09:00 | 780
1981 | 8 | 31 | 10:00 | 1766
1981 | 8 | 31 | 11:00 | 2406
1981 | 8 | 31 | 12:00 | 1821
1981 | 8 | 31 | 13:00 | 1631
1981 | 8 | 31 | 14:00 | 1020
1981 | 8 | 31 | 15:00 | 935
1981 | 8 | 31 | 16:00 | 652
1981 | 8 | 31 | 17:00 | 677
1981 | 8 | 31 | 18:00 | 11
1981 | 8 | 31 | 19:00 | 0
1981 | 8 | 31 | 20:00 | 0
1981 | 8 | 31 | 21:00 | 0
1981 | 8 | 31 | 22:00 | 0
1981 | 8 | 31 | 23:00 | 0
1981 | 8 | 31 | 24:00 | 0
1985 | 9 | 1 | 01:00 | 0
1985 | 9 | 1 | 02:00 | 0
1985 | 9 | 1 | 03:00 | 0
1985 | 9 | 1 | 04:00 | 0
1985 | 9 | 1 | 05:00 | 0
1985 | 9 | 1 | 06:00 | 0
1985 | 9 | 1 | 07:00 | 280
1985 | 9 | 1 | 08:00 | 1184
1985 | 9 | 1 | 09:00 | 1951
1985 | 9 | 1 | 10:00 | 2475
1985 | 9 | 1 | 11:00 | 2519
1985 | 9 | 1 | 12:00 | 2706
1985 | 9 | 1 | 13:00 | 2574
1985 | 9 | 1 | 14:00 | 2398
1985 | 9 | 1 | 15:00 | 1840
1985 | 9 | 1 | 16:00 | 1383
1985 | 9 | 1 | 17:00 | 620
1985 | 9 | 1 | 18:00 | 13
1985 | 9 | 1 | 19:00 | 0
1985 | 9 | 1 | 20:00 | 0
1985 | 9 | 1 | 21:00 | 0
1985 | 9 | 1 | 22:00 | 0
1985 | 9 | 1 | 23:00 | 0
1985 | 9 | 1 | 24:00 | 0
1985 | 9 | 2 | 01:00 | 0
1985 | 9 | 2 | 02:00 | 0
1985 | 9 | 2 | 03:00 | 0
1985 | 9 | 2 | 04:00 | 0
1985 | 9 | 2 | 05:00 | 0
1985 | 9 | 2 | 06:00 | 0
1985 | 9 | 2 | 07:00 | 4
1985 | 9 | 2 | 08:00 | 76
1985 | 9 | 2 | 09:00 | 559
1985 | 9 | 2 | 10:00 | 538
1985 | 9 | 2 | 11:00 | 814
1985 | 9 | 2 | 12:00 | 1212
1985 | 9 | 2 | 13:00 | 1062
1985 | 9 | 2 | 14:00 | 863
1985 | 9 | 2 | 15:00 | 1547
1985 | 9 | 2 | 16:00 | 1363
1985 | 9 | 2 | 17:00 | 634
1985 | 9 | 2 | 18:00 | 6
1985 | 9 | 2 | 19:00 | 0
1985 | 9 | 2 | 20:00 | 0
1985 | 9 | 2 | 21:00 | 0
1985 | 9 | 2 | 22:00 | 0
1985 | 9 | 2 | 23:00 | 0
1985 | 9 | 2 | 24:00 | 0
1985 | 9 | 3 | 01:00 | 0
1985 | 9 | 3 | 02:00 | 0
1985 | 9 | 3 | 03:00 | 0
1985 | 9 | 3 | 04:00 | 0
1985 | 9 | 3 | 05:00 | 0
1985 | 9 | 3 | 06:00 | 0
1985 | 9 | 3 | 07:00 | 12
1985 | 9 | 3 | 08:00 | 390
1985 | 9 | 3 | 09:00 | 545
1985 | 9 | 3 | 10:00 | 732
1985 | 9 | 3 | 11:00 | 833
1985 | 9 | 3 | 12:00 | 928
1985 | 9 | 3 | 13:00 | 925
1985 | 9 | 3 | 14:00 | 1032
1985 | 9 | 3 | 15:00 | 1179
1985 | 9 | 3 | 16:00 | 1313
1985 | 9 | 3 | 17:00 | 132
1985 | 9 | 3 | 18:00 | 1
1985 | 9 | 3 | 19:00 | 0
1985 | 9 | 3 | 20:00 | 0
1985 | 9 | 3 | 21:00 | 0
1985 | 9 | 3 | 22:00 | 0
1985 | 9 | 3 | 23:00 | 0
1985 | 9 | 3 | 24:00 | 0
1985 | 9 | 4 | 01:00 | 0
1985 | 9 | 4 | 02:00 | 0
1985 | 9 | 4 | 03:00 | 0
1985 | 9 | 4 | 04:00 | 0
1985 | 9 | 4 | 05:00 | 0
1985 | 9 | 4 | 06:00 | 0
1985 | 9 | 4 | 07:00 | 20
1985 | 9 | 4 | 08:00 | 309
1985 | 9 | 4 | 09:00 | 340
1985 | 9 | 4 | 10:00 | 1415
1985 | 9 | 4 | 11:00 | 1125
1985 | 9 | 4 | 12:00 | 1586
1985 | 9 | 4 | 13:00 | 1884
1985 | 9 | 4 | 14:00 | 2346
1985 | 9 | 4 | 15:00 | 1861
1985 | 9 | 4 | 16:00 | 819
1985 | 9 | 4 | 17:00 | 443
1985 | 9 | 4 | 18:00 | 2
1985 | 9 | 4 | 19:00 | 0
1985 | 9 | 4 | 20:00 | 0
1985 | 9 | 4 | 21:00 | 0
1985 | 9 | 4 | 22:00 | 0
1985 | 9 | 4 | 23:00 | 0
1985 | 9 | 4 | 24:00 | 0
1985 | 9 | 5 | 01:00 | 0
1985 | 9 | 5 | 02:00 | 0
1985 | 9 | 5 | 03:00 | 0
1985 | 9 | 5 | 04:00 | 0
1985 | 9 | 5 | 05:00 | 0
1985 | 9 | 5 | 06:00 | 0
1985 | 9 | 5 | 07:00 | 152
1985 | 9 | 5 | 08:00 | 724
1985 | 9 | 5 | 09:00 | 1007
1985 | 9 | 5 | 10:00 | 1686
1985 | 9 | 5 | 11:00 | 2336
1985 | 9 | 5 | 12:00 | 2350
1985 | 9 | 5 | 13:00 | 1935
1985 | 9 | 5 | 14:00 | 1807
1985 | 9 | 5 | 15:00 | 1198
1985 | 9 | 5 | 16:00 | 689
1985 | 9 | 5 | 17:00 | 336
1985 | 9 | 5 | 18:00 | 0
1985 | 9 | 5 | 19:00 | 0
1985 | 9 | 5 | 20:00 | 0
1985 | 9 | 5 | 21:00 | 0
1985 | 9 | 5 | 22:00 | 0
1985 | 9 | 5 | 23:00 | 0
1985 | 9 | 5 | 24:00 | 0
1985 | 9 | 6 | 01:00 | 0
1985 | 9 | 6 | 02:00 | 0
1985 | 9 | 6 | 03:00 | 0
1985 | 9 | 6 | 04:00 | 0
1985 | 9 | 6 | 05:00 | 0
1985 | 9 | 6 | 06:00 | 0
1985 | 9 | 6 | 07:00 | 1
1985 | 9 | 6 | 08:00 | 28
1985 | 9 | 6 | 09:00 | 136
1985 | 9 | 6 | 10:00 | 390
1985 | 9 | 6 | 11:00 | 460
1985 | 9 | 6 | 12:00 | 578
1985 | 9 | 6 | 13:00 | 599
1985 | 9 | 6 | 14:00 | 499
1985 | 9 | 6 | 15:00 | 462
1985 | 9 | 6 | 16:00 | 137
1985 | 9 | 6 | 17:00 | 29
1985 | 9 | 6 | 18:00 | 0
1985 | 9 | 6 | 19:00 | 0
1985 | 9 | 6 | 20:00 | 0
1985 | 9 | 6 | 21:00 | 0
1985 | 9 | 6 | 22:00 | 0
1985 | 9 | 6 | 23:00 | 0
1985 | 9 | 6 | 24:00 | 0
1985 | 9 | 7 | 01:00 | 0
1985 | 9 | 7 | 02:00 | 0
1985 | 9 | 7 | 03:00 | 0
1985 | 9 | 7 | 04:00 | 0
1985 | 9 | 7 | 05:00 | 0
1985 | 9 | 7 | 06:00 | 0
1985 | 9 | 7 | 07:00 | 32
1985 | 9 | 7 | 08:00 | 380
1985 | 9 | 7 | 09:00 | 636
1985 | 9 | 7 | 10:00 | 926
1985 | 9 | 7 | 11:00 | 912
1985 | 9 | 7 | 12:00 | 1545
1985 | 9 | 7 | 13:00 | 680
1985 | 9 | 7 | 14:00 | 653
1985 | 9 | 7 | 15:00 | 905
1985 | 9 | 7 | 16:00 | 389
1985 | 9 | 7 | 17:00 | 247
1985 | 9 | 7 | 18:00 | 1
1985 | 9 | 7 | 19:00 | 0
1985 | 9 | 7 | 20:00 | 0
1985 | 9 | 7 | 21:00 | 0
1985 | 9 | 7 | 22:00 | 0
1985 | 9 | 7 | 23:00 | 0
1985 | 9 | 7 | 24:00 | 0
1985 | 9 | 8 | 01:00 | 0
1985 | 9 | 8 | 02:00 | 0
1985 | 9 | 8 | 03:00 | 0
1985 | 9 | 8 | 04:00 | 0
1985 | 9 | 8 | 05:00 | 0
1985 | 9 | 8 | 06:00 | 0
1985 | 9 | 8 | 07:00 | 46
1985 | 9 | 8 | 08:00 | 847
1985 | 9 | 8 | 09:00 | 1821
1985 | 9 | 8 | 10:00 | 1902
1985 | 9 | 8 | 11:00 | 2393
1985 | 9 | 8 | 12:00 | 2401
1985 | 9 | 8 | 13:00 | 2212
1985 | 9 | 8 | 14:00 | 2239
1985 | 9 | 8 | 15:00 | 1732
1985 | 9 | 8 | 16:00 | 1015
1985 | 9 | 8 | 17:00 | 623
1985 | 9 | 8 | 18:00 | 1
1985 | 9 | 8 | 19:00 | 0
1985 | 9 | 8 | 20:00 | 0
1985 | 9 | 8 | 21:00 | 0
1985 | 9 | 8 | 22:00 | 0
1985 | 9 | 8 | 23:00 | 0
1985 | 9 | 8 | 24:00 | 0
1985 | 9 | 9 | 01:00 | 0
1985 | 9 | 9 | 02:00 | 0
1985 | 9 | 9 | 03:00 | 0
1985 | 9 | 9 | 04:00 | 0
1985 | 9 | 9 | 05:00 | 0
1985 | 9 | 9 | 06:00 | 0
1985 | 9 | 9 | 07:00 | 75
1985 | 9 | 9 | 08:00 | 497
1985 | 9 | 9 | 09:00 | 439
1985 | 9 | 9 | 10:00 | 1299
1985 | 9 | 9 | 11:00 | 768
1985 | 9 | 9 | 12:00 | 817
1985 | 9 | 9 | 13:00 | 896
1985 | 9 | 9 | 14:00 | 936
1985 | 9 | 9 | 15:00 | 377
1985 | 9 | 9 | 16:00 | 173
1985 | 9 | 9 | 17:00 | 9
1985 | 9 | 9 | 18:00 | 0
1985 | 9 | 9 | 19:00 | 0
1985 | 9 | 9 | 20:00 | 0
1985 | 9 | 9 | 21:00 | 0
1985 | 9 | 9 | 22:00 | 0
1985 | 9 | 9 | 23:00 | 0
1985 | 9 | 9 | 24:00 | 0
1985 | 9 | 10 | 01:00 | 0
1985 | 9 | 10 | 02:00 | 0
1985 | 9 | 10 | 03:00 | 0
1985 | 9 | 10 | 04:00 | 0
1985 | 9 | 10 | 05:00 | 0
1985 | 9 | 10 | 06:00 | 0
1985 | 9 | 10 | 07:00 | 3
1985 | 9 | 10 | 08:00 | 86
1985 | 9 | 10 | 09:00 | 400
1985 | 9 | 10 | 10:00 | 845
1985 | 9 | 10 | 11:00 | 952
1985 | 9 | 10 | 12:00 | 1147
1985 | 9 | 10 | 13:00 | 1140
1985 | 9 | 10 | 14:00 | 998
1985 | 9 | 10 | 15:00 | 769
1985 | 9 | 10 | 16:00 | 174
1985 | 9 | 10 | 17:00 | 30
1985 | 9 | 10 | 18:00 | 1
1985 | 9 | 10 | 19:00 | 0
1985 | 9 | 10 | 20:00 | 0
1985 | 9 | 10 | 21:00 | 0
1985 | 9 | 10 | 22:00 | 0
1985 | 9 | 10 | 23:00 | 0
1985 | 9 | 10 | 24:00 | 0
1985 | 9 | 11 | 01:00 | 0
1985 | 9 | 11 | 02:00 | 0
1985 | 9 | 11 | 03:00 | 0
1985 | 9 | 11 | 04:00 | 0
1985 | 9 | 11 | 05:00 | 0
1985 | 9 | 11 | 06:00 | 0
1985 | 9 | 11 | 07:00 | 110
1985 | 9 | 11 | 08:00 | 1025
1985 | 9 | 11 | 09:00 | 1863
1985 | 9 | 11 | 10:00 | 2519
1985 | 9 | 11 | 11:00 | 2870
1985 | 9 | 11 | 12:00 | 2927
1985 | 9 | 11 | 13:00 | 2845
1985 | 9 | 11 | 14:00 | 2411
1985 | 9 | 11 | 15:00 | 2150
1985 | 9 | 11 | 16:00 | 1463
1985 | 9 | 11 | 17:00 | 661
1985 | 9 | 11 | 18:00 | 1
1985 | 9 | 11 | 19:00 | 0
1985 | 9 | 11 | 20:00 | 0
1985 | 9 | 11 | 21:00 | 0
1985 | 9 | 11 | 22:00 | 0
1985 | 9 | 11 | 23:00 | 0
1985 | 9 | 11 | 24:00 | 0
1985 | 9 | 12 | 01:00 | 0
1985 | 9 | 12 | 02:00 | 0
1985 | 9 | 12 | 03:00 | 0
1985 | 9 | 12 | 04:00 | 0
1985 | 9 | 12 | 05:00 | 0
1985 | 9 | 12 | 06:00 | 0
1985 | 9 | 12 | 07:00 | 310
1985 | 9 | 12 | 08:00 | 1170
1985 | 9 | 12 | 09:00 | 1880
1985 | 9 | 12 | 10:00 | 2083
1985 | 9 | 12 | 11:00 | 1942
1985 | 9 | 12 | 12:00 | 2364
1985 | 9 | 12 | 13:00 | 1658
1985 | 9 | 12 | 14:00 | 1893
1985 | 9 | 12 | 15:00 | 1915
1985 | 9 | 12 | 16:00 | 893
1985 | 9 | 12 | 17:00 | 378
1985 | 9 | 12 | 18:00 | 0
1985 | 9 | 12 | 19:00 | 0
1985 | 9 | 12 | 20:00 | 0
1985 | 9 | 12 | 21:00 | 0
1985 | 9 | 12 | 22:00 | 0
1985 | 9 | 12 | 23:00 | 0
1985 | 9 | 12 | 24:00 | 0
1985 | 9 | 13 | 01:00 | 0
1985 | 9 | 13 | 02:00 | 0
1985 | 9 | 13 | 03:00 | 0
1985 | 9 | 13 | 04:00 | 0
1985 | 9 | 13 | 05:00 | 0
1985 | 9 | 13 | 06:00 | 0
1985 | 9 | 13 | 07:00 | 323
1985 | 9 | 13 | 08:00 | 1208
1985 | 9 | 13 | 09:00 | 2029
1985 | 9 | 13 | 10:00 | 2516
1985 | 9 | 13 | 11:00 | 2170
1985 | 9 | 13 | 12:00 | 2908
1985 | 9 | 13 | 13:00 | 2137
1985 | 9 | 13 | 14:00 | 2323
1985 | 9 | 13 | 15:00 | 1665
1985 | 9 | 13 | 16:00 | 1340
1985 | 9 | 13 | 17:00 | 646
1985 | 9 | 13 | 18:00 | 1
1985 | 9 | 13 | 19:00 | 0
1985 | 9 | 13 | 20:00 | 0
1985 | 9 | 13 | 21:00 | 0
1985 | 9 | 13 | 22:00 | 0
1985 | 9 | 13 | 23:00 | 0
1985 | 9 | 13 | 24:00 | 0
1985 | 9 | 14 | 01:00 | 0
1985 | 9 | 14 | 02:00 | 0
1985 | 9 | 14 | 03:00 | 0
1985 | 9 | 14 | 04:00 | 0
1985 | 9 | 14 | 05:00 | 0
1985 | 9 | 14 | 06:00 | 0
1985 | 9 | 14 | 07:00 | 282
1985 | 9 | 14 | 08:00 | 1126
1985 | 9 | 14 | 09:00 | 1950
1985 | 9 | 14 | 10:00 | 2406
1985 | 9 | 14 | 11:00 | 2756
1985 | 9 | 14 | 12:00 | 3024
1985 | 9 | 14 | 13:00 | 2956
1985 | 9 | 14 | 14:00 | 2661
1985 | 9 | 14 | 15:00 | 2182
1985 | 9 | 14 | 16:00 | 1337
1985 | 9 | 14 | 17:00 | 585
1985 | 9 | 14 | 18:00 | 0
1985 | 9 | 14 | 19:00 | 0
1985 | 9 | 14 | 20:00 | 0
1985 | 9 | 14 | 21:00 | 0
1985 | 9 | 14 | 22:00 | 0
1985 | 9 | 14 | 23:00 | 0
1985 | 9 | 14 | 24:00 | 0
1985 | 9 | 15 | 01:00 | 0
1985 | 9 | 15 | 02:00 | 0
1985 | 9 | 15 | 03:00 | 0
1985 | 9 | 15 | 04:00 | 0
1985 | 9 | 15 | 05:00 | 0
1985 | 9 | 15 | 06:00 | 0
1985 | 9 | 15 | 07:00 | 171
1985 | 9 | 15 | 08:00 | 832
1985 | 9 | 15 | 09:00 | 1571
1985 | 9 | 15 | 10:00 | 2184
1985 | 9 | 15 | 11:00 | 2413
1985 | 9 | 15 | 12:00 | 2703
1985 | 9 | 15 | 13:00 | 2654
1985 | 9 | 15 | 14:00 | 2072
1985 | 9 | 15 | 15:00 | 2060
1985 | 9 | 15 | 16:00 | 1339
1985 | 9 | 15 | 17:00 | 548
1985 | 9 | 15 | 18:00 | 0
1985 | 9 | 15 | 19:00 | 0
1985 | 9 | 15 | 20:00 | 0
1985 | 9 | 15 | 21:00 | 0
1985 | 9 | 15 | 22:00 | 0
1985 | 9 | 15 | 23:00 | 0
1985 | 9 | 15 | 24:00 | 0
1985 | 9 | 16 | 01:00 | 0
1985 | 9 | 16 | 02:00 | 0
1985 | 9 | 16 | 03:00 | 0
1985 | 9 | 16 | 04:00 | 0
1985 | 9 | 16 | 05:00 | 0
1985 | 9 | 16 | 06:00 | 0
1985 | 9 | 16 | 07:00 | 164
1985 | 9 | 16 | 08:00 | 1024
1985 | 9 | 16 | 09:00 | 1874
1985 | 9 | 16 | 10:00 | 2386
1985 | 9 | 16 | 11:00 | 2602
1985 | 9 | 16 | 12:00 | 2721
1985 | 9 | 16 | 13:00 | 2645
1985 | 9 | 16 | 14:00 | 2266
1985 | 9 | 16 | 15:00 | 1877
1985 | 9 | 16 | 16:00 | 1188
1985 | 9 | 16 | 17:00 | 446
1985 | 9 | 16 | 18:00 | 1
1985 | 9 | 16 | 19:00 | 0
1985 | 9 | 16 | 20:00 | 0
1985 | 9 | 16 | 21:00 | 0
1985 | 9 | 16 | 22:00 | 0
1985 | 9 | 16 | 23:00 | 0
1985 | 9 | 16 | 24:00 | 0
1985 | 9 | 17 | 01:00 | 0
1985 | 9 | 17 | 02:00 | 0
1985 | 9 | 17 | 03:00 | 0
1985 | 9 | 17 | 04:00 | 0
1985 | 9 | 17 | 05:00 | 0
1985 | 9 | 17 | 06:00 | 0
1985 | 9 | 17 | 07:00 | 2
1985 | 9 | 17 | 08:00 | 116
1985 | 9 | 17 | 09:00 | 1923
1985 | 9 | 17 | 10:00 | 2191
1985 | 9 | 17 | 11:00 | 2512
1985 | 9 | 17 | 12:00 | 2630
1985 | 9 | 17 | 13:00 | 2734
1985 | 9 | 17 | 14:00 | 2395
1985 | 9 | 17 | 15:00 | 1823
1985 | 9 | 17 | 16:00 | 1231
1985 | 9 | 17 | 17:00 | 484
1985 | 9 | 17 | 18:00 | 1
1985 | 9 | 17 | 19:00 | 0
1985 | 9 | 17 | 20:00 | 0
1985 | 9 | 17 | 21:00 | 0
1985 | 9 | 17 | 22:00 | 0
1985 | 9 | 17 | 23:00 | 0
1985 | 9 | 17 | 24:00 | 0
1985 | 9 | 18 | 01:00 | 0
1985 | 9 | 18 | 02:00 | 0
1985 | 9 | 18 | 03:00 | 0
1985 | 9 | 18 | 04:00 | 0
1985 | 9 | 18 | 05:00 | 0
1985 | 9 | 18 | 06:00 | 0
1985 | 9 | 18 | 07:00 | 24
1985 | 9 | 18 | 08:00 | 113
1985 | 9 | 18 | 09:00 | 1280
1985 | 9 | 18 | 10:00 | 1945
1985 | 9 | 18 | 11:00 | 2256
1985 | 9 | 18 | 12:00 | 1833
1985 | 9 | 18 | 13:00 | 2152
1985 | 9 | 18 | 14:00 | 2130
1985 | 9 | 18 | 15:00 | 1157
1985 | 9 | 18 | 16:00 | 1253
1985 | 9 | 18 | 17:00 | 491
1985 | 9 | 18 | 18:00 | 0
1985 | 9 | 18 | 19:00 | 0
1985 | 9 | 18 | 20:00 | 0
1985 | 9 | 18 | 21:00 | 0
1985 | 9 | 18 | 22:00 | 0
1985 | 9 | 18 | 23:00 | 0
1985 | 9 | 18 | 24:00 | 0
1985 | 9 | 19 | 01:00 | 0
1985 | 9 | 19 | 02:00 | 0
1985 | 9 | 19 | 03:00 | 0
1985 | 9 | 19 | 04:00 | 0
1985 | 9 | 19 | 05:00 | 0
1985 | 9 | 19 | 06:00 | 0
1985 | 9 | 19 | 07:00 | 212
1985 | 9 | 19 | 08:00 | 1115
1985 | 9 | 19 | 09:00 | 1903
1985 | 9 | 19 | 10:00 | 2397
1985 | 9 | 19 | 11:00 | 2668
1985 | 9 | 19 | 12:00 | 2718
1985 | 9 | 19 | 13:00 | 2686
1985 | 9 | 19 | 14:00 | 2398
1985 | 9 | 19 | 15:00 | 2004
1985 | 9 | 19 | 16:00 | 1325
1985 | 9 | 19 | 17:00 | 530
1985 | 9 | 19 | 18:00 | 0
1985 | 9 | 19 | 19:00 | 0
1985 | 9 | 19 | 20:00 | 0
1985 | 9 | 19 | 21:00 | 0
1985 | 9 | 19 | 22:00 | 0
1985 | 9 | 19 | 23:00 | 0
1985 | 9 | 19 | 24:00 | 0
1985 | 9 | 20 | 01:00 | 0
1985 | 9 | 20 | 02:00 | 0
1985 | 9 | 20 | 03:00 | 0
1985 | 9 | 20 | 04:00 | 0
1985 | 9 | 20 | 05:00 | 0
1985 | 9 | 20 | 06:00 | 0
1985 | 9 | 20 | 07:00 | 145
1985 | 9 | 20 | 08:00 | 847
1985 | 9 | 20 | 09:00 | 1607
1985 | 9 | 20 | 10:00 | 2333
1985 | 9 | 20 | 11:00 | 2641
1985 | 9 | 20 | 12:00 | 2723
1985 | 9 | 20 | 13:00 | 2668
1985 | 9 | 20 | 14:00 | 2422
1985 | 9 | 20 | 15:00 | 1987
1985 | 9 | 20 | 16:00 | 1324
1985 | 9 | 20 | 17:00 | 531
1985 | 9 | 20 | 18:00 | 0
1985 | 9 | 20 | 19:00 | 0
1985 | 9 | 20 | 20:00 | 0
1985 | 9 | 20 | 21:00 | 0
1985 | 9 | 20 | 22:00 | 0
1985 | 9 | 20 | 23:00 | 0
1985 | 9 | 20 | 24:00 | 0
1985 | 9 | 21 | 01:00 | 0
1985 | 9 | 21 | 02:00 | 0
1985 | 9 | 21 | 03:00 | 0
1985 | 9 | 21 | 04:00 | 0
1985 | 9 | 21 | 05:00 | 0
1985 | 9 | 21 | 06:00 | 0
1985 | 9 | 21 | 07:00 | 294
1985 | 9 | 21 | 08:00 | 1133
1985 | 9 | 21 | 09:00 | 1848
1985 | 9 | 21 | 10:00 | 2365
1985 | 9 | 21 | 11:00 | 2623
1985 | 9 | 21 | 12:00 | 2791
1985 | 9 | 21 | 13:00 | 2572
1985 | 9 | 21 | 14:00 | 1262
1985 | 9 | 21 | 15:00 | 931
1985 | 9 | 21 | 16:00 | 150
1985 | 9 | 21 | 17:00 | 68
1985 | 9 | 21 | 18:00 | 0
1985 | 9 | 21 | 19:00 | 0
1985 | 9 | 21 | 20:00 | 0
1985 | 9 | 21 | 21:00 | 0
1985 | 9 | 21 | 22:00 | 0
1985 | 9 | 21 | 23:00 | 0
1985 | 9 | 21 | 24:00 | 0
1985 | 9 | 22 | 01:00 | 0
1985 | 9 | 22 | 02:00 | 0
1985 | 9 | 22 | 03:00 | 0
1985 | 9 | 22 | 04:00 | 0
1985 | 9 | 22 | 05:00 | 0
1985 | 9 | 22 | 06:00 | 0
1985 | 9 | 22 | 07:00 | 13
1985 | 9 | 22 | 08:00 | 881
1985 | 9 | 22 | 09:00 | 1193
1985 | 9 | 22 | 10:00 | 1356
1985 | 9 | 22 | 11:00 | 1015
1985 | 9 | 22 | 12:00 | 2295
1985 | 9 | 22 | 13:00 | 2731
1985 | 9 | 22 | 14:00 | 2036
1985 | 9 | 22 | 15:00 | 1661
1985 | 9 | 22 | 16:00 | 699
1985 | 9 | 22 | 17:00 | 369
1985 | 9 | 22 | 18:00 | 0
1985 | 9 | 22 | 19:00 | 0
1985 | 9 | 22 | 20:00 | 0
1985 | 9 | 22 | 21:00 | 0
1985 | 9 | 22 | 22:00 | 0
1985 | 9 | 22 | 23:00 | 0
1985 | 9 | 22 | 24:00 | 0
1985 | 9 | 23 | 01:00 | 0
1985 | 9 | 23 | 02:00 | 0
1985 | 9 | 23 | 03:00 | 0
1985 | 9 | 23 | 04:00 | 0
1985 | 9 | 23 | 05:00 | 0
1985 | 9 | 23 | 06:00 | 0
1985 | 9 | 23 | 07:00 | 1
1985 | 9 | 23 | 08:00 | 265
1985 | 9 | 23 | 09:00 | 631
1985 | 9 | 23 | 10:00 | 785
1985 | 9 | 23 | 11:00 | 885
1985 | 9 | 23 | 12:00 | 971
1985 | 9 | 23 | 13:00 | 881
1985 | 9 | 23 | 14:00 | 755
1985 | 9 | 23 | 15:00 | 680
1985 | 9 | 23 | 16:00 | 476
1985 | 9 | 23 | 17:00 | 67
1985 | 9 | 23 | 18:00 | 0
1985 | 9 | 23 | 19:00 | 0
1985 | 9 | 23 | 20:00 | 0
1985 | 9 | 23 | 21:00 | 0
1985 | 9 | 23 | 22:00 | 0
1985 | 9 | 23 | 23:00 | 0
1985 | 9 | 23 | 24:00 | 0
1985 | 9 | 24 | 01:00 | 0
1985 | 9 | 24 | 02:00 | 0
1985 | 9 | 24 | 03:00 | 0
1985 | 9 | 24 | 04:00 | 0
1985 | 9 | 24 | 05:00 | 0
1985 | 9 | 24 | 06:00 | 0
1985 | 9 | 24 | 07:00 | 11
1985 | 9 | 24 | 08:00 | 317
1985 | 9 | 24 | 09:00 | 335
1985 | 9 | 24 | 10:00 | 818
1985 | 9 | 24 | 11:00 | 567
1985 | 9 | 24 | 12:00 | 566
1985 | 9 | 24 | 13:00 | 498
1985 | 9 | 24 | 14:00 | 483
1985 | 9 | 24 | 15:00 | 368
1985 | 9 | 24 | 16:00 | 426
1985 | 9 | 24 | 17:00 | 26
1985 | 9 | 24 | 18:00 | 0
1985 | 9 | 24 | 19:00 | 0
1985 | 9 | 24 | 20:00 | 0
1985 | 9 | 24 | 21:00 | 0
1985 | 9 | 24 | 22:00 | 0
1985 | 9 | 24 | 23:00 | 0
1985 | 9 | 24 | 24:00 | 0
1985 | 9 | 25 | 01:00 | 0
1985 | 9 | 25 | 02:00 | 0
1985 | 9 | 25 | 03:00 | 0
1985 | 9 | 25 | 04:00 | 0
1985 | 9 | 25 | 05:00 | 0
1985 | 9 | 25 | 06:00 | 0
1985 | 9 | 25 | 07:00 | 219
1985 | 9 | 25 | 08:00 | 1158
1985 | 9 | 25 | 09:00 | 1856
1985 | 9 | 25 | 10:00 | 2231
1985 | 9 | 25 | 11:00 | 2750
1985 | 9 | 25 | 12:00 | 2667
1985 | 9 | 25 | 13:00 | 2695
1985 | 9 | 25 | 14:00 | 2503
1985 | 9 | 25 | 15:00 | 1554
1985 | 9 | 25 | 16:00 | 867
1985 | 9 | 25 | 17:00 | 205
1985 | 9 | 25 | 18:00 | 0
1985 | 9 | 25 | 19:00 | 0
1985 | 9 | 25 | 20:00 | 0
1985 | 9 | 25 | 21:00 | 0
1985 | 9 | 25 | 22:00 | 0
1985 | 9 | 25 | 23:00 | 0
1985 | 9 | 25 | 24:00 | 0
1985 | 9 | 26 | 01:00 | 0
1985 | 9 | 26 | 02:00 | 0
1985 | 9 | 26 | 03:00 | 0
1985 | 9 | 26 | 04:00 | 0
1985 | 9 | 26 | 05:00 | 0
1985 | 9 | 26 | 06:00 | 0
1985 | 9 | 26 | 07:00 | 26
1985 | 9 | 26 | 08:00 | 433
1985 | 9 | 26 | 09:00 | 1593
1985 | 9 | 26 | 10:00 | 2127
1985 | 9 | 26 | 11:00 | 2436
1985 | 9 | 26 | 12:00 | 2677
1985 | 9 | 26 | 13:00 | 1405
1985 | 9 | 26 | 14:00 | 878
1985 | 9 | 26 | 15:00 | 985
1985 | 9 | 26 | 16:00 | 217
1985 | 9 | 26 | 17:00 | 2
1985 | 9 | 26 | 18:00 | 0
1985 | 9 | 26 | 19:00 | 0
1985 | 9 | 26 | 20:00 | 0
1985 | 9 | 26 | 21:00 | 0
1985 | 9 | 26 | 22:00 | 0
1985 | 9 | 26 | 23:00 | 0
1985 | 9 | 26 | 24:00 | 0
1985 | 9 | 27 | 01:00 | 0
1985 | 9 | 27 | 02:00 | 0
1985 | 9 | 27 | 03:00 | 0
1985 | 9 | 27 | 04:00 | 0
1985 | 9 | 27 | 05:00 | 0
1985 | 9 | 27 | 06:00 | 0
1985 | 9 | 27 | 07:00 | 6
1985 | 9 | 27 | 08:00 | 238
1985 | 9 | 27 | 09:00 | 383
1985 | 9 | 27 | 10:00 | 403
1985 | 9 | 27 | 11:00 | 480
1985 | 9 | 27 | 12:00 | 595
1985 | 9 | 27 | 13:00 | 501
1985 | 9 | 27 | 14:00 | 498
1985 | 9 | 27 | 15:00 | 367
1985 | 9 | 27 | 16:00 | 59
1985 | 9 | 27 | 17:00 | 37
1985 | 9 | 27 | 18:00 | 0
1985 | 9 | 27 | 19:00 | 0
1985 | 9 | 27 | 20:00 | 0
1985 | 9 | 27 | 21:00 | 0
1985 | 9 | 27 | 22:00 | 0
1985 | 9 | 27 | 23:00 | 0
1985 | 9 | 27 | 24:00 | 0
1985 | 9 | 28 | 01:00 | 0
1985 | 9 | 28 | 02:00 | 0
1985 | 9 | 28 | 03:00 | 0
1985 | 9 | 28 | 04:00 | 0
1985 | 9 | 28 | 05:00 | 0
1985 | 9 | 28 | 06:00 | 0
1985 | 9 | 28 | 07:00 | 66
1985 | 9 | 28 | 08:00 | 121
1985 | 9 | 28 | 09:00 | 919
1985 | 9 | 28 | 10:00 | 1570
1985 | 9 | 28 | 11:00 | 1605
1985 | 9 | 28 | 12:00 | 2136
1985 | 9 | 28 | 13:00 | 2103
1985 | 9 | 28 | 14:00 | 2391
1985 | 9 | 28 | 15:00 | 2031
1985 | 9 | 28 | 16:00 | 1282
1985 | 9 | 28 | 17:00 | 442
1985 | 9 | 28 | 18:00 | 0
1985 | 9 | 28 | 19:00 | 0
1985 | 9 | 28 | 20:00 | 0
1985 | 9 | 28 | 21:00 | 0
1985 | 9 | 28 | 22:00 | 0
1985 | 9 | 28 | 23:00 | 0
1985 | 9 | 28 | 24:00 | 0
1985 | 9 | 29 | 01:00 | 0
1985 | 9 | 29 | 02:00 | 0
1985 | 9 | 29 | 03:00 | 0
1985 | 9 | 29 | 04:00 | 0
1985 | 9 | 29 | 05:00 | 0
1985 | 9 | 29 | 06:00 | 0
1985 | 9 | 29 | 07:00 | 217
1985 | 9 | 29 | 08:00 | 1132
1985 | 9 | 29 | 09:00 | 1789
1985 | 9 | 29 | 10:00 | 2220
1985 | 9 | 29 | 11:00 | 2318
1985 | 9 | 29 | 12:00 | 2641
1985 | 9 | 29 | 13:00 | 1875
1985 | 9 | 29 | 14:00 | 2175
1985 | 9 | 29 | 15:00 | 1667
1985 | 9 | 29 | 16:00 | 1140
1985 | 9 | 29 | 17:00 | 388
1985 | 9 | 29 | 18:00 | 0
1985 | 9 | 29 | 19:00 | 0
1985 | 9 | 29 | 20:00 | 0
1985 | 9 | 29 | 21:00 | 0
1985 | 9 | 29 | 22:00 | 0
1985 | 9 | 29 | 23:00 | 0
1985 | 9 | 29 | 24:00 | 0
1985 | 9 | 30 | 01:00 | 0
1985 | 9 | 30 | 02:00 | 0
1985 | 9 | 30 | 03:00 | 0
1985 | 9 | 30 | 04:00 | 0
1985 | 9 | 30 | 05:00 | 0
1985 | 9 | 30 | 06:00 | 0
1985 | 9 | 30 | 07:00 | 1
1985 | 9 | 30 | 08:00 | 300
1985 | 9 | 30 | 09:00 | 843
1985 | 9 | 30 | 10:00 | 2415
1985 | 9 | 30 | 11:00 | 2526
1985 | 9 | 30 | 12:00 | 2357
1985 | 9 | 30 | 13:00 | 2573
1985 | 9 | 30 | 14:00 | 2237
1985 | 9 | 30 | 15:00 | 1852
1985 | 9 | 30 | 16:00 | 1118
1985 | 9 | 30 | 17:00 | 430
1985 | 9 | 30 | 18:00 | 0
1985 | 9 | 30 | 19:00 | 0
1985 | 9 | 30 | 20:00 | 0
1985 | 9 | 30 | 21:00 | 0
1985 | 9 | 30 | 22:00 | 0
1985 | 9 | 30 | 23:00 | 0
1985 | 9 | 30 | 24:00 | 0
1986 | 10 | 1 | 01:00 | 0
1986 | 10 | 1 | 02:00 | 0
1986 | 10 | 1 | 03:00 | 0
1986 | 10 | 1 | 04:00 | 0
1986 | 10 | 1 | 05:00 | 0
1986 | 10 | 1 | 06:00 | 0
1986 | 10 | 1 | 07:00 | 39
1986 | 10 | 1 | 08:00 | 842
1986 | 10 | 1 | 09:00 | 1145
1986 | 10 | 1 | 10:00 | 1745
1986 | 10 | 1 | 11:00 | 1784
1986 | 10 | 1 | 12:00 | 2717
1986 | 10 | 1 | 13:00 | 1708
1986 | 10 | 1 | 14:00 | 1005
1986 | 10 | 1 | 15:00 | 1179
1986 | 10 | 1 | 16:00 | 1202
1986 | 10 | 1 | 17:00 | 461
1986 | 10 | 1 | 18:00 | 0
1986 | 10 | 1 | 19:00 | 0
1986 | 10 | 1 | 20:00 | 0
1986 | 10 | 1 | 21:00 | 0
1986 | 10 | 1 | 22:00 | 0
1986 | 10 | 1 | 23:00 | 0
1986 | 10 | 1 | 24:00 | 0
1986 | 10 | 2 | 01:00 | 0
1986 | 10 | 2 | 02:00 | 0
1986 | 10 | 2 | 03:00 | 0
1986 | 10 | 2 | 04:00 | 0
1986 | 10 | 2 | 05:00 | 0
1986 | 10 | 2 | 06:00 | 0
1986 | 10 | 2 | 07:00 | 8
1986 | 10 | 2 | 08:00 | 409
1986 | 10 | 2 | 09:00 | 715
1986 | 10 | 2 | 10:00 | 750
1986 | 10 | 2 | 11:00 | 643
1986 | 10 | 2 | 12:00 | 390
1986 | 10 | 2 | 13:00 | 669
1986 | 10 | 2 | 14:00 | 306
1986 | 10 | 2 | 15:00 | 200
1986 | 10 | 2 | 16:00 | 372
1986 | 10 | 2 | 17:00 | 1
1986 | 10 | 2 | 18:00 | 0
1986 | 10 | 2 | 19:00 | 0
1986 | 10 | 2 | 20:00 | 0
1986 | 10 | 2 | 21:00 | 0
1986 | 10 | 2 | 22:00 | 0
1986 | 10 | 2 | 23:00 | 0
1986 | 10 | 2 | 24:00 | 0
1986 | 10 | 3 | 01:00 | 0
1986 | 10 | 3 | 02:00 | 0
1986 | 10 | 3 | 03:00 | 0
1986 | 10 | 3 | 04:00 | 0
1986 | 10 | 3 | 05:00 | 0
1986 | 10 | 3 | 06:00 | 0
1986 | 10 | 3 | 07:00 | 18
1986 | 10 | 3 | 08:00 | 634
1986 | 10 | 3 | 09:00 | 1241
1986 | 10 | 3 | 10:00 | 1050
1986 | 10 | 3 | 11:00 | 442
1986 | 10 | 3 | 12:00 | 627
1986 | 10 | 3 | 13:00 | 686
1986 | 10 | 3 | 14:00 | 530
1986 | 10 | 3 | 15:00 | 512
1986 | 10 | 3 | 16:00 | 7
1986 | 10 | 3 | 17:00 | 0
1986 | 10 | 3 | 18:00 | 0
1986 | 10 | 3 | 19:00 | 0
1986 | 10 | 3 | 20:00 | 0
1986 | 10 | 3 | 21:00 | 0
1986 | 10 | 3 | 22:00 | 0
1986 | 10 | 3 | 23:00 | 0
1986 | 10 | 3 | 24:00 | 0
1986 | 10 | 4 | 01:00 | 0
1986 | 10 | 4 | 02:00 | 0
1986 | 10 | 4 | 03:00 | 0
1986 | 10 | 4 | 04:00 | 0
1986 | 10 | 4 | 05:00 | 0
1986 | 10 | 4 | 06:00 | 0
1986 | 10 | 4 | 07:00 | 4
1986 | 10 | 4 | 08:00 | 376
1986 | 10 | 4 | 09:00 | 1459
1986 | 10 | 4 | 10:00 | 2204
1986 | 10 | 4 | 11:00 | 1891
1986 | 10 | 4 | 12:00 | 1488
1986 | 10 | 4 | 13:00 | 1920
1986 | 10 | 4 | 14:00 | 1565
1986 | 10 | 4 | 15:00 | 736
1986 | 10 | 4 | 16:00 | 6
1986 | 10 | 4 | 17:00 | 1
1986 | 10 | 4 | 18:00 | 0
1986 | 10 | 4 | 19:00 | 0
1986 | 10 | 4 | 20:00 | 0
1986 | 10 | 4 | 21:00 | 0
1986 | 10 | 4 | 22:00 | 0
1986 | 10 | 4 | 23:00 | 0
1986 | 10 | 4 | 24:00 | 0
1986 | 10 | 5 | 01:00 | 0
1986 | 10 | 5 | 02:00 | 0
1986 | 10 | 5 | 03:00 | 0
1986 | 10 | 5 | 04:00 | 0
1986 | 10 | 5 | 05:00 | 0
1986 | 10 | 5 | 06:00 | 0
1986 | 10 | 5 | 07:00 | 18
1986 | 10 | 5 | 08:00 | 652
1986 | 10 | 5 | 09:00 | 875
1986 | 10 | 5 | 10:00 | 1700
1986 | 10 | 5 | 11:00 | 2964
1986 | 10 | 5 | 12:00 | 2300
1986 | 10 | 5 | 13:00 | 2128
1986 | 10 | 5 | 14:00 | 2011
1986 | 10 | 5 | 15:00 | 1495
1986 | 10 | 5 | 16:00 | 655
1986 | 10 | 5 | 17:00 | 82
1986 | 10 | 5 | 18:00 | 0
1986 | 10 | 5 | 19:00 | 0
1986 | 10 | 5 | 20:00 | 0
1986 | 10 | 5 | 21:00 | 0
1986 | 10 | 5 | 22:00 | 0
1986 | 10 | 5 | 23:00 | 0
1986 | 10 | 5 | 24:00 | 0
1986 | 10 | 6 | 01:00 | 0
1986 | 10 | 6 | 02:00 | 0
1986 | 10 | 6 | 03:00 | 0
1986 | 10 | 6 | 04:00 | 0
1986 | 10 | 6 | 05:00 | 0
1986 | 10 | 6 | 06:00 | 0
1986 | 10 | 6 | 07:00 | 45
1986 | 10 | 6 | 08:00 | 1102
1986 | 10 | 6 | 09:00 | 1805
1986 | 10 | 6 | 10:00 | 1864
1986 | 10 | 6 | 11:00 | 1857
1986 | 10 | 6 | 12:00 | 2055
1986 | 10 | 6 | 13:00 | 2327
1986 | 10 | 6 | 14:00 | 710
1986 | 10 | 6 | 15:00 | 421
1986 | 10 | 6 | 16:00 | 577
1986 | 10 | 6 | 17:00 | 23
1986 | 10 | 6 | 18:00 | 0
1986 | 10 | 6 | 19:00 | 0
1986 | 10 | 6 | 20:00 | 0
1986 | 10 | 6 | 21:00 | 0
1986 | 10 | 6 | 22:00 | 0
1986 | 10 | 6 | 23:00 | 0
1986 | 10 | 6 | 24:00 | 0
1986 | 10 | 7 | 01:00 | 0
1986 | 10 | 7 | 02:00 | 0
1986 | 10 | 7 | 03:00 | 0
1986 | 10 | 7 | 04:00 | 0
1986 | 10 | 7 | 05:00 | 0
1986 | 10 | 7 | 06:00 | 0
1986 | 10 | 7 | 07:00 | 17
1986 | 10 | 7 | 08:00 | 503
1986 | 10 | 7 | 09:00 | 1637
1986 | 10 | 7 | 10:00 | 1616
1986 | 10 | 7 | 11:00 | 2969
1986 | 10 | 7 | 12:00 | 3047
1986 | 10 | 7 | 13:00 | 2963
1986 | 10 | 7 | 14:00 | 2637
1986 | 10 | 7 | 15:00 | 2056
1986 | 10 | 7 | 16:00 | 1224
1986 | 10 | 7 | 17:00 | 324
1986 | 10 | 7 | 18:00 | 0
1986 | 10 | 7 | 19:00 | 0
1986 | 10 | 7 | 20:00 | 0
1986 | 10 | 7 | 21:00 | 0
1986 | 10 | 7 | 22:00 | 0
1986 | 10 | 7 | 23:00 | 0
1986 | 10 | 7 | 24:00 | 0
1986 | 10 | 8 | 01:00 | 0
1986 | 10 | 8 | 02:00 | 0
1986 | 10 | 8 | 03:00 | 0
1986 | 10 | 8 | 04:00 | 0
1986 | 10 | 8 | 05:00 | 0
1986 | 10 | 8 | 06:00 | 0
1986 | 10 | 8 | 07:00 | 274
1986 | 10 | 8 | 08:00 | 1256
1986 | 10 | 8 | 09:00 | 2061
1986 | 10 | 8 | 10:00 | 2505
1986 | 10 | 8 | 11:00 | 2916
1986 | 10 | 8 | 12:00 | 2872
1986 | 10 | 8 | 13:00 | 2758
1986 | 10 | 8 | 14:00 | 2106
1986 | 10 | 8 | 15:00 | 1605
1986 | 10 | 8 | 16:00 | 836
1986 | 10 | 8 | 17:00 | 291
1986 | 10 | 8 | 18:00 | 0
1986 | 10 | 8 | 19:00 | 0
1986 | 10 | 8 | 20:00 | 0
1986 | 10 | 8 | 21:00 | 0
1986 | 10 | 8 | 22:00 | 0
1986 | 10 | 8 | 23:00 | 0
1986 | 10 | 8 | 24:00 | 0
1986 | 10 | 9 | 01:00 | 0
1986 | 10 | 9 | 02:00 | 0
1986 | 10 | 9 | 03:00 | 0
1986 | 10 | 9 | 04:00 | 0
1986 | 10 | 9 | 05:00 | 0
1986 | 10 | 9 | 06:00 | 0
1986 | 10 | 9 | 07:00 | 102
1986 | 10 | 9 | 08:00 | 1083
1986 | 10 | 9 | 09:00 | 1511
1986 | 10 | 9 | 10:00 | 1475
1986 | 10 | 9 | 11:00 | 1461
1986 | 10 | 9 | 12:00 | 702
1986 | 10 | 9 | 13:00 | 559
1986 | 10 | 9 | 14:00 | 641
1986 | 10 | 9 | 15:00 | 446
1986 | 10 | 9 | 16:00 | 168
1986 | 10 | 9 | 17:00 | 0
1986 | 10 | 9 | 18:00 | 0
1986 | 10 | 9 | 19:00 | 0
1986 | 10 | 9 | 20:00 | 0
1986 | 10 | 9 | 21:00 | 0
1986 | 10 | 9 | 22:00 | 0
1986 | 10 | 9 | 23:00 | 0
1986 | 10 | 9 | 24:00 | 0
1986 | 10 | 10 | 01:00 | 0
1986 | 10 | 10 | 02:00 | 0
1986 | 10 | 10 | 03:00 | 0
1986 | 10 | 10 | 04:00 | 0
1986 | 10 | 10 | 05:00 | 0
1986 | 10 | 10 | 06:00 | 0
1986 | 10 | 10 | 07:00 | 109
1986 | 10 | 10 | 08:00 | 1214
1986 | 10 | 10 | 09:00 | 2102
1986 | 10 | 10 | 10:00 | 2672
1986 | 10 | 10 | 11:00 | 3033
1986 | 10 | 10 | 12:00 | 3056
1986 | 10 | 10 | 13:00 | 2934
1986 | 10 | 10 | 14:00 | 2717
1986 | 10 | 10 | 15:00 | 2107
1986 | 10 | 10 | 16:00 | 1272
1986 | 10 | 10 | 17:00 | 345
1986 | 10 | 10 | 18:00 | 0
1986 | 10 | 10 | 19:00 | 0
1986 | 10 | 10 | 20:00 | 0
1986 | 10 | 10 | 21:00 | 0
1986 | 10 | 10 | 22:00 | 0
1986 | 10 | 10 | 23:00 | 0
1986 | 10 | 10 | 24:00 | 0
1986 | 10 | 11 | 01:00 | 0
1986 | 10 | 11 | 02:00 | 0
1986 | 10 | 11 | 03:00 | 0
1986 | 10 | 11 | 04:00 | 0
1986 | 10 | 11 | 05:00 | 0
1986 | 10 | 11 | 06:00 | 0
1986 | 10 | 11 | 07:00 | 58
1986 | 10 | 11 | 08:00 | 1079
1986 | 10 | 11 | 09:00 | 1901
1986 | 10 | 11 | 10:00 | 2458
1986 | 10 | 11 | 11:00 | 2070
1986 | 10 | 11 | 12:00 | 2304
1986 | 10 | 11 | 13:00 | 2787
1986 | 10 | 11 | 14:00 | 1995
1986 | 10 | 11 | 15:00 | 1689
1986 | 10 | 11 | 16:00 | 1075
1986 | 10 | 11 | 17:00 | 113
1986 | 10 | 11 | 18:00 | 0
1986 | 10 | 11 | 19:00 | 0
1986 | 10 | 11 | 20:00 | 0
1986 | 10 | 11 | 21:00 | 0
1986 | 10 | 11 | 22:00 | 0
1986 | 10 | 11 | 23:00 | 0
1986 | 10 | 11 | 24:00 | 0
1986 | 10 | 12 | 01:00 | 0
1986 | 10 | 12 | 02:00 | 0
1986 | 10 | 12 | 03:00 | 0
1986 | 10 | 12 | 04:00 | 0
1986 | 10 | 12 | 05:00 | 0
1986 | 10 | 12 | 06:00 | 0
1986 | 10 | 12 | 07:00 | 0
1986 | 10 | 12 | 08:00 | 263
1986 | 10 | 12 | 09:00 | 1055
1986 | 10 | 12 | 10:00 | 2085
1986 | 10 | 12 | 11:00 | 2041
1986 | 10 | 12 | 12:00 | 2519
1986 | 10 | 12 | 13:00 | 2487
1986 | 10 | 12 | 14:00 | 2023
1986 | 10 | 12 | 15:00 | 1661
1986 | 10 | 12 | 16:00 | 807
1986 | 10 | 12 | 17:00 | 0
1986 | 10 | 12 | 18:00 | 0
1986 | 10 | 12 | 19:00 | 0
1986 | 10 | 12 | 20:00 | 0
1986 | 10 | 12 | 21:00 | 0
1986 | 10 | 12 | 22:00 | 0
1986 | 10 | 12 | 23:00 | 0
1986 | 10 | 12 | 24:00 | 0
1986 | 10 | 13 | 01:00 | 0
1986 | 10 | 13 | 02:00 | 0
1986 | 10 | 13 | 03:00 | 0
1986 | 10 | 13 | 04:00 | 0
1986 | 10 | 13 | 05:00 | 0
1986 | 10 | 13 | 06:00 | 0
1986 | 10 | 13 | 07:00 | 0
1986 | 10 | 13 | 08:00 | 68
1986 | 10 | 13 | 09:00 | 427
1986 | 10 | 13 | 10:00 | 502
1986 | 10 | 13 | 11:00 | 673
1986 | 10 | 13 | 12:00 | 402
1986 | 10 | 13 | 13:00 | 446
1986 | 10 | 13 | 14:00 | 652
1986 | 10 | 13 | 15:00 | 479
1986 | 10 | 13 | 16:00 | 352
1986 | 10 | 13 | 17:00 | 0
1986 | 10 | 13 | 18:00 | 0
1986 | 10 | 13 | 19:00 | 0
1986 | 10 | 13 | 20:00 | 0
1986 | 10 | 13 | 21:00 | 0
1986 | 10 | 13 | 22:00 | 0
1986 | 10 | 13 | 23:00 | 0
1986 | 10 | 13 | 24:00 | 0
1986 | 10 | 14 | 01:00 | 0
1986 | 10 | 14 | 02:00 | 0
1986 | 10 | 14 | 03:00 | 0
1986 | 10 | 14 | 04:00 | 0
1986 | 10 | 14 | 05:00 | 0
1986 | 10 | 14 | 06:00 | 0
1986 | 10 | 14 | 07:00 | 0
1986 | 10 | 14 | 08:00 | 19
1986 | 10 | 14 | 09:00 | 142
1986 | 10 | 14 | 10:00 | 447
1986 | 10 | 14 | 11:00 | 456
1986 | 10 | 14 | 12:00 | 491
1986 | 10 | 14 | 13:00 | 485
1986 | 10 | 14 | 14:00 | 686
1986 | 10 | 14 | 15:00 | 602
1986 | 10 | 14 | 16:00 | 283
1986 | 10 | 14 | 17:00 | 4
1986 | 10 | 14 | 18:00 | 0
1986 | 10 | 14 | 19:00 | 0
1986 | 10 | 14 | 20:00 | 0
1986 | 10 | 14 | 21:00 | 0
1986 | 10 | 14 | 22:00 | 0
1986 | 10 | 14 | 23:00 | 0
1986 | 10 | 14 | 24:00 | 0
1986 | 10 | 15 | 01:00 | 0
1986 | 10 | 15 | 02:00 | 0
1986 | 10 | 15 | 03:00 | 0
1986 | 10 | 15 | 04:00 | 0
1986 | 10 | 15 | 05:00 | 0
1986 | 10 | 15 | 06:00 | 0
1986 | 10 | 15 | 07:00 | 61
1986 | 10 | 15 | 08:00 | 1104
1986 | 10 | 15 | 09:00 | 1968
1986 | 10 | 15 | 10:00 | 2459
1986 | 10 | 15 | 11:00 | 1492
1986 | 10 | 15 | 12:00 | 1188
1986 | 10 | 15 | 13:00 | 2128
1986 | 10 | 15 | 14:00 | 1455
1986 | 10 | 15 | 15:00 | 1902
1986 | 10 | 15 | 16:00 | 1015
1986 | 10 | 15 | 17:00 | 97
1986 | 10 | 15 | 18:00 | 0
1986 | 10 | 15 | 19:00 | 0
1986 | 10 | 15 | 20:00 | 0
1986 | 10 | 15 | 21:00 | 0
1986 | 10 | 15 | 22:00 | 0
1986 | 10 | 15 | 23:00 | 0
1986 | 10 | 15 | 24:00 | 0
1986 | 10 | 16 | 01:00 | 0
1986 | 10 | 16 | 02:00 | 0
1986 | 10 | 16 | 03:00 | 0
1986 | 10 | 16 | 04:00 | 0
1986 | 10 | 16 | 05:00 | 0
1986 | 10 | 16 | 06:00 | 0
1986 | 10 | 16 | 07:00 | 7
1986 | 10 | 16 | 08:00 | 600
1986 | 10 | 16 | 09:00 | 820
1986 | 10 | 16 | 10:00 | 1193
1986 | 10 | 16 | 11:00 | 1500
1986 | 10 | 16 | 12:00 | 839
1986 | 10 | 16 | 13:00 | 705
1986 | 10 | 16 | 14:00 | 643
1986 | 10 | 16 | 15:00 | 238
1986 | 10 | 16 | 16:00 | 15
1986 | 10 | 16 | 17:00 | 0
1986 | 10 | 16 | 18:00 | 0
1986 | 10 | 16 | 19:00 | 0
1986 | 10 | 16 | 20:00 | 0
1986 | 10 | 16 | 21:00 | 0
1986 | 10 | 16 | 22:00 | 0
1986 | 10 | 16 | 23:00 | 0
1986 | 10 | 16 | 24:00 | 0
1986 | 10 | 17 | 01:00 | 0
1986 | 10 | 17 | 02:00 | 0
1986 | 10 | 17 | 03:00 | 0
1986 | 10 | 17 | 04:00 | 0
1986 | 10 | 17 | 05:00 | 0
1986 | 10 | 17 | 06:00 | 0
1986 | 10 | 17 | 07:00 | 0
1986 | 10 | 17 | 08:00 | 39
1986 | 10 | 17 | 09:00 | 213
1986 | 10 | 17 | 10:00 | 544
1986 | 10 | 17 | 11:00 | 582
1986 | 10 | 17 | 12:00 | 693
1986 | 10 | 17 | 13:00 | 801
1986 | 10 | 17 | 14:00 | 657
1986 | 10 | 17 | 15:00 | 460
1986 | 10 | 17 | 16:00 | 196
1986 | 10 | 17 | 17:00 | 1
1986 | 10 | 17 | 18:00 | 0
1986 | 10 | 17 | 19:00 | 0
1986 | 10 | 17 | 20:00 | 0
1986 | 10 | 17 | 21:00 | 0
1986 | 10 | 17 | 22:00 | 0
1986 | 10 | 17 | 23:00 | 0
1986 | 10 | 17 | 24:00 | 0
1986 | 10 | 18 | 01:00 | 0
1986 | 10 | 18 | 02:00 | 0
1986 | 10 | 18 | 03:00 | 0
1986 | 10 | 18 | 04:00 | 0
1986 | 10 | 18 | 05:00 | 0
1986 | 10 | 18 | 06:00 | 0
1986 | 10 | 18 | 07:00 | 3
1986 | 10 | 18 | 08:00 | 280
1986 | 10 | 18 | 09:00 | 1515
1986 | 10 | 18 | 10:00 | 2340
1986 | 10 | 18 | 11:00 | 980
1986 | 10 | 18 | 12:00 | 985
1986 | 10 | 18 | 13:00 | 902
1986 | 10 | 18 | 14:00 | 1969
1986 | 10 | 18 | 15:00 | 1869
1986 | 10 | 18 | 16:00 | 1119
1986 | 10 | 18 | 17:00 | 99
1986 | 10 | 18 | 18:00 | 0
1986 | 10 | 18 | 19:00 | 0
1986 | 10 | 18 | 20:00 | 0
1986 | 10 | 18 | 21:00 | 0
1986 | 10 | 18 | 22:00 | 0
1986 | 10 | 18 | 23:00 | 0
1986 | 10 | 18 | 24:00 | 0
1986 | 10 | 19 | 01:00 | 0
1986 | 10 | 19 | 02:00 | 0
1986 | 10 | 19 | 03:00 | 0
1986 | 10 | 19 | 04:00 | 0
1986 | 10 | 19 | 05:00 | 0
1986 | 10 | 19 | 06:00 | 0
1986 | 10 | 19 | 07:00 | 24
1986 | 10 | 19 | 08:00 | 1004
1986 | 10 | 19 | 09:00 | 1784
1986 | 10 | 19 | 10:00 | 1554
1986 | 10 | 19 | 11:00 | 1945
1986 | 10 | 19 | 12:00 | 2176
1986 | 10 | 19 | 13:00 | 2451
1986 | 10 | 19 | 14:00 | 2305
1986 | 10 | 19 | 15:00 | 1838
1986 | 10 | 19 | 16:00 | 1059
1986 | 10 | 19 | 17:00 | 62
1986 | 10 | 19 | 18:00 | 0
1986 | 10 | 19 | 19:00 | 0
1986 | 10 | 19 | 20:00 | 0
1986 | 10 | 19 | 21:00 | 0
1986 | 10 | 19 | 22:00 | 0
1986 | 10 | 19 | 23:00 | 0
1986 | 10 | 19 | 24:00 | 0
1986 | 10 | 20 | 01:00 | 0
1986 | 10 | 20 | 02:00 | 0
1986 | 10 | 20 | 03:00 | 0
1986 | 10 | 20 | 04:00 | 0
1986 | 10 | 20 | 05:00 | 0
1986 | 10 | 20 | 06:00 | 0
1986 | 10 | 20 | 07:00 | 2
1986 | 10 | 20 | 08:00 | 134
1986 | 10 | 20 | 09:00 | 759
1986 | 10 | 20 | 10:00 | 487
1986 | 10 | 20 | 11:00 | 603
1986 | 10 | 20 | 12:00 | 2339
1986 | 10 | 20 | 13:00 | 2519
1986 | 10 | 20 | 14:00 | 2089
1986 | 10 | 20 | 15:00 | 1531
1986 | 10 | 20 | 16:00 | 1039
1986 | 10 | 20 | 17:00 | 60
1986 | 10 | 20 | 18:00 | 0
1986 | 10 | 20 | 19:00 | 0
1986 | 10 | 20 | 20:00 | 0
1986 | 10 | 20 | 21:00 | 0
1986 | 10 | 20 | 22:00 | 0
1986 | 10 | 20 | 23:00 | 0
1986 | 10 | 20 | 24:00 | 0
1986 | 10 | 21 | 01:00 | 0
1986 | 10 | 21 | 02:00 | 0
1986 | 10 | 21 | 03:00 | 0
1986 | 10 | 21 | 04:00 | 0
1986 | 10 | 21 | 05:00 | 0
1986 | 10 | 21 | 06:00 | 0
1986 | 10 | 21 | 07:00 | 0
1986 | 10 | 21 | 08:00 | 5
1986 | 10 | 21 | 09:00 | 344
1986 | 10 | 21 | 10:00 | 2260
1986 | 10 | 21 | 11:00 | 2614
1986 | 10 | 21 | 12:00 | 2498
1986 | 10 | 21 | 13:00 | 2079
1986 | 10 | 21 | 14:00 | 774
1986 | 10 | 21 | 15:00 | 155
1986 | 10 | 21 | 16:00 | 1
1986 | 10 | 21 | 17:00 | 0
1986 | 10 | 21 | 18:00 | 0
1986 | 10 | 21 | 19:00 | 0
1986 | 10 | 21 | 20:00 | 0
1986 | 10 | 21 | 21:00 | 0
1986 | 10 | 21 | 22:00 | 0
1986 | 10 | 21 | 23:00 | 0
1986 | 10 | 21 | 24:00 | 0
1986 | 10 | 22 | 01:00 | 0
1986 | 10 | 22 | 02:00 | 0
1986 | 10 | 22 | 03:00 | 0
1986 | 10 | 22 | 04:00 | 0
1986 | 10 | 22 | 05:00 | 0
1986 | 10 | 22 | 06:00 | 0
1986 | 10 | 22 | 07:00 | 0
1986 | 10 | 22 | 08:00 | 1016
1986 | 10 | 22 | 09:00 | 1686
1986 | 10 | 22 | 10:00 | 2192
1986 | 10 | 22 | 11:00 | 2379
1986 | 10 | 22 | 12:00 | 2583
1986 | 10 | 22 | 13:00 | 2506
1986 | 10 | 22 | 14:00 | 2248
1986 | 10 | 22 | 15:00 | 1857
1986 | 10 | 22 | 16:00 | 978
1986 | 10 | 22 | 17:00 | 48
1986 | 10 | 22 | 18:00 | 0
1986 | 10 | 22 | 19:00 | 0
1986 | 10 | 22 | 20:00 | 0
1986 | 10 | 22 | 21:00 | 0
1986 | 10 | 22 | 22:00 | 0
1986 | 10 | 22 | 23:00 | 0
1986 | 10 | 22 | 24:00 | 0
1986 | 10 | 23 | 01:00 | 0
1986 | 10 | 23 | 02:00 | 0
1986 | 10 | 23 | 03:00 | 0
1986 | 10 | 23 | 04:00 | 0
1986 | 10 | 23 | 05:00 | 0
1986 | 10 | 23 | 06:00 | 0
1986 | 10 | 23 | 07:00 | 4
1986 | 10 | 23 | 08:00 | 487
1986 | 10 | 23 | 09:00 | 835
1986 | 10 | 23 | 10:00 | 2034
1986 | 10 | 23 | 11:00 | 832
1986 | 10 | 23 | 12:00 | 1826
1986 | 10 | 23 | 13:00 | 1652
1986 | 10 | 23 | 14:00 | 86
1986 | 10 | 23 | 15:00 | 455
1986 | 10 | 23 | 16:00 | 780
1986 | 10 | 23 | 17:00 | 6
1986 | 10 | 23 | 18:00 | 0
1986 | 10 | 23 | 19:00 | 0
1986 | 10 | 23 | 20:00 | 0
1986 | 10 | 23 | 21:00 | 0
1986 | 10 | 23 | 22:00 | 0
1986 | 10 | 23 | 23:00 | 0
1986 | 10 | 23 | 24:00 | 0
1986 | 10 | 24 | 01:00 | 0
1986 | 10 | 24 | 02:00 | 0
1986 | 10 | 24 | 03:00 | 0
1986 | 10 | 24 | 04:00 | 0
1986 | 10 | 24 | 05:00 | 0
1986 | 10 | 24 | 06:00 | 0
1986 | 10 | 24 | 07:00 | 11
1986 | 10 | 24 | 08:00 | 942
1986 | 10 | 24 | 09:00 | 1834
1986 | 10 | 24 | 10:00 | 2440
1986 | 10 | 24 | 11:00 | 2692
1986 | 10 | 24 | 12:00 | 2791
1986 | 10 | 24 | 13:00 | 2666
1986 | 10 | 24 | 14:00 | 2438
1986 | 10 | 24 | 15:00 | 1814
1986 | 10 | 24 | 16:00 | 938
1986 | 10 | 24 | 17:00 | 11
1986 | 10 | 24 | 18:00 | 0
1986 | 10 | 24 | 19:00 | 0
1986 | 10 | 24 | 20:00 | 0
1986 | 10 | 24 | 21:00 | 0
1986 | 10 | 24 | 22:00 | 0
1986 | 10 | 24 | 23:00 | 0
1986 | 10 | 24 | 24:00 | 0
1986 | 10 | 25 | 01:00 | 0
1986 | 10 | 25 | 02:00 | 0
1986 | 10 | 25 | 03:00 | 0
1986 | 10 | 25 | 04:00 | 0
1986 | 10 | 25 | 05:00 | 0
1986 | 10 | 25 | 06:00 | 0
1986 | 10 | 25 | 07:00 | 5
1986 | 10 | 25 | 08:00 | 865
1986 | 10 | 25 | 09:00 | 1678
1986 | 10 | 25 | 10:00 | 2294
1986 | 10 | 25 | 11:00 | 2606
1986 | 10 | 25 | 12:00 | 2724
1986 | 10 | 25 | 13:00 | 2575
1986 | 10 | 25 | 14:00 | 1747
1986 | 10 | 25 | 15:00 | 1483
1986 | 10 | 25 | 16:00 | 742
1986 | 10 | 25 | 17:00 | 1
1986 | 10 | 25 | 18:00 | 0
1986 | 10 | 25 | 19:00 | 0
1986 | 10 | 25 | 20:00 | 0
1986 | 10 | 25 | 21:00 | 0
1986 | 10 | 25 | 22:00 | 0
1986 | 10 | 25 | 23:00 | 0
1986 | 10 | 25 | 24:00 | 0
1986 | 10 | 26 | 01:00 | 0
1986 | 10 | 26 | 02:00 | 0
1986 | 10 | 26 | 03:00 | 0
1986 | 10 | 26 | 04:00 | 0
1986 | 10 | 26 | 05:00 | 0
1986 | 10 | 26 | 06:00 | 0
1986 | 10 | 26 | 07:00 | 0
1986 | 10 | 26 | 08:00 | 23
1986 | 10 | 26 | 09:00 | 230
1986 | 10 | 26 | 10:00 | 435
1986 | 10 | 26 | 11:00 | 558
1986 | 10 | 26 | 12:00 | 602
1986 | 10 | 26 | 13:00 | 837
1986 | 10 | 26 | 14:00 | 449
1986 | 10 | 26 | 15:00 | 24
1986 | 10 | 26 | 16:00 | 4
1986 | 10 | 26 | 17:00 | 0
1986 | 10 | 26 | 18:00 | 0
1986 | 10 | 26 | 19:00 | 0
1986 | 10 | 26 | 20:00 | 0
1986 | 10 | 26 | 21:00 | 0
1986 | 10 | 26 | 22:00 | 0
1986 | 10 | 26 | 23:00 | 0
1986 | 10 | 26 | 24:00 | 0
1986 | 10 | 27 | 01:00 | 0
1986 | 10 | 27 | 02:00 | 0
1986 | 10 | 27 | 03:00 | 0
1986 | 10 | 27 | 04:00 | 0
1986 | 10 | 27 | 05:00 | 0
1986 | 10 | 27 | 06:00 | 0
1986 | 10 | 27 | 07:00 | 0
1986 | 10 | 27 | 08:00 | 2
1986 | 10 | 27 | 09:00 | 66
1986 | 10 | 27 | 10:00 | 291
1986 | 10 | 27 | 11:00 | 424
1986 | 10 | 27 | 12:00 | 503
1986 | 10 | 27 | 13:00 | 473
1986 | 10 | 27 | 14:00 | 309
1986 | 10 | 27 | 15:00 | 100
1986 | 10 | 27 | 16:00 | 6
1986 | 10 | 27 | 17:00 | 0
1986 | 10 | 27 | 18:00 | 0
1986 | 10 | 27 | 19:00 | 0
1986 | 10 | 27 | 20:00 | 0
1986 | 10 | 27 | 21:00 | 0
1986 | 10 | 27 | 22:00 | 0
1986 | 10 | 27 | 23:00 | 0
1986 | 10 | 27 | 24:00 | 0
1986 | 10 | 28 | 01:00 | 0
1986 | 10 | 28 | 02:00 | 0
1986 | 10 | 28 | 03:00 | 0
1986 | 10 | 28 | 04:00 | 0
1986 | 10 | 28 | 05:00 | 0
1986 | 10 | 28 | 06:00 | 0
1986 | 10 | 28 | 07:00 | 0
1986 | 10 | 28 | 08:00 | 75
1986 | 10 | 28 | 09:00 | 498
1986 | 10 | 28 | 10:00 | 768
1986 | 10 | 28 | 11:00 | 997
1986 | 10 | 28 | 12:00 | 987
1986 | 10 | 28 | 13:00 | 1601
1986 | 10 | 28 | 14:00 | 568
1986 | 10 | 28 | 15:00 | 261
1986 | 10 | 28 | 16:00 | 120
1986 | 10 | 28 | 17:00 | 7
1986 | 10 | 28 | 18:00 | 0
1986 | 10 | 28 | 19:00 | 0
1986 | 10 | 28 | 20:00 | 0
1986 | 10 | 28 | 21:00 | 0
1986 | 10 | 28 | 22:00 | 0
1986 | 10 | 28 | 23:00 | 0
1986 | 10 | 28 | 24:00 | 0
1986 | 10 | 29 | 01:00 | 0
1986 | 10 | 29 | 02:00 | 0
1986 | 10 | 29 | 03:00 | 0
1986 | 10 | 29 | 04:00 | 0
1986 | 10 | 29 | 05:00 | 0
1986 | 10 | 29 | 06:00 | 0
1986 | 10 | 29 | 07:00 | 0
1986 | 10 | 29 | 08:00 | 422
1986 | 10 | 29 | 09:00 | 1192
1986 | 10 | 29 | 10:00 | 2067
1986 | 10 | 29 | 11:00 | 2393
1986 | 10 | 29 | 12:00 | 2501
1986 | 10 | 29 | 13:00 | 2561
1986 | 10 | 29 | 14:00 | 1588
1986 | 10 | 29 | 15:00 | 1383
1986 | 10 | 29 | 16:00 | 698
1986 | 10 | 29 | 17:00 | 1
1986 | 10 | 29 | 18:00 | 0
1986 | 10 | 29 | 19:00 | 0
1986 | 10 | 29 | 20:00 | 0
1986 | 10 | 29 | 21:00 | 0
1986 | 10 | 29 | 22:00 | 0
1986 | 10 | 29 | 23:00 | 0
1986 | 10 | 29 | 24:00 | 0
1986 | 10 | 30 | 01:00 | 0
1986 | 10 | 30 | 02:00 | 0
1986 | 10 | 30 | 03:00 | 0
1986 | 10 | 30 | 04:00 | 0
1986 | 10 | 30 | 05:00 | 0
1986 | 10 | 30 | 06:00 | 0
1986 | 10 | 30 | 07:00 | 2
1986 | 10 | 30 | 08:00 | 632
1986 | 10 | 30 | 09:00 | 738
1986 | 10 | 30 | 10:00 | 2268
1986 | 10 | 30 | 11:00 | 1744
1986 | 10 | 30 | 12:00 | 1027
1986 | 10 | 30 | 13:00 | 2612
1986 | 10 | 30 | 14:00 | 2204
1986 | 10 | 30 | 15:00 | 1355
1986 | 10 | 30 | 16:00 | 667
1986 | 10 | 30 | 17:00 | 28
1986 | 10 | 30 | 18:00 | 0
1986 | 10 | 30 | 19:00 | 0
1986 | 10 | 30 | 20:00 | 0
1986 | 10 | 30 | 21:00 | 0
1986 | 10 | 30 | 22:00 | 0
1986 | 10 | 30 | 23:00 | 0
1986 | 10 | 30 | 24:00 | 0
1986 | 10 | 31 | 01:00 | 0
1986 | 10 | 31 | 02:00 | 0
1986 | 10 | 31 | 03:00 | 0
1986 | 10 | 31 | 04:00 | 0
1986 | 10 | 31 | 05:00 | 0
1986 | 10 | 31 | 06:00 | 0
1986 | 10 | 31 | 07:00 | 1
1986 | 10 | 31 | 08:00 | 770
1986 | 10 | 31 | 09:00 | 1610
1986 | 10 | 31 | 10:00 | 2289
1986 | 10 | 31 | 11:00 | 2611
1986 | 10 | 31 | 12:00 | 2742
1986 | 10 | 31 | 13:00 | 2612
1986 | 10 | 31 | 14:00 | 2252
1986 | 10 | 31 | 15:00 | 1630
1986 | 10 | 31 | 16:00 | 745
1986 | 10 | 31 | 17:00 | 1
1986 | 10 | 31 | 18:00 | 0
1986 | 10 | 31 | 19:00 | 0
1986 | 10 | 31 | 20:00 | 0
1986 | 10 | 31 | 21:00 | 0
1986 | 10 | 31 | 22:00 | 0
1986 | 10 | 31 | 23:00 | 0
1986 | 10 | 31 | 24:00 | 0
1974 | 11 | 1 | 01:00 | 0
1974 | 11 | 1 | 02:00 | 0
1974 | 11 | 1 | 03:00 | 0
1974 | 11 | 1 | 04:00 | 0
1974 | 11 | 1 | 05:00 | 0
1974 | 11 | 1 | 06:00 | 0
1974 | 11 | 1 | 07:00 | 0
1974 | 11 | 1 | 08:00 | 255
1974 | 11 | 1 | 09:00 | 732
1974 | 11 | 1 | 10:00 | 414
1974 | 11 | 1 | 11:00 | 1183
1974 | 11 | 1 | 12:00 | 720
1974 | 11 | 1 | 13:00 | 1113
1974 | 11 | 1 | 14:00 | 919
1974 | 11 | 1 | 15:00 | 136
1974 | 11 | 1 | 16:00 | 14
1974 | 11 | 1 | 17:00 | 0
1974 | 11 | 1 | 18:00 | 0
1974 | 11 | 1 | 19:00 | 0
1974 | 11 | 1 | 20:00 | 0
1974 | 11 | 1 | 21:00 | 0
1974 | 11 | 1 | 22:00 | 0
1974 | 11 | 1 | 23:00 | 0
1974 | 11 | 1 | 24:00 | 0
1974 | 11 | 2 | 01:00 | 0
1974 | 11 | 2 | 02:00 | 0
1974 | 11 | 2 | 03:00 | 0
1974 | 11 | 2 | 04:00 | 0
1974 | 11 | 2 | 05:00 | 0
1974 | 11 | 2 | 06:00 | 0
1974 | 11 | 2 | 07:00 | 10
1974 | 11 | 2 | 08:00 | 949
1974 | 11 | 2 | 09:00 | 1892
1974 | 11 | 2 | 10:00 | 2512
1974 | 11 | 2 | 11:00 | 2682
1974 | 11 | 2 | 12:00 | 2747
1974 | 11 | 2 | 13:00 | 2197
1974 | 11 | 2 | 14:00 | 1818
1974 | 11 | 2 | 15:00 | 1061
1974 | 11 | 2 | 16:00 | 677
1974 | 11 | 2 | 17:00 | 4
1974 | 11 | 2 | 18:00 | 0
1974 | 11 | 2 | 19:00 | 0
1974 | 11 | 2 | 20:00 | 0
1974 | 11 | 2 | 21:00 | 0
1974 | 11 | 2 | 22:00 | 0
1974 | 11 | 2 | 23:00 | 0
1974 | 11 | 2 | 24:00 | 0
1974 | 11 | 3 | 01:00 | 0
1974 | 11 | 3 | 02:00 | 0
1974 | 11 | 3 | 03:00 | 0
1974 | 11 | 3 | 04:00 | 0
1974 | 11 | 3 | 05:00 | 0
1974 | 11 | 3 | 06:00 | 0
1974 | 11 | 3 | 07:00 | 0
1974 | 11 | 3 | 08:00 | 740
1974 | 11 | 3 | 09:00 | 1522
1974 | 11 | 3 | 10:00 | 2067
1974 | 11 | 3 | 11:00 | 2078
1974 | 11 | 3 | 12:00 | 2437
1974 | 11 | 3 | 13:00 | 2190
1974 | 11 | 3 | 14:00 | 1773
1974 | 11 | 3 | 15:00 | 1188
1974 | 11 | 3 | 16:00 | 454
1974 | 11 | 3 | 17:00 | 0
1974 | 11 | 3 | 18:00 | 0
1974 | 11 | 3 | 19:00 | 0
1974 | 11 | 3 | 20:00 | 0
1974 | 11 | 3 | 21:00 | 0
1974 | 11 | 3 | 22:00 | 0
1974 | 11 | 3 | 23:00 | 0
1974 | 11 | 3 | 24:00 | 0
1974 | 11 | 4 | 01:00 | 0
1974 | 11 | 4 | 02:00 | 0
1974 | 11 | 4 | 03:00 | 0
1974 | 11 | 4 | 04:00 | 0
1974 | 11 | 4 | 05:00 | 0
1974 | 11 | 4 | 06:00 | 0
1974 | 11 | 4 | 07:00 | 0
1974 | 11 | 4 | 08:00 | 5
1974 | 11 | 4 | 09:00 | 163
1974 | 11 | 4 | 10:00 | 562
1974 | 11 | 4 | 11:00 | 627
1974 | 11 | 4 | 12:00 | 603
1974 | 11 | 4 | 13:00 | 812
1974 | 11 | 4 | 14:00 | 499
1974 | 11 | 4 | 15:00 | 396
1974 | 11 | 4 | 16:00 | 28
1974 | 11 | 4 | 17:00 | 0
1974 | 11 | 4 | 18:00 | 0
1974 | 11 | 4 | 19:00 | 0
1974 | 11 | 4 | 20:00 | 0
1974 | 11 | 4 | 21:00 | 0
1974 | 11 | 4 | 22:00 | 0
1974 | 11 | 4 | 23:00 | 0
1974 | 11 | 4 | 24:00 | 0
1974 | 11 | 5 | 01:00 | 0
1974 | 11 | 5 | 02:00 | 0
1974 | 11 | 5 | 03:00 | 0
1974 | 11 | 5 | 04:00 | 0
1974 | 11 | 5 | 05:00 | 0
1974 | 11 | 5 | 06:00 | 0
1974 | 11 | 5 | 07:00 | 0
1974 | 11 | 5 | 08:00 | 28
1974 | 11 | 5 | 09:00 | 382
1974 | 11 | 5 | 10:00 | 144
1974 | 11 | 5 | 11:00 | 732
1974 | 11 | 5 | 12:00 | 692
1974 | 11 | 5 | 13:00 | 388
1974 | 11 | 5 | 14:00 | 558
1974 | 11 | 5 | 15:00 | 428
1974 | 11 | 5 | 16:00 | 2
1974 | 11 | 5 | 17:00 | 0
1974 | 11 | 5 | 18:00 | 0
1974 | 11 | 5 | 19:00 | 0
1974 | 11 | 5 | 20:00 | 0
1974 | 11 | 5 | 21:00 | 0
1974 | 11 | 5 | 22:00 | 0
1974 | 11 | 5 | 23:00 | 0
1974 | 11 | 5 | 24:00 | 0
1974 | 11 | 6 | 01:00 | 0
1974 | 11 | 6 | 02:00 | 0
1974 | 11 | 6 | 03:00 | 0
1974 | 11 | 6 | 04:00 | 0
1974 | 11 | 6 | 05:00 | 0
1974 | 11 | 6 | 06:00 | 0
1974 | 11 | 6 | 07:00 | 0
1974 | 11 | 6 | 08:00 | 27
1974 | 11 | 6 | 09:00 | 377
1974 | 11 | 6 | 10:00 | 557
1974 | 11 | 6 | 11:00 | 635
1974 | 11 | 6 | 12:00 | 668
1974 | 11 | 6 | 13:00 | 639
1974 | 11 | 6 | 14:00 | 544
1974 | 11 | 6 | 15:00 | 371
1974 | 11 | 6 | 16:00 | 18
1974 | 11 | 6 | 17:00 | 0
1974 | 11 | 6 | 18:00 | 0
1974 | 11 | 6 | 19:00 | 0
1974 | 11 | 6 | 20:00 | 0
1974 | 11 | 6 | 21:00 | 0
1974 | 11 | 6 | 22:00 | 0
1974 | 11 | 6 | 23:00 | 0
1974 | 11 | 6 | 24:00 | 0
1974 | 11 | 7 | 01:00 | 0
1974 | 11 | 7 | 02:00 | 0
1974 | 11 | 7 | 03:00 | 0
1974 | 11 | 7 | 04:00 | 0
1974 | 11 | 7 | 05:00 | 0
1974 | 11 | 7 | 06:00 | 0
1974 | 11 | 7 | 07:00 | 0
1974 | 11 | 7 | 08:00 | 186
1974 | 11 | 7 | 09:00 | 103
1974 | 11 | 7 | 10:00 | 488
1974 | 11 | 7 | 11:00 | 651
1974 | 11 | 7 | 12:00 | 629
1974 | 11 | 7 | 13:00 | 654
1974 | 11 | 7 | 14:00 | 1258
1974 | 11 | 7 | 15:00 | 645
1974 | 11 | 7 | 16:00 | 146
1974 | 11 | 7 | 17:00 | 0
1974 | 11 | 7 | 18:00 | 0
1974 | 11 | 7 | 19:00 | 0
1974 | 11 | 7 | 20:00 | 0
1974 | 11 | 7 | 21:00 | 0
1974 | 11 | 7 | 22:00 | 0
1974 | 11 | 7 | 23:00 | 0
1974 | 11 | 7 | 24:00 | 0
1974 | 11 | 8 | 01:00 | 0
1974 | 11 | 8 | 02:00 | 0
1974 | 11 | 8 | 03:00 | 0
1974 | 11 | 8 | 04:00 | 0
1974 | 11 | 8 | 05:00 | 0
1974 | 11 | 8 | 06:00 | 0
1974 | 11 | 8 | 07:00 | 0
1974 | 11 | 8 | 08:00 | 113
1974 | 11 | 8 | 09:00 | 604
1974 | 11 | 8 | 10:00 | 1460
1974 | 11 | 8 | 11:00 | 2236
1974 | 11 | 8 | 12:00 | 2259
1974 | 11 | 8 | 13:00 | 1522
1974 | 11 | 8 | 14:00 | 1628
1974 | 11 | 8 | 15:00 | 947
1974 | 11 | 8 | 16:00 | 403
1974 | 11 | 8 | 17:00 | 0
1974 | 11 | 8 | 18:00 | 0
1974 | 11 | 8 | 19:00 | 0
1974 | 11 | 8 | 20:00 | 0
1974 | 11 | 8 | 21:00 | 0
1974 | 11 | 8 | 22:00 | 0
1974 | 11 | 8 | 23:00 | 0
1974 | 11 | 8 | 24:00 | 0
1974 | 11 | 9 | 01:00 | 0
1974 | 11 | 9 | 02:00 | 0
1974 | 11 | 9 | 03:00 | 0
1974 | 11 | 9 | 04:00 | 0
1974 | 11 | 9 | 05:00 | 0
1974 | 11 | 9 | 06:00 | 0
1974 | 11 | 9 | 07:00 | 0
1974 | 11 | 9 | 08:00 | 655
1974 | 11 | 9 | 09:00 | 1600
1974 | 11 | 9 | 10:00 | 2294
1974 | 11 | 9 | 11:00 | 2647
1974 | 11 | 9 | 12:00 | 2728
1974 | 11 | 9 | 13:00 | 2588
1974 | 11 | 9 | 14:00 | 2215
1974 | 11 | 9 | 15:00 | 1579
1974 | 11 | 9 | 16:00 | 701
1974 | 11 | 9 | 17:00 | 0
1974 | 11 | 9 | 18:00 | 0
1974 | 11 | 9 | 19:00 | 0
1974 | 11 | 9 | 20:00 | 0
1974 | 11 | 9 | 21:00 | 0
1974 | 11 | 9 | 22:00 | 0
1974 | 11 | 9 | 23:00 | 0
1974 | 11 | 9 | 24:00 | 0
1974 | 11 | 10 | 01:00 | 0
1974 | 11 | 10 | 02:00 | 0
1974 | 11 | 10 | 03:00 | 0
1974 | 11 | 10 | 04:00 | 0
1974 | 11 | 10 | 05:00 | 0
1974 | 11 | 10 | 06:00 | 0
1974 | 11 | 10 | 07:00 | 0
1974 | 11 | 10 | 08:00 | 676
1974 | 11 | 10 | 09:00 | 1418
1974 | 11 | 10 | 10:00 | 2042
1974 | 11 | 10 | 11:00 | 2369
1974 | 11 | 10 | 12:00 | 2471
1974 | 11 | 10 | 13:00 | 2358
1974 | 11 | 10 | 14:00 | 1937
1974 | 11 | 10 | 15:00 | 1423
1974 | 11 | 10 | 16:00 | 619
1974 | 11 | 10 | 17:00 | 0
1974 | 11 | 10 | 18:00 | 0
1974 | 11 | 10 | 19:00 | 0
1974 | 11 | 10 | 20:00 | 0
1974 | 11 | 10 | 21:00 | 0
1974 | 11 | 10 | 22:00 | 0
1974 | 11 | 10 | 23:00 | 0
1974 | 11 | 10 | 24:00 | 0
1974 | 11 | 11 | 01:00 | 0
1974 | 11 | 11 | 02:00 | 0
1974 | 11 | 11 | 03:00 | 0
1974 | 11 | 11 | 04:00 | 0
1974 | 11 | 11 | 05:00 | 0
1974 | 11 | 11 | 06:00 | 0
1974 | 11 | 11 | 07:00 | 0
1974 | 11 | 11 | 08:00 | 616
1974 | 11 | 11 | 09:00 | 1501
1974 | 11 | 11 | 10:00 | 2117
1974 | 11 | 11 | 11:00 | 2467
1974 | 11 | 11 | 12:00 | 2558
1974 | 11 | 11 | 13:00 | 2409
1974 | 11 | 11 | 14:00 | 1915
1974 | 11 | 11 | 15:00 | 1320
1974 | 11 | 11 | 16:00 | 389
1974 | 11 | 11 | 17:00 | 0
1974 | 11 | 11 | 18:00 | 0
1974 | 11 | 11 | 19:00 | 0
1974 | 11 | 11 | 20:00 | 0
1974 | 11 | 11 | 21:00 | 0
1974 | 11 | 11 | 22:00 | 0
1974 | 11 | 11 | 23:00 | 0
1974 | 11 | 11 | 24:00 | 0
1974 | 11 | 12 | 01:00 | 0
1974 | 11 | 12 | 02:00 | 0
1974 | 11 | 12 | 03:00 | 0
1974 | 11 | 12 | 04:00 | 0
1974 | 11 | 12 | 05:00 | 0
1974 | 11 | 12 | 06:00 | 0
1974 | 11 | 12 | 07:00 | 0
1974 | 11 | 12 | 08:00 | 0
1974 | 11 | 12 | 09:00 | 25
1974 | 11 | 12 | 10:00 | 18
1974 | 11 | 12 | 11:00 | 626
1974 | 11 | 12 | 12:00 | 552
1974 | 11 | 12 | 13:00 | 155
1974 | 11 | 12 | 14:00 | 502
1974 | 11 | 12 | 15:00 | 190
1974 | 11 | 12 | 16:00 | 0
1974 | 11 | 12 | 17:00 | 0
1974 | 11 | 12 | 18:00 | 0
1974 | 11 | 12 | 19:00 | 0
1974 | 11 | 12 | 20:00 | 0
1974 | 11 | 12 | 21:00 | 0
1974 | 11 | 12 | 22:00 | 0
1974 | 11 | 12 | 23:00 | 0
1974 | 11 | 12 | 24:00 | 0
1974 | 11 | 13 | 01:00 | 0
1974 | 11 | 13 | 02:00 | 0
1974 | 11 | 13 | 03:00 | 0
1974 | 11 | 13 | 04:00 | 0
1974 | 11 | 13 | 05:00 | 0
1974 | 11 | 13 | 06:00 | 0
1974 | 11 | 13 | 07:00 | 0
1974 | 11 | 13 | 08:00 | 5
1974 | 11 | 13 | 09:00 | 403
1974 | 11 | 13 | 10:00 | 495
1974 | 11 | 13 | 11:00 | 1146
1974 | 11 | 13 | 12:00 | 1521
1974 | 11 | 13 | 13:00 | 529
1974 | 11 | 13 | 14:00 | 1359
1974 | 11 | 13 | 15:00 | 890
1974 | 11 | 13 | 16:00 | 487
1974 | 11 | 13 | 17:00 | 0
1974 | 11 | 13 | 18:00 | 0
1974 | 11 | 13 | 19:00 | 0
1974 | 11 | 13 | 20:00 | 0
1974 | 11 | 13 | 21:00 | 0
1974 | 11 | 13 | 22:00 | 0
1974 | 11 | 13 | 23:00 | 0
1974 | 11 | 13 | 24:00 | 0
1974 | 11 | 14 | 01:00 | 0
1974 | 11 | 14 | 02:00 | 0
1974 | 11 | 14 | 03:00 | 0
1974 | 11 | 14 | 04:00 | 0
1974 | 11 | 14 | 05:00 | 0
1974 | 11 | 14 | 06:00 | 0
1974 | 11 | 14 | 07:00 | 0
1974 | 11 | 14 | 08:00 | 19
1974 | 11 | 14 | 09:00 | 1182
1974 | 11 | 14 | 10:00 | 1175
1974 | 11 | 14 | 11:00 | 1315
1974 | 11 | 14 | 12:00 | 1264
1974 | 11 | 14 | 13:00 | 828
1974 | 11 | 14 | 14:00 | 594
1974 | 11 | 14 | 15:00 | 455
1974 | 11 | 14 | 16:00 | 1
1974 | 11 | 14 | 17:00 | 0
1974 | 11 | 14 | 18:00 | 0
1974 | 11 | 14 | 19:00 | 0
1974 | 11 | 14 | 20:00 | 0
1974 | 11 | 14 | 21:00 | 0
1974 | 11 | 14 | 22:00 | 0
1974 | 11 | 14 | 23:00 | 0
1974 | 11 | 14 | 24:00 | 0
1974 | 11 | 15 | 01:00 | 0
1974 | 11 | 15 | 02:00 | 0
1974 | 11 | 15 | 03:00 | 0
1974 | 11 | 15 | 04:00 | 0
1974 | 11 | 15 | 05:00 | 0
1974 | 11 | 15 | 06:00 | 0
1974 | 11 | 15 | 07:00 | 0
1974 | 11 | 15 | 08:00 | 3
1974 | 11 | 15 | 09:00 | 639
1974 | 11 | 15 | 10:00 | 945
1974 | 11 | 15 | 11:00 | 1690
1974 | 11 | 15 | 12:00 | 2310
1974 | 11 | 15 | 13:00 | 878
1974 | 11 | 15 | 14:00 | 1180
1974 | 11 | 15 | 15:00 | 751
1974 | 11 | 15 | 16:00 | 577
1974 | 11 | 15 | 17:00 | 0
1974 | 11 | 15 | 18:00 | 0
1974 | 11 | 15 | 19:00 | 0
1974 | 11 | 15 | 20:00 | 0
1974 | 11 | 15 | 21:00 | 0
1974 | 11 | 15 | 22:00 | 0
1974 | 11 | 15 | 23:00 | 0
1974 | 11 | 15 | 24:00 | 0
1974 | 11 | 16 | 01:00 | 0
1974 | 11 | 16 | 02:00 | 0
1974 | 11 | 16 | 03:00 | 0
1974 | 11 | 16 | 04:00 | 0
1974 | 11 | 16 | 05:00 | 0
1974 | 11 | 16 | 06:00 | 0
1974 | 11 | 16 | 07:00 | 0
1974 | 11 | 16 | 08:00 | 55
1974 | 11 | 16 | 09:00 | 1612
1974 | 11 | 16 | 10:00 | 2294
1974 | 11 | 16 | 11:00 | 2600
1974 | 11 | 16 | 12:00 | 2834
1974 | 11 | 16 | 13:00 | 2086
1974 | 11 | 16 | 14:00 | 952
1974 | 11 | 16 | 15:00 | 315
1974 | 11 | 16 | 16:00 | 11
1974 | 11 | 16 | 17:00 | 0
1974 | 11 | 16 | 18:00 | 0
1974 | 11 | 16 | 19:00 | 0
1974 | 11 | 16 | 20:00 | 0
1974 | 11 | 16 | 21:00 | 0
1974 | 11 | 16 | 22:00 | 0
1974 | 11 | 16 | 23:00 | 0
1974 | 11 | 16 | 24:00 | 0
1974 | 11 | 17 | 01:00 | 0
1974 | 11 | 17 | 02:00 | 0
1974 | 11 | 17 | 03:00 | 0
1974 | 11 | 17 | 04:00 | 0
1974 | 11 | 17 | 05:00 | 0
1974 | 11 | 17 | 06:00 | 0
1974 | 11 | 17 | 07:00 | 0
1974 | 11 | 17 | 08:00 | 129
1974 | 11 | 17 | 09:00 | 594
1974 | 11 | 17 | 10:00 | 417
1974 | 11 | 17 | 11:00 | 636
1974 | 11 | 17 | 12:00 | 477
1974 | 11 | 17 | 13:00 | 623
1974 | 11 | 17 | 14:00 | 919
1974 | 11 | 17 | 15:00 | 997
1974 | 11 | 17 | 16:00 | 387
1974 | 11 | 17 | 17:00 | 0
1974 | 11 | 17 | 18:00 | 0
1974 | 11 | 17 | 19:00 | 0
1974 | 11 | 17 | 20:00 | 0
1974 | 11 | 17 | 21:00 | 0
1974 | 11 | 17 | 22:00 | 0
1974 | 11 | 17 | 23:00 | 0
1974 | 11 | 17 | 24:00 | 0
1974 | 11 | 18 | 01:00 | 0
1974 | 11 | 18 | 02:00 | 0
1974 | 11 | 18 | 03:00 | 0
1974 | 11 | 18 | 04:00 | 0
1974 | 11 | 18 | 05:00 | 0
1974 | 11 | 18 | 06:00 | 0
1974 | 11 | 18 | 07:00 | 0
1974 | 11 | 18 | 08:00 | 631
1974 | 11 | 18 | 09:00 | 1472
1974 | 11 | 18 | 10:00 | 2191
1974 | 11 | 18 | 11:00 | 2435
1974 | 11 | 18 | 12:00 | 2635
1974 | 11 | 18 | 13:00 | 2328
1974 | 11 | 18 | 14:00 | 1924
1974 | 11 | 18 | 15:00 | 1499
1974 | 11 | 18 | 16:00 | 541
1974 | 11 | 18 | 17:00 | 0
1974 | 11 | 18 | 18:00 | 0
1974 | 11 | 18 | 19:00 | 0
1974 | 11 | 18 | 20:00 | 0
1974 | 11 | 18 | 21:00 | 0
1974 | 11 | 18 | 22:00 | 0
1974 | 11 | 18 | 23:00 | 0
1974 | 11 | 18 | 24:00 | 0
1974 | 11 | 19 | 01:00 | 0
1974 | 11 | 19 | 02:00 | 0
1974 | 11 | 19 | 03:00 | 0
1974 | 11 | 19 | 04:00 | 0
1974 | 11 | 19 | 05:00 | 0
1974 | 11 | 19 | 06:00 | 0
1974 | 11 | 19 | 07:00 | 0
1974 | 11 | 19 | 08:00 | 695
1974 | 11 | 19 | 09:00 | 1445
1974 | 11 | 19 | 10:00 | 1951
1974 | 11 | 19 | 11:00 | 2240
1974 | 11 | 19 | 12:00 | 2488
1974 | 11 | 19 | 13:00 | 2384
1974 | 11 | 19 | 14:00 | 1811
1974 | 11 | 19 | 15:00 | 706
1974 | 11 | 19 | 16:00 | 142
1974 | 11 | 19 | 17:00 | 0
1974 | 11 | 19 | 18:00 | 0
1974 | 11 | 19 | 19:00 | 0
1974 | 11 | 19 | 20:00 | 0
1974 | 11 | 19 | 21:00 | 0
1974 | 11 | 19 | 22:00 | 0
1974 | 11 | 19 | 23:00 | 0
1974 | 11 | 19 | 24:00 | 0
1974 | 11 | 20 | 01:00 | 0
1974 | 11 | 20 | 02:00 | 0
1974 | 11 | 20 | 03:00 | 0
1974 | 11 | 20 | 04:00 | 0
1974 | 11 | 20 | 05:00 | 0
1974 | 11 | 20 | 06:00 | 0
1974 | 11 | 20 | 07:00 | 0
1974 | 11 | 20 | 08:00 | 4
1974 | 11 | 20 | 09:00 | 196
1974 | 11 | 20 | 10:00 | 86
1974 | 11 | 20 | 11:00 | 539
1974 | 11 | 20 | 12:00 | 547
1974 | 11 | 20 | 13:00 | 196
1974 | 11 | 20 | 14:00 | 448
1974 | 11 | 20 | 15:00 | 302
1974 | 11 | 20 | 16:00 | 1
1974 | 11 | 20 | 17:00 | 0
1974 | 11 | 20 | 18:00 | 0
1974 | 11 | 20 | 19:00 | 0
1974 | 11 | 20 | 20:00 | 0
1974 | 11 | 20 | 21:00 | 0
1974 | 11 | 20 | 22:00 | 0
1974 | 11 | 20 | 23:00 | 0
1974 | 11 | 20 | 24:00 | 0
1974 | 11 | 21 | 01:00 | 0
1974 | 11 | 21 | 02:00 | 0
1974 | 11 | 21 | 03:00 | 0
1974 | 11 | 21 | 04:00 | 0
1974 | 11 | 21 | 05:00 | 0
1974 | 11 | 21 | 06:00 | 0
1974 | 11 | 21 | 07:00 | 0
1974 | 11 | 21 | 08:00 | 17
1974 | 11 | 21 | 09:00 | 407
1974 | 11 | 21 | 10:00 | 200
1974 | 11 | 21 | 11:00 | 656
1974 | 11 | 21 | 12:00 | 774
1974 | 11 | 21 | 13:00 | 312
1974 | 11 | 21 | 14:00 | 573
1974 | 11 | 21 | 15:00 | 368
1974 | 11 | 21 | 16:00 | 1
1974 | 11 | 21 | 17:00 | 0
1974 | 11 | 21 | 18:00 | 0
1974 | 11 | 21 | 19:00 | 0
1974 | 11 | 21 | 20:00 | 0
1974 | 11 | 21 | 21:00 | 0
1974 | 11 | 21 | 22:00 | 0
1974 | 11 | 21 | 23:00 | 0
1974 | 11 | 21 | 24:00 | 0
1974 | 11 | 22 | 01:00 | 0
1974 | 11 | 22 | 02:00 | 0
1974 | 11 | 22 | 03:00 | 0
1974 | 11 | 22 | 04:00 | 0
1974 | 11 | 22 | 05:00 | 0
1974 | 11 | 22 | 06:00 | 0
1974 | 11 | 22 | 07:00 | 0
1974 | 11 | 22 | 08:00 | 32
1974 | 11 | 22 | 09:00 | 717
1974 | 11 | 22 | 10:00 | 830
1974 | 11 | 22 | 11:00 | 2610
1974 | 11 | 22 | 12:00 | 2759
1974 | 11 | 22 | 13:00 | 1650
1974 | 11 | 22 | 14:00 | 2438
1974 | 11 | 22 | 15:00 | 1743
1974 | 11 | 22 | 16:00 | 945
1974 | 11 | 22 | 17:00 | 0
1974 | 11 | 22 | 18:00 | 0
1974 | 11 | 22 | 19:00 | 0
1974 | 11 | 22 | 20:00 | 0
1974 | 11 | 22 | 21:00 | 0
1974 | 11 | 22 | 22:00 | 0
1974 | 11 | 22 | 23:00 | 0
1974 | 11 | 22 | 24:00 | 0
1974 | 11 | 23 | 01:00 | 0
1974 | 11 | 23 | 02:00 | 0
1974 | 11 | 23 | 03:00 | 0
1974 | 11 | 23 | 04:00 | 0
1974 | 11 | 23 | 05:00 | 0
1974 | 11 | 23 | 06:00 | 0
1974 | 11 | 23 | 07:00 | 0
1974 | 11 | 23 | 08:00 | 371
1974 | 11 | 23 | 09:00 | 1335
1974 | 11 | 23 | 10:00 | 1976
1974 | 11 | 23 | 11:00 | 2344
1974 | 11 | 23 | 12:00 | 2384
1974 | 11 | 23 | 13:00 | 2253
1974 | 11 | 23 | 14:00 | 1890
1974 | 11 | 23 | 15:00 | 945
1974 | 11 | 23 | 16:00 | 353
1974 | 11 | 23 | 17:00 | 0
1974 | 11 | 23 | 18:00 | 0
1974 | 11 | 23 | 19:00 | 0
1974 | 11 | 23 | 20:00 | 0
1974 | 11 | 23 | 21:00 | 0
1974 | 11 | 23 | 22:00 | 0
1974 | 11 | 23 | 23:00 | 0
1974 | 11 | 23 | 24:00 | 0
1974 | 11 | 24 | 01:00 | 0
1974 | 11 | 24 | 02:00 | 0
1974 | 11 | 24 | 03:00 | 0
1974 | 11 | 24 | 04:00 | 0
1974 | 11 | 24 | 05:00 | 0
1974 | 11 | 24 | 06:00 | 0
1974 | 11 | 24 | 07:00 | 0
1974 | 11 | 24 | 08:00 | 5
1974 | 11 | 24 | 09:00 | 123
1974 | 11 | 24 | 10:00 | 68
1974 | 11 | 24 | 11:00 | 511
1974 | 11 | 24 | 12:00 | 578
1974 | 11 | 24 | 13:00 | 749
1974 | 11 | 24 | 14:00 | 471
1974 | 11 | 24 | 15:00 | 217
1974 | 11 | 24 | 16:00 | 10
1974 | 11 | 24 | 17:00 | 0
1974 | 11 | 24 | 18:00 | 0
1974 | 11 | 24 | 19:00 | 0
1974 | 11 | 24 | 20:00 | 0
1974 | 11 | 24 | 21:00 | 0
1974 | 11 | 24 | 22:00 | 0
1974 | 11 | 24 | 23:00 | 0
1974 | 11 | 24 | 24:00 | 0
1974 | 11 | 25 | 01:00 | 0
1974 | 11 | 25 | 02:00 | 0
1974 | 11 | 25 | 03:00 | 0
1974 | 11 | 25 | 04:00 | 0
1974 | 11 | 25 | 05:00 | 0
1974 | 11 | 25 | 06:00 | 0
1974 | 11 | 25 | 07:00 | 0
1974 | 11 | 25 | 08:00 | 9
1974 | 11 | 25 | 09:00 | 230
1974 | 11 | 25 | 10:00 | 498
1974 | 11 | 25 | 11:00 | 651
1974 | 11 | 25 | 12:00 | 677
1974 | 11 | 25 | 13:00 | 734
1974 | 11 | 25 | 14:00 | 544
1974 | 11 | 25 | 15:00 | 356
1974 | 11 | 25 | 16:00 | 1
1974 | 11 | 25 | 17:00 | 0
1974 | 11 | 25 | 18:00 | 0
1974 | 11 | 25 | 19:00 | 0
1974 | 11 | 25 | 20:00 | 0
1974 | 11 | 25 | 21:00 | 0
1974 | 11 | 25 | 22:00 | 0
1974 | 11 | 25 | 23:00 | 0
1974 | 11 | 25 | 24:00 | 0
1974 | 11 | 26 | 01:00 | 0
1974 | 11 | 26 | 02:00 | 0
1974 | 11 | 26 | 03:00 | 0
1974 | 11 | 26 | 04:00 | 0
1974 | 11 | 26 | 05:00 | 0
1974 | 11 | 26 | 06:00 | 0
1974 | 11 | 26 | 07:00 | 0
1974 | 11 | 26 | 08:00 | 2
1974 | 11 | 26 | 09:00 | 505
1974 | 11 | 26 | 10:00 | 1420
1974 | 11 | 26 | 11:00 | 894
1974 | 11 | 26 | 12:00 | 1239
1974 | 11 | 26 | 13:00 | 1158
1974 | 11 | 26 | 14:00 | 1346
1974 | 11 | 26 | 15:00 | 1148
1974 | 11 | 26 | 16:00 | 225
1974 | 11 | 26 | 17:00 | 0
1974 | 11 | 26 | 18:00 | 0
1974 | 11 | 26 | 19:00 | 0
1974 | 11 | 26 | 20:00 | 0
1974 | 11 | 26 | 21:00 | 0
1974 | 11 | 26 | 22:00 | 0
1974 | 11 | 26 | 23:00 | 0
1974 | 11 | 26 | 24:00 | 0
1974 | 11 | 27 | 01:00 | 0
1974 | 11 | 27 | 02:00 | 0
1974 | 11 | 27 | 03:00 | 0
1974 | 11 | 27 | 04:00 | 0
1974 | 11 | 27 | 05:00 | 0
1974 | 11 | 27 | 06:00 | 0
1974 | 11 | 27 | 07:00 | 0
1974 | 11 | 27 | 08:00 | 395
1974 | 11 | 27 | 09:00 | 1370
1974 | 11 | 27 | 10:00 | 2211
1974 | 11 | 27 | 11:00 | 2487
1974 | 11 | 27 | 12:00 | 2673
1974 | 11 | 27 | 13:00 | 2680
1974 | 11 | 27 | 14:00 | 2151
1974 | 11 | 27 | 15:00 | 1565
1974 | 11 | 27 | 16:00 | 543
1974 | 11 | 27 | 17:00 | 0
1974 | 11 | 27 | 18:00 | 0
1974 | 11 | 27 | 19:00 | 0
1974 | 11 | 27 | 20:00 | 0
1974 | 11 | 27 | 21:00 | 0
1974 | 11 | 27 | 22:00 | 0
1974 | 11 | 27 | 23:00 | 0
1974 | 11 | 27 | 24:00 | 0
1974 | 11 | 28 | 01:00 | 0
1974 | 11 | 28 | 02:00 | 0
1974 | 11 | 28 | 03:00 | 0
1974 | 11 | 28 | 04:00 | 0
1974 | 11 | 28 | 05:00 | 0
1974 | 11 | 28 | 06:00 | 0
1974 | 11 | 28 | 07:00 | 0
1974 | 11 | 28 | 08:00 | 0
1974 | 11 | 28 | 09:00 | 112
1974 | 11 | 28 | 10:00 | 468
1974 | 11 | 28 | 11:00 | 709
1974 | 11 | 28 | 12:00 | 1156
1974 | 11 | 28 | 13:00 | 1060
1974 | 11 | 28 | 14:00 | 1129
1974 | 11 | 28 | 15:00 | 1150
1974 | 11 | 28 | 16:00 | 514
1974 | 11 | 28 | 17:00 | 0
1974 | 11 | 28 | 18:00 | 0
1974 | 11 | 28 | 19:00 | 0
1974 | 11 | 28 | 20:00 | 0
1974 | 11 | 28 | 21:00 | 0
1974 | 11 | 28 | 22:00 | 0
1974 | 11 | 28 | 23:00 | 0
1974 | 11 | 28 | 24:00 | 0
1974 | 11 | 29 | 01:00 | 0
1974 | 11 | 29 | 02:00 | 0
1974 | 11 | 29 | 03:00 | 0
1974 | 11 | 29 | 04:00 | 0
1974 | 11 | 29 | 05:00 | 0
1974 | 11 | 29 | 06:00 | 0
1974 | 11 | 29 | 07:00 | 0
1974 | 11 | 29 | 08:00 | 32
1974 | 11 | 29 | 09:00 | 1493
1974 | 11 | 29 | 10:00 | 2352
1974 | 11 | 29 | 11:00 | 2716
1974 | 11 | 29 | 12:00 | 2889
1974 | 11 | 29 | 13:00 | 2792
1974 | 11 | 29 | 14:00 | 2427
1974 | 11 | 29 | 15:00 | 1810
1974 | 11 | 29 | 16:00 | 857
1974 | 11 | 29 | 17:00 | 0
1974 | 11 | 29 | 18:00 | 0
1974 | 11 | 29 | 19:00 | 0
1974 | 11 | 29 | 20:00 | 0
1974 | 11 | 29 | 21:00 | 0
1974 | 11 | 29 | 22:00 | 0
1974 | 11 | 29 | 23:00 | 0
1974 | 11 | 29 | 24:00 | 0
1974 | 11 | 30 | 01:00 | 0
1974 | 11 | 30 | 02:00 | 0
1974 | 11 | 30 | 03:00 | 0
1974 | 11 | 30 | 04:00 | 0
1974 | 11 | 30 | 05:00 | 0
1974 | 11 | 30 | 06:00 | 0
1974 | 11 | 30 | 07:00 | 0
1974 | 11 | 30 | 08:00 | 619
1974 | 11 | 30 | 09:00 | 1669
1974 | 11 | 30 | 10:00 | 2312
1974 | 11 | 30 | 11:00 | 2684
1974 | 11 | 30 | 12:00 | 2806
1974 | 11 | 30 | 13:00 | 2675
1974 | 11 | 30 | 14:00 | 2295
1974 | 11 | 30 | 15:00 | 1680
1974 | 11 | 30 | 16:00 | 736
1974 | 11 | 30 | 17:00 | 0
1974 | 11 | 30 | 18:00 | 0
1974 | 11 | 30 | 19:00 | 0
1974 | 11 | 30 | 20:00 | 0
1974 | 11 | 30 | 21:00 | 0
1974 | 11 | 30 | 22:00 | 0
1974 | 11 | 30 | 23:00 | 0
1974 | 11 | 30 | 24:00 | 0
1985 | 12 | 1 | 01:00 | 0
1985 | 12 | 1 | 02:00 | 0
1985 | 12 | 1 | 03:00 | 0
1985 | 12 | 1 | 04:00 | 0
1985 | 12 | 1 | 05:00 | 0
1985 | 12 | 1 | 06:00 | 0
1985 | 12 | 1 | 07:00 | 0
1985 | 12 | 1 | 08:00 | 0
1985 | 12 | 1 | 09:00 | 132
1985 | 12 | 1 | 10:00 | 399
1985 | 12 | 1 | 11:00 | 849
1985 | 12 | 1 | 12:00 | 966
1985 | 12 | 1 | 13:00 | 503
1985 | 12 | 1 | 14:00 | 434
1985 | 12 | 1 | 15:00 | 245
1985 | 12 | 1 | 16:00 | 2
1985 | 12 | 1 | 17:00 | 0
1985 | 12 | 1 | 18:00 | 0
1985 | 12 | 1 | 19:00 | 0
1985 | 12 | 1 | 20:00 | 0
1985 | 12 | 1 | 21:00 | 0
1985 | 12 | 1 | 22:00 | 0
1985 | 12 | 1 | 23:00 | 0
1985 | 12 | 1 | 24:00 | 0
1985 | 12 | 2 | 01:00 | 0
1985 | 12 | 2 | 02:00 | 0
1985 | 12 | 2 | 03:00 | 0
1985 | 12 | 2 | 04:00 | 0
1985 | 12 | 2 | 05:00 | 0
1985 | 12 | 2 | 06:00 | 0
1985 | 12 | 2 | 07:00 | 0
1985 | 12 | 2 | 08:00 | 2
1985 | 12 | 2 | 09:00 | 416
1985 | 12 | 2 | 10:00 | 606
1985 | 12 | 2 | 11:00 | 2411
1985 | 12 | 2 | 12:00 | 385
1985 | 12 | 2 | 13:00 | 175
1985 | 12 | 2 | 14:00 | 524
1985 | 12 | 2 | 15:00 | 690
1985 | 12 | 2 | 16:00 | 420
1985 | 12 | 2 | 17:00 | 0
1985 | 12 | 2 | 18:00 | 0
1985 | 12 | 2 | 19:00 | 0
1985 | 12 | 2 | 20:00 | 0
1985 | 12 | 2 | 21:00 | 0
1985 | 12 | 2 | 22:00 | 0
1985 | 12 | 2 | 23:00 | 0
1985 | 12 | 2 | 24:00 | 0
1985 | 12 | 3 | 01:00 | 0
1985 | 12 | 3 | 02:00 | 0
1985 | 12 | 3 | 03:00 | 0
1985 | 12 | 3 | 04:00 | 0
1985 | 12 | 3 | 05:00 | 0
1985 | 12 | 3 | 06:00 | 0
1985 | 12 | 3 | 07:00 | 0
1985 | 12 | 3 | 08:00 | 564
1985 | 12 | 3 | 09:00 | 1459
1985 | 12 | 3 | 10:00 | 2182
1985 | 12 | 3 | 11:00 | 2821
1985 | 12 | 3 | 12:00 | 3015
1985 | 12 | 3 | 13:00 | 2911
1985 | 12 | 3 | 14:00 | 2527
1985 | 12 | 3 | 15:00 | 1864
1985 | 12 | 3 | 16:00 | 835
1985 | 12 | 3 | 17:00 | 0
1985 | 12 | 3 | 18:00 | 0
1985 | 12 | 3 | 19:00 | 0
1985 | 12 | 3 | 20:00 | 0
1985 | 12 | 3 | 21:00 | 0
1985 | 12 | 3 | 22:00 | 0
1985 | 12 | 3 | 23:00 | 0
1985 | 12 | 3 | 24:00 | 0
1985 | 12 | 4 | 01:00 | 0
1985 | 12 | 4 | 02:00 | 0
1985 | 12 | 4 | 03:00 | 0
1985 | 12 | 4 | 04:00 | 0
1985 | 12 | 4 | 05:00 | 0
1985 | 12 | 4 | 06:00 | 0
1985 | 12 | 4 | 07:00 | 0
1985 | 12 | 4 | 08:00 | 14
1985 | 12 | 4 | 09:00 | 520
1985 | 12 | 4 | 10:00 | 570
1985 | 12 | 4 | 11:00 | 308
1985 | 12 | 4 | 12:00 | 478
1985 | 12 | 4 | 13:00 | 753
1985 | 12 | 4 | 14:00 | 617
1985 | 12 | 4 | 15:00 | 406
1985 | 12 | 4 | 16:00 | 193
1985 | 12 | 4 | 17:00 | 0
1985 | 12 | 4 | 18:00 | 0
1985 | 12 | 4 | 19:00 | 0
1985 | 12 | 4 | 20:00 | 0
1985 | 12 | 4 | 21:00 | 0
1985 | 12 | 4 | 22:00 | 0
1985 | 12 | 4 | 23:00 | 0
1985 | 12 | 4 | 24:00 | 0
1985 | 12 | 5 | 01:00 | 0
1985 | 12 | 5 | 02:00 | 0
1985 | 12 | 5 | 03:00 | 0
1985 | 12 | 5 | 04:00 | 0
1985 | 12 | 5 | 05:00 | 0
1985 | 12 | 5 | 06:00 | 0
1985 | 12 | 5 | 07:00 | 0
1985 | 12 | 5 | 08:00 | 3
1985 | 12 | 5 | 09:00 | 446
1985 | 12 | 5 | 10:00 | 1065
1985 | 12 | 5 | 11:00 | 823
1985 | 12 | 5 | 12:00 | 486
1985 | 12 | 5 | 13:00 | 447
1985 | 12 | 5 | 14:00 | 427
1985 | 12 | 5 | 15:00 | 27
1985 | 12 | 5 | 16:00 | 44
1985 | 12 | 5 | 17:00 | 0
1985 | 12 | 5 | 18:00 | 0
1985 | 12 | 5 | 19:00 | 0
1985 | 12 | 5 | 20:00 | 0
1985 | 12 | 5 | 21:00 | 0
1985 | 12 | 5 | 22:00 | 0
1985 | 12 | 5 | 23:00 | 0
1985 | 12 | 5 | 24:00 | 0
1985 | 12 | 6 | 01:00 | 0
1985 | 12 | 6 | 02:00 | 0
1985 | 12 | 6 | 03:00 | 0
1985 | 12 | 6 | 04:00 | 0
1985 | 12 | 6 | 05:00 | 0
1985 | 12 | 6 | 06:00 | 0
1985 | 12 | 6 | 07:00 | 0
1985 | 12 | 6 | 08:00 | 0
1985 | 12 | 6 | 09:00 | 16
1985 | 12 | 6 | 10:00 | 357
1985 | 12 | 6 | 11:00 | 457
1985 | 12 | 6 | 12:00 | 475
1985 | 12 | 6 | 13:00 | 534
1985 | 12 | 6 | 14:00 | 477
1985 | 12 | 6 | 15:00 | 142
1985 | 12 | 6 | 16:00 | 4
1985 | 12 | 6 | 17:00 | 0
1985 | 12 | 6 | 18:00 | 0
1985 | 12 | 6 | 19:00 | 0
1985 | 12 | 6 | 20:00 | 0
1985 | 12 | 6 | 21:00 | 0
1985 | 12 | 6 | 22:00 | 0
1985 | 12 | 6 | 23:00 | 0
1985 | 12 | 6 | 24:00 | 0
1985 | 12 | 7 | 01:00 | 0
1985 | 12 | 7 | 02:00 | 0
1985 | 12 | 7 | 03:00 | 0
1985 | 12 | 7 | 04:00 | 0
1985 | 12 | 7 | 05:00 | 0
1985 | 12 | 7 | 06:00 | 0
1985 | 12 | 7 | 07:00 | 0
1985 | 12 | 7 | 08:00 | 160
1985 | 12 | 7 | 09:00 | 1299
1985 | 12 | 7 | 10:00 | 2000
1985 | 12 | 7 | 11:00 | 878
1985 | 12 | 7 | 12:00 | 1057
1985 | 12 | 7 | 13:00 | 765
1985 | 12 | 7 | 14:00 | 1108
1985 | 12 | 7 | 15:00 | 1241
1985 | 12 | 7 | 16:00 | 274
1985 | 12 | 7 | 17:00 | 0
1985 | 12 | 7 | 18:00 | 0
1985 | 12 | 7 | 19:00 | 0
1985 | 12 | 7 | 20:00 | 0
1985 | 12 | 7 | 21:00 | 0
1985 | 12 | 7 | 22:00 | 0
1985 | 12 | 7 | 23:00 | 0
1985 | 12 | 7 | 24:00 | 0
1985 | 12 | 8 | 01:00 | 0
1985 | 12 | 8 | 02:00 | 0
1985 | 12 | 8 | 03:00 | 0
1985 | 12 | 8 | 04:00 | 0
1985 | 12 | 8 | 05:00 | 0
1985 | 12 | 8 | 06:00 | 0
1985 | 12 | 8 | 07:00 | 0
1985 | 12 | 8 | 08:00 | 1
1985 | 12 | 8 | 09:00 | 58
1985 | 12 | 8 | 10:00 | 1011
1985 | 12 | 8 | 11:00 | 1025
1985 | 12 | 8 | 12:00 | 173
1985 | 12 | 8 | 13:00 | 710
1985 | 12 | 8 | 14:00 | 185
1985 | 12 | 8 | 15:00 | 35
1985 | 12 | 8 | 16:00 | 0
1985 | 12 | 8 | 17:00 | 0
1985 | 12 | 8 | 18:00 | 0
1985 | 12 | 8 | 19:00 | 0
1985 | 12 | 8 | 20:00 | 0
1985 | 12 | 8 | 21:00 | 0
1985 | 12 | 8 | 22:00 | 0
1985 | 12 | 8 | 23:00 | 0
1985 | 12 | 8 | 24:00 | 0
1985 | 12 | 9 | 01:00 | 0
1985 | 12 | 9 | 02:00 | 0
1985 | 12 | 9 | 03:00 | 0
1985 | 12 | 9 | 04:00 | 0
1985 | 12 | 9 | 05:00 | 0
1985 | 12 | 9 | 06:00 | 0
1985 | 12 | 9 | 07:00 | 0
1985 | 12 | 9 | 08:00 | 43
1985 | 12 | 9 | 09:00 | 472
1985 | 12 | 9 | 10:00 | 565
1985 | 12 | 9 | 11:00 | 1256
1985 | 12 | 9 | 12:00 | 1113
1985 | 12 | 9 | 13:00 | 1180
1985 | 12 | 9 | 14:00 | 1655
1985 | 12 | 9 | 15:00 | 1539
1985 | 12 | 9 | 16:00 | 603
1985 | 12 | 9 | 17:00 | 0
1985 | 12 | 9 | 18:00 | 0
1985 | 12 | 9 | 19:00 | 0
1985 | 12 | 9 | 20:00 | 0
1985 | 12 | 9 | 21:00 | 0
1985 | 12 | 9 | 22:00 | 0
1985 | 12 | 9 | 23:00 | 0
1985 | 12 | 9 | 24:00 | 0
1985 | 12 | 10 | 01:00 | 0
1985 | 12 | 10 | 02:00 | 0
1985 | 12 | 10 | 03:00 | 0
1985 | 12 | 10 | 04:00 | 0
1985 | 12 | 10 | 05:00 | 0
1985 | 12 | 10 | 06:00 | 0
1985 | 12 | 10 | 07:00 | 0
1985 | 12 | 10 | 08:00 | 412
1985 | 12 | 10 | 09:00 | 1436
1985 | 12 | 10 | 10:00 | 2214
1985 | 12 | 10 | 11:00 | 2348
1985 | 12 | 10 | 12:00 | 2180
1985 | 12 | 10 | 13:00 | 777
1985 | 12 | 10 | 14:00 | 815
1985 | 12 | 10 | 15:00 | 156
1985 | 12 | 10 | 16:00 | 0
1985 | 12 | 10 | 17:00 | 0
1985 | 12 | 10 | 18:00 | 0
1985 | 12 | 10 | 19:00 | 0
1985 | 12 | 10 | 20:00 | 0
1985 | 12 | 10 | 21:00 | 0
1985 | 12 | 10 | 22:00 | 0
1985 | 12 | 10 | 23:00 | 0
1985 | 12 | 10 | 24:00 | 0
1985 | 12 | 11 | 01:00 | 0
1985 | 12 | 11 | 02:00 | 0
1985 | 12 | 11 | 03:00 | 0
1985 | 12 | 11 | 04:00 | 0
1985 | 12 | 11 | 05:00 | 0
1985 | 12 | 11 | 06:00 | 0
1985 | 12 | 11 | 07:00 | 0
1985 | 12 | 11 | 08:00 | 0
1985 | 12 | 11 | 09:00 | 36
1985 | 12 | 11 | 10:00 | 209
1985 | 12 | 11 | 11:00 | 476
1985 | 12 | 11 | 12:00 | 660
1985 | 12 | 11 | 13:00 | 591
1985 | 12 | 11 | 14:00 | 533
1985 | 12 | 11 | 15:00 | 301
1985 | 12 | 11 | 16:00 | 0
1985 | 12 | 11 | 17:00 | 0
1985 | 12 | 11 | 18:00 | 0
1985 | 12 | 11 | 19:00 | 0
1985 | 12 | 11 | 20:00 | 0
1985 | 12 | 11 | 21:00 | 0
1985 | 12 | 11 | 22:00 | 0
1985 | 12 | 11 | 23:00 | 0
1985 | 12 | 11 | 24:00 | 0
1985 | 12 | 12 | 01:00 | 0
1985 | 12 | 12 | 02:00 | 0
1985 | 12 | 12 | 03:00 | 0
1985 | 12 | 12 | 04:00 | 0
1985 | 12 | 12 | 05:00 | 0
1985 | 12 | 12 | 06:00 | 0
1985 | 12 | 12 | 07:00 | 0
1985 | 12 | 12 | 08:00 | 0
1985 | 12 | 12 | 09:00 | 5
1985 | 12 | 12 | 10:00 | 94
1985 | 12 | 12 | 11:00 | 669
1985 | 12 | 12 | 12:00 | 761
1985 | 12 | 12 | 13:00 | 614
1985 | 12 | 12 | 14:00 | 1647
1985 | 12 | 12 | 15:00 | 890
1985 | 12 | 12 | 16:00 | 589
1985 | 12 | 12 | 17:00 | 0
1985 | 12 | 12 | 18:00 | 0
1985 | 12 | 12 | 19:00 | 0
1985 | 12 | 12 | 20:00 | 0
1985 | 12 | 12 | 21:00 | 0
1985 | 12 | 12 | 22:00 | 0
1985 | 12 | 12 | 23:00 | 0
1985 | 12 | 12 | 24:00 | 0
1985 | 12 | 13 | 01:00 | 0
1985 | 12 | 13 | 02:00 | 0
1985 | 12 | 13 | 03:00 | 0
1985 | 12 | 13 | 04:00 | 0
1985 | 12 | 13 | 05:00 | 0
1985 | 12 | 13 | 06:00 | 0
1985 | 12 | 13 | 07:00 | 0
1985 | 12 | 13 | 08:00 | 0
1985 | 12 | 13 | 09:00 | 529
1985 | 12 | 13 | 10:00 | 1122
1985 | 12 | 13 | 11:00 | 660
1985 | 12 | 13 | 12:00 | 693
1985 | 12 | 13 | 13:00 | 599
1985 | 12 | 13 | 14:00 | 460
1985 | 12 | 13 | 15:00 | 94
1985 | 12 | 13 | 16:00 | 0
1985 | 12 | 13 | 17:00 | 0
1985 | 12 | 13 | 18:00 | 0
1985 | 12 | 13 | 19:00 | 0
1985 | 12 | 13 | 20:00 | 0
1985 | 12 | 13 | 21:00 | 0
1985 | 12 | 13 | 22:00 | 0
1985 | 12 | 13 | 23:00 | 0
1985 | 12 | 13 | 24:00 | 0
1985 | 12 | 14 | 01:00 | 0
1985 | 12 | 14 | 02:00 | 0
1985 | 12 | 14 | 03:00 | 0
1985 | 12 | 14 | 04:00 | 0
1985 | 12 | 14 | 05:00 | 0
1985 | 12 | 14 | 06:00 | 0
1985 | 12 | 14 | 07:00 | 0
1985 | 12 | 14 | 08:00 | 1
1985 | 12 | 14 | 09:00 | 241
1985 | 12 | 14 | 10:00 | 1835
1985 | 12 | 14 | 11:00 | 2319
1985 | 12 | 14 | 12:00 | 997
1985 | 12 | 14 | 13:00 | 2611
1985 | 12 | 14 | 14:00 | 2004
1985 | 12 | 14 | 15:00 | 1557
1985 | 12 | 14 | 16:00 | 635
1985 | 12 | 14 | 17:00 | 0
1985 | 12 | 14 | 18:00 | 0
1985 | 12 | 14 | 19:00 | 0
1985 | 12 | 14 | 20:00 | 0
1985 | 12 | 14 | 21:00 | 0
1985 | 12 | 14 | 22:00 | 0
1985 | 12 | 14 | 23:00 | 0
1985 | 12 | 14 | 24:00 | 0
1985 | 12 | 15 | 01:00 | 0
1985 | 12 | 15 | 02:00 | 0
1985 | 12 | 15 | 03:00 | 0
1985 | 12 | 15 | 04:00 | 0
1985 | 12 | 15 | 05:00 | 0
1985 | 12 | 15 | 06:00 | 0
1985 | 12 | 15 | 07:00 | 0
1985 | 12 | 15 | 08:00 | 130
1985 | 12 | 15 | 09:00 | 1341
1985 | 12 | 15 | 10:00 | 1916
1985 | 12 | 15 | 11:00 | 2374
1985 | 12 | 15 | 12:00 | 2545
1985 | 12 | 15 | 13:00 | 2661
1985 | 12 | 15 | 14:00 | 1415
1985 | 12 | 15 | 15:00 | 491
1985 | 12 | 15 | 16:00 | 235
1985 | 12 | 15 | 17:00 | 0
1985 | 12 | 15 | 18:00 | 0
1985 | 12 | 15 | 19:00 | 0
1985 | 12 | 15 | 20:00 | 0
1985 | 12 | 15 | 21:00 | 0
1985 | 12 | 15 | 22:00 | 0
1985 | 12 | 15 | 23:00 | 0
1985 | 12 | 15 | 24:00 | 0
1985 | 12 | 16 | 01:00 | 0
1985 | 12 | 16 | 02:00 | 0
1985 | 12 | 16 | 03:00 | 0
1985 | 12 | 16 | 04:00 | 0
1985 | 12 | 16 | 05:00 | 0
1985 | 12 | 16 | 06:00 | 0
1985 | 12 | 16 | 07:00 | 0
1985 | 12 | 16 | 08:00 | 187
1985 | 12 | 16 | 09:00 | 1263
1985 | 12 | 16 | 10:00 | 1379
1985 | 12 | 16 | 11:00 | 1137
1985 | 12 | 16 | 12:00 | 2145
1985 | 12 | 16 | 13:00 | 1630
1985 | 12 | 16 | 14:00 | 1407
1985 | 12 | 16 | 15:00 | 1625
1985 | 12 | 16 | 16:00 | 437
1985 | 12 | 16 | 17:00 | 0
1985 | 12 | 16 | 18:00 | 0
1985 | 12 | 16 | 19:00 | 0
1985 | 12 | 16 | 20:00 | 0
1985 | 12 | 16 | 21:00 | 0
1985 | 12 | 16 | 22:00 | 0
1985 | 12 | 16 | 23:00 | 0
1985 | 12 | 16 | 24:00 | 0
1985 | 12 | 17 | 01:00 | 0
1985 | 12 | 17 | 02:00 | 0
1985 | 12 | 17 | 03:00 | 0
1985 | 12 | 17 | 04:00 | 0
1985 | 12 | 17 | 05:00 | 0
1985 | 12 | 17 | 06:00 | 0
1985 | 12 | 17 | 07:00 | 0
1985 | 12 | 17 | 08:00 | 15
1985 | 12 | 17 | 09:00 | 1113
1985 | 12 | 17 | 10:00 | 1851
1985 | 12 | 17 | 11:00 | 2355
1985 | 12 | 17 | 12:00 | 2571
1985 | 12 | 17 | 13:00 | 2184
1985 | 12 | 17 | 14:00 | 1300
1985 | 12 | 17 | 15:00 | 826
1985 | 12 | 17 | 16:00 | 444
1985 | 12 | 17 | 17:00 | 0
1985 | 12 | 17 | 18:00 | 0
1985 | 12 | 17 | 19:00 | 0
1985 | 12 | 17 | 20:00 | 0
1985 | 12 | 17 | 21:00 | 0
1985 | 12 | 17 | 22:00 | 0
1985 | 12 | 17 | 23:00 | 0
1985 | 12 | 17 | 24:00 | 0
1985 | 12 | 18 | 01:00 | 0
1985 | 12 | 18 | 02:00 | 0
1985 | 12 | 18 | 03:00 | 0
1985 | 12 | 18 | 04:00 | 0
1985 | 12 | 18 | 05:00 | 0
1985 | 12 | 18 | 06:00 | 0
1985 | 12 | 18 | 07:00 | 0
1985 | 12 | 18 | 08:00 | 230
1985 | 12 | 18 | 09:00 | 953
1985 | 12 | 18 | 10:00 | 1667
1985 | 12 | 18 | 11:00 | 2882
1985 | 12 | 18 | 12:00 | 1968
1985 | 12 | 18 | 13:00 | 2654
1985 | 12 | 18 | 14:00 | 1705
1985 | 12 | 18 | 15:00 | 997
1985 | 12 | 18 | 16:00 | 705
1985 | 12 | 18 | 17:00 | 0
1985 | 12 | 18 | 18:00 | 0
1985 | 12 | 18 | 19:00 | 0
1985 | 12 | 18 | 20:00 | 0
1985 | 12 | 18 | 21:00 | 0
1985 | 12 | 18 | 22:00 | 0
1985 | 12 | 18 | 23:00 | 0
1985 | 12 | 18 | 24:00 | 0
1985 | 12 | 19 | 01:00 | 0
1985 | 12 | 19 | 02:00 | 0
1985 | 12 | 19 | 03:00 | 0
1985 | 12 | 19 | 04:00 | 0
1985 | 12 | 19 | 05:00 | 0
1985 | 12 | 19 | 06:00 | 0
1985 | 12 | 19 | 07:00 | 0
1985 | 12 | 19 | 08:00 | 22
1985 | 12 | 19 | 09:00 | 1189
1985 | 12 | 19 | 10:00 | 2132
1985 | 12 | 19 | 11:00 | 2650
1985 | 12 | 19 | 12:00 | 2630
1985 | 12 | 19 | 13:00 | 2649
1985 | 12 | 19 | 14:00 | 2160
1985 | 12 | 19 | 15:00 | 773
1985 | 12 | 19 | 16:00 | 533
1985 | 12 | 19 | 17:00 | 0
1985 | 12 | 19 | 18:00 | 0
1985 | 12 | 19 | 19:00 | 0
1985 | 12 | 19 | 20:00 | 0
1985 | 12 | 19 | 21:00 | 0
1985 | 12 | 19 | 22:00 | 0
1985 | 12 | 19 | 23:00 | 0
1985 | 12 | 19 | 24:00 | 0
1985 | 12 | 20 | 01:00 | 0
1985 | 12 | 20 | 02:00 | 0
1985 | 12 | 20 | 03:00 | 0
1985 | 12 | 20 | 04:00 | 0
1985 | 12 | 20 | 05:00 | 0
1985 | 12 | 20 | 06:00 | 0
1985 | 12 | 20 | 07:00 | 0
1985 | 12 | 20 | 08:00 | 433
1985 | 12 | 20 | 09:00 | 1601
1985 | 12 | 20 | 10:00 | 2237
1985 | 12 | 20 | 11:00 | 2620
1985 | 12 | 20 | 12:00 | 2749
1985 | 12 | 20 | 13:00 | 2553
1985 | 12 | 20 | 14:00 | 1684
1985 | 12 | 20 | 15:00 | 844
1985 | 12 | 20 | 16:00 | 4
1985 | 12 | 20 | 17:00 | 0
1985 | 12 | 20 | 18:00 | 0
1985 | 12 | 20 | 19:00 | 0
1985 | 12 | 20 | 20:00 | 0
1985 | 12 | 20 | 21:00 | 0
1985 | 12 | 20 | 22:00 | 0
1985 | 12 | 20 | 23:00 | 0
1985 | 12 | 20 | 24:00 | 0
1985 | 12 | 21 | 01:00 | 0
1985 | 12 | 21 | 02:00 | 0
1985 | 12 | 21 | 03:00 | 0
1985 | 12 | 21 | 04:00 | 0
1985 | 12 | 21 | 05:00 | 0
1985 | 12 | 21 | 06:00 | 0
1985 | 12 | 21 | 07:00 | 0
1985 | 12 | 21 | 08:00 | 59
1985 | 12 | 21 | 09:00 | 1184
1985 | 12 | 21 | 10:00 | 1551
1985 | 12 | 21 | 11:00 | 2060
1985 | 12 | 21 | 12:00 | 2134
1985 | 12 | 21 | 13:00 | 2313
1985 | 12 | 21 | 14:00 | 1780
1985 | 12 | 21 | 15:00 | 647
1985 | 12 | 21 | 16:00 | 141
1985 | 12 | 21 | 17:00 | 0
1985 | 12 | 21 | 18:00 | 0
1985 | 12 | 21 | 19:00 | 0
1985 | 12 | 21 | 20:00 | 0
1985 | 12 | 21 | 21:00 | 0
1985 | 12 | 21 | 22:00 | 0
1985 | 12 | 21 | 23:00 | 0
1985 | 12 | 21 | 24:00 | 0
1985 | 12 | 22 | 01:00 | 0
1985 | 12 | 22 | 02:00 | 0
1985 | 12 | 22 | 03:00 | 0
1985 | 12 | 22 | 04:00 | 0
1985 | 12 | 22 | 05:00 | 0
1985 | 12 | 22 | 06:00 | 0
1985 | 12 | 22 | 07:00 | 0
1985 | 12 | 22 | 08:00 | 18
1985 | 12 | 22 | 09:00 | 1174
1985 | 12 | 22 | 10:00 | 1880
1985 | 12 | 22 | 11:00 | 2319
1985 | 12 | 22 | 12:00 | 2484
1985 | 12 | 22 | 13:00 | 2203
1985 | 12 | 22 | 14:00 | 1976
1985 | 12 | 22 | 15:00 | 1234
1985 | 12 | 22 | 16:00 | 136
1985 | 12 | 22 | 17:00 | 0
1985 | 12 | 22 | 18:00 | 0
1985 | 12 | 22 | 19:00 | 0
1985 | 12 | 22 | 20:00 | 0
1985 | 12 | 22 | 21:00 | 0
1985 | 12 | 22 | 22:00 | 0
1985 | 12 | 22 | 23:00 | 0
1985 | 12 | 22 | 24:00 | 0
1985 | 12 | 23 | 01:00 | 0
1985 | 12 | 23 | 02:00 | 0
1985 | 12 | 23 | 03:00 | 0
1985 | 12 | 23 | 04:00 | 0
1985 | 12 | 23 | 05:00 | 0
1985 | 12 | 23 | 06:00 | 0
1985 | 12 | 23 | 07:00 | 0
1985 | 12 | 23 | 08:00 | 0
1985 | 12 | 23 | 09:00 | 26
1985 | 12 | 23 | 10:00 | 506
1985 | 12 | 23 | 11:00 | 700
1985 | 12 | 23 | 12:00 | 633
1985 | 12 | 23 | 13:00 | 467
1985 | 12 | 23 | 14:00 | 1080
1985 | 12 | 23 | 15:00 | 161
1985 | 12 | 23 | 16:00 | 2
1985 | 12 | 23 | 17:00 | 0
1985 | 12 | 23 | 18:00 | 0
1985 | 12 | 23 | 19:00 | 0
1985 | 12 | 23 | 20:00 | 0
1985 | 12 | 23 | 21:00 | 0
1985 | 12 | 23 | 22:00 | 0
1985 | 12 | 23 | 23:00 | 0
1985 | 12 | 23 | 24:00 | 0
1985 | 12 | 24 | 01:00 | 0
1985 | 12 | 24 | 02:00 | 0
1985 | 12 | 24 | 03:00 | 0
1985 | 12 | 24 | 04:00 | 0
1985 | 12 | 24 | 05:00 | 0
1985 | 12 | 24 | 06:00 | 0
1985 | 12 | 24 | 07:00 | 0
1985 | 12 | 24 | 08:00 | 0
1985 | 12 | 24 | 09:00 | 96
1985 | 12 | 24 | 10:00 | 76
1985 | 12 | 24 | 11:00 | 165
1985 | 12 | 24 | 12:00 | 384
1985 | 12 | 24 | 13:00 | 473
1985 | 12 | 24 | 14:00 | 732
1985 | 12 | 24 | 15:00 | 446
1985 | 12 | 24 | 16:00 | 52
1985 | 12 | 24 | 17:00 | 0
1985 | 12 | 24 | 18:00 | 0
1985 | 12 | 24 | 19:00 | 0
1985 | 12 | 24 | 20:00 | 0
1985 | 12 | 24 | 21:00 | 0
1985 | 12 | 24 | 22:00 | 0
1985 | 12 | 24 | 23:00 | 0
1985 | 12 | 24 | 24:00 | 0
1985 | 12 | 25 | 01:00 | 0
1985 | 12 | 25 | 02:00 | 0
1985 | 12 | 25 | 03:00 | 0
1985 | 12 | 25 | 04:00 | 0
1985 | 12 | 25 | 05:00 | 0
1985 | 12 | 25 | 06:00 | 0
1985 | 12 | 25 | 07:00 | 0
1985 | 12 | 25 | 08:00 | 0
1985 | 12 | 25 | 09:00 | 10
1985 | 12 | 25 | 10:00 | 527
1985 | 12 | 25 | 11:00 | 768
1985 | 12 | 25 | 12:00 | 1738
1985 | 12 | 25 | 13:00 | 1386
1985 | 12 | 25 | 14:00 | 1224
1985 | 12 | 25 | 15:00 | 557
1985 | 12 | 25 | 16:00 | 8
1985 | 12 | 25 | 17:00 | 0
1985 | 12 | 25 | 18:00 | 0
1985 | 12 | 25 | 19:00 | 0
1985 | 12 | 25 | 20:00 | 0
1985 | 12 | 25 | 21:00 | 0
1985 | 12 | 25 | 22:00 | 0
1985 | 12 | 25 | 23:00 | 0
1985 | 12 | 25 | 24:00 | 0
1985 | 12 | 26 | 01:00 | 0
1985 | 12 | 26 | 02:00 | 0
1985 | 12 | 26 | 03:00 | 0
1985 | 12 | 26 | 04:00 | 0
1985 | 12 | 26 | 05:00 | 0
1985 | 12 | 26 | 06:00 | 0
1985 | 12 | 26 | 07:00 | 0
1985 | 12 | 26 | 08:00 | 61
1985 | 12 | 26 | 09:00 | 1277
1985 | 12 | 26 | 10:00 | 2205
1985 | 12 | 26 | 11:00 | 2743
1985 | 12 | 26 | 12:00 | 2877
1985 | 12 | 26 | 13:00 | 2728
1985 | 12 | 26 | 14:00 | 2398
1985 | 12 | 26 | 15:00 | 1794
1985 | 12 | 26 | 16:00 | 747
1985 | 12 | 26 | 17:00 | 0
1985 | 12 | 26 | 18:00 | 0
1985 | 12 | 26 | 19:00 | 0
1985 | 12 | 26 | 20:00 | 0
1985 | 12 | 26 | 21:00 | 0
1985 | 12 | 26 | 22:00 | 0
1985 | 12 | 26 | 23:00 | 0
1985 | 12 | 26 | 24:00 | 0
1985 | 12 | 27 | 01:00 | 0
1985 | 12 | 27 | 02:00 | 0
1985 | 12 | 27 | 03:00 | 0
1985 | 12 | 27 | 04:00 | 0
1985 | 12 | 27 | 05:00 | 0
1985 | 12 | 27 | 06:00 | 0
1985 | 12 | 27 | 07:00 | 0
1985 | 12 | 27 | 08:00 | 0
1985 | 12 | 27 | 09:00 | 15
1985 | 12 | 27 | 10:00 | 762
1985 | 12 | 27 | 11:00 | 1211
1985 | 12 | 27 | 12:00 | 2007
1985 | 12 | 27 | 13:00 | 991
1985 | 12 | 27 | 14:00 | 910
1985 | 12 | 27 | 15:00 | 569
1985 | 12 | 27 | 16:00 | 4
1985 | 12 | 27 | 17:00 | 0
1985 | 12 | 27 | 18:00 | 0
1985 | 12 | 27 | 19:00 | 0
1985 | 12 | 27 | 20:00 | 0
1985 | 12 | 27 | 21:00 | 0
1985 | 12 | 27 | 22:00 | 0
1985 | 12 | 27 | 23:00 | 0
1985 | 12 | 27 | 24:00 | 0
1985 | 12 | 28 | 01:00 | 0
1985 | 12 | 28 | 02:00 | 0
1985 | 12 | 28 | 03:00 | 0
1985 | 12 | 28 | 04:00 | 0
1985 | 12 | 28 | 05:00 | 0
1985 | 12 | 28 | 06:00 | 0
1985 | 12 | 28 | 07:00 | 0
1985 | 12 | 28 | 08:00 | 2
1985 | 12 | 28 | 09:00 | 1202
1985 | 12 | 28 | 10:00 | 2009
1985 | 12 | 28 | 11:00 | 2703
1985 | 12 | 28 | 12:00 | 2959
1985 | 12 | 28 | 13:00 | 2851
1985 | 12 | 28 | 14:00 | 2515
1985 | 12 | 28 | 15:00 | 1837
1985 | 12 | 28 | 16:00 | 848
1985 | 12 | 28 | 17:00 | 0
1985 | 12 | 28 | 18:00 | 0
1985 | 12 | 28 | 19:00 | 0
1985 | 12 | 28 | 20:00 | 0
1985 | 12 | 28 | 21:00 | 0
1985 | 12 | 28 | 22:00 | 0
1985 | 12 | 28 | 23:00 | 0
1985 | 12 | 28 | 24:00 | 0
1985 | 12 | 29 | 01:00 | 0
1985 | 12 | 29 | 02:00 | 0
1985 | 12 | 29 | 03:00 | 0
1985 | 12 | 29 | 04:00 | 0
1985 | 12 | 29 | 05:00 | 0
1985 | 12 | 29 | 06:00 | 0
1985 | 12 | 29 | 07:00 | 0
1985 | 12 | 29 | 08:00 | 2
1985 | 12 | 29 | 09:00 | 177
1985 | 12 | 29 | 10:00 | 1092
1985 | 12 | 29 | 11:00 | 821
1985 | 12 | 29 | 12:00 | 2402
1985 | 12 | 29 | 13:00 | 2584
1985 | 12 | 29 | 14:00 | 1717
1985 | 12 | 29 | 15:00 | 1682
1985 | 12 | 29 | 16:00 | 362
1985 | 12 | 29 | 17:00 | 0
1985 | 12 | 29 | 18:00 | 0
1985 | 12 | 29 | 19:00 | 0
1985 | 12 | 29 | 20:00 | 0
1985 | 12 | 29 | 21:00 | 0
1985 | 12 | 29 | 22:00 | 0
1985 | 12 | 29 | 23:00 | 0
1985 | 12 | 29 | 24:00 | 0
1985 | 12 | 30 | 01:00 | 0
1985 | 12 | 30 | 02:00 | 0
1985 | 12 | 30 | 03:00 | 0
1985 | 12 | 30 | 04:00 | 0
1985 | 12 | 30 | 05:00 | 0
1985 | 12 | 30 | 06:00 | 0
1985 | 12 | 30 | 07:00 | 0
1985 | 12 | 30 | 08:00 | 115
1985 | 12 | 30 | 09:00 | 1428
1985 | 12 | 30 | 10:00 | 2079
1985 | 12 | 30 | 11:00 | 2758
1985 | 12 | 30 | 12:00 | 2789
1985 | 12 | 30 | 13:00 | 2834
1985 | 12 | 30 | 14:00 | 1699
1985 | 12 | 30 | 15:00 | 1047
1985 | 12 | 30 | 16:00 | 566
1985 | 12 | 30 | 17:00 | 0
1985 | 12 | 30 | 18:00 | 0
1985 | 12 | 30 | 19:00 | 0
1985 | 12 | 30 | 20:00 | 0
1985 | 12 | 30 | 21:00 | 0
1985 | 12 | 30 | 22:00 | 0
1985 | 12 | 30 | 23:00 | 0
1985 | 12 | 30 | 24:00 | 0
1985 | 12 | 31 | 01:00 | 0
1985 | 12 | 31 | 02:00 | 0
1985 | 12 | 31 | 03:00 | 0
1985 | 12 | 31 | 04:00 | 0
1985 | 12 | 31 | 05:00 | 0
1985 | 12 | 31 | 06:00 | 0
1985 | 12 | 31 | 07:00 | 0
1985 | 12 | 31 | 08:00 | 0
1985 | 12 | 31 | 09:00 | 242
1985 | 12 | 31 | 10:00 | 973
1985 | 12 | 31 | 11:00 | 1400
1985 | 12 | 31 | 12:00 | 2064
1985 | 12 | 31 | 13:00 | 1309
1985 | 12 | 31 | 14:00 | 397
1985 | 12 | 31 | 15:00 | 97
1985 | 12 | 31 | 16:00 | 13
1985 | 12 | 31 | 17:00 | 0
1985 | 12 | 31 | 18:00 | 0
1985 | 12 | 31 | 19:00 | 0
1985 | 12 | 31 | 20:00 | 0
1985 | 12 | 31 | 21:00 | 0
1985 | 12 | 31 | 22:00 | 0
1985 | 12 | 31 | 23:00 | 0
1985 | 12 | 31 | 24:00 | 0

## Losses
System Losses by Company (from FERC Form 1, page 401a)
|  | Total | Total
|  | MWh | Energy | Loss
|  | Acquired | Losses | Percentage
GSEC |  | 504970 | 9660 | 1.913% | 2015
PSNH |  | 8697124 | 255592 | 2.939% | 2015
UES |  | 710669 | 42780 | 6.02% | 2015
Totals |  | 9912763 | 308032 | 3.107% |  | Multiplier | 1.0311
Notes: | a) NHEC does not file a FERC Form 1, so percentage used is a weighted average of the other three utilities.