## 2019 Avoided Costs
2019 Avoided Costs
Relevant
Rule(s)
Avoided Energy Cost (All but Solar PV) |  | 43.2559 | MWh | Puc 903.02 (i)(2) & (i)(6) a. | (See "AC calc" tab)
Avoided Energy Cost (Solar PV) |  | 39.4256 | MWh | Puc 903.02 (i)(2) & (i)(7) a. | (See "AC calc" tab)
Avoided Capacity Costs |  | 9.9451 | kW-month | Puc 903.02 (i)(3) | (See "Capacity" tab)
Portion of Surplus Generation During Peak Hour |  | 0.01142% |  | Puc 903.02 (i)(6) b. | (See "Capacity" tab)
(All but Solar PV)
Portion of Surplus Generation During Peak Hour |  | 0.02701% |  | Puc 903.02 (i)(7) c. | (See "Capacity" tab)
(Solar PV)

## AC calc
Calculation of Avoided Energy Costs for Surplus Net Metered Generation Pursuant to Puc 903.02 | [9 empty] | Data Sources:
Generation Other than Solar Average Costs for LMP & Regulation = I17 | [8 empty] | 40.5468 |  | 2018 and 2019 houly RTLMP, Ancillary svcs cost data:
Average Distribution System Line Loss Multiplier = | [8 empty] | 1.0668 |  | https://www.iso-ne.com/isoexpress/web/reports/load-and-demand/-/tree/whlsecost-hourly-newhampshire
Avg. Hourly Avoided Costs Grossed up for Dist. Line Losses | [8 empty] | 43.2559
Solar Weighted Average Costs for LMP & Regulation = (J17/D17) | [8 empty] | 36.9564
Average Distribution System Line Loss Multiplier = | [8 empty] | 1.0668
Solar Wtd. Avg. Cost Grossed up for Dist. Line Losses | [8 empty] | 39.4256
Average Distribution System Line Loss Multiplier = | [8 empty] | 1.0668 | See "Losses" tab
In $/MWH (megawatt hours)
[6 empty] | NH LZ | Gen. rel.** | G+H***
"Month" | "Day" | "Hour Ending" | "AC Power (W)" | Date | Hour Ending | RTLMP* | Anc. Svcs. | Total Cost | Weighted Cost
|  | SUM or Average: | 45201668 |  |  | 39.1267 | 1.4201 | 40.5468 | 1670492846.12
4 | 1 | 01:00 | 0 | 2018-04-01 | 1 | 24.73 | 1.12 | 25.85 | 0
4 | 1 | 02:00 | 0 | 2018-04-01 | 2 | 24.41 | 0.95 | 25.36 | 0 | * NH LZ RTLMP = New Hampshire Load Zone Real Time Locational Marginal Price
4 | 1 | 03:00 | 0 | 2018-04-01 | 3 | 36.8 | 0.97 | 37.77 | 0 | ** Generation Related Ancillary Services includes ancillary market charges - regulation market,
4 | 1 | 04:00 | 0 | 2018-04-01 | 4 | 27.81 | 0.98 | 28.79 | 0 | forward reserve market, real-time reserve market, transitional demand response program and
4 | 1 | 05:00 | 0 | 2018-04-01 | 5 | 25.9 | 0.99 | 26.89 | 0 | net commitment period compensation (NCPC) - first and second contigency
4 | 1 | 06:00 | 0 | 2018-04-01 | 6 | 23.69 | 0.97 | 24.66 | 0 | ***Puc 903.02 (i)(6) b. uses 8760 hours
4 | 1 | 07:00 | 67 | 2018-04-01 | 7 | 17.02 | 0.97 | 17.99 | 1205.33
4 | 1 | 08:00 | 2177 | 2018-04-01 | 8 | 27.22 | 1.36 | 28.58 | 62218.66 | AC Power is actual average hourly generation data for NH systems with a total capacity of 340.1 kW DC (310.4 kW AC).
4 | 1 | 09:00 | 6487 | 2018-04-01 | 9 | 33.7 | 1.2 | 34.9 | 226396.3
4 | 1 | 10:00 | 9563 | 2018-04-01 | 10 | 33.87 | 1.03 | 34.9 | 333748.7
4 | 1 | 11:00 | 14499 | 2018-04-01 | 11 | 34.09 | 1.24 | 35.33 | 512249.67
4 | 1 | 12:00 | 15587 | 2018-04-01 | 12 | 25.45 | 0.98 | 26.43 | 411964.41
4 | 1 | 13:00 | 22660 | 2018-04-01 | 13 | 24.67 | 0.95 | 25.62 | 580549.2
4 | 1 | 14:00 | 25831 | 2018-04-01 | 14 | 21.47 | 0.94 | 22.41 | 578872.71
4 | 1 | 15:00 | 25701 | 2018-04-01 | 15 | 0.99 | 1.15 | 2.14 | 55000.14
4 | 1 | 16:00 | 23307 | 2018-04-01 | 16 | -11.25 | 1.13 | -10.12 | -235866.84
4 | 1 | 17:00 | 15904 | 2018-04-01 | 17 | 2.78 | 1.22 | 4 | 63616
4 | 1 | 18:00 | 7146 | 2018-04-01 | 18 | -0.9 | 1.22 | 0.32 | 2286.72
4 | 1 | 19:00 | 1753 | 2018-04-01 | 19 | 19.82 | 0.98 | 20.8 | 36462.4
4 | 1 | 20:00 | 13 | 2018-04-01 | 20 | 37.95 | 1.18 | 39.13 | 508.69
4 | 1 | 21:00 | 0 | 2018-04-01 | 21 | 49.35 | 1.35 | 50.7 | 0
4 | 1 | 22:00 | 0 | 2018-04-01 | 22 | 36.71 | 1.58 | 38.29 | 0
4 | 1 | 23:00 | 0 | 2018-04-01 | 23 | 24.75 | 1.15 | 25.9 | 0
4 | 1 | 24:00 | 0 | 2018-04-01 | 24 | 20.38 | 0.93 | 21.31 | 0
4 | 2 | 01:00 | 0 | 2018-04-02 | 1 | 20.71 | 1.37 | 22.08 | 0
4 | 2 | 02:00 | 0 | 2018-04-02 | 2 | 22.58 | 1.37 | 23.95 | 0
4 | 2 | 03:00 | 0 | 2018-04-02 | 3 | 23.41 | 1.38 | 24.79 | 0
4 | 2 | 04:00 | 0 | 2018-04-02 | 4 | 23.26 | 1.37 | 24.63 | 0
4 | 2 | 05:00 | 0 | 2018-04-02 | 5 | 24.34 | 1.38 | 25.72 | 0
4 | 2 | 06:00 | 0 | 2018-04-02 | 6 | 25.29 | 1.44 | 26.73 | 0
4 | 2 | 07:00 | 3 | 2018-04-02 | 7 | 32.3 | 1.86 | 34.16 | 102.48
4 | 2 | 08:00 | 674 | 2018-04-02 | 8 | 47.22 | 2.54 | 49.76 | 33538.24
4 | 2 | 09:00 | 1774 | 2018-04-02 | 9 | 56.23 | 2.69 | 58.92 | 104524.08
4 | 2 | 10:00 | 4166 | 2018-04-02 | 10 | 51.94 | 1.81 | 53.75 | 223922.5
4 | 2 | 11:00 | 12169 | 2018-04-02 | 11 | 67.36 | 2.18 | 69.54 | 846232.26
4 | 2 | 12:00 | 21734 | 2018-04-02 | 12 | 81 | 3.16 | 84.16 | 1829133.44
4 | 2 | 13:00 | 23940 | 2018-04-02 | 13 | 70.3 | 4 | 74.3 | 1778742
4 | 2 | 14:00 | 23497 | 2018-04-02 | 14 | 49.15 | 3.14 | 52.29 | 1228658.13
4 | 2 | 15:00 | 22221 | 2018-04-02 | 15 | 26.45 | 1.91 | 28.36 | 630187.56
4 | 2 | 16:00 | 20853 | 2018-04-02 | 16 | 25.92 | 1.85 | 27.77 | 579087.81
4 | 2 | 17:00 | 15710 | 2018-04-02 | 17 | 27.79 | 1.87 | 29.66 | 465958.6
4 | 2 | 18:00 | 7019 | 2018-04-02 | 18 | 27.91 | 1.86 | 29.77 | 208955.63
4 | 2 | 19:00 | 1724 | 2018-04-02 | 19 | 43.35 | 2.38 | 45.73 | 78838.52
4 | 2 | 20:00 | 18 | 2018-04-02 | 20 | 71.77 | 2.32 | 74.09 | 1333.62
4 | 2 | 21:00 | 0 | 2018-04-02 | 21 | 72.51 | 2.49 | 75 | 0
4 | 2 | 22:00 | 0 | 2018-04-02 | 22 | 39.46 | 2.17 | 41.63 | 0
4 | 2 | 23:00 | 0 | 2018-04-02 | 23 | 51.47 | 2.67 | 54.14 | 0
4 | 2 | 24:00 | 0 | 2018-04-02 | 24 | 71.72 | 2.67 | 74.39 | 0
4 | 3 | 01:00 | 0 | 2018-04-03 | 1 | 71.97 | 2.64 | 74.61 | 0
4 | 3 | 02:00 | 0 | 2018-04-03 | 2 | 68.27 | 1.8 | 70.07 | 0
4 | 3 | 03:00 | 0 | 2018-04-03 | 3 | 61.41 | 1.51 | 62.92 | 0
4 | 3 | 04:00 | 0 | 2018-04-03 | 4 | 60.79 | 1.47 | 62.26 | 0
4 | 3 | 05:00 | 0 | 2018-04-03 | 5 | 55.36 | 1.43 | 56.79 | 0
4 | 3 | 06:00 | 0 | 2018-04-03 | 6 | 60.21 | 1.61 | 61.82 | 0
4 | 3 | 07:00 | 141 | 2018-04-03 | 7 | 71.82 | 2.19 | 74.01 | 10435.41
4 | 3 | 08:00 | 2661 | 2018-04-03 | 8 | 96.57 | 3.87 | 100.44 | 267270.84
4 | 3 | 09:00 | 7425 | 2018-04-03 | 9 | 55.51 | 1.96 | 57.47 | 426714.75
4 | 3 | 10:00 | 12650 | 2018-04-03 | 10 | 36.81 | 1.8 | 38.61 | 488416.5
4 | 3 | 11:00 | 21592 | 2018-04-03 | 11 | 33.2 | 1.8 | 35 | 755720
4 | 3 | 12:00 | 23016 | 2018-04-03 | 12 | 34.24 | 1.78 | 36.02 | 829036.32
4 | 3 | 13:00 | 16586 | 2018-04-03 | 13 | 39.56 | 1.77 | 41.33 | 685499.38
4 | 3 | 14:00 | 6162 | 2018-04-03 | 14 | 53.57 | 1.98 | 55.55 | 342299.1
4 | 3 | 15:00 | 3999 | 2018-04-03 | 15 | 53.03 | 1.84 | 54.87 | 219425.13
4 | 3 | 16:00 | 3850 | 2018-04-03 | 16 | 54.9 | 1.79 | 56.69 | 218256.5
4 | 3 | 17:00 | 2459 | 2018-04-03 | 17 | 56.04 | 1.78 | 57.82 | 142179.38
4 | 3 | 18:00 | 1095 | 2018-04-03 | 18 | 81.47 | 2.92 | 84.39 | 92407.05
4 | 3 | 19:00 | 210 | 2018-04-03 | 19 | 92.19 | 3.19 | 95.38 | 20029.8
4 | 3 | 20:00 | 0 | 2018-04-03 | 20 | 64.99 | 1.85 | 66.84 | 0
4 | 3 | 21:00 | 0 | 2018-04-03 | 21 | 71.38 | 2.06 | 73.44 | 0
4 | 3 | 22:00 | 0 | 2018-04-03 | 22 | 75.4 | 3.05 | 78.45 | 0
4 | 3 | 23:00 | 0 | 2018-04-03 | 23 | 44.71 | 2.13 | 46.84 | 0
4 | 3 | 24:00 | 0 | 2018-04-03 | 24 | 46.29 | 1.51 | 47.8 | 0
4 | 4 | 01:00 | 0 | 2018-04-04 | 1 | 64.04 | 2.37 | 66.41 | 0
4 | 4 | 02:00 | 0 | 2018-04-04 | 2 | 79.89 | 2.25 | 82.14 | 0
4 | 4 | 03:00 | 0 | 2018-04-04 | 3 | 81.62 | 2.25 | 83.87 | 0
4 | 4 | 04:00 | 0 | 2018-04-04 | 4 | 82.5 | 2.3 | 84.8 | 0
4 | 4 | 05:00 | 0 | 2018-04-04 | 5 | 96.24 | 2.26 | 98.5 | 0
4 | 4 | 06:00 | 0 | 2018-04-04 | 6 | 82.64 | 3.21 | 85.85 | 0
4 | 4 | 07:00 | 6 | 2018-04-04 | 7 | 97.61 | 2.74 | 100.35 | 602.1
4 | 4 | 08:00 | 207 | 2018-04-04 | 8 | 98.08 | 3.67 | 101.75 | 21062.25
4 | 4 | 09:00 | 1118 | 2018-04-04 | 9 | 113.01 | 4.51 | 117.52 | 131387.36
4 | 4 | 10:00 | 3231 | 2018-04-04 | 10 | 130.27 | 4.61 | 134.88 | 435797.28
4 | 4 | 11:00 | 3256 | 2018-04-04 | 11 | 109.15 | 3.78 | 112.93 | 367700.08
4 | 4 | 12:00 | 3125 | 2018-04-04 | 12 | 106.92 | 4.12 | 111.04 | 347000
4 | 4 | 13:00 | 3938 | 2018-04-04 | 13 | 86.87 | 3.75 | 90.62 | 356861.56
4 | 4 | 14:00 | 2255 | 2018-04-04 | 14 | 109.39 | 2.69 | 112.08 | 252740.4
4 | 4 | 15:00 | 2305 | 2018-04-04 | 15 | 72.51 | 2.6 | 75.11 | 173128.55
4 | 4 | 16:00 | 2375 | 2018-04-04 | 16 | 64.39 | 2.54 | 66.93 | 158958.75
4 | 4 | 17:00 | 3128 | 2018-04-04 | 17 | 66.31 | 2.53 | 68.84 | 215331.52
4 | 4 | 18:00 | 3672 | 2018-04-04 | 18 | 59.43 | 2.5 | 61.93 | 227406.96
4 | 4 | 19:00 | 1490 | 2018-04-04 | 19 | 51.42 | 2.45 | 53.87 | 80266.3
4 | 4 | 20:00 | 28 | 2018-04-04 | 20 | 90.12 | 3.87 | 93.99 | 2631.72
4 | 4 | 21:00 | 0 | 2018-04-04 | 21 | 85.41 | 2.86 | 88.27 | 0
4 | 4 | 22:00 | 0 | 2018-04-04 | 22 | 76.45 | 3.34 | 79.79 | 0
4 | 4 | 23:00 | 0 | 2018-04-04 | 23 | 66.14 | 3.44 | 69.58 | 0
4 | 4 | 24:00 | 0 | 2018-04-04 | 24 | 44.31 | 2.12 | 46.43 | 0
4 | 5 | 01:00 | 0 | 2018-04-05 | 1 | 52.11 | 3.29 | 55.4 | 0
4 | 5 | 02:00 | 0 | 2018-04-05 | 2 | 52.17 | 3.22 | 55.39 | 0
4 | 5 | 03:00 | 0 | 2018-04-05 | 3 | 46.12 | 3.16 | 49.28 | 0
4 | 5 | 04:00 | 0 | 2018-04-05 | 4 | 41.6 | 3.14 | 44.74 | 0
4 | 5 | 05:00 | 0 | 2018-04-05 | 5 | 40.71 | 3.13 | 43.84 | 0
4 | 5 | 06:00 | 0 | 2018-04-05 | 6 | 34.29 | 3.24 | 37.53 | 0
4 | 5 | 07:00 | 402 | 2018-04-05 | 7 | 58.4 | 3.62 | 62.02 | 24932.04
4 | 5 | 08:00 | 5679 | 2018-04-05 | 8 | 62.06 | 3.87 | 65.93 | 374416.47
4 | 5 | 09:00 | 16014 | 2018-04-05 | 9 | 49.13 | 3.72 | 52.85 | 846339.9
4 | 5 | 10:00 | 24636 | 2018-04-05 | 10 | 41.28 | 3.61 | 44.89 | 1105910.04
4 | 5 | 11:00 | 29364 | 2018-04-05 | 11 | 34.74 | 3.65 | 38.39 | 1127283.96
4 | 5 | 12:00 | 29741 | 2018-04-05 | 12 | 40.45 | 3.69 | 44.14 | 1312767.74
4 | 5 | 13:00 | 27885 | 2018-04-05 | 13 | 35.02 | 3.68 | 38.7 | 1079149.5
4 | 5 | 14:00 | 31419 | 2018-04-05 | 14 | 36.08 | 3.67 | 39.75 | 1248905.25
4 | 5 | 15:00 | 29661 | 2018-04-05 | 15 | 32.85 | 3.66 | 36.51 | 1082923.11
4 | 5 | 16:00 | 25089 | 2018-04-05 | 16 | 31.61 | 3.66 | 35.27 | 884889.03
4 | 5 | 17:00 | 17261 | 2018-04-05 | 17 | 27.08 | 3.68 | 30.76 | 530948.36
4 | 5 | 18:00 | 7299 | 2018-04-05 | 18 | 31.63 | 3.63 | 35.26 | 257362.74
4 | 5 | 19:00 | 1759 | 2018-04-05 | 19 | 37.06 | 3.61 | 40.67 | 71538.53
4 | 5 | 20:00 | 26 | 2018-04-05 | 20 | 54.52 | 3.63 | 58.15 | 1511.9
4 | 5 | 21:00 | 0 | 2018-04-05 | 21 | 70.82 | 4 | 74.82 | 0
4 | 5 | 22:00 | 0 | 2018-04-05 | 22 | 47.94 | 3.9 | 51.84 | 0
4 | 5 | 23:00 | 0 | 2018-04-05 | 23 | 39.77 | 3.75 | 43.52 | 0
4 | 5 | 24:00 | 0 | 2018-04-05 | 24 | 33.45 | 3.18 | 36.63 | 0
4 | 6 | 01:00 | 0 | 2018-04-06 | 1 | 42.21 | 0.42 | 42.63 | 0
4 | 6 | 02:00 | 0 | 2018-04-06 | 2 | 65.35 | 0.58 | 65.93 | 0
4 | 6 | 03:00 | 0 | 2018-04-06 | 3 | 69.98 | 0.57 | 70.55 | 0
4 | 6 | 04:00 | 0 | 2018-04-06 | 4 | 71.8 | 0.56 | 72.36 | 0
4 | 6 | 05:00 | 0 | 2018-04-06 | 5 | 66.54 | 0.79 | 67.33 | 0
4 | 6 | 06:00 | 0 | 2018-04-06 | 6 | 70.73 | 1.01 | 71.74 | 0
4 | 6 | 07:00 | 477 | 2018-04-06 | 7 | 85.11 | 0.65 | 85.76 | 40907.52
4 | 6 | 08:00 | 5684 | 2018-04-06 | 8 | 88.3 | 1.28 | 89.58 | 509172.72
4 | 6 | 09:00 | 14307 | 2018-04-06 | 9 | 77.28 | 0.95 | 78.23 | 1119236.61
4 | 6 | 10:00 | 16770 | 2018-04-06 | 10 | 68.47 | 0.98 | 69.45 | 1164676.5
4 | 6 | 11:00 | 18827 | 2018-04-06 | 11 | 77.41 | 1.01 | 78.42 | 1476413.34
4 | 6 | 12:00 | 18960 | 2018-04-06 | 12 | 86.06 | 1.14 | 87.2 | 1653312
4 | 6 | 13:00 | 14445 | 2018-04-06 | 13 | 88.04 | 1.13 | 89.17 | 1288060.65
4 | 6 | 14:00 | 8590 | 2018-04-06 | 14 | 88.09 | 0.97 | 89.06 | 765025.4
4 | 6 | 15:00 | 4418 | 2018-04-06 | 15 | 91.96 | 1.68 | 93.64 | 413701.52
4 | 6 | 16:00 | 1465 | 2018-04-06 | 16 | 82.48 | 1.26 | 83.74 | 122679.1
4 | 6 | 17:00 | 380 | 2018-04-06 | 17 | 61.51 | 0.86 | 62.37 | 23700.6
4 | 6 | 18:00 | 111 | 2018-04-06 | 18 | 57.88 | 0.88 | 58.76 | 6522.36
4 | 6 | 19:00 | 11 | 2018-04-06 | 19 | 55.31 | 0.89 | 56.2 | 618.2
4 | 6 | 20:00 | 0 | 2018-04-06 | 20 | 62.24 | 0.91 | 63.15 | 0
4 | 6 | 21:00 | 0 | 2018-04-06 | 21 | 59.87 | 0.92 | 60.79 | 0
4 | 6 | 22:00 | 0 | 2018-04-06 | 22 | 64.92 | 1.07 | 65.99 | 0
4 | 6 | 23:00 | 0 | 2018-04-06 | 23 | 85.38 | 1.29 | 86.67 | 0
4 | 6 | 24:00 | 0 | 2018-04-06 | 24 | 60.39 | 0.73 | 61.12 | 0
4 | 7 | 01:00 | 0 | 2018-04-07 | 1 | 58.57 | 1.66 | 60.23 | 0
4 | 7 | 02:00 | 0 | 2018-04-07 | 2 | 53.59 | 1.62 | 55.21 | 0
4 | 7 | 03:00 | 0 | 2018-04-07 | 3 | 53.63 | 1.62 | 55.25 | 0
4 | 7 | 04:00 | 0 | 2018-04-07 | 4 | 52.66 | 1.62 | 54.28 | 0
4 | 7 | 05:00 | 0 | 2018-04-07 | 5 | 52.61 | 1.62 | 54.23 | 0
4 | 7 | 06:00 | 0 | 2018-04-07 | 6 | 62.11 | 1.69 | 63.8 | 0
4 | 7 | 07:00 | 25 | 2018-04-07 | 7 | 86.71 | 3.45 | 90.16 | 2254
4 | 7 | 08:00 | 1969 | 2018-04-07 | 8 | 92.79 | 3.41 | 96.2 | 189417.8
4 | 7 | 09:00 | 5180 | 2018-04-07 | 9 | 103.8 | 4.01 | 107.81 | 558455.8
4 | 7 | 10:00 | 16286 | 2018-04-07 | 10 | 113.75 | 4.37 | 118.12 | 1923702.32
4 | 7 | 11:00 | 24803 | 2018-04-07 | 11 | 91.75 | 3.39 | 95.14 | 2359757.42
4 | 7 | 12:00 | 29099 | 2018-04-07 | 12 | 52.65 | 1.73 | 54.38 | 1582403.62
4 | 7 | 13:00 | 28160 | 2018-04-07 | 13 | 47.07 | 1.68 | 48.75 | 1372800
4 | 7 | 14:00 | 26937 | 2018-04-07 | 14 | 34.53 | 1.7 | 36.23 | 975927.51
4 | 7 | 15:00 | 26530 | 2018-04-07 | 15 | 35.35 | 1.74 | 37.09 | 983997.7
4 | 7 | 16:00 | 23325 | 2018-04-07 | 16 | 24.05 | 1.74 | 25.79 | 601551.75
4 | 7 | 17:00 | 15640 | 2018-04-07 | 17 | 39.95 | 1.88 | 41.83 | 654221.2
4 | 7 | 18:00 | 7368 | 2018-04-07 | 18 | 52.55 | 1.75 | 54.3 | 400082.4
4 | 7 | 19:00 | 2054 | 2018-04-07 | 19 | 57.42 | 1.69 | 59.11 | 121411.94
4 | 7 | 20:00 | 33 | 2018-04-07 | 20 | 99.05 | 4.9 | 103.95 | 3430.35
4 | 7 | 21:00 | 0 | 2018-04-07 | 21 | 93.23 | 5.94 | 99.17 | 0
4 | 7 | 22:00 | 0 | 2018-04-07 | 22 | 78.32 | 2.49 | 80.81 | 0
4 | 7 | 23:00 | 0 | 2018-04-07 | 23 | 64.37 | 2.16 | 66.53 | 0
4 | 7 | 24:00 | 0 | 2018-04-07 | 24 | 55.21 | 1.87 | 57.08 | 0
4 | 8 | 01:00 | 0 | 2018-04-08 | 1 | 48.46 | 0.58 | 49.04 | 0
4 | 8 | 02:00 | 0 | 2018-04-08 | 2 | 47.4 | 0.55 | 47.95 | 0
4 | 8 | 03:00 | 0 | 2018-04-08 | 3 | 48.32 | 0.54 | 48.86 | 0
4 | 8 | 04:00 | 0 | 2018-04-08 | 4 | 48.48 | 0.55 | 49.03 | 0
4 | 8 | 05:00 | 0 | 2018-04-08 | 5 | 51.59 | 0.56 | 52.15 | 0
4 | 8 | 06:00 | 0 | 2018-04-08 | 6 | 65.16 | 0.64 | 65.8 | 0
4 | 8 | 07:00 | 296 | 2018-04-08 | 7 | 53.05 | 0.69 | 53.74 | 15907.04
4 | 8 | 08:00 | 5591 | 2018-04-08 | 8 | 43.62 | 0.95 | 44.57 | 249190.87
4 | 8 | 09:00 | 12791 | 2018-04-08 | 9 | 54.11 | 0.66 | 54.77 | 700563.07
4 | 8 | 10:00 | 19820 | 2018-04-08 | 10 | 52.93 | 0.6 | 53.53 | 1060964.6
4 | 8 | 11:00 | 25772 | 2018-04-08 | 11 | 51.54 | 0.58 | 52.12 | 1343236.64
4 | 8 | 12:00 | 26104 | 2018-04-08 | 12 | 50.02 | 0.54 | 50.56 | 1319818.24
4 | 8 | 13:00 | 25356 | 2018-04-08 | 13 | 49.26 | 0.54 | 49.8 | 1262728.8
4 | 8 | 14:00 | 24332 | 2018-04-08 | 14 | 51.37 | 0.54 | 51.91 | 1263074.12
4 | 8 | 15:00 | 18982 | 2018-04-08 | 15 | 51.05 | 0.56 | 51.61 | 979661.02
4 | 8 | 16:00 | 9641 | 2018-04-08 | 16 | 50.4 | 0.56 | 50.96 | 491305.36
4 | 8 | 17:00 | 7658 | 2018-04-08 | 17 | 48.9 | 0.57 | 49.47 | 378841.26
4 | 8 | 18:00 | 4835 | 2018-04-08 | 18 | 53.16 | 0.55 | 53.71 | 259687.85
4 | 8 | 19:00 | 2021 | 2018-04-08 | 19 | 56.04 | 0.58 | 56.62 | 114429.02
4 | 8 | 20:00 | 39 | 2018-04-08 | 20 | 60.99 | 0.61 | 61.6 | 2402.4
4 | 8 | 21:00 | 0 | 2018-04-08 | 21 | 64.33 | 0.65 | 64.98 | 0
4 | 8 | 22:00 | 0 | 2018-04-08 | 22 | 51.36 | 0.66 | 52.02 | 0
4 | 8 | 23:00 | 0 | 2018-04-08 | 23 | 54.41 | 0.72 | 55.13 | 0
4 | 8 | 24:00 | 0 | 2018-04-08 | 24 | 57.59 | 0.88 | 58.47 | 0
4 | 9 | 01:00 | 0 | 2018-04-09 | 1 | 46.05 | 0.36 | 46.41 | 0
4 | 9 | 02:00 | 0 | 2018-04-09 | 2 | 43.74 | 0.36 | 44.1 | 0
4 | 9 | 03:00 | 0 | 2018-04-09 | 3 | 33.64 | 0.48 | 34.12 | 0
4 | 9 | 04:00 | 0 | 2018-04-09 | 4 | 24.51 | 0.45 | 24.96 | 0
4 | 9 | 05:00 | 0 | 2018-04-09 | 5 | 36.44 | 0.41 | 36.85 | 0
4 | 9 | 06:00 | 0 | 2018-04-09 | 6 | 51.36 | 0.5 | 51.86 | 0
4 | 9 | 07:00 | 429 | 2018-04-09 | 7 | 69.2 | 0.55 | 69.75 | 29922.75
4 | 9 | 08:00 | 5532 | 2018-04-09 | 8 | 60.81 | 0.94 | 61.75 | 341601
4 | 9 | 09:00 | 13516 | 2018-04-09 | 9 | 52.83 | 0.85 | 53.68 | 725538.88
4 | 9 | 10:00 | 21596 | 2018-04-09 | 10 | 48.18 | 0.87 | 49.05 | 1059283.8
4 | 9 | 11:00 | 28908 | 2018-04-09 | 11 | 50.61 | 0.88 | 51.49 | 1488472.92
4 | 9 | 12:00 | 31062 | 2018-04-09 | 12 | 39.25 | 0.91 | 40.16 | 1247449.92
4 | 9 | 13:00 | 31853 | 2018-04-09 | 13 | 33.06 | 1.02 | 34.08 | 1085550.24
4 | 9 | 14:00 | 31240 | 2018-04-09 | 14 | 43.72 | 1.08 | 44.8 | 1399552
4 | 9 | 15:00 | 29290 | 2018-04-09 | 15 | 42.44 | 0.93 | 43.37 | 1270307.3
4 | 9 | 16:00 | 24689 | 2018-04-09 | 16 | 42.33 | 0.97 | 43.3 | 1069033.7
4 | 9 | 17:00 | 17235 | 2018-04-09 | 17 | 47.75 | 0.97 | 48.72 | 839689.2
4 | 9 | 18:00 | 7921 | 2018-04-09 | 18 | 58.25 | 0.86 | 59.11 | 468210.31
4 | 9 | 19:00 | 2305 | 2018-04-09 | 19 | 66.41 | 0.9 | 67.31 | 155149.55
4 | 9 | 20:00 | 65 | 2018-04-09 | 20 | 75.46 | 1.25 | 76.71 | 4986.15
4 | 9 | 21:00 | 0 | 2018-04-09 | 21 | 81.63 | 1.52 | 83.15 | 0
4 | 9 | 22:00 | 0 | 2018-04-09 | 22 | 66.5 | 1.11 | 67.61 | 0
4 | 9 | 23:00 | 0 | 2018-04-09 | 23 | 60.39 | 1.2 | 61.59 | 0
4 | 9 | 24:00 | 0 | 2018-04-09 | 24 | 54.57 | 0.63 | 55.2 | 0
4 | 10 | 01:00 | 0 | 2018-04-10 | 1 | 56.61 | 0.48 | 57.09 | 0
4 | 10 | 02:00 | 0 | 2018-04-10 | 2 | 49.54 | 0.54 | 50.08 | 0
4 | 10 | 03:00 | 0 | 2018-04-10 | 3 | 55.58 | 0.44 | 56.02 | 0
4 | 10 | 04:00 | 0 | 2018-04-10 | 4 | 54.21 | 0.42 | 54.63 | 0
4 | 10 | 05:00 | 0 | 2018-04-10 | 5 | 58.37 | 0.45 | 58.82 | 0
4 | 10 | 06:00 | 0 | 2018-04-10 | 6 | 58.06 | 0.6 | 58.66 | 0
4 | 10 | 07:00 | 528 | 2018-04-10 | 7 | 93.26 | 1.56 | 94.82 | 50064.96
4 | 10 | 08:00 | 3351 | 2018-04-10 | 8 | 77.71 | 0.94 | 78.65 | 263556.15
4 | 10 | 09:00 | 7889 | 2018-04-10 | 9 | 73.21 | 0.9 | 74.11 | 584653.79
4 | 10 | 10:00 | 10639 | 2018-04-10 | 10 | 66 | 0.88 | 66.88 | 711536.32
4 | 10 | 11:00 | 12233 | 2018-04-10 | 11 | 70.37 | 0.82 | 71.19 | 870867.27
4 | 10 | 12:00 | 14107 | 2018-04-10 | 12 | 74.44 | 0.83 | 75.27 | 1061833.89
4 | 10 | 13:00 | 16011 | 2018-04-10 | 13 | 66.96 | 0.87 | 67.83 | 1086026.13
4 | 10 | 14:00 | 15021 | 2018-04-10 | 14 | 57.44 | 0.79 | 58.23 | 874672.83
4 | 10 | 15:00 | 13507 | 2018-04-10 | 15 | 56.41 | 0.82 | 57.23 | 773005.61
4 | 10 | 16:00 | 10559 | 2018-04-10 | 16 | 56.23 | 0.83 | 57.06 | 602496.54
4 | 10 | 17:00 | 6373 | 2018-04-10 | 17 | 56.63 | 0.83 | 57.46 | 366192.58
4 | 10 | 18:00 | 2620 | 2018-04-10 | 18 | 58.71 | 0.76 | 59.47 | 155811.4
4 | 10 | 19:00 | 1169 | 2018-04-10 | 19 | 66.35 | 0.78 | 67.13 | 78474.97
4 | 10 | 20:00 | 99 | 2018-04-10 | 20 | 77.74 | 0.86 | 78.6 | 7781.4
4 | 10 | 21:00 | 0 | 2018-04-10 | 21 | 71.46 | 0.85 | 72.31 | 0
4 | 10 | 22:00 | 0 | 2018-04-10 | 22 | 64.14 | 0.85 | 64.99 | 0
4 | 10 | 23:00 | 0 | 2018-04-10 | 23 | 64.63 | 0.91 | 65.54 | 0
4 | 10 | 24:00 | 0 | 2018-04-10 | 24 | 54.08 | 0.34 | 54.42 | 0
4 | 11 | 01:00 | 0 | 2018-04-11 | 1 | 58.54 | 0.66 | 59.2 | 0
4 | 11 | 02:00 | 0 | 2018-04-11 | 2 | 68.43 | 0.58 | 69.01 | 0
4 | 11 | 03:00 | 0 | 2018-04-11 | 3 | 56.4 | 0.54 | 56.94 | 0
4 | 11 | 04:00 | 0 | 2018-04-11 | 4 | 53.92 | 0.52 | 54.44 | 0
4 | 11 | 05:00 | 0 | 2018-04-11 | 5 | 71.1 | 0.6 | 71.7 | 0
4 | 11 | 06:00 | 0 | 2018-04-11 | 6 | 86.42 | 0.97 | 87.39 | 0
4 | 11 | 07:00 | 337 | 2018-04-11 | 7 | 107.01 | 2.08 | 109.09 | 36763.33
4 | 11 | 08:00 | 4874 | 2018-04-11 | 8 | 117.35 | 2.51 | 119.86 | 584197.64
4 | 11 | 09:00 | 14031 | 2018-04-11 | 9 | 89.91 | 1.56 | 91.47 | 1283415.57
4 | 11 | 10:00 | 22792 | 2018-04-11 | 10 | 66.04 | 1.41 | 67.45 | 1537320.4
4 | 11 | 11:00 | 20975 | 2018-04-11 | 11 | 53.53 | 1.08 | 54.61 | 1145444.75
4 | 11 | 12:00 | 21045 | 2018-04-11 | 12 | 52.65 | 1.1 | 53.75 | 1131168.75
4 | 11 | 13:00 | 14676 | 2018-04-11 | 13 | 48.99 | 1.14 | 50.13 | 735707.88
4 | 11 | 14:00 | 21759 | 2018-04-11 | 14 | 42.01 | 1.15 | 43.16 | 939118.44
4 | 11 | 15:00 | 22544 | 2018-04-11 | 15 | 46.66 | 1.14 | 47.8 | 1077603.2
4 | 11 | 16:00 | 14973 | 2018-04-11 | 16 | 50.41 | 1.1 | 51.51 | 771259.23
4 | 11 | 17:00 | 8618 | 2018-04-11 | 17 | 48.38 | 1.1 | 49.48 | 426418.64
4 | 11 | 18:00 | 6111 | 2018-04-11 | 18 | 50.88 | 1.09 | 51.97 | 317588.67
4 | 11 | 19:00 | 1742 | 2018-04-11 | 19 | 55.34 | 1.03 | 56.37 | 98196.54
4 | 11 | 20:00 | 56 | 2018-04-11 | 20 | 63.22 | 1.03 | 64.25 | 3598
4 | 11 | 21:00 | 0 | 2018-04-11 | 21 | 79.56 | 1.25 | 80.81 | 0
4 | 11 | 22:00 | 0 | 2018-04-11 | 22 | 75.83 | 1.48 | 77.31 | 0
4 | 11 | 23:00 | 0 | 2018-04-11 | 23 | 51.33 | 1.18 | 52.51 | 0
4 | 11 | 24:00 | 0 | 2018-04-11 | 24 | 55.43 | 0.68 | 56.11 | 0
4 | 12 | 01:00 | 0 | 2018-04-12 | 1 | 47.35 | 1.08 | 48.43 | 0
4 | 12 | 02:00 | 0 | 2018-04-12 | 2 | 36.29 | 1.07 | 37.36 | 0
4 | 12 | 03:00 | 0 | 2018-04-12 | 3 | 38.72 | 1.08 | 39.8 | 0
4 | 12 | 04:00 | 0 | 2018-04-12 | 4 | 38.29 | 1.14 | 39.43 | 0
4 | 12 | 05:00 | 0 | 2018-04-12 | 5 | 30.69 | 1.04 | 31.73 | 0
4 | 12 | 06:00 | 0 | 2018-04-12 | 6 | 38.91 | 1.09 | 40 | 0
4 | 12 | 07:00 | 438 | 2018-04-12 | 7 | 60.66 | 1.45 | 62.11 | 27204.18
4 | 12 | 08:00 | 6139 | 2018-04-12 | 8 | 54.73 | 1.79 | 56.52 | 346976.28
4 | 12 | 09:00 | 15274 | 2018-04-12 | 9 | 45.7 | 1.61 | 47.31 | 722612.94
4 | 12 | 10:00 | 23085 | 2018-04-12 | 10 | 30.71 | 1.57 | 32.28 | 745183.8
4 | 12 | 11:00 | 26768 | 2018-04-12 | 11 | 24.79 | 1.56 | 26.35 | 705336.8
4 | 12 | 12:00 | 26616 | 2018-04-12 | 12 | 22.42 | 1.58 | 24 | 638784
4 | 12 | 13:00 | 25610 | 2018-04-12 | 13 | 24.77 | 1.57 | 26.34 | 674567.4
4 | 12 | 14:00 | 24528 | 2018-04-12 | 14 | 24.97 | 1.57 | 26.54 | 650973.12
4 | 12 | 15:00 | 17771 | 2018-04-12 | 15 | 28.6 | 1.58 | 30.18 | 536328.78
4 | 12 | 16:00 | 8938 | 2018-04-12 | 16 | 28.08 | 1.57 | 29.65 | 265011.7
4 | 12 | 17:00 | 3828 | 2018-04-12 | 17 | 24.51 | 1.59 | 26.1 | 99910.8
4 | 12 | 18:00 | 1316 | 2018-04-12 | 18 | 28.01 | 1.55 | 29.56 | 38900.96
4 | 12 | 19:00 | 229 | 2018-04-12 | 19 | 27.74 | 1.51 | 29.25 | 6698.25
4 | 12 | 20:00 | 0 | 2018-04-12 | 20 | 30.35 | 1.5 | 31.85 | 0
4 | 12 | 21:00 | 0 | 2018-04-12 | 21 | 29.38 | 1.53 | 30.91 | 0
4 | 12 | 22:00 | 0 | 2018-04-12 | 22 | 24.63 | 1.64 | 26.27 | 0
4 | 12 | 23:00 | 0 | 2018-04-12 | 23 | 18.97 | 1.69 | 20.66 | 0
4 | 12 | 24:00 | 0 | 2018-04-12 | 24 | 21.89 | 1.17 | 23.06 | 0
4 | 13 | 01:00 | 0 | 2018-04-13 | 1 | 30.56 | 0.85 | 31.41 | 0
4 | 13 | 02:00 | 0 | 2018-04-13 | 2 | 26.63 | 0.71 | 27.34 | 0
4 | 13 | 03:00 | 0 | 2018-04-13 | 3 | 32.4 | 0.74 | 33.14 | 0
4 | 13 | 04:00 | 0 | 2018-04-13 | 4 | 44.51 | 0.8 | 45.31 | 0
4 | 13 | 05:00 | 0 | 2018-04-13 | 5 | 34.44 | 0.8 | 35.24 | 0
4 | 13 | 06:00 | 0 | 2018-04-13 | 6 | 39.38 | 0.94 | 40.32 | 0
4 | 13 | 07:00 | 628 | 2018-04-13 | 7 | 36.51 | 1.02 | 37.53 | 23568.84
4 | 13 | 08:00 | 5326 | 2018-04-13 | 8 | 38.03 | 1.55 | 39.58 | 210803.08
4 | 13 | 09:00 | 9063 | 2018-04-13 | 9 | 38.79 | 1.36 | 40.15 | 363879.45
4 | 13 | 10:00 | 15122 | 2018-04-13 | 10 | 39.08 | 1.43 | 40.51 | 612592.22
4 | 13 | 11:00 | 9021 | 2018-04-13 | 11 | 38.9 | 1.36 | 40.26 | 363185.46
4 | 13 | 12:00 | 20233 | 2018-04-13 | 12 | 29.92 | 1.24 | 31.16 | 630460.28
4 | 13 | 13:00 | 14851 | 2018-04-13 | 13 | 39.93 | 1.35 | 41.28 | 613049.28
4 | 13 | 14:00 | 6472 | 2018-04-13 | 14 | 25.57 | 1.17 | 26.74 | 173061.28
4 | 13 | 15:00 | 8269 | 2018-04-13 | 15 | 27.54 | 1.24 | 28.78 | 237981.82
4 | 13 | 16:00 | 10290 | 2018-04-13 | 16 | 25.28 | 1.18 | 26.46 | 272273.4
4 | 13 | 17:00 | 7600 | 2018-04-13 | 17 | 21.5 | 1.14 | 22.64 | 172064
4 | 13 | 18:00 | 3024 | 2018-04-13 | 18 | 22.87 | 1.14 | 24.01 | 72606.24
4 | 13 | 19:00 | 1323 | 2018-04-13 | 19 | 32.88 | 1.41 | 34.29 | 45365.67
4 | 13 | 20:00 | 5 | 2018-04-13 | 20 | 34.22 | 1.37 | 35.59 | 177.95
4 | 13 | 21:00 | 0 | 2018-04-13 | 21 | 39.24 | 1.26 | 40.5 | 0
4 | 13 | 22:00 | 0 | 2018-04-13 | 22 | 29.46 | 1.4 | 30.86 | 0
4 | 13 | 23:00 | 0 | 2018-04-13 | 23 | 25.44 | 1.38 | 26.82 | 0
4 | 13 | 24:00 | 0 | 2018-04-13 | 24 | 28.09 | 0.98 | 29.07 | 0
4 | 14 | 01:00 | 0 | 2018-04-14 | 1 | 20.33 | 0.41 | 20.74 | 0
4 | 14 | 02:00 | 0 | 2018-04-14 | 2 | 20.42 | 0.51 | 20.93 | 0
4 | 14 | 03:00 | 0 | 2018-04-14 | 3 | 21.61 | 0.42 | 22.03 | 0
4 | 14 | 04:00 | 0 | 2018-04-14 | 4 | 20.31 | 0.41 | 20.72 | 0
4 | 14 | 05:00 | 0 | 2018-04-14 | 5 | 20.61 | 0.41 | 21.02 | 0
4 | 14 | 06:00 | 0 | 2018-04-14 | 6 | 21.19 | 0.41 | 21.6 | 0
4 | 14 | 07:00 | 521 | 2018-04-14 | 7 | 21.03 | 0.46 | 21.49 | 11196.29
4 | 14 | 08:00 | 3910 | 2018-04-14 | 8 | 11.99 | 0.63 | 12.62 | 49344.2
4 | 14 | 09:00 | 4903 | 2018-04-14 | 9 | -5.86 | 0.88 | -4.98 | -24416.94
4 | 14 | 10:00 | 10494 | 2018-04-14 | 10 | -1.06 | 0.62 | -0.44 | -4617.36
4 | 14 | 11:00 | 8423 | 2018-04-14 | 11 | 19.07 | 0.43 | 19.5 | 164248.5
4 | 14 | 12:00 | 5482 | 2018-04-14 | 12 | 15.77 | 0.46 | 16.23 | 88972.86
4 | 14 | 13:00 | 5142 | 2018-04-14 | 13 | 21.24 | 0.42 | 21.66 | 111375.72
4 | 14 | 14:00 | 3766 | 2018-04-14 | 14 | 21.59 | 0.43 | 22.02 | 82927.32
4 | 14 | 15:00 | 2709 | 2018-04-14 | 15 | 20.58 | 0.42 | 21 | 56889
4 | 14 | 16:00 | 2460 | 2018-04-14 | 16 | 23.72 | 0.43 | 24.15 | 59409
4 | 14 | 17:00 | 2126 | 2018-04-14 | 17 | 30.2 | 0.47 | 30.67 | 65204.42
4 | 14 | 18:00 | 1209 | 2018-04-14 | 18 | 32.98 | 0.5 | 33.48 | 40477.32
4 | 14 | 19:00 | 274 | 2018-04-14 | 19 | 34.49 | 0.5 | 34.99 | 9587.26
4 | 14 | 20:00 | 0 | 2018-04-14 | 20 | 38.12 | 0.48 | 38.6 | 0
4 | 14 | 21:00 | 0 | 2018-04-14 | 21 | 41.09 | 0.57 | 41.66 | 0
4 | 14 | 22:00 | 0 | 2018-04-14 | 22 | 35.99 | 0.53 | 36.52 | 0
4 | 14 | 23:00 | 0 | 2018-04-14 | 23 | 31.49 | 0.62 | 32.11 | 0
4 | 14 | 24:00 | 0 | 2018-04-14 | 24 | 24.87 | 0.54 | 25.41 | 0
4 | 15 | 01:00 | 0 | 2018-04-15 | 1 | 23.68 | 1.27 | 24.95 | 0
4 | 15 | 02:00 | 0 | 2018-04-15 | 2 | 23.98 | 1.24 | 25.22 | 0
4 | 15 | 03:00 | 0 | 2018-04-15 | 3 | 23.88 | 1.25 | 25.13 | 0
4 | 15 | 04:00 | 0 | 2018-04-15 | 4 | 23.65 | 1.25 | 24.9 | 0
4 | 15 | 05:00 | 0 | 2018-04-15 | 5 | 23.85 | 1.25 | 25.1 | 0
4 | 15 | 06:00 | 0 | 2018-04-15 | 6 | 22.19 | 1.25 | 23.44 | 0
4 | 15 | 07:00 | 3 | 2018-04-15 | 7 | 23.36 | 1.32 | 24.68 | 74.04
4 | 15 | 08:00 | 96 | 2018-04-15 | 8 | 25.82 | 1.33 | 27.15 | 2606.4
4 | 15 | 09:00 | 516 | 2018-04-15 | 9 | 38.42 | 1.33 | 39.75 | 20511
4 | 15 | 10:00 | 1010 | 2018-04-15 | 10 | 54.67 | 1.51 | 56.18 | 56741.8
4 | 15 | 11:00 | 776 | 2018-04-15 | 11 | 54.07 | 1.48 | 55.55 | 43106.8
4 | 15 | 12:00 | 1104 | 2018-04-15 | 12 | 52.73 | 1.47 | 54.2 | 59836.8
4 | 15 | 13:00 | 1359 | 2018-04-15 | 13 | 62.39 | 1.43 | 63.82 | 86731.38
4 | 15 | 14:00 | 2019 | 2018-04-15 | 14 | 63.39 | 1.4 | 64.79 | 130811.01
4 | 15 | 15:00 | 1829 | 2018-04-15 | 15 | 58.95 | 1.59 | 60.54 | 110727.66
4 | 15 | 16:00 | 1582 | 2018-04-15 | 16 | 62.05 | 1.64 | 63.69 | 100757.58
4 | 15 | 17:00 | 990 | 2018-04-15 | 17 | 58.88 | 1.57 | 60.45 | 59845.5
4 | 15 | 18:00 | 502 | 2018-04-15 | 18 | 66.79 | 1.59 | 68.38 | 34326.76
4 | 15 | 19:00 | 79 | 2018-04-15 | 19 | 67.33 | 1.45 | 68.78 | 5433.62
4 | 15 | 20:00 | 0 | 2018-04-15 | 20 | 80.42 | 1.54 | 81.96 | 0
4 | 15 | 21:00 | 0 | 2018-04-15 | 21 | 84.17 | 1.7 | 85.87 | 0
4 | 15 | 22:00 | 0 | 2018-04-15 | 22 | 57.53 | 1.62 | 59.15 | 0
4 | 15 | 23:00 | 0 | 2018-04-15 | 23 | 48.41 | 1.75 | 50.16 | 0
4 | 15 | 24:00 | 0 | 2018-04-15 | 24 | 44.36 | 1.63 | 45.99 | 0
4 | 16 | 01:00 | 0 | 2018-04-16 | 1 | 70.87 | 3.24 | 74.11 | 0
4 | 16 | 02:00 | 0 | 2018-04-16 | 2 | 85.42 | 3.76 | 89.18 | 0
4 | 16 | 03:00 | 0 | 2018-04-16 | 3 | 63.11 | 2.48 | 65.59 | 0
4 | 16 | 04:00 | 0 | 2018-04-16 | 4 | 63.48 | 2.48 | 65.96 | 0
4 | 16 | 05:00 | 0 | 2018-04-16 | 5 | 82.14 | 2.95 | 85.09 | 0
4 | 16 | 06:00 | 0 | 2018-04-16 | 6 | 76.65 | 3.95 | 80.6 | 0
4 | 16 | 07:00 | 1 | 2018-04-16 | 7 | 82.06 | 2.84 | 84.9 | 84.9
4 | 16 | 08:00 | 187 | 2018-04-16 | 8 | 90.37 | 3.02 | 93.39 | 17463.93
4 | 16 | 09:00 | 621 | 2018-04-16 | 9 | 111.77 | 2.88 | 114.65 | 71197.65
4 | 16 | 10:00 | 1078 | 2018-04-16 | 10 | 145.35 | 4.14 | 149.49 | 161150.22
4 | 16 | 11:00 | 1453 | 2018-04-16 | 11 | 191.15 | 4.48 | 195.63 | 284250.39
4 | 16 | 12:00 | 2074 | 2018-04-16 | 12 | 243.39 | 4.72 | 248.11 | 514580.14
4 | 16 | 13:00 | 1359 | 2018-04-16 | 13 | 206.86 | 3.62 | 210.48 | 286042.32
4 | 16 | 14:00 | 2374 | 2018-04-16 | 14 | 156.22 | 5.24 | 161.46 | 383306.04
4 | 16 | 15:00 | 2362 | 2018-04-16 | 15 | 125.4 | 5.79 | 131.19 | 309870.78
4 | 16 | 16:00 | 1005 | 2018-04-16 | 16 | 78.65 | 3.67 | 82.32 | 82731.6
4 | 16 | 17:00 | 629 | 2018-04-16 | 17 | 58.5 | 2.67 | 61.17 | 38475.93
4 | 16 | 18:00 | 349 | 2018-04-16 | 18 | 61.08 | 2.67 | 63.75 | 22248.75
4 | 16 | 19:00 | 50 | 2018-04-16 | 19 | 58.61 | 2.64 | 61.25 | 3062.5
4 | 16 | 20:00 | 0 | 2018-04-16 | 20 | 52 | 2.7 | 54.7 | 0
4 | 16 | 21:00 | 0 | 2018-04-16 | 21 | 57.22 | 2.73 | 59.95 | 0
4 | 16 | 22:00 | 0 | 2018-04-16 | 22 | 46.33 | 3.33 | 49.66 | 0
4 | 16 | 23:00 | 0 | 2018-04-16 | 23 | 46.5 | 3.07 | 49.57 | 0
4 | 16 | 24:00 | 0 | 2018-04-16 | 24 | 36.94 | 2.41 | 39.35 | 0
4 | 17 | 01:00 | 0 | 2018-04-17 | 1 | 57.74 | 1.13 | 58.87 | 0
4 | 17 | 02:00 | 0 | 2018-04-17 | 2 | 59.41 | 1.1 | 60.51 | 0
4 | 17 | 03:00 | 0 | 2018-04-17 | 3 | 54.57 | 1.05 | 55.62 | 0
4 | 17 | 04:00 | 0 | 2018-04-17 | 4 | 60.88 | 1.04 | 61.92 | 0
4 | 17 | 05:00 | 0 | 2018-04-17 | 5 | 57.53 | 1.08 | 58.61 | 0
4 | 17 | 06:00 | 0 | 2018-04-17 | 6 | 64.96 | 1.22 | 66.18 | 0
4 | 17 | 07:00 | 67 | 2018-04-17 | 7 | 86.2 | 2.25 | 88.45 | 5926.15
4 | 17 | 08:00 | 607 | 2018-04-17 | 8 | 109.94 | 3.33 | 113.27 | 68754.89
4 | 17 | 09:00 | 2493 | 2018-04-17 | 9 | 63.27 | 1.35 | 64.62 | 161097.66
4 | 17 | 10:00 | 5293 | 2018-04-17 | 10 | 45.12 | 1.33 | 46.45 | 245859.85
4 | 17 | 11:00 | 6012 | 2018-04-17 | 11 | 34.63 | 1.28 | 35.91 | 215890.92
4 | 17 | 12:00 | 8371 | 2018-04-17 | 12 | 38.19 | 1.31 | 39.5 | 330654.5
4 | 17 | 13:00 | 10982 | 2018-04-17 | 13 | 35.22 | 1.32 | 36.54 | 401282.28
4 | 17 | 14:00 | 12480 | 2018-04-17 | 14 | 39.2 | 1.26 | 40.46 | 504940.8
4 | 17 | 15:00 | 11197 | 2018-04-17 | 15 | 40.62 | 1.37 | 41.99 | 470162.03
4 | 17 | 16:00 | 9141 | 2018-04-17 | 16 | 42.36 | 1.46 | 43.82 | 400558.62
4 | 17 | 17:00 | 6888 | 2018-04-17 | 17 | 44.29 | 1.36 | 45.65 | 314437.2
4 | 17 | 18:00 | 3909 | 2018-04-17 | 18 | 49.88 | 1.38 | 51.26 | 200375.34
4 | 17 | 19:00 | 1300 | 2018-04-17 | 19 | 53.6 | 1.41 | 55.01 | 71513
4 | 17 | 20:00 | 107 | 2018-04-17 | 20 | 57.97 | 1.43 | 59.4 | 6355.8
4 | 17 | 21:00 | 0 | 2018-04-17 | 21 | 61.71 | 1.52 | 63.23 | 0
4 | 17 | 22:00 | 0 | 2018-04-17 | 22 | 51.53 | 1.66 | 53.19 | 0
4 | 17 | 23:00 | 0 | 2018-04-17 | 23 | 39.11 | 1.52 | 40.63 | 0
4 | 17 | 24:00 | 0 | 2018-04-17 | 24 | 36.53 | 0.97 | 37.5 | 0
4 | 18 | 01:00 | 0 | 2018-04-18 | 1 | 31.88 | 0.93 | 32.81 | 0
4 | 18 | 02:00 | 0 | 2018-04-18 | 2 | 31.73 | 0.93 | 32.66 | 0
4 | 18 | 03:00 | 0 | 2018-04-18 | 3 | 28.55 | 0.9 | 29.45 | 0
4 | 18 | 04:00 | 0 | 2018-04-18 | 4 | 29.1 | 0.93 | 30.03 | 0
4 | 18 | 05:00 | 0 | 2018-04-18 | 5 | 29.2 | 0.89 | 30.09 | 0
4 | 18 | 06:00 | 0 | 2018-04-18 | 6 | 42.83 | 0.91 | 43.74 | 0
4 | 18 | 07:00 | 1074 | 2018-04-18 | 7 | 58.86 | 1.14 | 60 | 64440
4 | 18 | 08:00 | 5770 | 2018-04-18 | 8 | 70.54 | 1.85 | 72.39 | 417690.3
4 | 18 | 09:00 | 13927 | 2018-04-18 | 9 | 55.14 | 1.48 | 56.62 | 788546.74
4 | 18 | 10:00 | 18893 | 2018-04-18 | 10 | 72.66 | 1.44 | 74.1 | 1399971.3
4 | 18 | 11:00 | 17144 | 2018-04-18 | 11 | 82.14 | 3.2 | 85.34 | 1463068.96
4 | 18 | 12:00 | 17959 | 2018-04-18 | 12 | 49.72 | 1.44 | 51.16 | 918782.44
4 | 18 | 13:00 | 22209 | 2018-04-18 | 13 | 46.85 | 1.31 | 48.16 | 1069585.44
4 | 18 | 14:00 | 19212 | 2018-04-18 | 14 | 50.13 | 1.35 | 51.48 | 989033.76
4 | 18 | 15:00 | 14122 | 2018-04-18 | 15 | 48.67 | 1.33 | 50 | 706100
4 | 18 | 16:00 | 10530 | 2018-04-18 | 16 | 51.71 | 1.33 | 53.04 | 558511.2
4 | 18 | 17:00 | 6079 | 2018-04-18 | 17 | 48.31 | 1.32 | 49.63 | 301700.77
4 | 18 | 18:00 | 4595 | 2018-04-18 | 18 | 52.8 | 1.38 | 54.18 | 248957.1
4 | 18 | 19:00 | 1855 | 2018-04-18 | 19 | 69.92 | 1.47 | 71.39 | 132428.45
4 | 18 | 20:00 | 110 | 2018-04-18 | 20 | 76.67 | 1.51 | 78.18 | 8599.8
4 | 18 | 21:00 | 0 | 2018-04-18 | 21 | 82.48 | 1.59 | 84.07 | 0
4 | 18 | 22:00 | 0 | 2018-04-18 | 22 | 78.88 | 2.23 | 81.11 | 0
4 | 18 | 23:00 | 0 | 2018-04-18 | 23 | 60.09 | 2.05 | 62.14 | 0
4 | 18 | 24:00 | 0 | 2018-04-18 | 24 | 39.53 | 1.08 | 40.61 | 0
4 | 19 | 01:00 | 0 | 2018-04-19 | 1 | 50.93 | 0.63 | 51.56 | 0
4 | 19 | 02:00 | 0 | 2018-04-19 | 2 | 44.87 | 0.47 | 45.34 | 0
4 | 19 | 03:00 | 0 | 2018-04-19 | 3 | 34.55 | 0.63 | 35.18 | 0
4 | 19 | 04:00 | 0 | 2018-04-19 | 4 | 34.79 | 0.73 | 35.52 | 0
4 | 19 | 05:00 | 0 | 2018-04-19 | 5 | 35.99 | 0.76 | 36.75 | 0
4 | 19 | 06:00 | 0 | 2018-04-19 | 6 | 23.29 | 0.78 | 24.07 | 0
4 | 19 | 07:00 | 219 | 2018-04-19 | 7 | 42.26 | 0.64 | 42.9 | 9395.1
4 | 19 | 08:00 | 735 | 2018-04-19 | 8 | 44.08 | 0.99 | 45.07 | 33126.45
4 | 19 | 09:00 | 1633 | 2018-04-19 | 9 | 48.84 | 0.93 | 49.77 | 81274.41
4 | 19 | 10:00 | 2986 | 2018-04-19 | 10 | 59.24 | 1.05 | 60.29 | 180025.94
4 | 19 | 11:00 | 5506 | 2018-04-19 | 11 | 68.58 | 0.96 | 69.54 | 382887.24
4 | 19 | 12:00 | 17342 | 2018-04-19 | 12 | 70.48 | 0.94 | 71.42 | 1238565.64
4 | 19 | 13:00 | 18518 | 2018-04-19 | 13 | 62.54 | 0.99 | 63.53 | 1176448.54
4 | 19 | 14:00 | 10897 | 2018-04-19 | 14 | 63.19 | 0.97 | 64.16 | 699151.52
4 | 19 | 15:00 | 7526 | 2018-04-19 | 15 | 56.07 | 0.93 | 57 | 428982
4 | 19 | 16:00 | 3949 | 2018-04-19 | 16 | 52.19 | 0.93 | 53.12 | 209770.88
4 | 19 | 17:00 | 7232 | 2018-04-19 | 17 | 49.9 | 0.91 | 50.81 | 367457.92
4 | 19 | 18:00 | 6509 | 2018-04-19 | 18 | 49.03 | 0.91 | 49.94 | 325059.46
4 | 19 | 19:00 | 2172 | 2018-04-19 | 19 | 50.37 | 0.88 | 51.25 | 111315
4 | 19 | 20:00 | 142 | 2018-04-19 | 20 | 52.1 | 0.91 | 53.01 | 7527.42
4 | 19 | 21:00 | 0 | 2018-04-19 | 21 | 52.66 | 0.9 | 53.56 | 0
4 | 19 | 22:00 | 0 | 2018-04-19 | 22 | 52.88 | 0.99 | 53.87 | 0
4 | 19 | 23:00 | 0 | 2018-04-19 | 23 | 50.6 | 1.16 | 51.76 | 0
4 | 19 | 24:00 | 0 | 2018-04-19 | 24 | 52.02 | 0.66 | 52.68 | 0
4 | 20 | 01:00 | 0 | 2018-04-20 | 1 | 62.04 | 1.66 | 63.7 | 0
4 | 20 | 02:00 | 0 | 2018-04-20 | 2 | 50.98 | 0.91 | 51.89 | 0
4 | 20 | 03:00 | 0 | 2018-04-20 | 3 | 59.41 | 1.46 | 60.87 | 0
4 | 20 | 04:00 | 0 | 2018-04-20 | 4 | 53.04 | 0.86 | 53.9 | 0
4 | 20 | 05:00 | 0 | 2018-04-20 | 5 | 52.62 | 0.86 | 53.48 | 0
4 | 20 | 06:00 | 0 | 2018-04-20 | 6 | 59.18 | 0.97 | 60.15 | 0
4 | 20 | 07:00 | 1285 | 2018-04-20 | 7 | 54.52 | 1.08 | 55.6 | 71446
4 | 20 | 08:00 | 5952 | 2018-04-20 | 8 | 56.93 | 1.51 | 58.44 | 347834.88
4 | 20 | 09:00 | 12896 | 2018-04-20 | 9 | 53.71 | 1.34 | 55.05 | 709924.8
4 | 20 | 10:00 | 16275 | 2018-04-20 | 10 | 45.42 | 1.33 | 46.75 | 760856.25
4 | 20 | 11:00 | 17866 | 2018-04-20 | 11 | 38.66 | 1.33 | 39.99 | 714461.34
4 | 20 | 12:00 | 22765 | 2018-04-20 | 12 | 31.33 | 1.31 | 32.64 | 743049.6
4 | 20 | 13:00 | 26808 | 2018-04-20 | 13 | 34.61 | 1.33 | 35.94 | 963479.52
4 | 20 | 14:00 | 27582 | 2018-04-20 | 14 | 33.92 | 1.3 | 35.22 | 971438.04
4 | 20 | 15:00 | 22495 | 2018-04-20 | 15 | 30.66 | 1.46 | 32.12 | 722539.4
4 | 20 | 16:00 | 15699 | 2018-04-20 | 16 | 20.52 | 1.42 | 21.94 | 344436.06
4 | 20 | 17:00 | 12999 | 2018-04-20 | 17 | 29.04 | 1.39 | 30.43 | 395559.57
4 | 20 | 18:00 | 7576 | 2018-04-20 | 18 | 37.13 | 1.35 | 38.48 | 291524.48
4 | 20 | 19:00 | 2777 | 2018-04-20 | 19 | 41.67 | 1.33 | 43 | 119411
4 | 20 | 20:00 | 180 | 2018-04-20 | 20 | 43.42 | 1.29 | 44.71 | 8047.8
4 | 20 | 21:00 | 0 | 2018-04-20 | 21 | 57.25 | 1.4 | 58.65 | 0
4 | 20 | 22:00 | 0 | 2018-04-20 | 22 | 59.97 | 1.64 | 61.61 | 0
4 | 20 | 23:00 | 0 | 2018-04-20 | 23 | 65.42 | 1.9 | 67.32 | 0
4 | 20 | 24:00 | 0 | 2018-04-20 | 24 | 67.65 | 1.4 | 69.05 | 0
4 | 21 | 01:00 | 0 | 2018-04-21 | 1 | 44.34 | 1.04 | 45.38 | 0
4 | 21 | 02:00 | 0 | 2018-04-21 | 2 | 52.94 | 1.56 | 54.5 | 0
4 | 21 | 03:00 | 0 | 2018-04-21 | 3 | 38.7 | 0.7 | 39.4 | 0
4 | 21 | 04:00 | 0 | 2018-04-21 | 4 | 37.31 | 0.64 | 37.95 | 0
4 | 21 | 05:00 | 0 | 2018-04-21 | 5 | 53.66 | 0.88 | 54.54 | 0
4 | 21 | 06:00 | 0 | 2018-04-21 | 6 | 42.62 | 1.29 | 43.91 | 0
4 | 21 | 07:00 | 1405 | 2018-04-21 | 7 | 37.76 | 0.87 | 38.63 | 54275.15
4 | 21 | 08:00 | 7872 | 2018-04-21 | 8 | 33.44 | 1 | 34.44 | 271111.68
4 | 21 | 09:00 | 16846 | 2018-04-21 | 9 | 27.16 | 0.79 | 27.95 | 470845.7
4 | 21 | 10:00 | 23957 | 2018-04-21 | 10 | 18.43 | 0.68 | 19.11 | 457818.27
4 | 21 | 11:00 | 28958 | 2018-04-21 | 11 | 19.39 | 0.65 | 20.04 | 580318.32
4 | 21 | 12:00 | 30437 | 2018-04-21 | 12 | 16.51 | 0.68 | 17.19 | 523212.03
4 | 21 | 13:00 | 30997 | 2018-04-21 | 13 | 14.5 | 0.68 | 15.18 | 470534.46
4 | 21 | 14:00 | 30804 | 2018-04-21 | 14 | 0.05 | 0.83 | 0.88 | 27107.52
4 | 21 | 15:00 | 28643 | 2018-04-21 | 15 | -2.63 | 0.82 | -1.81 | -51843.83
4 | 21 | 16:00 | 24269 | 2018-04-21 | 16 | 2.67 | 0.85 | 3.52 | 85426.88
4 | 21 | 17:00 | 17295 | 2018-04-21 | 17 | 9.92 | 0.75 | 10.67 | 184537.65
4 | 21 | 18:00 | 8601 | 2018-04-21 | 18 | 10.97 | 0.8 | 11.77 | 101233.77
4 | 21 | 19:00 | 2810 | 2018-04-21 | 19 | 19.57 | 0.68 | 20.25 | 56902.5
4 | 21 | 20:00 | 179 | 2018-04-21 | 20 | 19.45 | 0.65 | 20.1 | 3597.9
4 | 21 | 21:00 | 0 | 2018-04-21 | 21 | 21.26 | 0.66 | 21.92 | 0
4 | 21 | 22:00 | 0 | 2018-04-21 | 22 | 19.43 | 0.7 | 20.13 | 0
4 | 21 | 23:00 | 0 | 2018-04-21 | 23 | 19.72 | 0.7 | 20.42 | 0
4 | 21 | 24:00 | 0 | 2018-04-21 | 24 | 18.87 | 0.65 | 19.52 | 0
4 | 22 | 01:00 | 0 | 2018-04-22 | 1 | 11.32 | 0.54 | 11.86 | 0
4 | 22 | 02:00 | 0 | 2018-04-22 | 2 | 7.47 | 0.62 | 8.09 | 0
4 | 22 | 03:00 | 0 | 2018-04-22 | 3 | 7.2 | 0.52 | 7.72 | 0
4 | 22 | 04:00 | 0 | 2018-04-22 | 4 | 7.43 | 0.56 | 7.99 | 0
4 | 22 | 05:00 | 0 | 2018-04-22 | 5 | 9.42 | 0.56 | 9.98 | 0
4 | 22 | 06:00 | 0 | 2018-04-22 | 6 | 18.31 | 0.46 | 18.77 | 0
4 | 22 | 07:00 | 1529 | 2018-04-22 | 7 | 19.46 | 0.57 | 20.03 | 30625.87
4 | 22 | 08:00 | 8175 | 2018-04-22 | 8 | 3.25 | 0.77 | 4.02 | 32863.5
4 | 22 | 09:00 | 17080 | 2018-04-22 | 9 | 0 | 0.7 | 0.7 | 11956
4 | 22 | 10:00 | 24538 | 2018-04-22 | 10 | 16.44 | 0.53 | 16.97 | 416409.86
4 | 22 | 11:00 | 28851 | 2018-04-22 | 11 | 17.67 | 0.49 | 18.16 | 523934.16
4 | 22 | 12:00 | 30739 | 2018-04-22 | 12 | 8.05 | 0.57 | 8.62 | 264970.18
4 | 22 | 13:00 | 31074 | 2018-04-22 | 13 | 11.55 | 0.51 | 12.06 | 374752.44
4 | 22 | 14:00 | 30426 | 2018-04-22 | 14 | -3.36 | 0.66 | -2.7 | -82150.2
4 | 22 | 15:00 | 28302 | 2018-04-22 | 15 | 0.8 | 0.57 | 1.37 | 38773.74
4 | 22 | 16:00 | 24142 | 2018-04-22 | 16 | -13.81 | 0.63 | -13.18 | -318191.56
4 | 22 | 17:00 | 17360 | 2018-04-22 | 17 | -1.77 | 0.66 | -1.11 | -19269.6
4 | 22 | 18:00 | 8705 | 2018-04-22 | 18 | 8.07 | 0.69 | 8.76 | 76255.8
4 | 22 | 19:00 | 2877 | 2018-04-22 | 19 | 21.45 | 0.72 | 22.17 | 63783.09
4 | 22 | 20:00 | 192 | 2018-04-22 | 20 | 23.15 | 0.51 | 23.66 | 4542.72
4 | 22 | 21:00 | 0 | 2018-04-22 | 21 | 38.33 | 1.28 | 39.61 | 0
4 | 22 | 22:00 | 0 | 2018-04-22 | 22 | 29.05 | 0.91 | 29.96 | 0
4 | 22 | 23:00 | 0 | 2018-04-22 | 23 | 22.54 | 0.62 | 23.16 | 0
4 | 22 | 24:00 | 0 | 2018-04-22 | 24 | 25.02 | 0.58 | 25.6 | 0
4 | 23 | 01:00 | 0 | 2018-04-23 | 1 | 16.18 | 0.37 | 16.55 | 0
4 | 23 | 02:00 | 0 | 2018-04-23 | 2 | 11.11 | 0.37 | 11.48 | 0
4 | 23 | 03:00 | 0 | 2018-04-23 | 3 | 17.17 | 0.37 | 17.54 | 0
4 | 23 | 04:00 | 0 | 2018-04-23 | 4 | 18.65 | 0.37 | 19.02 | 0
4 | 23 | 05:00 | 0 | 2018-04-23 | 5 | 22.14 | 0.39 | 22.53 | 0
4 | 23 | 06:00 | 1 | 2018-04-23 | 6 | 25.59 | 0.62 | 26.21 | 26.21
4 | 23 | 07:00 | 1643 | 2018-04-23 | 7 | 33.85 | 0.73 | 34.58 | 56814.94
4 | 23 | 08:00 | 8411 | 2018-04-23 | 8 | 37.8 | 1.26 | 39.06 | 328533.66
4 | 23 | 09:00 | 17100 | 2018-04-23 | 9 | 25.78 | 0.88 | 26.66 | 455886
4 | 23 | 10:00 | 23636 | 2018-04-23 | 10 | 23.3 | 0.79 | 24.09 | 569391.24
4 | 23 | 11:00 | 28389 | 2018-04-23 | 11 | 22.66 | 0.79 | 23.45 | 665722.05
4 | 23 | 12:00 | 29926 | 2018-04-23 | 12 | 21.8 | 0.8 | 22.6 | 676327.6
4 | 23 | 13:00 | 30797 | 2018-04-23 | 13 | 21.43 | 0.8 | 22.23 | 684617.31
4 | 23 | 14:00 | 30037 | 2018-04-23 | 14 | 20.87 | 0.82 | 21.69 | 651502.53
4 | 23 | 15:00 | 28048 | 2018-04-23 | 15 | 20.06 | 0.83 | 20.89 | 585922.72
4 | 23 | 16:00 | 23829 | 2018-04-23 | 16 | 20.21 | 0.83 | 21.04 | 501362.16
4 | 23 | 17:00 | 17090 | 2018-04-23 | 17 | 20.62 | 1.1 | 21.72 | 371194.8
4 | 23 | 18:00 | 7791 | 2018-04-23 | 18 | 23.03 | 0.83 | 23.86 | 185893.26
4 | 23 | 19:00 | 2344 | 2018-04-23 | 19 | 24.51 | 0.79 | 25.3 | 59303.2
4 | 23 | 20:00 | 176 | 2018-04-23 | 20 | 23.99 | 0.77 | 24.76 | 4357.76
4 | 23 | 21:00 | 0 | 2018-04-23 | 21 | 30.91 | 0.84 | 31.75 | 0
4 | 23 | 22:00 | 0 | 2018-04-23 | 22 | 26.98 | 0.88 | 27.86 | 0
4 | 23 | 23:00 | 0 | 2018-04-23 | 23 | 20.34 | 0.91 | 21.25 | 0
4 | 23 | 24:00 | 0 | 2018-04-23 | 24 | 17.02 | 0.44 | 17.46 | 0
4 | 24 | 01:00 | 0 | 2018-04-24 | 1 | 18.66 | 0.97 | 19.63 | 0
4 | 24 | 02:00 | 0 | 2018-04-24 | 2 | 20.21 | 0.92 | 21.13 | 0
4 | 24 | 03:00 | 0 | 2018-04-24 | 3 | 15.25 | 0.96 | 16.21 | 0
4 | 24 | 04:00 | 0 | 2018-04-24 | 4 | 18.13 | 0.97 | 19.1 | 0
4 | 24 | 05:00 | 0 | 2018-04-24 | 5 | 21.45 | 0.93 | 22.38 | 0
4 | 24 | 06:00 | 0 | 2018-04-24 | 6 | 24.16 | 1.07 | 25.23 | 0
4 | 24 | 07:00 | 1475 | 2018-04-24 | 7 | 19.34 | 0.97 | 20.31 | 29957.25
4 | 24 | 08:00 | 8268 | 2018-04-24 | 8 | 23.2 | 1.37 | 24.57 | 203144.76
4 | 24 | 09:00 | 15442 | 2018-04-24 | 9 | 29.57 | 1.71 | 31.28 | 483025.76
4 | 24 | 10:00 | 22791 | 2018-04-24 | 10 | 22.89 | 1.34 | 24.23 | 552225.93
4 | 24 | 11:00 | 26908 | 2018-04-24 | 11 | 19.68 | 1.34 | 21.02 | 565606.16
4 | 24 | 12:00 | 29753 | 2018-04-24 | 12 | 12.33 | 1.41 | 13.74 | 408806.22
4 | 24 | 13:00 | 30376 | 2018-04-24 | 13 | 17.26 | 1.38 | 18.64 | 566208.64
4 | 24 | 14:00 | 29709 | 2018-04-24 | 14 | 19.53 | 1.36 | 20.89 | 620621.01
4 | 24 | 15:00 | 26819 | 2018-04-24 | 15 | 19.12 | 1.37 | 20.49 | 549521.31
4 | 24 | 16:00 | 22091 | 2018-04-24 | 16 | 19.74 | 1.36 | 21.1 | 466120.1
4 | 24 | 17:00 | 14257 | 2018-04-24 | 17 | 32.94 | 2.02 | 34.96 | 498424.72
4 | 24 | 18:00 | 7656 | 2018-04-24 | 18 | 24.56 | 1.46 | 26.02 | 199209.12
4 | 24 | 19:00 | 2456 | 2018-04-24 | 19 | 27.18 | 1.44 | 28.62 | 70290.72
4 | 24 | 20:00 | 186 | 2018-04-24 | 20 | 29.56 | 1.53 | 31.09 | 5782.74
4 | 24 | 21:00 | 0 | 2018-04-24 | 21 | 30.1 | 1.65 | 31.75 | 0
4 | 24 | 22:00 | 0 | 2018-04-24 | 22 | 28.7 | 1.52 | 30.22 | 0
4 | 24 | 23:00 | 0 | 2018-04-24 | 23 | 20.27 | 1.45 | 21.72 | 0
4 | 24 | 24:00 | 0 | 2018-04-24 | 24 | 19.23 | 0.97 | 20.2 | 0
4 | 25 | 01:00 | 0 | 2018-04-25 | 1 | 17.16 | 0.29 | 17.45 | 0
4 | 25 | 02:00 | 0 | 2018-04-25 | 2 | 3.95 | 0.3 | 4.25 | 0
4 | 25 | 03:00 | 0 | 2018-04-25 | 3 | -18.28 | 0.42 | -17.86 | 0
4 | 25 | 04:00 | 0 | 2018-04-25 | 4 | -6.59 | 0.4 | -6.19 | 0
4 | 25 | 05:00 | 0 | 2018-04-25 | 5 | 14.4 | 0.31 | 14.71 | 0
4 | 25 | 06:00 | 1 | 2018-04-25 | 6 | 6.28 | 0.36 | 6.64 | 6.64
4 | 25 | 07:00 | 633 | 2018-04-25 | 7 | 15.9 | 0.52 | 16.42 | 10393.86
4 | 25 | 08:00 | 1982 | 2018-04-25 | 8 | 20.15 | 0.82 | 20.97 | 41562.54
4 | 25 | 09:00 | 3968 | 2018-04-25 | 9 | 21.79 | 0.73 | 22.52 | 89359.36
4 | 25 | 10:00 | 4835 | 2018-04-25 | 10 | 24.36 | 0.72 | 25.08 | 121261.8
4 | 25 | 11:00 | 4609 | 2018-04-25 | 11 | 29.81 | 0.78 | 30.59 | 140989.31
4 | 25 | 12:00 | 4789 | 2018-04-25 | 12 | 28.72 | 0.75 | 29.47 | 141131.83
4 | 25 | 13:00 | 5479 | 2018-04-25 | 13 | 20.85 | 0.71 | 21.56 | 118127.24
4 | 25 | 14:00 | 5479 | 2018-04-25 | 14 | 27.86 | 1.1 | 28.96 | 158671.84
4 | 25 | 15:00 | 5244 | 2018-04-25 | 15 | 29.26 | 1.21 | 30.47 | 159784.68
4 | 25 | 16:00 | 3472 | 2018-04-25 | 16 | 23.32 | 0.89 | 24.21 | 84057.12
4 | 25 | 17:00 | 2145 | 2018-04-25 | 17 | 23.13 | 0.75 | 23.88 | 51222.6
4 | 25 | 18:00 | 1234 | 2018-04-25 | 18 | 23.09 | 0.69 | 23.78 | 29344.52
4 | 25 | 19:00 | 377 | 2018-04-25 | 19 | 26.3 | 1 | 27.3 | 10292.1
4 | 25 | 20:00 | 2 | 2018-04-25 | 20 | 19.69 | 0.69 | 20.38 | 40.76
4 | 25 | 21:00 | 0 | 2018-04-25 | 21 | 20.12 | 0.7 | 20.82 | 0
4 | 25 | 22:00 | 0 | 2018-04-25 | 22 | 18.23 | 0.81 | 19.04 | 0
4 | 25 | 23:00 | 0 | 2018-04-25 | 23 | 10.14 | 1.15 | 11.29 | 0
4 | 25 | 24:00 | 0 | 2018-04-25 | 24 | 10.14 | 0.54 | 10.68 | 0
4 | 26 | 01:00 | 0 | 2018-04-26 | 1 | 7.58 | 2.14 | 9.72 | 0
4 | 26 | 02:00 | 0 | 2018-04-26 | 2 | 13.62 | 1.23 | 14.85 | 0
4 | 26 | 03:00 | 0 | 2018-04-26 | 3 | 21.89 | 1.49 | 23.38 | 0
4 | 26 | 04:00 | 0 | 2018-04-26 | 4 | 37.53 | 2.15 | 39.68 | 0
4 | 26 | 05:00 | 0 | 2018-04-26 | 5 | 39.2 | 2.16 | 41.36 | 0
4 | 26 | 06:00 | 0 | 2018-04-26 | 6 | 40.8 | 3.37 | 44.17 | 0
4 | 26 | 07:00 | 54 | 2018-04-26 | 7 | 31.03 | 2.19 | 33.22 | 1793.88
4 | 26 | 08:00 | 679 | 2018-04-26 | 8 | 42.14 | 2.75 | 44.89 | 30480.31
4 | 26 | 09:00 | 1828 | 2018-04-26 | 9 | 36.59 | 2.15 | 38.74 | 70816.72
4 | 26 | 10:00 | 3937 | 2018-04-26 | 10 | 21.94 | 1.39 | 23.33 | 91850.21
4 | 26 | 11:00 | 12032 | 2018-04-26 | 11 | 21.5 | 1.48 | 22.98 | 276495.36
4 | 26 | 12:00 | 17707 | 2018-04-26 | 12 | 19.47 | 1.37 | 20.84 | 369013.88
4 | 26 | 13:00 | 21780 | 2018-04-26 | 13 | 18.67 | 1.38 | 20.05 | 436689
4 | 26 | 14:00 | 22254 | 2018-04-26 | 14 | -1.33 | 1.51 | 0.18 | 4005.72
4 | 26 | 15:00 | 20481 | 2018-04-26 | 15 | 14.26 | 1.45 | 15.71 | 321756.51
4 | 26 | 16:00 | 17249 | 2018-04-26 | 16 | 11.07 | 1.5 | 12.57 | 216819.93
4 | 26 | 17:00 | 12870 | 2018-04-26 | 17 | 17.13 | 1.41 | 18.54 | 238609.8
4 | 26 | 18:00 | 6284 | 2018-04-26 | 18 | 18 | 1.38 | 19.38 | 121783.92
4 | 26 | 19:00 | 3108 | 2018-04-26 | 19 | 18.58 | 1.38 | 19.96 | 62035.68
4 | 26 | 20:00 | 247 | 2018-04-26 | 20 | 18.77 | 1.37 | 20.14 | 4974.58
4 | 26 | 21:00 | 0 | 2018-04-26 | 21 | 20.04 | 1.37 | 21.41 | 0
4 | 26 | 22:00 | 0 | 2018-04-26 | 22 | 21.44 | 1.47 | 22.91 | 0
4 | 26 | 23:00 | 0 | 2018-04-26 | 23 | 19.56 | 1.52 | 21.08 | 0
4 | 26 | 24:00 | 0 | 2018-04-26 | 24 | 15.19 | 1.34 | 16.53 | 0
4 | 27 | 01:00 | 0 | 2018-04-27 | 1 | 6.36 | 0.97 | 7.33 | 0
4 | 27 | 02:00 | 0 | 2018-04-27 | 2 | 6.46 | 0.8 | 7.26 | 0
4 | 27 | 03:00 | 0 | 2018-04-27 | 3 | 2.05 | 0.97 | 3.02 | 0
4 | 27 | 04:00 | 0 | 2018-04-27 | 4 | 8.32 | 0.92 | 9.24 | 0
4 | 27 | 05:00 | 0 | 2018-04-27 | 5 | 3.98 | 0.95 | 4.93 | 0
4 | 27 | 06:00 | 8 | 2018-04-27 | 6 | 9.96 | 1.02 | 10.98 | 87.84
4 | 27 | 07:00 | 1258 | 2018-04-27 | 7 | 10.76 | 1.03 | 11.79 | 14831.82
4 | 27 | 08:00 | 5483 | 2018-04-27 | 8 | 18.77 | 1.25 | 20.02 | 109769.66
4 | 27 | 09:00 | 14000 | 2018-04-27 | 9 | 19.82 | 1.15 | 20.97 | 293580
4 | 27 | 10:00 | 15772 | 2018-04-27 | 10 | 8.57 | 1.26 | 9.83 | 155038.76
4 | 27 | 11:00 | 17002 | 2018-04-27 | 11 | 18.77 | 1.14 | 19.91 | 338509.82
4 | 27 | 12:00 | 12185 | 2018-04-27 | 12 | 19.99 | 1.12 | 21.11 | 257225.35
4 | 27 | 13:00 | 8365 | 2018-04-27 | 13 | 20.24 | 1.12 | 21.36 | 178676.4
4 | 27 | 14:00 | 5604 | 2018-04-27 | 14 | 21.78 | 1.13 | 22.91 | 128387.64
4 | 27 | 15:00 | 3095 | 2018-04-27 | 15 | 20.96 | 1.13 | 22.09 | 68368.55
4 | 27 | 16:00 | 2531 | 2018-04-27 | 16 | 19.85 | 1.12 | 20.97 | 53075.07
4 | 27 | 17:00 | 2256 | 2018-04-27 | 17 | 22.28 | 1.13 | 23.41 | 52812.96
4 | 27 | 18:00 | 1557 | 2018-04-27 | 18 | 36.01 | 1.46 | 37.47 | 58340.79
4 | 27 | 19:00 | 640 | 2018-04-27 | 19 | 44.1 | 1.92 | 46.02 | 29452.8
4 | 27 | 20:00 | 33 | 2018-04-27 | 20 | 31.7 | 1.22 | 32.92 | 1086.36
4 | 27 | 21:00 | 0 | 2018-04-27 | 21 | 26.97 | 1.17 | 28.14 | 0
4 | 27 | 22:00 | 0 | 2018-04-27 | 22 | 26.57 | 1.25 | 27.82 | 0
4 | 27 | 23:00 | 0 | 2018-04-27 | 23 | 28.5 | 1.45 | 29.95 | 0
4 | 27 | 24:00 | 0 | 2018-04-27 | 24 | 30.46 | 1.26 | 31.72 | 0
4 | 28 | 01:00 | 0 | 2018-04-28 | 1 | 29.31 | 1.12 | 30.43 | 0
4 | 28 | 02:00 | 0 | 2018-04-28 | 2 | 19.47 | 0.56 | 20.03 | 0
4 | 28 | 03:00 | 0 | 2018-04-28 | 3 | 19.41 | 0.55 | 19.96 | 0
4 | 28 | 04:00 | 0 | 2018-04-28 | 4 | 18.39 | 0.54 | 18.93 | 0
4 | 28 | 05:00 | 0 | 2018-04-28 | 5 | 25.41 | 0.54 | 25.95 | 0
4 | 28 | 06:00 | 0 | 2018-04-28 | 6 | 22.01 | 0.54 | 22.55 | 0
4 | 28 | 07:00 | 374 | 2018-04-28 | 7 | 33.31 | 0.84 | 34.15 | 12772.1
4 | 28 | 08:00 | 2329 | 2018-04-28 | 8 | 38.88 | 1.42 | 40.3 | 93858.7
4 | 28 | 09:00 | 5366 | 2018-04-28 | 9 | 46.01 | 1.72 | 47.73 | 256119.18
4 | 28 | 10:00 | 8858 | 2018-04-28 | 10 | 45.13 | 1.69 | 46.82 | 414731.56
4 | 28 | 11:00 | 12245 | 2018-04-28 | 11 | 44.01 | 2.18 | 46.19 | 565596.55
4 | 28 | 12:00 | 18684 | 2018-04-28 | 12 | 22.56 | 0.8 | 23.36 | 436458.24
4 | 28 | 13:00 | 22254 | 2018-04-28 | 13 | 18.79 | 0.72 | 19.51 | 434175.54
4 | 28 | 14:00 | 21939 | 2018-04-28 | 14 | 12.29 | 0.62 | 12.91 | 283232.49
4 | 28 | 15:00 | 20121 | 2018-04-28 | 15 | 16.29 | 0.59 | 16.88 | 339642.48
4 | 28 | 16:00 | 18470 | 2018-04-28 | 16 | 18.71 | 0.56 | 19.27 | 355916.9
4 | 28 | 17:00 | 15103 | 2018-04-28 | 17 | 32.39 | 1.35 | 33.74 | 509575.22
4 | 28 | 18:00 | 7570 | 2018-04-28 | 18 | 37.47 | 1.03 | 38.5 | 291445
4 | 28 | 19:00 | 2940 | 2018-04-28 | 19 | 58.6 | 2.51 | 61.11 | 179663.4
4 | 28 | 20:00 | 345 | 2018-04-28 | 20 | 50.38 | 1.71 | 52.09 | 17971.05
4 | 28 | 21:00 | 0 | 2018-04-28 | 21 | 85.99 | 10.37 | 96.36 | 0
4 | 28 | 22:00 | 0 | 2018-04-28 | 22 | 83.63 | 4.54 | 88.17 | 0
4 | 28 | 23:00 | 0 | 2018-04-28 | 23 | 42.92 | 2.48 | 45.4 | 0
4 | 28 | 24:00 | 0 | 2018-04-28 | 24 | 23.96 | 0.89 | 24.85 | 0
4 | 29 | 01:00 | 0 | 2018-04-29 | 1 | 25.88 | 0.62 | 26.5 | 0
4 | 29 | 02:00 | 0 | 2018-04-29 | 2 | 26.19 | 0.59 | 26.78 | 0
4 | 29 | 03:00 | 0 | 2018-04-29 | 3 | 21.92 | 0.64 | 22.56 | 0
4 | 29 | 04:00 | 0 | 2018-04-29 | 4 | 17.81 | 0.63 | 18.44 | 0
4 | 29 | 05:00 | 0 | 2018-04-29 | 5 | 17.53 | 0.62 | 18.15 | 0
4 | 29 | 06:00 | 5 | 2018-04-29 | 6 | 18.69 | 0.62 | 19.31 | 96.55
4 | 29 | 07:00 | 212 | 2018-04-29 | 7 | 23.02 | 0.86 | 23.88 | 5062.56
4 | 29 | 08:00 | 1024 | 2018-04-29 | 8 | 26.78 | 0.92 | 27.7 | 28364.8
4 | 29 | 09:00 | 2899 | 2018-04-29 | 9 | 19.43 | 0.72 | 20.15 | 58414.85
4 | 29 | 10:00 | 3274 | 2018-04-29 | 10 | 22.75 | 0.64 | 23.39 | 76578.86
4 | 29 | 11:00 | 3523 | 2018-04-29 | 11 | 46.75 | 1.87 | 48.62 | 171288.26
4 | 29 | 12:00 | 4939 | 2018-04-29 | 12 | 46.34 | 2.16 | 48.5 | 239541.5
4 | 29 | 13:00 | 4532 | 2018-04-29 | 13 | 38.4 | 1.63 | 40.03 | 181415.96
4 | 29 | 14:00 | 9151 | 2018-04-29 | 14 | 21.87 | 0.66 | 22.53 | 206172.03
4 | 29 | 15:00 | 9883 | 2018-04-29 | 15 | 18.65 | 0.62 | 19.27 | 190445.41
4 | 29 | 16:00 | 6095 | 2018-04-29 | 16 | 18.75 | 0.62 | 19.37 | 118060.15
4 | 29 | 17:00 | 3781 | 2018-04-29 | 17 | 22.59 | 0.69 | 23.28 | 88021.68
4 | 29 | 18:00 | 2808 | 2018-04-29 | 18 | 37.81 | 1.2 | 39.01 | 109540.08
4 | 29 | 19:00 | 932 | 2018-04-29 | 19 | 45.31 | 1.11 | 46.42 | 43263.44
4 | 29 | 20:00 | 52 | 2018-04-29 | 20 | 44.07 | 0.75 | 44.82 | 2330.64
4 | 29 | 21:00 | 0 | 2018-04-29 | 21 | 71.15 | 11.53 | 82.68 | 0
4 | 29 | 22:00 | 0 | 2018-04-29 | 22 | 50.64 | 3.87 | 54.51 | 0
4 | 29 | 23:00 | 0 | 2018-04-29 | 23 | 21.13 | 0.76 | 21.89 | 0
4 | 29 | 24:00 | 0 | 2018-04-29 | 24 | 20.27 | 0.81 | 21.08 | 0
4 | 30 | 01:00 | 0 | 2018-04-30 | 1 | 20.58 | 1.44 | 22.02 | 0
4 | 30 | 02:00 | 0 | 2018-04-30 | 2 | 20.29 | 1.41 | 21.7 | 0
4 | 30 | 03:00 | 0 | 2018-04-30 | 3 | 21.72 | 1.41 | 23.13 | 0
4 | 30 | 04:00 | 0 | 2018-04-30 | 4 | 22.4 | 1.41 | 23.81 | 0
4 | 30 | 05:00 | 0 | 2018-04-30 | 5 | 22.01 | 1.4 | 23.41 | 0
4 | 30 | 06:00 | 11 | 2018-04-30 | 6 | 22.66 | 1.52 | 24.18 | 265.98
4 | 30 | 07:00 | 1217 | 2018-04-30 | 7 | 24.23 | 1.62 | 25.85 | 31459.45
4 | 30 | 08:00 | 2964 | 2018-04-30 | 8 | 32.95 | 2.09 | 35.04 | 103858.56
4 | 30 | 09:00 | 5951 | 2018-04-30 | 9 | 31.07 | 1.94 | 33.01 | 196442.51
4 | 30 | 10:00 | 6632 | 2018-04-30 | 10 | 24.57 | 1.86 | 26.43 | 175283.76
4 | 30 | 11:00 | 7547 | 2018-04-30 | 11 | 26.25 | 1.83 | 28.08 | 211919.76
4 | 30 | 12:00 | 9702 | 2018-04-30 | 12 | 31.83 | 1.89 | 33.72 | 327151.44
4 | 30 | 13:00 | 12272 | 2018-04-30 | 13 | 28.37 | 2.02 | 30.39 | 372946.08
4 | 30 | 14:00 | 11516 | 2018-04-30 | 14 | 26.42 | 2.01 | 28.43 | 327399.88
4 | 30 | 15:00 | 10572 | 2018-04-30 | 15 | 24.56 | 1.86 | 26.42 | 279312.24
4 | 30 | 16:00 | 9661 | 2018-04-30 | 16 | 24.88 | 1.91 | 26.79 | 258818.19
4 | 30 | 17:00 | 4327 | 2018-04-30 | 17 | 24.2 | 1.88 | 26.08 | 112848.16
4 | 30 | 18:00 | 4612 | 2018-04-30 | 18 | 41.84 | 2.95 | 44.79 | 206571.48
4 | 30 | 19:00 | 2112 | 2018-04-30 | 19 | 31.98 | 2.08 | 34.06 | 71934.72
4 | 30 | 20:00 | 128 | 2018-04-30 | 20 | 30.99 | 1.83 | 32.82 | 4200.96
4 | 30 | 21:00 | 0 | 2018-04-30 | 21 | 42.44 | 1.93 | 44.37 | 0
4 | 30 | 22:00 | 0 | 2018-04-30 | 22 | 28.75 | 2.01 | 30.76 | 0
4 | 30 | 23:00 | 0 | 2018-04-30 | 23 | 31.19 | 2.75 | 33.94 | 0
4 | 30 | 24:00 | 0 | 2018-04-30 | 24 | 27.43 | 1.94 | 29.37 | 0
5 | 1 | 01:00 | 0 | 2018-05-01 | 1 | 23.16 | 0.31 | 23.47 | 0
5 | 1 | 02:00 | 0 | 2018-05-01 | 2 | 22.49 | 0.3 | 22.79 | 0
5 | 1 | 03:00 | 0 | 2018-05-01 | 3 | 21.48 | 0.29 | 21.77 | 0
5 | 1 | 04:00 | 0 | 2018-05-01 | 4 | 21.38 | 0.29 | 21.67 | 0
5 | 1 | 05:00 | 0 | 2018-05-01 | 5 | 22.45 | 0.29 | 22.74 | 0
5 | 1 | 06:00 | 14 | 2018-05-01 | 6 | 25.59 | 0.32 | 25.91 | 362.74
5 | 1 | 07:00 | 1165 | 2018-05-01 | 7 | 37.3 | 1.12 | 38.42 | 44759.3
5 | 1 | 08:00 | 4405 | 2018-05-01 | 8 | 26.61 | 0.89 | 27.5 | 121137.5
5 | 1 | 09:00 | 12248 | 2018-05-01 | 9 | 21.89 | 0.76 | 22.65 | 277417.2
5 | 1 | 10:00 | 14971 | 2018-05-01 | 10 | 19.67 | 0.74 | 20.41 | 305558.11
5 | 1 | 11:00 | 17077 | 2018-05-01 | 11 | 19.79 | 0.73 | 20.52 | 350420.04
5 | 1 | 12:00 | 15083 | 2018-05-01 | 12 | 20.74 | 0.75 | 21.49 | 324133.67
5 | 1 | 13:00 | 23896 | 2018-05-01 | 13 | 20.13 | 0.74 | 20.87 | 498709.52
5 | 1 | 14:00 | 25244 | 2018-05-01 | 14 | 14.81 | 0.75 | 15.56 | 392796.64
5 | 1 | 15:00 | 23803 | 2018-05-01 | 15 | -37.01 | 0.78 | -36.23 | -862382.69
5 | 1 | 16:00 | 19674 | 2018-05-01 | 16 | 17.41 | 0.76 | 18.17 | 357476.58
5 | 1 | 17:00 | 14222 | 2018-05-01 | 17 | 19.1 | 0.75 | 19.85 | 282306.7
5 | 1 | 18:00 | 7612 | 2018-05-01 | 18 | 21.34 | 0.74 | 22.08 | 168072.96
5 | 1 | 19:00 | 2632 | 2018-05-01 | 19 | 21.13 | 0.73 | 21.86 | 57535.52
5 | 1 | 20:00 | 184 | 2018-05-01 | 20 | 20.19 | 0.69 | 20.88 | 3841.92
5 | 1 | 21:00 | 0 | 2018-05-01 | 21 | 19.13 | 0.81 | 19.94 | 0
5 | 1 | 22:00 | 0 | 2018-05-01 | 22 | 18.93 | 0.78 | 19.71 | 0
5 | 1 | 23:00 | 0 | 2018-05-01 | 23 | 16.77 | 0.87 | 17.64 | 0
5 | 1 | 24:00 | 0 | 2018-05-01 | 24 | 9.31 | 0.35 | 9.66 | 0
5 | 2 | 01:00 | 0 | 2018-05-02 | 1 | 19.14 | 0.7 | 19.84 | 0
5 | 2 | 02:00 | 0 | 2018-05-02 | 2 | 18.79 | 0.7 | 19.49 | 0
5 | 2 | 03:00 | 0 | 2018-05-02 | 3 | 16.61 | 0.71 | 17.32 | 0
5 | 2 | 04:00 | 0 | 2018-05-02 | 4 | 13.96 | 0.73 | 14.69 | 0
5 | 2 | 05:00 | 0 | 2018-05-02 | 5 | 18.67 | 0.7 | 19.37 | 0
5 | 2 | 06:00 | 35 | 2018-05-02 | 6 | 20.2 | 0.75 | 20.95 | 733.25
5 | 2 | 07:00 | 1984 | 2018-05-02 | 7 | 13.33 | 0.88 | 14.21 | 28192.64
5 | 2 | 08:00 | 8098 | 2018-05-02 | 8 | 19.9 | 1.26 | 21.16 | 171353.68
5 | 2 | 09:00 | 14797 | 2018-05-02 | 9 | 17.85 | 1.31 | 19.16 | 283510.52
5 | 2 | 10:00 | 20885 | 2018-05-02 | 10 | 17.85 | 1.14 | 18.99 | 396606.15
5 | 2 | 11:00 | 25587 | 2018-05-02 | 11 | 18.31 | 1.14 | 19.45 | 497667.15
5 | 2 | 12:00 | 28430 | 2018-05-02 | 12 | 17.66 | 1.13 | 18.79 | 534199.7
5 | 2 | 13:00 | 28913 | 2018-05-02 | 13 | 17.1 | 1.14 | 18.24 | 527373.12
5 | 2 | 14:00 | 28275 | 2018-05-02 | 14 | 7.51 | 1.26 | 8.77 | 247971.75
5 | 2 | 15:00 | 25991 | 2018-05-02 | 15 | 16.88 | 1.23 | 18.11 | 470697.01
5 | 2 | 16:00 | 21525 | 2018-05-02 | 16 | 18.05 | 1.13 | 19.18 | 412849.5
5 | 2 | 17:00 | 13819 | 2018-05-02 | 17 | 20.86 | 1.11 | 21.97 | 303603.43
5 | 2 | 18:00 | 7249 | 2018-05-02 | 18 | 19.93 | 1.09 | 21.02 | 152373.98
5 | 2 | 19:00 | 2951 | 2018-05-02 | 19 | 19.49 | 1.08 | 20.57 | 60702.07
5 | 2 | 20:00 | 404 | 2018-05-02 | 20 | 19.52 | 1.06 | 20.58 | 8314.32
5 | 2 | 21:00 | 0 | 2018-05-02 | 21 | 23.67 | 1.09 | 24.76 | 0
5 | 2 | 22:00 | 0 | 2018-05-02 | 22 | 26.83 | 1.23 | 28.06 | 0
5 | 2 | 23:00 | 0 | 2018-05-02 | 23 | 22.34 | 1.27 | 23.61 | 0
5 | 2 | 24:00 | 0 | 2018-05-02 | 24 | 33.15 | 1.62 | 34.77 | 0
5 | 3 | 01:00 | 0 | 2018-05-03 | 1 | 18.96 | 1.39 | 20.35 | 0
5 | 3 | 02:00 | 0 | 2018-05-03 | 2 | 16.95 | 1.37 | 18.32 | 0
5 | 3 | 03:00 | 0 | 2018-05-03 | 3 | 7.22 | 1.38 | 8.6 | 0
5 | 3 | 04:00 | 0 | 2018-05-03 | 4 | 10.3 | 1.41 | 11.71 | 0
5 | 3 | 05:00 | 0 | 2018-05-03 | 5 | 6.37 | 1.46 | 7.83 | 0
5 | 3 | 06:00 | 1 | 2018-05-03 | 6 | 16.72 | 1.41 | 18.13 | 18.13
5 | 3 | 07:00 | 553 | 2018-05-03 | 7 | 19.52 | 1.43 | 20.95 | 11585.35
5 | 3 | 08:00 | 2218 | 2018-05-03 | 8 | 24.46 | 1.9 | 26.36 | 58466.48
5 | 3 | 09:00 | 7136 | 2018-05-03 | 9 | 22.48 | 1.84 | 24.32 | 173547.52
5 | 3 | 10:00 | 12870 | 2018-05-03 | 10 | 19.06 | 1.81 | 20.87 | 268596.9
5 | 3 | 11:00 | 16271 | 2018-05-03 | 11 | 21.77 | 1.78 | 23.55 | 383182.05
5 | 3 | 12:00 | 8440 | 2018-05-03 | 12 | 26.17 | 1.79 | 27.96 | 235982.4
5 | 3 | 13:00 | 7012 | 2018-05-03 | 13 | 47.04 | 2.33 | 49.37 | 346182.44
5 | 3 | 14:00 | 5044 | 2018-05-03 | 14 | 44.06 | 1.89 | 45.95 | 231771.8
5 | 3 | 15:00 | 6685 | 2018-05-03 | 15 | 48.94 | 2.49 | 51.43 | 343809.55
5 | 3 | 16:00 | 11774 | 2018-05-03 | 16 | 52.6 | 2.99 | 55.59 | 654516.66
5 | 3 | 17:00 | 12822 | 2018-05-03 | 17 | 32.29 | 1.79 | 34.08 | 436973.76
5 | 3 | 18:00 | 4921 | 2018-05-03 | 18 | 34.79 | 1.79 | 36.58 | 180010.18
5 | 3 | 19:00 | 1161 | 2018-05-03 | 19 | 34.77 | 1.91 | 36.68 | 42585.48
5 | 3 | 20:00 | 71 | 2018-05-03 | 20 | 38.04 | 1.98 | 40.02 | 2841.42
5 | 3 | 21:00 | 0 | 2018-05-03 | 21 | 57.07 | 3.16 | 60.23 | 0
5 | 3 | 22:00 | 0 | 2018-05-03 | 22 | 41.21 | 2.1 | 43.31 | 0
5 | 3 | 23:00 | 0 | 2018-05-03 | 23 | 31.91 | 2.11 | 34.02 | 0
5 | 3 | 24:00 | 0 | 2018-05-03 | 24 | 23.11 | 1.51 | 24.62 | 0
5 | 4 | 01:00 | 0 | 2018-05-04 | 1 | 21.06 | 0.85 | 21.91 | 0
5 | 4 | 02:00 | 0 | 2018-05-04 | 2 | 18.22 | 0.84 | 19.06 | 0
5 | 4 | 03:00 | 0 | 2018-05-04 | 3 | 16.51 | 0.83 | 17.34 | 0
5 | 4 | 04:00 | 0 | 2018-05-04 | 4 | 11.01 | 0.85 | 11.86 | 0
5 | 4 | 05:00 | 0 | 2018-05-04 | 5 | 7.85 | 0.87 | 8.72 | 0
5 | 4 | 06:00 | 13 | 2018-05-04 | 6 | 9.82 | 0.93 | 10.75 | 139.75
5 | 4 | 07:00 | 1307 | 2018-05-04 | 7 | 17.73 | 0.91 | 18.64 | 24362.48
5 | 4 | 08:00 | 4071 | 2018-05-04 | 8 | 23.42 | 1.39 | 24.81 | 101001.51
5 | 4 | 09:00 | 5460 | 2018-05-04 | 9 | 25.39 | 1.44 | 26.83 | 146491.8
5 | 4 | 10:00 | 8578 | 2018-05-04 | 10 | 24.78 | 1.4 | 26.18 | 224572.04
5 | 4 | 11:00 | 9868 | 2018-05-04 | 11 | 23.73 | 1.32 | 25.05 | 247193.4
5 | 4 | 12:00 | 8861 | 2018-05-04 | 12 | 22.75 | 1.31 | 24.06 | 213195.66
5 | 4 | 13:00 | 11110 | 2018-05-04 | 13 | 28.36 | 1.32 | 29.68 | 329744.8
5 | 4 | 14:00 | 13228 | 2018-05-04 | 14 | 23.96 | 1.27 | 25.23 | 333742.44
5 | 4 | 15:00 | 11996 | 2018-05-04 | 15 | 24.83 | 1.27 | 26.1 | 313095.6
5 | 4 | 16:00 | 10283 | 2018-05-04 | 16 | 25.66 | 1.33 | 26.99 | 277538.17
5 | 4 | 17:00 | 8586 | 2018-05-04 | 17 | 24.62 | 1.25 | 25.87 | 222119.82
5 | 4 | 18:00 | 5806 | 2018-05-04 | 18 | 23.12 | 1.36 | 24.48 | 142130.88
5 | 4 | 19:00 | 1738 | 2018-05-04 | 19 | 19.84 | 1.29 | 21.13 | 36723.94
5 | 4 | 20:00 | 492 | 2018-05-04 | 20 | 17.97 | 1.21 | 19.18 | 9436.56
5 | 4 | 21:00 | 0 | 2018-05-04 | 21 | 18.12 | 1.21 | 19.33 | 0
5 | 4 | 22:00 | 0 | 2018-05-04 | 22 | 17.7 | 1.26 | 18.96 | 0
5 | 4 | 23:00 | 0 | 2018-05-04 | 23 | 18.11 | 1.36 | 19.47 | 0
5 | 4 | 24:00 | 0 | 2018-05-04 | 24 | 22.34 | 1.23 | 23.57 | 0
5 | 5 | 01:00 | 0 | 2018-05-05 | 1 | 30.31 | 2.68 | 32.99 | 0
5 | 5 | 02:00 | 0 | 2018-05-05 | 2 | 57.91 | 4.59 | 62.5 | 0
5 | 5 | 03:00 | 0 | 2018-05-05 | 3 | 29.31 | 2.4 | 31.71 | 0
5 | 5 | 04:00 | 0 | 2018-05-05 | 4 | 11.84 | 1.8 | 13.64 | 0
5 | 5 | 05:00 | 0 | 2018-05-05 | 5 | 13.7 | 1.74 | 15.44 | 0
5 | 5 | 06:00 | 33 | 2018-05-05 | 6 | 14.09 | 1.73 | 15.82 | 522.06
5 | 5 | 07:00 | 1928 | 2018-05-05 | 7 | 14.72 | 1.85 | 16.57 | 31946.96
5 | 5 | 08:00 | 8241 | 2018-05-05 | 8 | 15.28 | 1.81 | 17.09 | 140838.69
5 | 5 | 09:00 | 17467 | 2018-05-05 | 9 | 9.23 | 1.96 | 11.19 | 195455.73
5 | 5 | 10:00 | 24347 | 2018-05-05 | 10 | 1.8 | 1.93 | 3.73 | 90814.31
5 | 5 | 11:00 | 28681 | 2018-05-05 | 11 | 5.06 | 1.94 | 7 | 200767
5 | 5 | 12:00 | 30189 | 2018-05-05 | 12 | 12.96 | 1.88 | 14.84 | 448004.76
5 | 5 | 13:00 | 30723 | 2018-05-05 | 13 | 11.42 | 1.8 | 13.22 | 406158.06
5 | 5 | 14:00 | 29438 | 2018-05-05 | 14 | 12.67 | 1.78 | 14.45 | 425379.1
5 | 5 | 15:00 | 26969 | 2018-05-05 | 15 | 6.48 | 1.86 | 8.34 | 224921.46
5 | 5 | 16:00 | 23242 | 2018-05-05 | 16 | 17.48 | 1.99 | 19.47 | 452521.74
5 | 5 | 17:00 | 16200 | 2018-05-05 | 17 | 36.33 | 2.28 | 38.61 | 625482
5 | 5 | 18:00 | 8865 | 2018-05-05 | 18 | 37.2 | 2.48 | 39.68 | 351763.2
5 | 5 | 19:00 | 3496 | 2018-05-05 | 19 | 32.12 | 2.1 | 34.22 | 119633.12
5 | 5 | 20:00 | 672 | 2018-05-05 | 20 | 36.85 | 2.15 | 39 | 26208
5 | 5 | 21:00 | 0 | 2018-05-05 | 21 | 39.08 | 1.93 | 41.01 | 0
5 | 5 | 22:00 | 0 | 2018-05-05 | 22 | 36.81 | 2.06 | 38.87 | 0
5 | 5 | 23:00 | 0 | 2018-05-05 | 23 | 36.82 | 2.79 | 39.61 | 0
5 | 5 | 24:00 | 0 | 2018-05-05 | 24 | 17.9 | 1.82 | 19.72 | 0
5 | 6 | 01:00 | 0 | 2018-05-06 | 1 | 14.76 | 0.41 | 15.17 | 0
5 | 6 | 02:00 | 0 | 2018-05-06 | 2 | 9.03 | 0.48 | 9.51 | 0
5 | 6 | 03:00 | 0 | 2018-05-06 | 3 | 8.76 | 0.47 | 9.23 | 0
5 | 6 | 04:00 | 0 | 2018-05-06 | 4 | 7.86 | 0.47 | 8.33 | 0
5 | 6 | 05:00 | 0 | 2018-05-06 | 5 | 7.81 | 0.47 | 8.28 | 0
5 | 6 | 06:00 | 4 | 2018-05-06 | 6 | -9.33 | 0.48 | -8.85 | -35.4
5 | 6 | 07:00 | 883 | 2018-05-06 | 7 | -13.55 | 1.43 | -12.12 | -10701.96
5 | 6 | 08:00 | 2230 | 2018-05-06 | 8 | -23.71 | 1.24 | -22.47 | -50108.1
5 | 6 | 09:00 | 3541 | 2018-05-06 | 9 | 6.3 | 0.68 | 6.98 | 24716.18
5 | 6 | 10:00 | 4362 | 2018-05-06 | 10 | 17.78 | 0.46 | 18.24 | 79562.88
5 | 6 | 11:00 | 4859 | 2018-05-06 | 11 | 17.27 | 0.48 | 17.75 | 86247.25
5 | 6 | 12:00 | 6078 | 2018-05-06 | 12 | 19.19 | 0.5 | 19.69 | 119675.82
5 | 6 | 13:00 | 5055 | 2018-05-06 | 13 | 19.21 | 0.5 | 19.71 | 99634.05
5 | 6 | 14:00 | 4156 | 2018-05-06 | 14 | 19.18 | 0.58 | 19.76 | 82122.56
5 | 6 | 15:00 | 4238 | 2018-05-06 | 15 | 19.17 | 0.67 | 19.84 | 84081.92
5 | 6 | 16:00 | 4601 | 2018-05-06 | 16 | 17.38 | 0.47 | 17.85 | 82127.85
5 | 6 | 17:00 | 2932 | 2018-05-06 | 17 | 17.79 | 0.47 | 18.26 | 53538.32
5 | 6 | 18:00 | 1154 | 2018-05-06 | 18 | 19.6 | 0.49 | 20.09 | 23183.86
5 | 6 | 19:00 | 493 | 2018-05-06 | 19 | 20.93 | 0.48 | 21.41 | 10555.13
5 | 6 | 20:00 | 147 | 2018-05-06 | 20 | 19.16 | 0.48 | 19.64 | 2887.08
5 | 6 | 21:00 | 0 | 2018-05-06 | 21 | 18.73 | 0.48 | 19.21 | 0
5 | 6 | 22:00 | 0 | 2018-05-06 | 22 | 17.48 | 0.53 | 18.01 | 0
5 | 6 | 23:00 | 0 | 2018-05-06 | 23 | -5.99 | 0.98 | -5.01 | 0
5 | 6 | 24:00 | 0 | 2018-05-06 | 24 | 7.7 | 0.53 | 8.23 | 0
5 | 7 | 01:00 | 0 | 2018-05-07 | 1 | 2.58 | 1.08 | 3.66 | 0
5 | 7 | 02:00 | 0 | 2018-05-07 | 2 | -16.7 | 1.31 | -15.39 | 0
5 | 7 | 03:00 | 0 | 2018-05-07 | 3 | 11.54 | 1.11 | 12.65 | 0
5 | 7 | 04:00 | 0 | 2018-05-07 | 4 | -8.67 | 1.18 | -7.49 | 0
5 | 7 | 05:00 | 0 | 2018-05-07 | 5 | 5.17 | 1.07 | 6.24 | 0
5 | 7 | 06:00 | 2 | 2018-05-07 | 6 | 10.57 | 1.24 | 11.81 | 23.62
5 | 7 | 07:00 | 1019 | 2018-05-07 | 7 | 20.95 | 1.92 | 22.87 | 23304.53
5 | 7 | 08:00 | 5181 | 2018-05-07 | 8 | 21.73 | 1.66 | 23.39 | 121183.59
5 | 7 | 09:00 | 8043 | 2018-05-07 | 9 | 28.48 | 1.82 | 30.3 | 243702.9
5 | 7 | 10:00 | 21066 | 2018-05-07 | 10 | 30.99 | 2.22 | 33.21 | 699601.86
5 | 7 | 11:00 | 21038 | 2018-05-07 | 11 | 25.77 | 1.99 | 27.76 | 584014.88
5 | 7 | 12:00 | 25275 | 2018-05-07 | 12 | 19.55 | 1.52 | 21.07 | 532544.25
5 | 7 | 13:00 | 24190 | 2018-05-07 | 13 | 18.15 | 1.41 | 19.56 | 473156.4
5 | 7 | 14:00 | 26459 | 2018-05-07 | 14 | 17.43 | 1.37 | 18.8 | 497429.2
5 | 7 | 15:00 | 22111 | 2018-05-07 | 15 | 25.27 | 1.81 | 27.08 | 598765.88
5 | 7 | 16:00 | 18629 | 2018-05-07 | 16 | 24.19 | 1.46 | 25.65 | 477833.85
5 | 7 | 17:00 | 14332 | 2018-05-07 | 17 | 28.43 | 1.52 | 29.95 | 429243.4
5 | 7 | 18:00 | 8753 | 2018-05-07 | 18 | 48.46 | 2.29 | 50.75 | 444214.75
5 | 7 | 19:00 | 3791 | 2018-05-07 | 19 | 56.76 | 2.37 | 59.13 | 224161.83
5 | 7 | 20:00 | 639 | 2018-05-07 | 20 | 58.75 | 2.44 | 61.19 | 39100.41
5 | 7 | 21:00 | 0 | 2018-05-07 | 21 | 67.02 | 2.66 | 69.68 | 0
5 | 7 | 22:00 | 0 | 2018-05-07 | 22 | 37.02 | 1.76 | 38.78 | 0
5 | 7 | 23:00 | 0 | 2018-05-07 | 23 | 23.5 | 1.61 | 25.11 | 0
5 | 7 | 24:00 | 0 | 2018-05-07 | 24 | 16.38 | 1.14 | 17.52 | 0
5 | 8 | 01:00 | 0 | 2018-05-08 | 1 | 16.82 | 0.69 | 17.51 | 0
5 | 8 | 02:00 | 0 | 2018-05-08 | 2 | 17.76 | 0.79 | 18.55 | 0
5 | 8 | 03:00 | 0 | 2018-05-08 | 3 | 15.38 | 0.79 | 16.17 | 0
5 | 8 | 04:00 | 0 | 2018-05-08 | 4 | 14.73 | 0.78 | 15.51 | 0
5 | 8 | 05:00 | 0 | 2018-05-08 | 5 | 18.5 | 0.79 | 19.29 | 0
5 | 8 | 06:00 | 67 | 2018-05-08 | 6 | -31.48 | 1.67 | -29.81 | -1997.27
5 | 8 | 07:00 | 2371 | 2018-05-08 | 7 | 11.91 | 0.93 | 12.84 | 30443.64
5 | 8 | 08:00 | 9175 | 2018-05-08 | 8 | 25.61 | 1.34 | 26.95 | 247266.25
5 | 8 | 09:00 | 16441 | 2018-05-08 | 9 | 22.45 | 1.12 | 23.57 | 387514.37
5 | 8 | 10:00 | 23465 | 2018-05-08 | 10 | 18.38 | 1.14 | 19.52 | 458036.8
5 | 8 | 11:00 | 27751 | 2018-05-08 | 11 | 17.09 | 1.04 | 18.13 | 503125.63
5 | 8 | 12:00 | 28348 | 2018-05-08 | 12 | 17.26 | 1.03 | 18.29 | 518484.92
5 | 8 | 13:00 | 25439 | 2018-05-08 | 13 | 19.69 | 1.03 | 20.72 | 527096.08
5 | 8 | 14:00 | 29345 | 2018-05-08 | 14 | 29.53 | 1.37 | 30.9 | 906760.5
5 | 8 | 15:00 | 26330 | 2018-05-08 | 15 | 29.55 | 1.24 | 30.79 | 810700.7
5 | 8 | 16:00 | 22972 | 2018-05-08 | 16 | 20.86 | 1.03 | 21.89 | 502857.08
5 | 8 | 17:00 | 16419 | 2018-05-08 | 17 | 27.9 | 1.04 | 28.94 | 475165.86
5 | 8 | 18:00 | 9172 | 2018-05-08 | 18 | 40.1 | 1.2 | 41.3 | 378803.6
5 | 8 | 19:00 | 3460 | 2018-05-08 | 19 | 39.41 | 1.17 | 40.58 | 140406.8
5 | 8 | 20:00 | 540 | 2018-05-08 | 20 | 32.68 | 1.14 | 33.82 | 18262.8
5 | 8 | 21:00 | 0 | 2018-05-08 | 21 | 37.66 | 1.15 | 38.81 | 0
5 | 8 | 22:00 | 0 | 2018-05-08 | 22 | 36.18 | 1.34 | 37.52 | 0
5 | 8 | 23:00 | 0 | 2018-05-08 | 23 | 20.68 | 1.23 | 21.91 | 0
5 | 8 | 24:00 | 0 | 2018-05-08 | 24 | 30.87 | 2.54 | 33.41 | 0
5 | 9 | 01:00 | 0 | 2018-05-09 | 1 | 28.56 | 1.04 | 29.6 | 0
5 | 9 | 02:00 | 0 | 2018-05-09 | 2 | -6.63 | 1.08 | -5.55 | 0
5 | 9 | 03:00 | 0 | 2018-05-09 | 3 | -6.25 | 1.09 | -5.16 | 0
5 | 9 | 04:00 | 0 | 2018-05-09 | 4 | 16.58 | 0.98 | 17.56 | 0
5 | 9 | 05:00 | 0 | 2018-05-09 | 5 | 18.86 | 0.96 | 19.82 | 0
5 | 9 | 06:00 | 90 | 2018-05-09 | 6 | 26.35 | 1.64 | 27.99 | 2519.1
5 | 9 | 07:00 | 2452 | 2018-05-09 | 7 | 22.29 | 1.68 | 23.97 | 58774.44
5 | 9 | 08:00 | 9174 | 2018-05-09 | 8 | 20.2 | 1.69 | 21.89 | 200818.86
5 | 9 | 09:00 | 16871 | 2018-05-09 | 9 | 22.67 | 1.39 | 24.06 | 405916.26
5 | 9 | 10:00 | 23323 | 2018-05-09 | 10 | 21.32 | 1.31 | 22.63 | 527799.49
5 | 9 | 11:00 | 27355 | 2018-05-09 | 11 | 36.52 | 2.05 | 38.57 | 1055082.35
5 | 9 | 12:00 | 29403 | 2018-05-09 | 12 | 39.3 | 1.85 | 41.15 | 1209933.45
5 | 9 | 13:00 | 29575 | 2018-05-09 | 13 | 32.69 | 2.13 | 34.82 | 1029801.5
5 | 9 | 14:00 | 29332 | 2018-05-09 | 14 | 26.52 | 1.71 | 28.23 | 828042.36
5 | 9 | 15:00 | 27063 | 2018-05-09 | 15 | 21.84 | 1.25 | 23.09 | 624884.67
5 | 9 | 16:00 | 23165 | 2018-05-09 | 16 | 31.62 | 1.62 | 33.24 | 770004.6
5 | 9 | 17:00 | 16148 | 2018-05-09 | 17 | 27.97 | 1.32 | 29.29 | 472974.92
5 | 9 | 18:00 | 8419 | 2018-05-09 | 18 | 25.89 | 1.24 | 27.13 | 228407.47
5 | 9 | 19:00 | 4234 | 2018-05-09 | 19 | 21.37 | 1.18 | 22.55 | 95476.7
5 | 9 | 20:00 | 783 | 2018-05-09 | 20 | 24.46 | 1.37 | 25.83 | 20224.89
5 | 9 | 21:00 | 0 | 2018-05-09 | 21 | 26.74 | 1.53 | 28.27 | 0
5 | 9 | 22:00 | 0 | 2018-05-09 | 22 | 30.04 | 2.24 | 32.28 | 0
5 | 9 | 23:00 | 0 | 2018-05-09 | 23 | 11.38 | 1.47 | 12.85 | 0
5 | 9 | 24:00 | 0 | 2018-05-09 | 24 | 3.17 | 1.12 | 4.29 | 0
5 | 10 | 01:00 | 0 | 2018-05-10 | 1 | 35.18 | 2.63 | 37.81 | 0
5 | 10 | 02:00 | 0 | 2018-05-10 | 2 | 0.61 | 2.62 | 3.23 | 0
5 | 10 | 03:00 | 0 | 2018-05-10 | 3 | -18.86 | 2.71 | -16.15 | 0
5 | 10 | 04:00 | 0 | 2018-05-10 | 4 | -2.06 | 2.72 | 0.66 | 0
5 | 10 | 05:00 | 0 | 2018-05-10 | 5 | 4.64 | 2.56 | 7.2 | 0
5 | 10 | 06:00 | 19 | 2018-05-10 | 6 | 21.49 | 2.73 | 24.22 | 460.18
5 | 10 | 07:00 | 1156 | 2018-05-10 | 7 | 14.23 | 2.69 | 16.92 | 19559.52
5 | 10 | 08:00 | 5140 | 2018-05-10 | 8 | 7.08 | 3.18 | 10.26 | 52736.4
5 | 10 | 09:00 | 13058 | 2018-05-10 | 9 | 16.39 | 2.85 | 19.24 | 251235.92
5 | 10 | 10:00 | 21323 | 2018-05-10 | 10 | 16.29 | 2.8 | 19.09 | 407056.07
5 | 10 | 11:00 | 27211 | 2018-05-10 | 11 | -7.14 | 2.98 | -4.16 | -113197.76
5 | 10 | 12:00 | 29807 | 2018-05-10 | 12 | -0.53 | 2.96 | 2.43 | 72431.01
5 | 10 | 13:00 | 28247 | 2018-05-10 | 13 | 15.51 | 2.8 | 18.31 | 517202.57
5 | 10 | 14:00 | 20509 | 2018-05-10 | 14 | 18.17 | 2.8 | 20.97 | 430073.73
5 | 10 | 15:00 | 9985 | 2018-05-10 | 15 | 18.03 | 2.8 | 20.83 | 207987.55
5 | 10 | 16:00 | 9415 | 2018-05-10 | 16 | 16.98 | 2.79 | 19.77 | 186134.55
5 | 10 | 17:00 | 10764 | 2018-05-10 | 17 | 2.75 | 3.07 | 5.82 | 62646.48
5 | 10 | 18:00 | 8413 | 2018-05-10 | 18 | 10.81 | 2.94 | 13.75 | 115678.75
5 | 10 | 19:00 | 3632 | 2018-05-10 | 19 | 16.39 | 2.78 | 19.17 | 69625.44
5 | 10 | 20:00 | 573 | 2018-05-10 | 20 | 16.64 | 2.77 | 19.41 | 11121.93
5 | 10 | 21:00 | 0 | 2018-05-10 | 21 | 21 | 2.79 | 23.79 | 0
5 | 10 | 22:00 | 0 | 2018-05-10 | 22 | 18.99 | 3.02 | 22.01 | 0
5 | 10 | 23:00 | 0 | 2018-05-10 | 23 | 5.47 | 3.23 | 8.7 | 0
5 | 10 | 24:00 | 0 | 2018-05-10 | 24 | 7.32 | 2.89 | 10.21 | 0
5 | 11 | 01:00 | 0 | 2018-05-11 | 1 | 15.75 | 3.51 | 19.26 | 0
5 | 11 | 02:00 | 0 | 2018-05-11 | 2 | 23.31 | 3.97 | 27.28 | 0
5 | 11 | 03:00 | 0 | 2018-05-11 | 3 | 11.82 | 3.28 | 15.1 | 0
5 | 11 | 04:00 | 0 | 2018-05-11 | 4 | 7.26 | 3.27 | 10.53 | 0
5 | 11 | 05:00 | 0 | 2018-05-11 | 5 | 18.32 | 3.3 | 21.62 | 0
5 | 11 | 06:00 | 70 | 2018-05-11 | 6 | 19.32 | 3.73 | 23.05 | 1613.5
5 | 11 | 07:00 | 2770 | 2018-05-11 | 7 | 27.29 | 4.57 | 31.86 | 88252.2
5 | 11 | 08:00 | 7003 | 2018-05-11 | 8 | 27.11 | 4.38 | 31.49 | 220524.47
5 | 11 | 09:00 | 10448 | 2018-05-11 | 9 | 21.66 | 3.63 | 25.29 | 264229.92
5 | 11 | 10:00 | 16038 | 2018-05-11 | 10 | 17.54 | 3.31 | 20.85 | 334392.3
5 | 11 | 11:00 | 26532 | 2018-05-11 | 11 | 18.71 | 3.37 | 22.08 | 585826.56
5 | 11 | 12:00 | 30360 | 2018-05-11 | 12 | 16.81 | 3.21 | 20.02 | 607807.2
5 | 11 | 13:00 | 31023 | 2018-05-11 | 13 | 15.84 | 3.21 | 19.05 | 590988.15
5 | 11 | 14:00 | 30008 | 2018-05-11 | 14 | 16.15 | 3.2 | 19.35 | 580654.8
5 | 11 | 15:00 | 28081 | 2018-05-11 | 15 | 15.77 | 3.2 | 18.97 | 532696.57
5 | 11 | 16:00 | 23424 | 2018-05-11 | 16 | 18.29 | 3.33 | 21.62 | 506426.88
5 | 11 | 17:00 | 16725 | 2018-05-11 | 17 | 27.74 | 3.34 | 31.08 | 519813
5 | 11 | 18:00 | 8584 | 2018-05-11 | 18 | 37.69 | 3.99 | 41.68 | 357781.12
5 | 11 | 19:00 | 3912 | 2018-05-11 | 19 | 33.9 | 4.28 | 38.18 | 149360.16
5 | 11 | 20:00 | 716 | 2018-05-11 | 20 | 23.53 | 3.69 | 27.22 | 19489.52
5 | 11 | 21:00 | 0 | 2018-05-11 | 21 | 28.52 | 4.07 | 32.59 | 0
5 | 11 | 22:00 | 0 | 2018-05-11 | 22 | 24.25 | 3.89 | 28.14 | 0
5 | 11 | 23:00 | 0 | 2018-05-11 | 23 | 20.6 | 3.79 | 24.39 | 0
5 | 11 | 24:00 | 0 | 2018-05-11 | 24 | 16.8 | 2.99 | 19.79 | 0
5 | 12 | 01:00 | 0 | 2018-05-12 | 1 | 17.43 | 3.41 | 20.84 | 0
5 | 12 | 02:00 | 0 | 2018-05-12 | 2 | 14.66 | 2.29 | 16.95 | 0
5 | 12 | 03:00 | 0 | 2018-05-12 | 3 | 16.11 | 2.28 | 18.39 | 0
5 | 12 | 04:00 | 0 | 2018-05-12 | 4 | 20.71 | 2.31 | 23.02 | 0
5 | 12 | 05:00 | 0 | 2018-05-12 | 5 | 17.34 | 2.28 | 19.62 | 0
5 | 12 | 06:00 | 146 | 2018-05-12 | 6 | 14.05 | 2.36 | 16.41 | 2395.86
5 | 12 | 07:00 | 2738 | 2018-05-12 | 7 | 18.18 | 2.4 | 20.58 | 56348.04
5 | 12 | 08:00 | 9471 | 2018-05-12 | 8 | 17.89 | 2.55 | 20.44 | 193587.24
5 | 12 | 09:00 | 11644 | 2018-05-12 | 9 | 21.17 | 2.79 | 23.96 | 278990.24
5 | 12 | 10:00 | 12249 | 2018-05-12 | 10 | 20.27 | 2.7 | 22.97 | 281359.53
5 | 12 | 11:00 | 12579 | 2018-05-12 | 11 | 59.73 | 14.68 | 74.41 | 936003.39
5 | 12 | 12:00 | 9523 | 2018-05-12 | 12 | 39.65 | 9.36 | 49.01 | 466722.23
5 | 12 | 13:00 | 8437 | 2018-05-12 | 13 | 21.53 | 3.13 | 24.66 | 208056.42
5 | 12 | 14:00 | 9477 | 2018-05-12 | 14 | 28.35 | 3.07 | 31.42 | 297767.34
5 | 12 | 15:00 | 9807 | 2018-05-12 | 15 | 27.78 | 3.06 | 30.84 | 302447.88
5 | 12 | 16:00 | 7284 | 2018-05-12 | 16 | 24.07 | 2.77 | 26.84 | 195502.56
5 | 12 | 17:00 | 5465 | 2018-05-12 | 17 | 23.1 | 2.64 | 25.74 | 140669.1
5 | 12 | 18:00 | 3592 | 2018-05-12 | 18 | 18.73 | 2.51 | 21.24 | 76294.08
5 | 12 | 19:00 | 2295 | 2018-05-12 | 19 | 19.63 | 2.6 | 22.23 | 51017.85
5 | 12 | 20:00 | 526 | 2018-05-12 | 20 | 21.66 | 2.57 | 24.23 | 12744.98
5 | 12 | 21:00 | 0 | 2018-05-12 | 21 | 22.62 | 2.42 | 25.04 | 0
5 | 12 | 22:00 | 0 | 2018-05-12 | 22 | 22.09 | 2.52 | 24.61 | 0
5 | 12 | 23:00 | 0 | 2018-05-12 | 23 | 31.8 | 4.5 | 36.3 | 0
5 | 12 | 24:00 | 0 | 2018-05-12 | 24 | 36.47 | 5.44 | 41.91 | 0
5 | 13 | 01:00 | 0 | 2018-05-13 | 1 | 15.85 | 1.85 | 17.7 | 0
5 | 13 | 02:00 | 0 | 2018-05-13 | 2 | 15.55 | 1.82 | 17.37 | 0
5 | 13 | 03:00 | 0 | 2018-05-13 | 3 | 15.01 | 1.83 | 16.84 | 0
5 | 13 | 04:00 | 0 | 2018-05-13 | 4 | 12.28 | 1.83 | 14.11 | 0
5 | 13 | 05:00 | 0 | 2018-05-13 | 5 | -17.09 | 1.9 | -15.19 | 0
5 | 13 | 06:00 | 190 | 2018-05-13 | 6 | 13.53 | 1.84 | 15.37 | 2920.3
5 | 13 | 07:00 | 2925 | 2018-05-13 | 7 | -8.37 | 2.21 | -6.16 | -18018
5 | 13 | 08:00 | 8397 | 2018-05-13 | 8 | 8.54 | 2.27 | 10.81 | 90771.57
5 | 13 | 09:00 | 11997 | 2018-05-13 | 9 | 15.08 | 1.89 | 16.97 | 203589.09
5 | 13 | 10:00 | 19088 | 2018-05-13 | 10 | 16.51 | 1.97 | 18.48 | 352746.24
5 | 13 | 11:00 | 23680 | 2018-05-13 | 11 | 15.03 | 1.89 | 16.92 | 400665.6
5 | 13 | 12:00 | 26273 | 2018-05-13 | 12 | 14.67 | 1.86 | 16.53 | 434292.69
5 | 13 | 13:00 | 28593 | 2018-05-13 | 13 | 3.45 | 1.97 | 5.42 | 154974.06
5 | 13 | 14:00 | 30247 | 2018-05-13 | 14 | 9.45 | 2.16 | 11.61 | 351167.67
5 | 13 | 15:00 | 28074 | 2018-05-13 | 15 | 11.05 | 1.88 | 12.93 | 362996.82
5 | 13 | 16:00 | 23595 | 2018-05-13 | 16 | -6.84 | 1.99 | -4.85 | -114435.75
5 | 13 | 17:00 | 17830 | 2018-05-13 | 17 | -4.08 | 2.02 | -2.06 | -36729.8
5 | 13 | 18:00 | 9745 | 2018-05-13 | 18 | 18.28 | 2.05 | 20.33 | 198115.85
5 | 13 | 19:00 | 3865 | 2018-05-13 | 19 | 19.13 | 2.04 | 21.17 | 81822.05
5 | 13 | 20:00 | 732 | 2018-05-13 | 20 | 17.23 | 1.85 | 19.08 | 13966.56
5 | 13 | 21:00 | 0 | 2018-05-13 | 21 | 16.95 | 1.93 | 18.88 | 0
5 | 13 | 22:00 | 0 | 2018-05-13 | 22 | 17.14 | 2.11 | 19.25 | 0
5 | 13 | 23:00 | 0 | 2018-05-13 | 23 | 21.82 | 2.66 | 24.48 | 0
5 | 13 | 24:00 | 0 | 2018-05-13 | 24 | 9.79 | 2.12 | 11.91 | 0
5 | 14 | 01:00 | 0 | 2018-05-14 | 1 | 15.23 | 4.8 | 20.03 | 0
5 | 14 | 02:00 | 0 | 2018-05-14 | 2 | 16.73 | 4.67 | 21.4 | 0
5 | 14 | 03:00 | 0 | 2018-05-14 | 3 | 16.49 | 4.67 | 21.16 | 0
5 | 14 | 04:00 | 0 | 2018-05-14 | 4 | 16.8 | 4.66 | 21.46 | 0
5 | 14 | 05:00 | 0 | 2018-05-14 | 5 | 17.8 | 4.67 | 22.47 | 0
5 | 14 | 06:00 | 144 | 2018-05-14 | 6 | 25.15 | 5.38 | 30.53 | 4396.32
5 | 14 | 07:00 | 1412 | 2018-05-14 | 7 | 39.5 | 5.44 | 44.94 | 63455.28
5 | 14 | 08:00 | 4059 | 2018-05-14 | 8 | 211.73 | 25.76 | 237.49 | 963971.91
5 | 14 | 09:00 | 6704 | 2018-05-14 | 9 | 61.83 | 8.89 | 70.72 | 474106.88
5 | 14 | 10:00 | 9769 | 2018-05-14 | 10 | 50.13 | 7.07 | 57.2 | 558786.8
5 | 14 | 11:00 | 16100 | 2018-05-14 | 11 | 76.37 | 7.4 | 83.77 | 1348697
5 | 14 | 12:00 | 24366 | 2018-05-14 | 12 | 42.4 | 6.56 | 48.96 | 1192959.36
5 | 14 | 13:00 | 26358 | 2018-05-14 | 13 | 20.61 | 5.16 | 25.77 | 679245.66
5 | 14 | 14:00 | 28798 | 2018-05-14 | 14 | 17.03 | 4.96 | 21.99 | 633268.02
5 | 14 | 15:00 | 26790 | 2018-05-14 | 15 | 16.69 | 4.95 | 21.64 | 579735.6
5 | 14 | 16:00 | 22702 | 2018-05-14 | 16 | 16.54 | 4.93 | 21.47 | 487411.94
5 | 14 | 17:00 | 15955 | 2018-05-14 | 17 | 17.49 | 4.93 | 22.42 | 357711.1
5 | 14 | 18:00 | 8627 | 2018-05-14 | 18 | 22.95 | 4.94 | 27.89 | 240607.03
5 | 14 | 19:00 | 3946 | 2018-05-14 | 19 | 28.76 | 5.2 | 33.96 | 134006.16
5 | 14 | 20:00 | 776 | 2018-05-14 | 20 | 31.79 | 5.41 | 37.2 | 28867.2
5 | 14 | 21:00 | 0 | 2018-05-14 | 21 | 27.27 | 5.1 | 32.37 | 0
5 | 14 | 22:00 | 0 | 2018-05-14 | 22 | 24.89 | 5.16 | 30.05 | 0
5 | 14 | 23:00 | 0 | 2018-05-14 | 23 | 21.38 | 5.14 | 26.52 | 0
5 | 14 | 24:00 | 0 | 2018-05-14 | 24 | 11.48 | 4.84 | 16.32 | 0
5 | 15 | 01:00 | 0 | 2018-05-15 | 1 | 14.84 | 5.41 | 20.25 | 0
5 | 15 | 02:00 | 0 | 2018-05-15 | 2 | 24.91 | 5.77 | 30.68 | 0
5 | 15 | 03:00 | 0 | 2018-05-15 | 3 | 18.69 | 5.3 | 23.99 | 0
5 | 15 | 04:00 | 0 | 2018-05-15 | 4 | 20.25 | 5.44 | 25.69 | 0
5 | 15 | 05:00 | 0 | 2018-05-15 | 5 | 21.04 | 5.57 | 26.61 | 0
5 | 15 | 06:00 | 173 | 2018-05-15 | 6 | 19.98 | 5.37 | 25.35 | 4385.55
5 | 15 | 07:00 | 2475 | 2018-05-15 | 7 | 17.01 | 5.22 | 22.23 | 55019.25
5 | 15 | 08:00 | 6610 | 2018-05-15 | 8 | 19.59 | 5.57 | 25.16 | 166307.6
5 | 15 | 09:00 | 14742 | 2018-05-15 | 9 | 24.06 | 5.46 | 29.52 | 435183.84
5 | 15 | 10:00 | 17413 | 2018-05-15 | 10 | 23.64 | 5.42 | 29.06 | 506021.78
5 | 15 | 11:00 | 22106 | 2018-05-15 | 11 | 22.64 | 5.42 | 28.06 | 620294.36
5 | 15 | 12:00 | 17950 | 2018-05-15 | 12 | 23.11 | 5.41 | 28.52 | 511934
5 | 15 | 13:00 | 13546 | 2018-05-15 | 13 | 25.39 | 5.47 | 30.86 | 418029.56
5 | 15 | 14:00 | 24261 | 2018-05-15 | 14 | 25.14 | 5.47 | 30.61 | 742629.21
5 | 15 | 15:00 | 20380 | 2018-05-15 | 15 | 33.62 | 6.57 | 40.19 | 819072.2
5 | 15 | 16:00 | 9205 | 2018-05-15 | 16 | 183.45 | 21.39 | 204.84 | 1885552.2
5 | 15 | 17:00 | 1738 | 2018-05-15 | 17 | 279.93 | 32.75 | 312.68 | 543437.84
5 | 15 | 18:00 | 865 | 2018-05-15 | 18 | 135.63 | 23.6 | 159.23 | 137733.95
5 | 15 | 19:00 | 797 | 2018-05-15 | 19 | 43.41 | 6.3 | 49.71 | 39618.87
5 | 15 | 20:00 | 509 | 2018-05-15 | 20 | 37.58 | 5.58 | 43.16 | 21968.44
5 | 15 | 21:00 | 39 | 2018-05-15 | 21 | 26.25 | 5.44 | 31.69 | 1235.91
5 | 15 | 22:00 | 0 | 2018-05-15 | 22 | 23.44 | 5.49 | 28.93 | 0
5 | 15 | 23:00 | 0 | 2018-05-15 | 23 | 27.13 | 5.58 | 32.71 | 0
5 | 15 | 24:00 | 0 | 2018-05-15 | 24 | 16.23 | 5.23 | 21.46 | 0
5 | 16 | 01:00 | 0 | 2018-05-16 | 1 | 19.94 | 0.76 | 20.7 | 0
5 | 16 | 02:00 | 0 | 2018-05-16 | 2 | 18.22 | 0.74 | 18.96 | 0
5 | 16 | 03:00 | 0 | 2018-05-16 | 3 | 18.14 | 0.74 | 18.88 | 0
5 | 16 | 04:00 | 0 | 2018-05-16 | 4 | 17.71 | 0.74 | 18.45 | 0
5 | 16 | 05:00 | 0 | 2018-05-16 | 5 | 17.92 | 0.74 | 18.66 | 0
5 | 16 | 06:00 | 223 | 2018-05-16 | 6 | 18.59 | 0.78 | 19.37 | 4319.51
5 | 16 | 07:00 | 2359 | 2018-05-16 | 7 | 18.66 | 0.77 | 19.43 | 45835.37
5 | 16 | 08:00 | 6883 | 2018-05-16 | 8 | 21.5 | 1.24 | 22.74 | 156519.42
5 | 16 | 09:00 | 12197 | 2018-05-16 | 9 | 21.82 | 1.16 | 22.98 | 280287.06
5 | 16 | 10:00 | 15725 | 2018-05-16 | 10 | 22.35 | 1.25 | 23.6 | 371110
5 | 16 | 11:00 | 16418 | 2018-05-16 | 11 | 25.23 | 1.57 | 26.8 | 440002.4
5 | 16 | 12:00 | 23413 | 2018-05-16 | 12 | 23.42 | 1.35 | 24.77 | 579940.01
5 | 16 | 13:00 | 27545 | 2018-05-16 | 13 | 23.68 | 1.34 | 25.02 | 689175.9
5 | 16 | 14:00 | 26609 | 2018-05-16 | 14 | 24.9 | 1.3 | 26.2 | 697155.8
5 | 16 | 15:00 | 19063 | 2018-05-16 | 15 | 31.85 | 1.92 | 33.77 | 643757.51
5 | 16 | 16:00 | 17867 | 2018-05-16 | 16 | 30.96 | 1.85 | 32.81 | 586216.27
5 | 16 | 17:00 | 13665 | 2018-05-16 | 17 | 26.65 | 1.6 | 28.25 | 386036.25
5 | 16 | 18:00 | 7825 | 2018-05-16 | 18 | 25.22 | 1.42 | 26.64 | 208458
5 | 16 | 19:00 | 3382 | 2018-05-16 | 19 | 27.15 | 1.54 | 28.69 | 97029.58
5 | 16 | 20:00 | 759 | 2018-05-16 | 20 | 28.93 | 1.25 | 30.18 | 22906.62
5 | 16 | 21:00 | 0 | 2018-05-16 | 21 | 33.59 | 1.3 | 34.89 | 0
5 | 16 | 22:00 | 0 | 2018-05-16 | 22 | 25.57 | 1.32 | 26.89 | 0
5 | 16 | 23:00 | 0 | 2018-05-16 | 23 | 18.94 | 1.22 | 20.16 | 0
5 | 16 | 24:00 | 0 | 2018-05-16 | 24 | 11.27 | 0.8 | 12.07 | 0
5 | 17 | 01:00 | 0 | 2018-05-17 | 1 | 13.68 | 1.55 | 15.23 | 0
5 | 17 | 02:00 | 0 | 2018-05-17 | 2 | 18.23 | 1.55 | 19.78 | 0
5 | 17 | 03:00 | 0 | 2018-05-17 | 3 | 17.26 | 1.52 | 18.78 | 0
5 | 17 | 04:00 | 0 | 2018-05-17 | 4 | 17.46 | 1.51 | 18.97 | 0
5 | 17 | 05:00 | 0 | 2018-05-17 | 5 | 16.62 | 1.51 | 18.13 | 0
5 | 17 | 06:00 | 76 | 2018-05-17 | 6 | 19.39 | 1.63 | 21.02 | 1597.52
5 | 17 | 07:00 | 1814 | 2018-05-17 | 7 | 20.19 | 1.83 | 22.02 | 39944.28
5 | 17 | 08:00 | 5162 | 2018-05-17 | 8 | 26.52 | 2.3 | 28.82 | 148768.84
5 | 17 | 09:00 | 7604 | 2018-05-17 | 9 | 27.26 | 1.98 | 29.24 | 222340.96
5 | 17 | 10:00 | 8680 | 2018-05-17 | 10 | 26.61 | 1.92 | 28.53 | 247640.4
5 | 17 | 11:00 | 13526 | 2018-05-17 | 11 | 23.84 | 1.84 | 25.68 | 347347.68
5 | 17 | 12:00 | 17594 | 2018-05-17 | 12 | 37.63 | 2.54 | 40.17 | 706750.98
5 | 17 | 13:00 | 21227 | 2018-05-17 | 13 | 34.12 | 2.43 | 36.55 | 775846.85
5 | 17 | 14:00 | 21439 | 2018-05-17 | 14 | 31.09 | 2.47 | 33.56 | 719492.84
5 | 17 | 15:00 | 19514 | 2018-05-17 | 15 | 22.61 | 1.89 | 24.5 | 478093
5 | 17 | 16:00 | 14383 | 2018-05-17 | 16 | 25.75 | 1.96 | 27.71 | 398552.93
5 | 17 | 17:00 | 11951 | 2018-05-17 | 17 | 35.27 | 2.53 | 37.8 | 451747.8
5 | 17 | 18:00 | 7086 | 2018-05-17 | 18 | 32.98 | 2.32 | 35.3 | 250135.8
5 | 17 | 19:00 | 3137 | 2018-05-17 | 19 | 32.8 | 2.42 | 35.22 | 110485.14
5 | 17 | 20:00 | 825 | 2018-05-17 | 20 | 26.35 | 2.12 | 28.47 | 23487.75
5 | 17 | 21:00 | 2 | 2018-05-17 | 21 | 32.1 | 2.17 | 34.27 | 68.54
5 | 17 | 22:00 | 0 | 2018-05-17 | 22 | 27.69 | 2.21 | 29.9 | 0
5 | 17 | 23:00 | 0 | 2018-05-17 | 23 | 17.63 | 1.91 | 19.54 | 0
5 | 17 | 24:00 | 0 | 2018-05-17 | 24 | 16.3 | 1.57 | 17.87 | 0
5 | 18 | 01:00 | 0 | 2018-05-18 | 1 | 16.77 | 0.56 | 17.33 | 0
5 | 18 | 02:00 | 0 | 2018-05-18 | 2 | 15.59 | 0.54 | 16.13 | 0
5 | 18 | 03:00 | 0 | 2018-05-18 | 3 | 12.36 | 0.55 | 12.91 | 0
5 | 18 | 04:00 | 0 | 2018-05-18 | 4 | 6.03 | 0.56 | 6.59 | 0
5 | 18 | 05:00 | 0 | 2018-05-18 | 5 | 5.31 | 0.64 | 5.95 | 0
5 | 18 | 06:00 | 198 | 2018-05-18 | 6 | 16.39 | 0.61 | 17 | 3366
5 | 18 | 07:00 | 2850 | 2018-05-18 | 7 | 22.17 | 1.15 | 23.32 | 66462
5 | 18 | 08:00 | 8032 | 2018-05-18 | 8 | 27.9 | 1.77 | 29.67 | 238309.44
5 | 18 | 09:00 | 15312 | 2018-05-18 | 9 | 25.53 | 1.03 | 26.56 | 406686.72
5 | 18 | 10:00 | 19754 | 2018-05-18 | 10 | 18.44 | 0.92 | 19.36 | 382437.44
5 | 18 | 11:00 | 22044 | 2018-05-18 | 11 | 19.33 | 1 | 20.33 | 448154.52
5 | 18 | 12:00 | 25854 | 2018-05-18 | 12 | 17.43 | 0.91 | 18.34 | 474162.36
5 | 18 | 13:00 | 28646 | 2018-05-18 | 13 | 16.21 | 0.92 | 17.13 | 490705.98
5 | 18 | 14:00 | 28896 | 2018-05-18 | 14 | 16.14 | 0.92 | 17.06 | 492965.76
5 | 18 | 15:00 | 27459 | 2018-05-18 | 15 | -4.47 | 1.04 | -3.43 | -94184.37
5 | 18 | 16:00 | 23644 | 2018-05-18 | 16 | 3.48 | 1.04 | 4.52 | 106870.88
5 | 18 | 17:00 | 16516 | 2018-05-18 | 17 | 6 | 0.99 | 6.99 | 115446.84
5 | 18 | 18:00 | 9609 | 2018-05-18 | 18 | 19.15 | 1.11 | 20.26 | 194678.34
5 | 18 | 19:00 | 4532 | 2018-05-18 | 19 | 21.23 | 1.17 | 22.4 | 101516.8
5 | 18 | 20:00 | 1105 | 2018-05-18 | 20 | 19.47 | 1.05 | 20.52 | 22674.6
5 | 18 | 21:00 | 0 | 2018-05-18 | 21 | 23.22 | 1.46 | 24.68 | 0
5 | 18 | 22:00 | 0 | 2018-05-18 | 22 | 20.12 | 1.29 | 21.41 | 0
5 | 18 | 23:00 | 0 | 2018-05-18 | 23 | 22.43 | 1.56 | 23.99 | 0
5 | 18 | 24:00 | 0 | 2018-05-18 | 24 | 17.94 | 1.1 | 19.04 | 0
5 | 19 | 01:00 | 0 | 2018-05-19 | 1 | 27.19 | 1.82 | 29.01 | 0
5 | 19 | 02:00 | 0 | 2018-05-19 | 2 | 19.3 | 0.9 | 20.2 | 0
5 | 19 | 03:00 | 0 | 2018-05-19 | 3 | 12.9 | 0.87 | 13.77 | 0
5 | 19 | 04:00 | 0 | 2018-05-19 | 4 | 14.44 | 0.85 | 15.29 | 0
5 | 19 | 05:00 | 0 | 2018-05-19 | 5 | 15.89 | 0.84 | 16.73 | 0
5 | 19 | 06:00 | 461 | 2018-05-19 | 6 | 13.21 | 0.85 | 14.06 | 6481.66
5 | 19 | 07:00 | 3982 | 2018-05-19 | 7 | 11.64 | 1.78 | 13.42 | 53438.44
5 | 19 | 08:00 | 8441 | 2018-05-19 | 8 | 15.24 | 1.91 | 17.15 | 144763.15
5 | 19 | 09:00 | 15142 | 2018-05-19 | 9 | 26.25 | 1.83 | 28.08 | 425187.36
5 | 19 | 10:00 | 19441 | 2018-05-19 | 10 | 20.63 | 1.08 | 21.71 | 422064.11
5 | 19 | 11:00 | 20205 | 2018-05-19 | 11 | 20.66 | 0.94 | 21.6 | 436428
5 | 19 | 12:00 | 19299 | 2018-05-19 | 12 | 22.15 | 0.96 | 23.11 | 445999.89
5 | 19 | 13:00 | 12169 | 2018-05-19 | 13 | 30.03 | 1.13 | 31.16 | 379186.04
5 | 19 | 14:00 | 8908 | 2018-05-19 | 14 | 27.34 | 1.01 | 28.35 | 252541.8
5 | 19 | 15:00 | 8062 | 2018-05-19 | 15 | 18.92 | 0.94 | 19.86 | 160111.32
5 | 19 | 16:00 | 6243 | 2018-05-19 | 16 | 18.11 | 0.93 | 19.04 | 118866.72
5 | 19 | 17:00 | 3115 | 2018-05-19 | 17 | 18.77 | 0.9 | 19.67 | 61272.05
5 | 19 | 18:00 | 1192 | 2018-05-19 | 18 | 20.71 | 0.97 | 21.68 | 25842.56
5 | 19 | 19:00 | 388 | 2018-05-19 | 19 | 20.17 | 0.94 | 21.11 | 8190.68
5 | 19 | 20:00 | 38 | 2018-05-19 | 20 | 19.55 | 1.06 | 20.61 | 783.18
5 | 19 | 21:00 | 0 | 2018-05-19 | 21 | 20.41 | 1.01 | 21.42 | 0
5 | 19 | 22:00 | 0 | 2018-05-19 | 22 | 31.3 | 1.18 | 32.48 | 0
5 | 19 | 23:00 | 0 | 2018-05-19 | 23 | 53.03 | 2.68 | 55.71 | 0
5 | 19 | 24:00 | 0 | 2018-05-19 | 24 | 29.56 | 2 | 31.56 | 0
5 | 20 | 01:00 | 0 | 2018-05-20 | 1 | 27.44 | 3.19 | 30.63 | 0
5 | 20 | 02:00 | 0 | 2018-05-20 | 2 | 15.4 | 2.34 | 17.74 | 0
5 | 20 | 03:00 | 0 | 2018-05-20 | 3 | 11.75 | 2.36 | 14.11 | 0
5 | 20 | 04:00 | 0 | 2018-05-20 | 4 | 14.9 | 2.38 | 17.28 | 0
5 | 20 | 05:00 | 0 | 2018-05-20 | 5 | 15.02 | 2.32 | 17.34 | 0
5 | 20 | 06:00 | 37 | 2018-05-20 | 6 | -0.03 | 2.36 | 2.33 | 86.21
5 | 20 | 07:00 | 1438 | 2018-05-20 | 7 | 3.3 | 2.88 | 6.18 | 8886.84
5 | 20 | 08:00 | 3509 | 2018-05-20 | 8 | 2.08 | 2.71 | 4.79 | 16808.11
5 | 20 | 09:00 | 6414 | 2018-05-20 | 9 | 15.62 | 2.37 | 17.99 | 115387.86
5 | 20 | 10:00 | 9613 | 2018-05-20 | 10 | 17.11 | 2.36 | 19.47 | 187165.11
5 | 20 | 11:00 | 12232 | 2018-05-20 | 11 | 16.95 | 2.36 | 19.31 | 236199.92
5 | 20 | 12:00 | 15008 | 2018-05-20 | 12 | 18.32 | 2.36 | 20.68 | 310365.44
5 | 20 | 13:00 | 15934 | 2018-05-20 | 13 | 19 | 2.36 | 21.36 | 340350.24
5 | 20 | 14:00 | 11800 | 2018-05-20 | 14 | 18.45 | 2.35 | 20.8 | 245440
5 | 20 | 15:00 | 8943 | 2018-05-20 | 15 | 19.36 | 2.36 | 21.72 | 194241.96
5 | 20 | 16:00 | 15194 | 2018-05-20 | 16 | 21.11 | 2.36 | 23.47 | 356603.18
5 | 20 | 17:00 | 13304 | 2018-05-20 | 17 | 30.05 | 2.6 | 32.65 | 434375.6
5 | 20 | 18:00 | 8817 | 2018-05-20 | 18 | 30.34 | 2.39 | 32.73 | 288580.41
5 | 20 | 19:00 | 3990 | 2018-05-20 | 19 | 32 | 2.4 | 34.4 | 137256
5 | 20 | 20:00 | 1133 | 2018-05-20 | 20 | 24.13 | 2.35 | 26.48 | 30001.84
5 | 20 | 21:00 | 5 | 2018-05-20 | 21 | 28.65 | 2.4 | 31.05 | 155.25
5 | 20 | 22:00 | 0 | 2018-05-20 | 22 | 29.09 | 2.6 | 31.69 | 0
5 | 20 | 23:00 | 0 | 2018-05-20 | 23 | 19.21 | 2.44 | 21.65 | 0
5 | 20 | 24:00 | 0 | 2018-05-20 | 24 | 15.98 | 2.48 | 18.46 | 0
5 | 21 | 01:00 | 0 | 2018-05-21 | 1 | 17.36 | 1.04 | 18.4 | 0
5 | 21 | 02:00 | 0 | 2018-05-21 | 2 | 7.04 | 1.07 | 8.11 | 0
5 | 21 | 03:00 | 0 | 2018-05-21 | 3 | 13.89 | 1.04 | 14.93 | 0
5 | 21 | 04:00 | 0 | 2018-05-21 | 4 | -6.83 | 1.13 | -5.7 | 0
5 | 21 | 05:00 | 0 | 2018-05-21 | 5 | -26.08 | 1.31 | -24.77 | 0
5 | 21 | 06:00 | 238 | 2018-05-21 | 6 | 4.94 | 1.19 | 6.13 | 1458.94
5 | 21 | 07:00 | 3165 | 2018-05-21 | 7 | 11.06 | 1.17 | 12.23 | 38707.95
5 | 21 | 08:00 | 10050 | 2018-05-21 | 8 | 18.48 | 1.51 | 19.99 | 200899.5
5 | 21 | 09:00 | 17480 | 2018-05-21 | 9 | 19.06 | 1.47 | 20.53 | 358864.4
5 | 21 | 10:00 | 23786 | 2018-05-21 | 10 | 19.13 | 1.47 | 20.6 | 489991.6
5 | 21 | 11:00 | 27657 | 2018-05-21 | 11 | 18.61 | 1.35 | 19.96 | 552033.72
5 | 21 | 12:00 | 29468 | 2018-05-21 | 12 | 18.03 | 1.36 | 19.39 | 571384.52
5 | 21 | 13:00 | 30005 | 2018-05-21 | 13 | 16.48 | 1.33 | 17.81 | 534389.05
5 | 21 | 14:00 | 29387 | 2018-05-21 | 14 | 15.44 | 1.32 | 16.76 | 492526.12
5 | 21 | 15:00 | 27132 | 2018-05-21 | 15 | 16.03 | 1.32 | 17.35 | 470740.2
5 | 21 | 16:00 | 23073 | 2018-05-21 | 16 | -6.66 | 1.47 | -5.19 | -119748.87
5 | 21 | 17:00 | 17053 | 2018-05-21 | 17 | 15.1 | 1.34 | 16.44 | 280351.32
5 | 21 | 18:00 | 9599 | 2018-05-21 | 18 | 19.31 | 1.32 | 20.63 | 198027.37
5 | 21 | 19:00 | 3980 | 2018-05-21 | 19 | 19.22 | 1.32 | 20.54 | 81749.2
5 | 21 | 20:00 | 1025 | 2018-05-21 | 20 | 18.49 | 1.32 | 19.81 | 20305.25
5 | 21 | 21:00 | 2 | 2018-05-21 | 21 | 19.26 | 1.32 | 20.58 | 41.16
5 | 21 | 22:00 | 0 | 2018-05-21 | 22 | 18.55 | 1.35 | 19.9 | 0
5 | 21 | 23:00 | 0 | 2018-05-21 | 23 | -1.22 | 1.57 | 0.35 | 0
5 | 21 | 24:00 | 0 | 2018-05-21 | 24 | -9.95 | 1.35 | -8.6 | 0
5 | 22 | 01:00 | 0 | 2018-05-22 | 1 | 25.21 | 4.04 | 29.25 | 0
5 | 22 | 02:00 | 0 | 2018-05-22 | 2 | 19.11 | 2.77 | 21.88 | 0
5 | 22 | 03:00 | 0 | 2018-05-22 | 3 | 19.64 | 2.7 | 22.34 | 0
5 | 22 | 04:00 | 0 | 2018-05-22 | 4 | 21.37 | 2.73 | 24.1 | 0
5 | 22 | 05:00 | 0 | 2018-05-22 | 5 | 20.87 | 2.7 | 23.57 | 0
5 | 22 | 06:00 | 209 | 2018-05-22 | 6 | 31.13 | 3.51 | 34.64 | 7239.76
5 | 22 | 07:00 | 1732 | 2018-05-22 | 7 | 15.85 | 2.94 | 18.79 | 32544.28
5 | 22 | 08:00 | 5350 | 2018-05-22 | 8 | 24.45 | 3.38 | 27.83 | 148890.5
5 | 22 | 09:00 | 8984 | 2018-05-22 | 9 | 23.2 | 3.09 | 26.29 | 236189.36
5 | 22 | 10:00 | 11192 | 2018-05-22 | 10 | 31.77 | 3.5 | 35.27 | 394741.84
5 | 22 | 11:00 | 11777 | 2018-05-22 | 11 | 34.01 | 3.5 | 37.51 | 441755.27
5 | 22 | 12:00 | 10654 | 2018-05-22 | 12 | 26.31 | 3.1 | 29.41 | 313334.14
5 | 22 | 13:00 | 5416 | 2018-05-22 | 13 | 31.59 | 3.58 | 35.17 | 190480.72
5 | 22 | 14:00 | 4985 | 2018-05-22 | 14 | 51.69 | 4.78 | 56.47 | 281502.95
5 | 22 | 15:00 | 5142 | 2018-05-22 | 15 | 27.53 | 3.58 | 31.11 | 159967.62
5 | 22 | 16:00 | 3387 | 2018-05-22 | 16 | 21.07 | 3.02 | 24.09 | 81592.83
5 | 22 | 17:00 | 2699 | 2018-05-22 | 17 | 22.1 | 3.02 | 25.12 | 67798.88
5 | 22 | 18:00 | 2361 | 2018-05-22 | 18 | 20.86 | 2.98 | 23.84 | 56286.24
5 | 22 | 19:00 | 1083 | 2018-05-22 | 19 | 20.78 | 2.98 | 23.76 | 25732.08
5 | 22 | 20:00 | 228 | 2018-05-22 | 20 | 21.96 | 3.01 | 24.97 | 5693.16
5 | 22 | 21:00 | 0 | 2018-05-22 | 21 | 32.55 | 3.74 | 36.29 | 0
5 | 22 | 22:00 | 0 | 2018-05-22 | 22 | 21.75 | 3.14 | 24.89 | 0
5 | 22 | 23:00 | 0 | 2018-05-22 | 23 | 18.76 | 3.12 | 21.88 | 0
5 | 22 | 24:00 | 0 | 2018-05-22 | 24 | -11.65 | 3.24 | -8.41 | 0
5 | 23 | 01:00 | 0 | 2018-05-23 | 1 | 15.73 | 1.1 | 16.83 | 0
5 | 23 | 02:00 | 0 | 2018-05-23 | 2 | 15.64 | 1.07 | 16.71 | 0
5 | 23 | 03:00 | 0 | 2018-05-23 | 3 | 16.49 | 1.07 | 17.56 | 0
5 | 23 | 04:00 | 0 | 2018-05-23 | 4 | 15.6 | 1.08 | 16.68 | 0
5 | 23 | 05:00 | 0 | 2018-05-23 | 5 | 15.78 | 1.07 | 16.85 | 0
5 | 23 | 06:00 | 59 | 2018-05-23 | 6 | 16.13 | 1.1 | 17.23 | 1016.57
5 | 23 | 07:00 | 2375 | 2018-05-23 | 7 | 16.6 | 1.13 | 17.73 | 42108.75
5 | 23 | 08:00 | 7824 | 2018-05-23 | 8 | 19.92 | 1.47 | 21.39 | 167355.36
5 | 23 | 09:00 | 12885 | 2018-05-23 | 9 | 21.33 | 1.43 | 22.76 | 293262.6
5 | 23 | 10:00 | 22573 | 2018-05-23 | 10 | 23.17 | 1.59 | 24.76 | 558907.48
5 | 23 | 11:00 | 26408 | 2018-05-23 | 11 | 22.21 | 1.61 | 23.82 | 629038.56
5 | 23 | 12:00 | 28873 | 2018-05-23 | 12 | 18.48 | 1.4 | 19.88 | 573995.24
5 | 23 | 13:00 | 29209 | 2018-05-23 | 13 | 17.94 | 1.39 | 19.33 | 564609.97
5 | 23 | 14:00 | 27159 | 2018-05-23 | 14 | 18.44 | 1.37 | 19.81 | 538019.79
5 | 23 | 15:00 | 20675 | 2018-05-23 | 15 | 20.05 | 1.43 | 21.48 | 444099
5 | 23 | 16:00 | 18594 | 2018-05-23 | 16 | 20.68 | 1.37 | 22.05 | 409997.7
5 | 23 | 17:00 | 13085 | 2018-05-23 | 17 | 20.96 | 1.37 | 22.33 | 292188.05
5 | 23 | 18:00 | 6586 | 2018-05-23 | 18 | 34.5 | 1.82 | 36.32 | 239203.52
5 | 23 | 19:00 | 3247 | 2018-05-23 | 19 | 53.32 | 3.58 | 56.9 | 184754.3
5 | 23 | 20:00 | 1131 | 2018-05-23 | 20 | 41.13 | 2.25 | 43.38 | 49062.78
5 | 23 | 21:00 | 7 | 2018-05-23 | 21 | 42.04 | 1.5 | 43.54 | 304.78
5 | 23 | 22:00 | 0 | 2018-05-23 | 22 | 41.31 | 2.15 | 43.46 | 0
5 | 23 | 23:00 | 0 | 2018-05-23 | 23 | 30.21 | 2 | 32.21 | 0
5 | 23 | 24:00 | 0 | 2018-05-23 | 24 | 26.82 | 1.41 | 28.23 | 0
5 | 24 | 01:00 | 0 | 2018-05-24 | 1 | 24.38 | 0.69 | 25.07 | 0
5 | 24 | 02:00 | 0 | 2018-05-24 | 2 | 20.82 | 0.49 | 21.31 | 0
5 | 24 | 03:00 | 0 | 2018-05-24 | 3 | 20.9 | 0.49 | 21.39 | 0
5 | 24 | 04:00 | 0 | 2018-05-24 | 4 | 20.59 | 0.47 | 21.06 | 0
5 | 24 | 05:00 | 0 | 2018-05-24 | 5 | 20.61 | 0.47 | 21.08 | 0
5 | 24 | 06:00 | 217 | 2018-05-24 | 6 | 20.41 | 0.52 | 20.93 | 4541.81
5 | 24 | 07:00 | 3101 | 2018-05-24 | 7 | 20.34 | 0.55 | 20.89 | 64779.89
5 | 24 | 08:00 | 9713 | 2018-05-24 | 8 | 37.62 | 1.55 | 39.17 | 380458.21
5 | 24 | 09:00 | 16297 | 2018-05-24 | 9 | 40.02 | 1.07 | 41.09 | 669643.73
5 | 24 | 10:00 | 22442 | 2018-05-24 | 10 | 46.69 | 2.17 | 48.86 | 1096516.12
5 | 24 | 11:00 | 26973 | 2018-05-24 | 11 | 20.98 | 0.94 | 21.92 | 591248.16
5 | 24 | 12:00 | 27783 | 2018-05-24 | 12 | 19.19 | 0.82 | 20.01 | 555937.83
5 | 24 | 13:00 | 30156 | 2018-05-24 | 13 | 20.3 | 0.88 | 21.18 | 638704.08
5 | 24 | 14:00 | 29387 | 2018-05-24 | 14 | 20.7 | 0.89 | 21.59 | 634465.33
5 | 24 | 15:00 | 27190 | 2018-05-24 | 15 | 20.62 | 0.84 | 21.46 | 583497.4
5 | 24 | 16:00 | 22948 | 2018-05-24 | 16 | 26.26 | 0.88 | 27.14 | 622808.72
5 | 24 | 17:00 | 16893 | 2018-05-24 | 17 | 39.58 | 1.18 | 40.76 | 688558.68
5 | 24 | 18:00 | 9602 | 2018-05-24 | 18 | 35.89 | 0.87 | 36.76 | 352969.52
5 | 24 | 19:00 | 4123 | 2018-05-24 | 19 | 40.95 | 1.32 | 42.27 | 174279.21
5 | 24 | 20:00 | 1017 | 2018-05-24 | 20 | 39.73 | 1.01 | 40.74 | 41432.58
5 | 24 | 21:00 | 3 | 2018-05-24 | 21 | 31.05 | 0.98 | 32.03 | 96.09
5 | 24 | 22:00 | 0 | 2018-05-24 | 22 | 40.56 | 1.96 | 42.52 | 0
5 | 24 | 23:00 | 0 | 2018-05-24 | 23 | 32.09 | 1.81 | 33.9 | 0
5 | 24 | 24:00 | 0 | 2018-05-24 | 24 | 28.03 | 1.44 | 29.47 | 0
5 | 25 | 01:00 | 0 | 2018-05-25 | 1 | 21.7 | 0.29 | 21.99 | 0
5 | 25 | 02:00 | 0 | 2018-05-25 | 2 | 19.53 | 0.27 | 19.8 | 0
5 | 25 | 03:00 | 0 | 2018-05-25 | 3 | 3.15 | 0.27 | 3.42 | 0
5 | 25 | 04:00 | 0 | 2018-05-25 | 4 | -16.45 | 0.44 | -16.01 | 0
5 | 25 | 05:00 | 0 | 2018-05-25 | 5 | 3.8 | 0.38 | 4.18 | 0
5 | 25 | 06:00 | 385 | 2018-05-25 | 6 | -7.39 | 0.42 | -6.97 | -2683.45
5 | 25 | 07:00 | 3108 | 2018-05-25 | 7 | -14.11 | 0.85 | -13.26 | -41212.08
5 | 25 | 08:00 | 7524 | 2018-05-25 | 8 | 6.33 | 0.87 | 7.2 | 54172.8
5 | 25 | 09:00 | 14063 | 2018-05-25 | 9 | 14.6 | 0.64 | 15.24 | 214320.12
5 | 25 | 10:00 | 20202 | 2018-05-25 | 10 | 16.96 | 0.57 | 17.53 | 354141.06
5 | 25 | 11:00 | 25539 | 2018-05-25 | 11 | 18.09 | 0.56 | 18.65 | 476302.35
5 | 25 | 12:00 | 26954 | 2018-05-25 | 12 | 17.66 | 0.56 | 18.22 | 491101.88
5 | 25 | 13:00 | 27095 | 2018-05-25 | 13 | 13.82 | 0.63 | 14.45 | 391522.75
5 | 25 | 14:00 | 28360 | 2018-05-25 | 14 | 16.78 | 0.55 | 17.33 | 491478.8
5 | 25 | 15:00 | 21395 | 2018-05-25 | 15 | 17.04 | 0.53 | 17.57 | 375910.15
5 | 25 | 16:00 | 15101 | 2018-05-25 | 16 | 18.72 | 0.56 | 19.28 | 291147.28
5 | 25 | 17:00 | 10918 | 2018-05-25 | 17 | 19.15 | 0.59 | 19.74 | 215521.32
5 | 25 | 18:00 | 6001 | 2018-05-25 | 18 | 19.62 | 0.54 | 20.16 | 120980.16
5 | 25 | 19:00 | 3463 | 2018-05-25 | 19 | 19.86 | 0.51 | 20.37 | 70541.31
5 | 25 | 20:00 | 997 | 2018-05-25 | 20 | 24.4 | 0.63 | 25.03 | 24954.91
5 | 25 | 21:00 | 3 | 2018-05-25 | 21 | 26.49 | 0.69 | 27.18 | 81.54
5 | 25 | 22:00 | 0 | 2018-05-25 | 22 | 24.43 | 0.63 | 25.06 | 0
5 | 25 | 23:00 | 0 | 2018-05-25 | 23 | 38.45 | 1.15 | 39.6 | 0
5 | 25 | 24:00 | 0 | 2018-05-25 | 24 | 21.87 | 0.34 | 22.21 | 0
5 | 26 | 01:00 | 0 | 2018-05-26 | 1 | 26.25 | 1.51 | 27.76 | 0
5 | 26 | 02:00 | 0 | 2018-05-26 | 2 | 24.89 | 1.49 | 26.38 | 0
5 | 26 | 03:00 | 0 | 2018-05-26 | 3 | 23.49 | 1.43 | 24.92 | 0
5 | 26 | 04:00 | 0 | 2018-05-26 | 4 | 25.82 | 1.34 | 27.16 | 0
5 | 26 | 05:00 | 0 | 2018-05-26 | 5 | 24.79 | 1.3 | 26.09 | 0
5 | 26 | 06:00 | 162 | 2018-05-26 | 6 | 35.39 | 1.39 | 36.78 | 5958.36
5 | 26 | 07:00 | 1949 | 2018-05-26 | 7 | 23.54 | 1.4 | 24.94 | 48608.06
5 | 26 | 08:00 | 5045 | 2018-05-26 | 8 | 21.2 | 1.38 | 22.58 | 113916.1
5 | 26 | 09:00 | 8478 | 2018-05-26 | 9 | 18.54 | 1.31 | 19.85 | 168288.3
5 | 26 | 10:00 | 11056 | 2018-05-26 | 10 | 24.51 | 1.34 | 25.85 | 285797.6
5 | 26 | 11:00 | 12160 | 2018-05-26 | 11 | 34.07 | 1.35 | 35.42 | 430707.2
5 | 26 | 12:00 | 13370 | 2018-05-26 | 12 | 39.26 | 1.39 | 40.65 | 543490.5
5 | 26 | 13:00 | 16018 | 2018-05-26 | 13 | 35.67 | 1.42 | 37.09 | 594107.62
5 | 26 | 14:00 | 14707 | 2018-05-26 | 14 | 33.54 | 1.35 | 34.89 | 513127.23
5 | 26 | 15:00 | 12175 | 2018-05-26 | 15 | 40.04 | 1.45 | 41.49 | 505140.75
5 | 26 | 16:00 | 13526 | 2018-05-26 | 16 | 36.97 | 1.48 | 38.45 | 520074.7
5 | 26 | 17:00 | 5815 | 2018-05-26 | 17 | 71.2 | 6.41 | 77.61 | 451302.15
5 | 26 | 18:00 | 3731 | 2018-05-26 | 18 | 59.89 | 5.36 | 65.25 | 243447.75
5 | 26 | 19:00 | 2424 | 2018-05-26 | 19 | 55.01 | 2.93 | 57.94 | 140446.56
5 | 26 | 20:00 | 790 | 2018-05-26 | 20 | 37.75 | 1.67 | 39.42 | 31141.8
5 | 26 | 21:00 | 0 | 2018-05-26 | 21 | 28.22 | 1.31 | 29.53 | 0
5 | 26 | 22:00 | 0 | 2018-05-26 | 22 | 39.93 | 1.98 | 41.91 | 0
5 | 26 | 23:00 | 0 | 2018-05-26 | 23 | 37.37 | 1.67 | 39.04 | 0
5 | 26 | 24:00 | 0 | 2018-05-26 | 24 | 30.55 | 1.81 | 32.36 | 0
5 | 27 | 01:00 | 0 | 2018-05-27 | 1 | 81.42 | 3.27 | 84.69 | 0
5 | 27 | 02:00 | 0 | 2018-05-27 | 2 | 42.78 | 1.88 | 44.66 | 0
5 | 27 | 03:00 | 0 | 2018-05-27 | 3 | 39.37 | 1.56 | 40.93 | 0
5 | 27 | 04:00 | 0 | 2018-05-27 | 4 | 34.2 | 1.28 | 35.48 | 0
5 | 27 | 05:00 | 0 | 2018-05-27 | 5 | 41.49 | 1.16 | 42.65 | 0
5 | 27 | 06:00 | 10 | 2018-05-27 | 6 | 34.39 | 1.41 | 35.8 | 358
5 | 27 | 07:00 | 483 | 2018-05-27 | 7 | 32.41 | 1.36 | 33.77 | 16310.91
5 | 27 | 08:00 | 2127 | 2018-05-27 | 8 | 28.32 | 1.21 | 29.53 | 62810.31
5 | 27 | 09:00 | 5068 | 2018-05-27 | 9 | 23.39 | 1.18 | 24.57 | 124520.76
5 | 27 | 10:00 | 8435 | 2018-05-27 | 10 | 35.86 | 1.12 | 36.98 | 311926.3
5 | 27 | 11:00 | 12230 | 2018-05-27 | 11 | 52.89 | 2.68 | 55.57 | 679621.1
5 | 27 | 12:00 | 11754 | 2018-05-27 | 12 | 41.62 | 2.22 | 43.84 | 515295.36
5 | 27 | 13:00 | 10625 | 2018-05-27 | 13 | 25.67 | 1.38 | 27.05 | 287406.25
5 | 27 | 14:00 | 10195 | 2018-05-27 | 14 | 38.96 | 1.81 | 40.77 | 415650.15
5 | 27 | 15:00 | 8746 | 2018-05-27 | 15 | 29.48 | 1.99 | 31.47 | 275236.62
5 | 27 | 16:00 | 8256 | 2018-05-27 | 16 | 27.87 | 1.43 | 29.3 | 241900.8
5 | 27 | 17:00 | 6461 | 2018-05-27 | 17 | 20.97 | 1.37 | 22.34 | 144338.74
5 | 27 | 18:00 | 4147 | 2018-05-27 | 18 | 22.66 | 1.54 | 24.2 | 100357.4
5 | 27 | 19:00 | 1772 | 2018-05-27 | 19 | 22.43 | 1.77 | 24.2 | 42882.4
5 | 27 | 20:00 | 234 | 2018-05-27 | 20 | 30.78 | 2.4 | 33.18 | 7764.12
5 | 27 | 21:00 | 0 | 2018-05-27 | 21 | 21.12 | 1.7 | 22.82 | 0
5 | 27 | 22:00 | 0 | 2018-05-27 | 22 | 19.35 | 1.49 | 20.84 | 0
5 | 27 | 23:00 | 0 | 2018-05-27 | 23 | 15.37 | 1.12 | 16.49 | 0
5 | 27 | 24:00 | 0 | 2018-05-27 | 24 | 14.88 | 1.08 | 15.96 | 0
5 | 28 | 01:00 | 0 | 2018-05-28 | 1 | 15.27 | 0.47 | 15.74 | 0
5 | 28 | 02:00 | 0 | 2018-05-28 | 2 | 15.67 | 0.51 | 16.18 | 0
5 | 28 | 03:00 | 0 | 2018-05-28 | 3 | 14.7 | 0.53 | 15.23 | 0
5 | 28 | 04:00 | 0 | 2018-05-28 | 4 | 17.36 | 0.5 | 17.86 | 0
5 | 28 | 05:00 | 0 | 2018-05-28 | 5 | 14.99 | 0.48 | 15.47 | 0
5 | 28 | 06:00 | 23 | 2018-05-28 | 6 | 22.78 | 0.52 | 23.3 | 535.9
5 | 28 | 07:00 | 997 | 2018-05-28 | 7 | 28.63 | 0.93 | 29.56 | 29471.32
5 | 28 | 08:00 | 2408 | 2018-05-28 | 8 | 22.88 | 0.69 | 23.57 | 56756.56
5 | 28 | 09:00 | 4202 | 2018-05-28 | 9 | 44.76 | 0.97 | 45.73 | 192157.46
5 | 28 | 10:00 | 6339 | 2018-05-28 | 10 | 23.15 | 0.6 | 23.75 | 150551.25
5 | 28 | 11:00 | 9326 | 2018-05-28 | 11 | 18.83 | 0.73 | 19.56 | 182416.56
5 | 28 | 12:00 | 12028 | 2018-05-28 | 12 | 31.67 | 1.35 | 33.02 | 397164.56
5 | 28 | 13:00 | 12960 | 2018-05-28 | 13 | 19.55 | 0.69 | 20.24 | 262310.4
5 | 28 | 14:00 | 11610 | 2018-05-28 | 14 | 16.36 | 0.49 | 16.85 | 195628.5
5 | 28 | 15:00 | 11869 | 2018-05-28 | 15 | 16.46 | 0.5 | 16.96 | 201298.24
5 | 28 | 16:00 | 11300 | 2018-05-28 | 16 | 16.53 | 0.51 | 17.04 | 192552
5 | 28 | 17:00 | 11823 | 2018-05-28 | 17 | 17.64 | 0.59 | 18.23 | 215533.29
5 | 28 | 18:00 | 7821 | 2018-05-28 | 18 | 21.69 | 0.7 | 22.39 | 175112.19
5 | 28 | 19:00 | 3161 | 2018-05-28 | 19 | 23.75 | 0.74 | 24.49 | 77412.89
5 | 28 | 20:00 | 927 | 2018-05-28 | 20 | 22.7 | 0.51 | 23.21 | 21515.67
5 | 28 | 21:00 | 5 | 2018-05-28 | 21 | 24.39 | 0.51 | 24.9 | 124.5
5 | 28 | 22:00 | 0 | 2018-05-28 | 22 | 25.29 | 1.14 | 26.43 | 0
5 | 28 | 23:00 | 0 | 2018-05-28 | 23 | 16.5 | 0.54 | 17.04 | 0
5 | 28 | 24:00 | 0 | 2018-05-28 | 24 | 17.22 | 0.66 | 17.88 | 0
5 | 29 | 01:00 | 0 | 2018-05-29 | 1 | 19.37 | 1.19 | 20.56 | 0
5 | 29 | 02:00 | 0 | 2018-05-29 | 2 | 17.08 | 1.19 | 18.27 | 0
5 | 29 | 03:00 | 0 | 2018-05-29 | 3 | -4.06 | 1.22 | -2.84 | 0
5 | 29 | 04:00 | 0 | 2018-05-29 | 4 | 5.66 | 1.31 | 6.97 | 0
5 | 29 | 05:00 | 0 | 2018-05-29 | 5 | 18.51 | 1.19 | 19.7 | 0
5 | 29 | 06:00 | 292 | 2018-05-29 | 6 | 17.46 | 1.23 | 18.69 | 5457.48
5 | 29 | 07:00 | 2898 | 2018-05-29 | 7 | 21.78 | 1.78 | 23.56 | 68276.88
5 | 29 | 08:00 | 9108 | 2018-05-29 | 8 | 22.11 | 2.09 | 24.2 | 220413.6
5 | 29 | 09:00 | 16058 | 2018-05-29 | 9 | 19.35 | 1.73 | 21.08 | 338502.64
5 | 29 | 10:00 | 22196 | 2018-05-29 | 10 | 17.64 | 1.62 | 19.26 | 427494.96
5 | 29 | 11:00 | 25790 | 2018-05-29 | 11 | 18.5 | 1.67 | 20.17 | 520184.3
5 | 29 | 12:00 | 28070 | 2018-05-29 | 12 | 20.19 | 1.58 | 21.77 | 611083.9
5 | 29 | 13:00 | 28891 | 2018-05-29 | 13 | 25.53 | 1.59 | 27.12 | 783523.92
5 | 29 | 14:00 | 27560 | 2018-05-29 | 14 | 39.88 | 1.94 | 41.82 | 1152559.2
5 | 29 | 15:00 | 25651 | 2018-05-29 | 15 | 38.29 | 2.02 | 40.31 | 1033991.81
5 | 29 | 16:00 | 22542 | 2018-05-29 | 16 | 43.8 | 1.89 | 45.69 | 1029943.98
5 | 29 | 17:00 | 16636 | 2018-05-29 | 17 | 44.78 | 2.04 | 46.82 | 778897.52
5 | 29 | 18:00 | 9630 | 2018-05-29 | 18 | 50.97 | 2.33 | 53.3 | 513279
5 | 29 | 19:00 | 4024 | 2018-05-29 | 19 | 56.99 | 3.03 | 60.02 | 241520.48
5 | 29 | 20:00 | 1081 | 2018-05-29 | 20 | 56.86 | 2.99 | 59.85 | 64697.85
5 | 29 | 21:00 | 10 | 2018-05-29 | 21 | 53.81 | 2.59 | 56.4 | 564
5 | 29 | 22:00 | 0 | 2018-05-29 | 22 | 48 | 2.91 | 50.91 | 0
5 | 29 | 23:00 | 0 | 2018-05-29 | 23 | 38.87 | 2.89 | 41.76 | 0
5 | 29 | 24:00 | 0 | 2018-05-29 | 24 | 30.09 | 1.93 | 32.02 | 0
5 | 30 | 01:00 | 0 | 2018-05-30 | 1 | 55.72 | 4.41 | 60.13 | 0
5 | 30 | 02:00 | 0 | 2018-05-30 | 2 | 70.56 | 4.38 | 74.94 | 0
5 | 30 | 03:00 | 0 | 2018-05-30 | 3 | 57.17 | 3.46 | 60.63 | 0
5 | 30 | 04:00 | 0 | 2018-05-30 | 4 | 70.71 | 2.15 | 72.86 | 0
5 | 30 | 05:00 | 0 | 2018-05-30 | 5 | 53.56 | 1.87 | 55.43 | 0
5 | 30 | 06:00 | 261 | 2018-05-30 | 6 | 57.95 | 2.26 | 60.21 | 15714.81
5 | 30 | 07:00 | 2919 | 2018-05-30 | 7 | 70.04 | 2.09 | 72.13 | 210547.47
5 | 30 | 08:00 | 9403 | 2018-05-30 | 8 | 46.08 | 2.52 | 48.6 | 456985.8
5 | 30 | 09:00 | 16457 | 2018-05-30 | 9 | 41.27 | 2.51 | 43.78 | 720487.46
5 | 30 | 10:00 | 22472 | 2018-05-30 | 10 | 39.88 | 2.47 | 42.35 | 951689.2
5 | 30 | 11:00 | 26826 | 2018-05-30 | 11 | 36.16 | 2.24 | 38.4 | 1030118.4
5 | 30 | 12:00 | 26961 | 2018-05-30 | 12 | 38.98 | 2.18 | 41.16 | 1109714.76
5 | 30 | 13:00 | 26542 | 2018-05-30 | 13 | 40.22 | 2.19 | 42.41 | 1125646.22
5 | 30 | 14:00 | 28146 | 2018-05-30 | 14 | 41.78 | 2.26 | 44.04 | 1239549.84
5 | 30 | 15:00 | 26915 | 2018-05-30 | 15 | 39.49 | 2.21 | 41.7 | 1122355.5
5 | 30 | 16:00 | 23136 | 2018-05-30 | 16 | 43.97 | 2.18 | 46.15 | 1067726.4
5 | 30 | 17:00 | 15234 | 2018-05-30 | 17 | 48.13 | 2.23 | 50.36 | 767184.24
5 | 30 | 18:00 | 9007 | 2018-05-30 | 18 | 59.83 | 2.81 | 62.64 | 564198.48
5 | 30 | 19:00 | 4127 | 2018-05-30 | 19 | 49.9 | 2.35 | 52.25 | 215635.75
5 | 30 | 20:00 | 1373 | 2018-05-30 | 20 | 33.77 | 2.33 | 36.1 | 49565.3
5 | 30 | 21:00 | 11 | 2018-05-30 | 21 | 33.03 | 2.46 | 35.49 | 390.39
5 | 30 | 22:00 | 0 | 2018-05-30 | 22 | 53.8 | 3.89 | 57.69 | 0
5 | 30 | 23:00 | 0 | 2018-05-30 | 23 | 56.28 | 4.94 | 61.22 | 0
5 | 30 | 24:00 | 0 | 2018-05-30 | 24 | 26.28 | 2.24 | 28.52 | 0
5 | 31 | 01:00 | 0 | 2018-05-31 | 1 | 26.74 | 1.16 | 27.9 | 0
5 | 31 | 02:00 | 0 | 2018-05-31 | 2 | 23.58 | 1 | 24.58 | 0
5 | 31 | 03:00 | 0 | 2018-05-31 | 3 | 21.76 | 0.93 | 22.69 | 0
5 | 31 | 04:00 | 0 | 2018-05-31 | 4 | 20.76 | 0.9 | 21.66 | 0
5 | 31 | 05:00 | 0 | 2018-05-31 | 5 | 21.56 | 0.92 | 22.48 | 0
5 | 31 | 06:00 | 288 | 2018-05-31 | 6 | 23.32 | 0.99 | 24.31 | 7001.28
5 | 31 | 07:00 | 3119 | 2018-05-31 | 7 | 20.46 | 0.97 | 21.43 | 66840.17
5 | 31 | 08:00 | 8713 | 2018-05-31 | 8 | 23.46 | 1.46 | 24.92 | 217127.96
5 | 31 | 09:00 | 16496 | 2018-05-31 | 9 | 29.77 | 1.47 | 31.24 | 515335.04
5 | 31 | 10:00 | 22584 | 2018-05-31 | 10 | 23.72 | 1.42 | 25.14 | 567761.76
5 | 31 | 11:00 | 25541 | 2018-05-31 | 11 | 23.36 | 1.4 | 24.76 | 632395.16
5 | 31 | 12:00 | 28085 | 2018-05-31 | 12 | 27.55 | 1.41 | 28.96 | 813341.6
5 | 31 | 13:00 | 28635 | 2018-05-31 | 13 | 32 | 1.45 | 33.45 | 957840.75
5 | 31 | 14:00 | 27860 | 2018-05-31 | 14 | 36.02 | 1.56 | 37.58 | 1046978.8
5 | 31 | 15:00 | 26191 | 2018-05-31 | 15 | 35.94 | 1.41 | 37.35 | 978233.85
5 | 31 | 16:00 | 21482 | 2018-05-31 | 16 | 44.27 | 1.62 | 45.89 | 985808.98
5 | 31 | 17:00 | 14467 | 2018-05-31 | 17 | 45.19 | 1.99 | 47.18 | 682553.06
5 | 31 | 18:00 | 8966 | 2018-05-31 | 18 | 44.02 | 1.83 | 45.85 | 411091.1
5 | 31 | 19:00 | 3881 | 2018-05-31 | 19 | 44.1 | 1.94 | 46.04 | 178681.24
5 | 31 | 20:00 | 1271 | 2018-05-31 | 20 | 45.36 | 1.99 | 47.35 | 60181.85
5 | 31 | 21:00 | 5 | 2018-05-31 | 21 | 40 | 1.87 | 41.87 | 209.35
5 | 31 | 22:00 | 0 | 2018-05-31 | 22 | 32.09 | 1.47 | 33.56 | 0
5 | 31 | 23:00 | 0 | 2018-05-31 | 23 | 31.08 | 1.52 | 32.6 | 0
5 | 31 | 24:00 | 0 | 2018-05-31 | 24 | 31.08 | 1.08 | 32.16 | 0
6 | 1 | 01:00 | 0 | 2018-06-01 | 1 | 20.55 | 1.1 | 21.65 | 0
6 | 1 | 02:00 | 0 | 2018-06-01 | 2 | 20.55 | 1.11 | 21.66 | 0
6 | 1 | 03:00 | 0 | 2018-06-01 | 3 | 23.72 | 1.1 | 24.82 | 0
6 | 1 | 04:00 | 0 | 2018-06-01 | 4 | 23.31 | 1.09 | 24.4 | 0
6 | 1 | 05:00 | 0 | 2018-06-01 | 5 | 25.16 | 1.09 | 26.25 | 0
6 | 1 | 06:00 | 373 | 2018-06-01 | 6 | 25.42 | 1.24 | 26.66 | 9944.18
6 | 1 | 07:00 | 1839 | 2018-06-01 | 7 | 22.13 | 1.21 | 23.34 | 42922.26
6 | 1 | 08:00 | 3541 | 2018-06-01 | 8 | 25.59 | 2.28 | 27.87 | 98687.67
6 | 1 | 09:00 | 9065 | 2018-06-01 | 9 | 27.37 | 1.91 | 29.28 | 265423.2
6 | 1 | 10:00 | 9378 | 2018-06-01 | 10 | 35.84 | 2.16 | 38 | 356364
6 | 1 | 11:00 | 11462 | 2018-06-01 | 11 | 29.82 | 1.87 | 31.69 | 363230.78
6 | 1 | 12:00 | 8445 | 2018-06-01 | 12 | 34.72 | 2.19 | 36.91 | 311704.95
6 | 1 | 13:00 | 8758 | 2018-06-01 | 13 | 33.77 | 2.15 | 35.92 | 314587.36
6 | 1 | 14:00 | 9992 | 2018-06-01 | 14 | 32.09 | 2.06 | 34.15 | 341226.8
6 | 1 | 15:00 | 12963 | 2018-06-01 | 15 | 32.23 | 1.95 | 34.18 | 443075.34
6 | 1 | 16:00 | 16611 | 2018-06-01 | 16 | 41.72 | 2.05 | 43.77 | 727063.47
6 | 1 | 17:00 | 12064 | 2018-06-01 | 17 | 32.37 | 1.82 | 34.19 | 412468.16
6 | 1 | 18:00 | 7435 | 2018-06-01 | 18 | 31.24 | 1.8 | 33.04 | 245652.4
6 | 1 | 19:00 | 3845 | 2018-06-01 | 19 | 47.11 | 2.34 | 49.45 | 190135.25
6 | 1 | 20:00 | 1122 | 2018-06-01 | 20 | 42.49 | 2.44 | 44.93 | 50411.46
6 | 1 | 21:00 | 2 | 2018-06-01 | 21 | 52.49 | 2.69 | 55.18 | 110.36
6 | 1 | 22:00 | 0 | 2018-06-01 | 22 | 44.91 | 2.51 | 47.42 | 0
6 | 1 | 23:00 | 0 | 2018-06-01 | 23 | 26.13 | 2.01 | 28.14 | 0
6 | 1 | 24:00 | 0 | 2018-06-01 | 24 | 27.35 | 1.18 | 28.53 | 0
6 | 2 | 01:00 | 0 | 2018-06-02 | 1 | 44.21 | 7.03 | 51.24 | 0
6 | 2 | 02:00 | 0 | 2018-06-02 | 2 | 43.15 | 7.42 | 50.57 | 0
6 | 2 | 03:00 | 0 | 2018-06-02 | 3 | 50.12 | 7.52 | 57.64 | 0
6 | 2 | 04:00 | 0 | 2018-06-02 | 4 | 36.71 | 7 | 43.71 | 0
6 | 2 | 05:00 | 0 | 2018-06-02 | 5 | 32.66 | 6.91 | 39.57 | 0
6 | 2 | 06:00 | 282 | 2018-06-02 | 6 | 25.56 | 6.86 | 32.42 | 9142.44
6 | 2 | 07:00 | 2507 | 2018-06-02 | 7 | 24.01 | 6.95 | 30.96 | 77616.72
6 | 2 | 08:00 | 5714 | 2018-06-02 | 8 | 31.57 | 6.98 | 38.55 | 220274.7
6 | 2 | 09:00 | 8411 | 2018-06-02 | 9 | 53.72 | 7.41 | 61.13 | 514164.43
6 | 2 | 10:00 | 12649 | 2018-06-02 | 10 | 85.96 | 8.69 | 94.65 | 1197227.85
6 | 2 | 11:00 | 18592 | 2018-06-02 | 11 | 68.62 | 7.48 | 76.1 | 1414851.2
6 | 2 | 12:00 | 18963 | 2018-06-02 | 12 | 43.52 | 7.02 | 50.54 | 958390.02
6 | 2 | 13:00 | 21506 | 2018-06-02 | 13 | 48.86 | 7.38 | 56.24 | 1209497.44
6 | 2 | 14:00 | 22301 | 2018-06-02 | 14 | 60.42 | 7.22 | 67.64 | 1508439.64
6 | 2 | 15:00 | 24335 | 2018-06-02 | 15 | 107.59 | 8.78 | 116.37 | 2831863.95
6 | 2 | 16:00 | 21399 | 2018-06-02 | 16 | 228.01 | 10.83 | 238.84 | 5110937.16
6 | 2 | 17:00 | 15005 | 2018-06-02 | 17 | 180.97 | 10.76 | 191.73 | 2876908.65
6 | 2 | 18:00 | 9011 | 2018-06-02 | 18 | 106.61 | 9.5 | 116.11 | 1046267.21
6 | 2 | 19:00 | 4015 | 2018-06-02 | 19 | 171.87 | 9.55 | 181.42 | 728401.3
6 | 2 | 20:00 | 1265 | 2018-06-02 | 20 | 72.87 | 8.97 | 81.84 | 103527.6
6 | 2 | 21:00 | 22 | 2018-06-02 | 21 | 43.71 | 7.53 | 51.24 | 1127.28
6 | 2 | 22:00 | 0 | 2018-06-02 | 22 | 52.78 | 7.81 | 60.59 | 0
6 | 2 | 23:00 | 0 | 2018-06-02 | 23 | 40.9 | 7.44 | 48.34 | 0
6 | 2 | 24:00 | 0 | 2018-06-02 | 24 | 46.01 | 7.51 | 53.52 | 0
6 | 3 | 01:00 | 0 | 2018-06-03 | 1 | 28.84 | 0.6 | 29.44 | 0
6 | 3 | 02:00 | 0 | 2018-06-03 | 2 | 23.43 | 0.49 | 23.92 | 0
6 | 3 | 03:00 | 0 | 2018-06-03 | 3 | 26.81 | 0.48 | 27.29 | 0
6 | 3 | 04:00 | 0 | 2018-06-03 | 4 | 27.86 | 0.49 | 28.35 | 0
6 | 3 | 05:00 | 0 | 2018-06-03 | 5 | 44.28 | 0.55 | 44.83 | 0
6 | 3 | 06:00 | 326 | 2018-06-03 | 6 | 51.15 | 0.91 | 52.06 | 16971.56
6 | 3 | 07:00 | 3310 | 2018-06-03 | 7 | 37.61 | 1.62 | 39.23 | 129851.3
6 | 3 | 08:00 | 9943 | 2018-06-03 | 8 | 13.79 | 0.68 | 14.47 | 143875.21
6 | 3 | 09:00 | 17437 | 2018-06-03 | 9 | 16.13 | 0.5 | 16.63 | 289977.31
6 | 3 | 10:00 | 22602 | 2018-06-03 | 10 | 17.49 | 0.43 | 17.92 | 405027.84
6 | 3 | 11:00 | 26019 | 2018-06-03 | 11 | 18.01 | 0.44 | 18.45 | 480050.55
6 | 3 | 12:00 | 29671 | 2018-06-03 | 12 | 16.58 | 0.43 | 17.01 | 504703.71
6 | 3 | 13:00 | 30246 | 2018-06-03 | 13 | 16.2 | 0.42 | 16.62 | 502688.52
6 | 3 | 14:00 | 29666 | 2018-06-03 | 14 | 15.99 | 0.42 | 16.41 | 486819.06
6 | 3 | 15:00 | 27684 | 2018-06-03 | 15 | 16.22 | 0.42 | 16.64 | 460661.76
6 | 3 | 16:00 | 24034 | 2018-06-03 | 16 | 16.64 | 0.42 | 17.06 | 410020.04
6 | 3 | 17:00 | 18182 | 2018-06-03 | 17 | 16.83 | 0.41 | 17.24 | 313457.68
6 | 3 | 18:00 | 10416 | 2018-06-03 | 18 | 24.67 | 0.46 | 25.13 | 261754.08
6 | 3 | 19:00 | 4247 | 2018-06-03 | 19 | 38.27 | 0.83 | 39.1 | 166057.7
6 | 3 | 20:00 | 1316 | 2018-06-03 | 20 | 34 | 0.79 | 34.79 | 45783.64
6 | 3 | 21:00 | 13 | 2018-06-03 | 21 | 32.95 | 0.65 | 33.6 | 436.8
6 | 3 | 22:00 | 0 | 2018-06-03 | 22 | 27.9 | 0.56 | 28.46 | 0
6 | 3 | 23:00 | 0 | 2018-06-03 | 23 | 20.17 | 0.53 | 20.7 | 0
6 | 3 | 24:00 | 0 | 2018-06-03 | 24 | 21.59 | 0.59 | 22.18 | 0
6 | 4 | 01:00 | 0 | 2018-06-04 | 1 | 21.77 | 0.38 | 22.15 | 0
6 | 4 | 02:00 | 0 | 2018-06-04 | 2 | 26.68 | 0.38 | 27.06 | 0
6 | 4 | 03:00 | 0 | 2018-06-04 | 3 | 23.35 | 0.39 | 23.74 | 0
6 | 4 | 04:00 | 0 | 2018-06-04 | 4 | 21.61 | 0.38 | 21.99 | 0
6 | 4 | 05:00 | 0 | 2018-06-04 | 5 | 23.24 | 0.39 | 23.63 | 0
6 | 4 | 06:00 | 0 | 2018-06-04 | 6 | 19.91 | 1.01 | 20.92 | 0
6 | 4 | 07:00 | 163 | 2018-06-04 | 7 | 20.93 | 0.6 | 21.53 | 3509.39
6 | 4 | 08:00 | 947 | 2018-06-04 | 8 | 35.25 | 1.81 | 37.06 | 35095.82
6 | 4 | 09:00 | 2795 | 2018-06-04 | 9 | 35.89 | 1.53 | 37.42 | 104588.9
6 | 4 | 10:00 | 3842 | 2018-06-04 | 10 | 31.04 | 1.38 | 32.42 | 124557.64
6 | 4 | 11:00 | 4349 | 2018-06-04 | 11 | 28.67 | 1.29 | 29.96 | 130296.04
6 | 4 | 12:00 | 6261 | 2018-06-04 | 12 | 28.79 | 1.29 | 30.08 | 188330.88
6 | 4 | 13:00 | 6142 | 2018-06-04 | 13 | 23.86 | 1.26 | 25.12 | 154287.04
6 | 4 | 14:00 | 6983 | 2018-06-04 | 14 | 22.81 | 1.25 | 24.06 | 168010.98
6 | 4 | 15:00 | 6089 | 2018-06-04 | 15 | 21.6 | 1.24 | 22.84 | 139072.76
6 | 4 | 16:00 | 6257 | 2018-06-04 | 16 | 21.68 | 1.26 | 22.94 | 143535.58
6 | 4 | 17:00 | 4553 | 2018-06-04 | 17 | 23.9 | 1.25 | 25.15 | 114507.95
6 | 4 | 18:00 | 3006 | 2018-06-04 | 18 | 33.89 | 1.29 | 35.18 | 105751.08
6 | 4 | 19:00 | 1550 | 2018-06-04 | 19 | 41.35 | 1.42 | 42.77 | 66293.5
6 | 4 | 20:00 | 340 | 2018-06-04 | 20 | 35.61 | 1.36 | 36.97 | 12569.8
6 | 4 | 21:00 | 0 | 2018-06-04 | 21 | 32.4 | 1.29 | 33.69 | 0
6 | 4 | 22:00 | 0 | 2018-06-04 | 22 | 32.02 | 1.42 | 33.44 | 0
6 | 4 | 23:00 | 0 | 2018-06-04 | 23 | 32.89 | 1.76 | 34.65 | 0
6 | 4 | 24:00 | 0 | 2018-06-04 | 24 | 30.88 | 0.75 | 31.63 | 0
6 | 5 | 01:00 | 0 | 2018-06-05 | 1 | 17.49 | 0.34 | 17.83 | 0
6 | 5 | 02:00 | 0 | 2018-06-05 | 2 | 19.72 | 0.32 | 20.04 | 0
6 | 5 | 03:00 | 0 | 2018-06-05 | 3 | 20.13 | 0.32 | 20.45 | 0
6 | 5 | 04:00 | 0 | 2018-06-05 | 4 | 21.61 | 0.32 | 21.93 | 0
6 | 5 | 05:00 | 0 | 2018-06-05 | 5 | 19.72 | 0.32 | 20.04 | 0
6 | 5 | 06:00 | 206 | 2018-06-05 | 6 | 20.33 | 0.41 | 20.74 | 4272.44
6 | 5 | 07:00 | 1872 | 2018-06-05 | 7 | 25.99 | 0.55 | 26.54 | 49682.88
6 | 5 | 08:00 | 4430 | 2018-06-05 | 8 | 24.38 | 1.35 | 25.73 | 113983.9
6 | 5 | 09:00 | 8098 | 2018-06-05 | 9 | 22.52 | 1.24 | 23.76 | 192408.48
6 | 5 | 10:00 | 13647 | 2018-06-05 | 10 | 19.77 | 1.28 | 21.05 | 287269.35
6 | 5 | 11:00 | 13365 | 2018-06-05 | 11 | 25.32 | 1.25 | 26.57 | 355108.05
6 | 5 | 12:00 | 9591 | 2018-06-05 | 12 | 25.65 | 1.3 | 26.95 | 258477.45
6 | 5 | 13:00 | 5481 | 2018-06-05 | 13 | 22.96 | 1.24 | 24.2 | 132640.2
6 | 5 | 14:00 | 9520 | 2018-06-05 | 14 | 30.23 | 1.3 | 31.53 | 300165.6
6 | 5 | 15:00 | 7482 | 2018-06-05 | 15 | 20.07 | 1.23 | 21.3 | 159366.6
6 | 5 | 16:00 | 6830 | 2018-06-05 | 16 | 19.34 | 1.22 | 20.56 | 140424.8
6 | 5 | 17:00 | 6405 | 2018-06-05 | 17 | 19.09 | 1.21 | 20.3 | 130021.5
6 | 5 | 18:00 | 5236 | 2018-06-05 | 18 | 20.17 | 1.19 | 21.36 | 111840.96
6 | 5 | 19:00 | 1306 | 2018-06-05 | 19 | 19.82 | 1.18 | 21 | 27426
6 | 5 | 20:00 | 247 | 2018-06-05 | 20 | 19.45 | 1.19 | 20.64 | 5098.08
6 | 5 | 21:00 | 6 | 2018-06-05 | 21 | 20.17 | 1.22 | 21.39 | 128.34
6 | 5 | 22:00 | 0 | 2018-06-05 | 22 | 19.09 | 1.26 | 20.35 | 0
6 | 5 | 23:00 | 0 | 2018-06-05 | 23 | 20.98 | 1.49 | 22.47 | 0
6 | 5 | 24:00 | 0 | 2018-06-05 | 24 | 11.95 | 0.53 | 12.48 | 0
6 | 6 | 01:00 | 0 | 2018-06-06 | 1 | 20.46 | 0.27 | 20.73 | 0
6 | 6 | 02:00 | 0 | 2018-06-06 | 2 | 23.4 | 0.26 | 23.66 | 0
6 | 6 | 03:00 | 0 | 2018-06-06 | 3 | 20.68 | 0.25 | 20.93 | 0
6 | 6 | 04:00 | 0 | 2018-06-06 | 4 | 20.54 | 0.26 | 20.8 | 0
6 | 6 | 05:00 | 0 | 2018-06-06 | 5 | 20.81 | 0.26 | 21.07 | 0
6 | 6 | 06:00 | 192 | 2018-06-06 | 6 | 23.45 | 0.5 | 23.95 | 4598.4
6 | 6 | 07:00 | 1990 | 2018-06-06 | 7 | 22.32 | 0.39 | 22.71 | 45192.9
6 | 6 | 08:00 | 8831 | 2018-06-06 | 8 | 32.06 | 1.5 | 33.56 | 296368.36
6 | 6 | 09:00 | 14081 | 2018-06-06 | 9 | 30.82 | 1.34 | 32.16 | 452844.96
6 | 6 | 10:00 | 13991 | 2018-06-06 | 10 | 26.65 | 1.24 | 27.89 | 390208.99
6 | 6 | 11:00 | 13359 | 2018-06-06 | 11 | 19.8 | 1.19 | 20.99 | 280405.41
6 | 6 | 12:00 | 17308 | 2018-06-06 | 12 | 19.82 | 1.18 | 21 | 363468
6 | 6 | 13:00 | 16657 | 2018-06-06 | 13 | 19.83 | 1.18 | 21.01 | 349963.57
6 | 6 | 14:00 | 15891 | 2018-06-06 | 14 | 19.65 | 1.17 | 20.82 | 330850.62
6 | 6 | 15:00 | 17110 | 2018-06-06 | 15 | 19.16 | 1.18 | 20.34 | 348017.4
6 | 6 | 16:00 | 15479 | 2018-06-06 | 16 | 19.81 | 1.18 | 20.99 | 324904.21
6 | 6 | 17:00 | 12602 | 2018-06-06 | 17 | 20.23 | 1.17 | 21.4 | 269682.8
6 | 6 | 18:00 | 9462 | 2018-06-06 | 18 | 19.94 | 1.16 | 21.1 | 199648.2
6 | 6 | 19:00 | 4199 | 2018-06-06 | 19 | 20.11 | 1.15 | 21.26 | 89270.74
6 | 6 | 20:00 | 1382 | 2018-06-06 | 20 | 20.22 | 1.16 | 21.38 | 29547.16
6 | 6 | 21:00 | 13 | 2018-06-06 | 21 | 20.45 | 1.15 | 21.6 | 280.8
6 | 6 | 22:00 | 0 | 2018-06-06 | 22 | 23.14 | 1.29 | 24.43 | 0
6 | 6 | 23:00 | 0 | 2018-06-06 | 23 | 22.03 | 1.36 | 23.39 | 0
6 | 6 | 24:00 | 0 | 2018-06-06 | 24 | 23 | 0.39 | 23.39 | 0
6 | 7 | 01:00 | 0 | 2018-06-07 | 1 | 20.19 | 0.31 | 20.5 | 0
6 | 7 | 02:00 | 0 | 2018-06-07 | 2 | 19.72 | 0.31 | 20.03 | 0
6 | 7 | 03:00 | 0 | 2018-06-07 | 3 | 19.19 | 0.32 | 19.51 | 0
6 | 7 | 04:00 | 0 | 2018-06-07 | 4 | 22.38 | 0.33 | 22.71 | 0
6 | 7 | 05:00 | 0 | 2018-06-07 | 5 | 22 | 0.34 | 22.34 | 0
6 | 7 | 06:00 | 205 | 2018-06-07 | 6 | 20.71 | 0.46 | 21.17 | 4339.85
6 | 7 | 07:00 | 1648 | 2018-06-07 | 7 | 27.91 | 0.64 | 28.55 | 47050.4
6 | 7 | 08:00 | 4211 | 2018-06-07 | 8 | 24.58 | 1.54 | 26.12 | 109991.32
6 | 7 | 09:00 | 7518 | 2018-06-07 | 9 | 21.13 | 1.31 | 22.44 | 168703.92
6 | 7 | 10:00 | 14369 | 2018-06-07 | 10 | 19.77 | 1.27 | 21.04 | 302323.76
6 | 7 | 11:00 | 15758 | 2018-06-07 | 11 | 19.7 | 1.27 | 20.97 | 330445.26
6 | 7 | 12:00 | 15277 | 2018-06-07 | 12 | 19.82 | 1.25 | 21.07 | 321886.39
6 | 7 | 13:00 | 16323 | 2018-06-07 | 13 | 19.48 | 1.24 | 20.72 | 338212.56
6 | 7 | 14:00 | 15000 | 2018-06-07 | 14 | 19.93 | 1.23 | 21.16 | 317400
6 | 7 | 15:00 | 10670 | 2018-06-07 | 15 | 20.61 | 1.23 | 21.84 | 233032.8
6 | 7 | 16:00 | 13094 | 2018-06-07 | 16 | 20.16 | 1.23 | 21.39 | 280080.66
6 | 7 | 17:00 | 10390 | 2018-06-07 | 17 | 20.18 | 1.23 | 21.41 | 222449.9
6 | 7 | 18:00 | 7341 | 2018-06-07 | 18 | 24.57 | 1.22 | 25.79 | 189324.39
6 | 7 | 19:00 | 2492 | 2018-06-07 | 19 | 21.26 | 1.23 | 22.49 | 56045.08
6 | 7 | 20:00 | 872 | 2018-06-07 | 20 | 20.98 | 1.23 | 22.21 | 19367.12
6 | 7 | 21:00 | 4 | 2018-06-07 | 21 | 27.89 | 1.29 | 29.18 | 116.72
6 | 7 | 22:00 | 0 | 2018-06-07 | 22 | 27.15 | 1.31 | 28.46 | 0
6 | 7 | 23:00 | 0 | 2018-06-07 | 23 | 18.64 | 1.42 | 20.06 | 0
6 | 7 | 24:00 | 0 | 2018-06-07 | 24 | 2.54 | 0.57 | 3.11 | 0
6 | 8 | 01:00 | 0 | 2018-06-08 | 1 | -2.18 | 0.54 | -1.64 | 0
6 | 8 | 02:00 | 0 | 2018-06-08 | 2 | 18.11 | 0.31 | 18.42 | 0
6 | 8 | 03:00 | 0 | 2018-06-08 | 3 | 20.57 | 0.31 | 20.88 | 0
6 | 8 | 04:00 | 0 | 2018-06-08 | 4 | 18.86 | 0.29 | 19.15 | 0
6 | 8 | 05:00 | 0 | 2018-06-08 | 5 | 18.08 | 0.3 | 18.38 | 0
6 | 8 | 06:00 | 336 | 2018-06-08 | 6 | 11.41 | 0.87 | 12.28 | 4126.08
6 | 8 | 07:00 | 2980 | 2018-06-08 | 7 | 17.6 | 0.56 | 18.16 | 54116.8
6 | 8 | 08:00 | 8356 | 2018-06-08 | 8 | 26.58 | 1.53 | 28.11 | 234887.16
6 | 8 | 09:00 | 14346 | 2018-06-08 | 9 | 26.55 | 1.37 | 27.92 | 400540.32
6 | 8 | 10:00 | 22140 | 2018-06-08 | 10 | 19.97 | 1.26 | 21.23 | 470032.2
6 | 8 | 11:00 | 25911 | 2018-06-08 | 11 | 19.87 | 1.17 | 21.04 | 545167.44
6 | 8 | 12:00 | 26446 | 2018-06-08 | 12 | 18.2 | 1.11 | 19.31 | 510672.26
6 | 8 | 13:00 | 20557 | 2018-06-08 | 13 | 17.87 | 1.08 | 18.95 | 389555.15
6 | 8 | 14:00 | 21505 | 2018-06-08 | 14 | 23.36 | 1.07 | 24.43 | 525367.15
6 | 8 | 15:00 | 20754 | 2018-06-08 | 15 | 23.55 | 1.15 | 24.7 | 512623.8
6 | 8 | 16:00 | 21861 | 2018-06-08 | 16 | 22.14 | 1.14 | 23.28 | 508924.08
6 | 8 | 17:00 | 16936 | 2018-06-08 | 17 | 26.09 | 1.32 | 27.41 | 464215.76
6 | 8 | 18:00 | 9866 | 2018-06-08 | 18 | 25.43 | 1.2 | 26.63 | 262731.58
6 | 8 | 19:00 | 4357 | 2018-06-08 | 19 | 25.29 | 1.18 | 26.47 | 115329.79
6 | 8 | 20:00 | 1343 | 2018-06-08 | 20 | 26.09 | 1.21 | 27.3 | 36663.9
6 | 8 | 21:00 | 35 | 2018-06-08 | 21 | 29.28 | 1.31 | 30.59 | 1070.65
6 | 8 | 22:00 | 0 | 2018-06-08 | 22 | 26.41 | 1.26 | 27.67 | 0
6 | 8 | 23:00 | 0 | 2018-06-08 | 23 | 26.32 | 1.5 | 27.82 | 0
6 | 8 | 24:00 | 0 | 2018-06-08 | 24 | 27.49 | 0.63 | 28.12 | 0
6 | 9 | 01:00 | 0 | 2018-06-09 | 1 | 29.53 | 0.52 | 30.05 | 0
6 | 9 | 02:00 | 0 | 2018-06-09 | 2 | 30.71 | 0.68 | 31.39 | 0
6 | 9 | 03:00 | 0 | 2018-06-09 | 3 | 24.25 | 0.27 | 24.52 | 0
6 | 9 | 04:00 | 0 | 2018-06-09 | 4 | 18.71 | 0.17 | 18.88 | 0
6 | 9 | 05:00 | 0 | 2018-06-09 | 5 | 17.48 | 0.16 | 17.64 | 0
6 | 9 | 06:00 | 308 | 2018-06-09 | 6 | 20.23 | 0.16 | 20.39 | 6280.12
6 | 9 | 07:00 | 3267 | 2018-06-09 | 7 | 31.73 | 0.38 | 32.11 | 104903.37
6 | 9 | 08:00 | 9446 | 2018-06-09 | 8 | 36.65 | 0.97 | 37.62 | 355358.52
6 | 9 | 09:00 | 15591 | 2018-06-09 | 9 | 18.56 | 0.23 | 18.79 | 292954.89
6 | 9 | 10:00 | 21932 | 2018-06-09 | 10 | 18.31 | 0.19 | 18.5 | 405742
6 | 9 | 11:00 | 24347 | 2018-06-09 | 11 | 17.47 | 0.18 | 17.65 | 429724.55
6 | 9 | 12:00 | 25812 | 2018-06-09 | 12 | 18.27 | 0.17 | 18.44 | 475973.28
6 | 9 | 13:00 | 23276 | 2018-06-09 | 13 | 17.94 | 0.17 | 18.11 | 421528.36
6 | 9 | 14:00 | 23409 | 2018-06-09 | 14 | 24.55 | 0.21 | 24.76 | 579606.84
6 | 9 | 15:00 | 21409 | 2018-06-09 | 15 | 22.41 | 0.19 | 22.6 | 483843.4
6 | 9 | 16:00 | 17479 | 2018-06-09 | 16 | 23.63 | 0.2 | 23.83 | 416524.57
6 | 9 | 17:00 | 13036 | 2018-06-09 | 17 | 22.78 | 0.17 | 22.95 | 299176.2
6 | 9 | 18:00 | 9077 | 2018-06-09 | 18 | 21.93 | 0.17 | 22.1 | 200601.7
6 | 9 | 19:00 | 4518 | 2018-06-09 | 19 | 21.18 | 0.2 | 21.38 | 96594.84
6 | 9 | 20:00 | 1542 | 2018-06-09 | 20 | 20.44 | 0.19 | 20.63 | 31811.46
6 | 9 | 21:00 | 58 | 2018-06-09 | 21 | 20.25 | 0.2 | 20.45 | 1186.1
6 | 9 | 22:00 | 0 | 2018-06-09 | 22 | 22.28 | 0.18 | 22.46 | 0
6 | 9 | 23:00 | 0 | 2018-06-09 | 23 | 19.84 | 0.35 | 20.19 | 0
6 | 9 | 24:00 | 0 | 2018-06-09 | 24 | 17.91 | 0.4 | 18.31 | 0
6 | 10 | 01:00 | 0 | 2018-06-10 | 1 | 18.99 | 0.72 | 19.71 | 0
6 | 10 | 02:00 | 0 | 2018-06-10 | 2 | 18.8 | 0.51 | 19.31 | 0
6 | 10 | 03:00 | 0 | 2018-06-10 | 3 | 16.78 | 0.48 | 17.26 | 0
6 | 10 | 04:00 | 0 | 2018-06-10 | 4 | 19.56 | 0.5 | 20.06 | 0
6 | 10 | 05:00 | 0 | 2018-06-10 | 5 | 16.71 | 0.48 | 17.19 | 0
6 | 10 | 06:00 | 650 | 2018-06-10 | 6 | 16.28 | 0.48 | 16.76 | 10894
6 | 10 | 07:00 | 3882 | 2018-06-10 | 7 | 15.94 | 0.55 | 16.49 | 64014.18
6 | 10 | 08:00 | 10287 | 2018-06-10 | 8 | 15.35 | 0.56 | 15.91 | 163666.17
6 | 10 | 09:00 | 13872 | 2018-06-10 | 9 | -13.52 | 0.6 | -12.92 | -179226.24
6 | 10 | 10:00 | 20556 | 2018-06-10 | 10 | 0.29 | 0.63 | 0.92 | 18911.52
6 | 10 | 11:00 | 27312 | 2018-06-10 | 11 | -45.76 | 0.84 | -44.92 | -1226855.04
6 | 10 | 12:00 | 28682 | 2018-06-10 | 12 | -1.21 | 0.71 | -0.5 | -14341
6 | 10 | 13:00 | 29389 | 2018-06-10 | 13 | 16.34 | 0.51 | 16.85 | 495204.65
6 | 10 | 14:00 | 29382 | 2018-06-10 | 14 | -9.11 | 0.67 | -8.44 | -247984.08
6 | 10 | 15:00 | 26789 | 2018-06-10 | 15 | -17.45 | 0.66 | -16.79 | -449787.31
6 | 10 | 16:00 | 22994 | 2018-06-10 | 16 | 16.46 | 0.5 | 16.96 | 389978.24
6 | 10 | 17:00 | 17059 | 2018-06-10 | 17 | 17.53 | 0.48 | 18.01 | 307232.59
6 | 10 | 18:00 | 9884 | 2018-06-10 | 18 | 17.26 | 0.48 | 17.74 | 175342.16
6 | 10 | 19:00 | 4793 | 2018-06-10 | 19 | 18.23 | 0.49 | 18.72 | 89724.96
6 | 10 | 20:00 | 1628 | 2018-06-10 | 20 | 18.61 | 0.46 | 19.07 | 31045.96
6 | 10 | 21:00 | 73 | 2018-06-10 | 21 | 18.89 | 0.5 | 19.39 | 1415.47
6 | 10 | 22:00 | 0 | 2018-06-10 | 22 | 19.74 | 0.55 | 20.29 | 0
6 | 10 | 23:00 | 0 | 2018-06-10 | 23 | 16.59 | 0.54 | 17.13 | 0
6 | 10 | 24:00 | 0 | 2018-06-10 | 24 | 15.59 | 0.61 | 16.2 | 0
6 | 11 | 01:00 | 0 | 2018-06-11 | 1 | 16.49 | 0.21 | 16.7 | 0
6 | 11 | 02:00 | 0 | 2018-06-11 | 2 | 15.35 | 0.21 | 15.56 | 0
6 | 11 | 03:00 | 0 | 2018-06-11 | 3 | 16.09 | 0.21 | 16.3 | 0
6 | 11 | 04:00 | 0 | 2018-06-11 | 4 | 18.14 | 0.21 | 18.35 | 0
6 | 11 | 05:00 | 0 | 2018-06-11 | 5 | 17.23 | 0.2 | 17.43 | 0
6 | 11 | 06:00 | 659 | 2018-06-11 | 6 | 18.55 | 0.37 | 18.92 | 12468.28
6 | 11 | 07:00 | 4113 | 2018-06-11 | 7 | 42.71 | 2.21 | 44.92 | 184755.96
6 | 11 | 08:00 | 9963 | 2018-06-11 | 8 | 29.68 | 1.63 | 31.31 | 311941.53
6 | 11 | 09:00 | 16809 | 2018-06-11 | 9 | 18.65 | 1.21 | 19.86 | 333826.74
6 | 11 | 10:00 | 21784 | 2018-06-11 | 10 | 16.92 | 1.17 | 18.09 | 394072.56
6 | 11 | 11:00 | 25332 | 2018-06-11 | 11 | 18.27 | 1.15 | 19.42 | 491947.44
6 | 11 | 12:00 | 26497 | 2018-06-11 | 12 | 18.59 | 1.14 | 19.73 | 522785.81
6 | 11 | 13:00 | 28174 | 2018-06-11 | 13 | 18.42 | 1.14 | 19.56 | 551083.44
6 | 11 | 14:00 | 25277 | 2018-06-11 | 14 | 19.98 | 1.14 | 21.12 | 533850.24
6 | 11 | 15:00 | 25372 | 2018-06-11 | 15 | 21.77 | 1.13 | 22.9 | 581018.8
6 | 11 | 16:00 | 21742 | 2018-06-11 | 16 | 22.1 | 1.14 | 23.24 | 505284.08
6 | 11 | 17:00 | 17562 | 2018-06-11 | 17 | 21.48 | 1.12 | 22.6 | 396901.2
6 | 11 | 18:00 | 10583 | 2018-06-11 | 18 | 29.25 | 1.23 | 30.48 | 322569.84
6 | 11 | 19:00 | 4531 | 2018-06-11 | 19 | 32.63 | 1.46 | 34.09 | 154461.79
6 | 11 | 20:00 | 1442 | 2018-06-11 | 20 | 28.66 | 1.26 | 29.92 | 43144.64
6 | 11 | 21:00 | 41 | 2018-06-11 | 21 | 26.48 | 1.22 | 27.7 | 1135.7
6 | 11 | 22:00 | 0 | 2018-06-11 | 22 | 24.16 | 1.28 | 25.44 | 0
6 | 11 | 23:00 | 0 | 2018-06-11 | 23 | 22.56 | 1.55 | 24.11 | 0
6 | 11 | 24:00 | 0 | 2018-06-11 | 24 | 30.92 | 1.4 | 32.32 | 0
6 | 12 | 01:00 | 0 | 2018-06-12 | 1 | 24.64 | 0.68 | 25.32 | 0
6 | 12 | 02:00 | 0 | 2018-06-12 | 2 | 18.36 | 0.14 | 18.5 | 0
6 | 12 | 03:00 | 0 | 2018-06-12 | 3 | 18.67 | 0.14 | 18.81 | 0
6 | 12 | 04:00 | 0 | 2018-06-12 | 4 | 16.48 | 0.16 | 16.64 | 0
6 | 12 | 05:00 | 0 | 2018-06-12 | 5 | 17.57 | 0.14 | 17.71 | 0
6 | 12 | 06:00 | 287 | 2018-06-12 | 6 | 12.48 | 0.36 | 12.84 | 3685.08
6 | 12 | 07:00 | 3162 | 2018-06-12 | 7 | 21.18 | 0.51 | 21.69 | 68583.78
6 | 12 | 08:00 | 9513 | 2018-06-12 | 8 | 20.83 | 1.28 | 22.11 | 210332.43
6 | 12 | 09:00 | 16071 | 2018-06-12 | 9 | 20.56 | 1.18 | 21.74 | 349383.54
6 | 12 | 10:00 | 21648 | 2018-06-12 | 10 | 18.79 | 1.1 | 19.89 | 430578.72
6 | 12 | 11:00 | 26519 | 2018-06-12 | 11 | 18.19 | 1.09 | 19.28 | 511286.32
6 | 12 | 12:00 | 28411 | 2018-06-12 | 12 | 17.75 | 1.06 | 18.81 | 534410.91
6 | 12 | 13:00 | 28416 | 2018-06-12 | 13 | 16.9 | 1.05 | 17.95 | 510067.2
6 | 12 | 14:00 | 25212 | 2018-06-12 | 14 | 17.42 | 1.03 | 18.45 | 465161.4
6 | 12 | 15:00 | 25789 | 2018-06-12 | 15 | 17.13 | 1.03 | 18.16 | 468328.24
6 | 12 | 16:00 | 22501 | 2018-06-12 | 16 | 17.67 | 1 | 18.67 | 420093.67
6 | 12 | 17:00 | 17035 | 2018-06-12 | 17 | 18 | 0.98 | 18.98 | 323324.3
6 | 12 | 18:00 | 10108 | 2018-06-12 | 18 | 19.37 | 0.97 | 20.34 | 205596.72
6 | 12 | 19:00 | 4559 | 2018-06-12 | 19 | 24.48 | 1.04 | 25.52 | 116345.68
6 | 12 | 20:00 | 1620 | 2018-06-12 | 20 | 21.65 | 1.04 | 22.69 | 36757.8
6 | 12 | 21:00 | 61 | 2018-06-12 | 21 | 19.31 | 1.01 | 20.32 | 1239.52
6 | 12 | 22:00 | 0 | 2018-06-12 | 22 | 20.84 | 1.09 | 21.93 | 0
6 | 12 | 23:00 | 0 | 2018-06-12 | 23 | 19.49 | 1.26 | 20.75 | 0
6 | 12 | 24:00 | 0 | 2018-06-12 | 24 | 27.25 | 0.83 | 28.08 | 0
6 | 13 | 01:00 | 0 | 2018-06-13 | 1 | 13.03 | 0.53 | 13.56 | 0
6 | 13 | 02:00 | 0 | 2018-06-13 | 2 | 16.29 | 0.36 | 16.65 | 0
6 | 13 | 03:00 | 0 | 2018-06-13 | 3 | 13.79 | 0.35 | 14.14 | 0
6 | 13 | 04:00 | 0 | 2018-06-13 | 4 | 17.01 | 0.38 | 17.39 | 0
6 | 13 | 05:00 | 0 | 2018-06-13 | 5 | 18.42 | 0.37 | 18.79 | 0
6 | 13 | 06:00 | 388 | 2018-06-13 | 6 | 17.77 | 0.57 | 18.34 | 7115.92
6 | 13 | 07:00 | 2947 | 2018-06-13 | 7 | 25.39 | 0.69 | 26.08 | 76857.76
6 | 13 | 08:00 | 8691 | 2018-06-13 | 8 | 27.45 | 1.53 | 28.98 | 251865.18
6 | 13 | 09:00 | 16180 | 2018-06-13 | 9 | 36.65 | 1.44 | 38.09 | 616296.2
6 | 13 | 10:00 | 21100 | 2018-06-13 | 10 | 28.7 | 1.29 | 29.99 | 632789
6 | 13 | 11:00 | 25054 | 2018-06-13 | 11 | 28.65 | 1.37 | 30.02 | 752121.08
6 | 13 | 12:00 | 18675 | 2018-06-13 | 12 | 29.06 | 1.29 | 30.35 | 566786.25
6 | 13 | 13:00 | 11171 | 2018-06-13 | 13 | 22.25 | 1.15 | 23.4 | 261401.4
6 | 13 | 14:00 | 7745 | 2018-06-13 | 14 | 27.46 | 1.18 | 28.64 | 221816.8
6 | 13 | 15:00 | 5924 | 2018-06-13 | 15 | 28.69 | 1.19 | 29.88 | 177009.12
6 | 13 | 16:00 | 4711 | 2018-06-13 | 16 | 23 | 1.17 | 24.17 | 113864.87
6 | 13 | 17:00 | 4560 | 2018-06-13 | 17 | 20.32 | 1.15 | 21.47 | 97903.2 |  | system peak hour
6 | 13 | 18:00 | 2970 | 2018-06-13 | 18 | 19.61 | 1.16 | 20.77 | 61686.9
6 | 13 | 19:00 | 1156 | 2018-06-13 | 19 | 19.81 | 1.17 | 20.98 | 24252.88
6 | 13 | 20:00 | 306 | 2018-06-13 | 20 | 19.85 | 1.19 | 21.04 | 6438.24
6 | 13 | 21:00 | 2 | 2018-06-13 | 21 | 19.6 | 1.18 | 20.78 | 41.56
6 | 13 | 22:00 | 0 | 2018-06-13 | 22 | 22.13 | 1.26 | 23.39 | 0
6 | 13 | 23:00 | 0 | 2018-06-13 | 23 | 20.09 | 1.42 | 21.51 | 0
6 | 13 | 24:00 | 0 | 2018-06-13 | 24 | 21.74 | 0.53 | 22.27 | 0
6 | 14 | 01:00 | 0 | 2018-06-14 | 1 | 21.59 | 0.3 | 21.89 | 0
6 | 14 | 02:00 | 0 | 2018-06-14 | 2 | 20.2 | 0.26 | 20.46 | 0
6 | 14 | 03:00 | 0 | 2018-06-14 | 3 | 21.48 | 0.27 | 21.75 | 0
6 | 14 | 04:00 | 0 | 2018-06-14 | 4 | 18.68 | 0.26 | 18.94 | 0
6 | 14 | 05:00 | 0 | 2018-06-14 | 5 | 17.3 | 0.26 | 17.56 | 0
6 | 14 | 06:00 | 343 | 2018-06-14 | 6 | 13.88 | 0.39 | 14.27 | 4894.61
6 | 14 | 07:00 | 3236 | 2018-06-14 | 7 | 16.25 | 0.4 | 16.65 | 53879.4
6 | 14 | 08:00 | 9797 | 2018-06-14 | 8 | 22.69 | 1.3 | 23.99 | 235030.03
6 | 14 | 09:00 | 13196 | 2018-06-14 | 9 | 21.2 | 1.17 | 22.37 | 295194.52
6 | 14 | 10:00 | 15610 | 2018-06-14 | 10 | 20.81 | 1.12 | 21.93 | 342327.3
6 | 14 | 11:00 | 12365 | 2018-06-14 | 11 | 23.42 | 1.12 | 24.54 | 303437.1
6 | 14 | 12:00 | 11942 | 2018-06-14 | 12 | 36.37 | 1.18 | 37.55 | 448422.1
6 | 14 | 13:00 | 9944 | 2018-06-14 | 13 | 45.4 | 1.47 | 46.87 | 466075.28
6 | 14 | 14:00 | 11710 | 2018-06-14 | 14 | 41.75 | 1.39 | 43.14 | 505169.4
6 | 14 | 15:00 | 14427 | 2018-06-14 | 15 | 26.09 | 1.15 | 27.24 | 392991.48
6 | 14 | 16:00 | 12269 | 2018-06-14 | 16 | 24.02 | 1.07 | 25.09 | 307829.21
6 | 14 | 17:00 | 5729 | 2018-06-14 | 17 | 41.47 | 1.25 | 42.72 | 244742.88
6 | 14 | 18:00 | 3647 | 2018-06-14 | 18 | 34.74 | 1.21 | 35.95 | 131109.65
6 | 14 | 19:00 | 3741 | 2018-06-14 | 19 | 28.3 | 1.22 | 29.52 | 110434.32
6 | 14 | 20:00 | 1612 | 2018-06-14 | 20 | 22.93 | 1.14 | 24.07 | 38800.84
6 | 14 | 21:00 | 32 | 2018-06-14 | 21 | 28.33 | 1.13 | 29.46 | 942.72
6 | 14 | 22:00 | 0 | 2018-06-14 | 22 | 26.19 | 1.2 | 27.39 | 0
6 | 14 | 23:00 | 0 | 2018-06-14 | 23 | 27.66 | 1.42 | 29.08 | 0
6 | 14 | 24:00 | 0 | 2018-06-14 | 24 | 33.26 | 0.53 | 33.79 | 0
6 | 15 | 01:00 | 0 | 2018-06-15 | 1 | 26.26 | 0.53 | 26.79 | 0
6 | 15 | 02:00 | 0 | 2018-06-15 | 2 | 23.61 | 0.43 | 24.04 | 0
6 | 15 | 03:00 | 0 | 2018-06-15 | 3 | 21.7 | 0.42 | 22.12 | 0
6 | 15 | 04:00 | 0 | 2018-06-15 | 4 | 20.24 | 0.41 | 20.65 | 0
6 | 15 | 05:00 | 0 | 2018-06-15 | 5 | 19.87 | 0.4 | 20.27 | 0
6 | 15 | 06:00 | 57 | 2018-06-15 | 6 | 24.01 | 0.56 | 24.57 | 1400.49
6 | 15 | 07:00 | 461 | 2018-06-15 | 7 | 32.72 | 0.85 | 33.57 | 15475.77
6 | 15 | 08:00 | 1790 | 2018-06-15 | 8 | 40.4 | 1.74 | 42.14 | 75430.6
6 | 15 | 09:00 | 4524 | 2018-06-15 | 9 | 40.26 | 1.52 | 41.78 | 189012.72
6 | 15 | 10:00 | 6280 | 2018-06-15 | 10 | 26.78 | 1.53 | 28.31 | 177786.8
6 | 15 | 11:00 | 10570 | 2018-06-15 | 11 | 29.1 | 1.49 | 30.59 | 323336.3
6 | 15 | 12:00 | 12615 | 2018-06-15 | 12 | 31.42 | 1.71 | 33.13 | 417934.95
6 | 15 | 13:00 | 13193 | 2018-06-15 | 13 | 24.76 | 1.46 | 26.22 | 345920.46
6 | 15 | 14:00 | 18036 | 2018-06-15 | 14 | 22.2 | 1.32 | 23.52 | 424206.72
6 | 15 | 15:00 | 23892 | 2018-06-15 | 15 | 23.82 | 1.44 | 25.26 | 603511.92
6 | 15 | 16:00 | 21054 | 2018-06-15 | 16 | 25.34 | 1.43 | 26.77 | 563615.58
6 | 15 | 17:00 | 17904 | 2018-06-15 | 17 | 24.5 | 1.38 | 25.88 | 463355.52
6 | 15 | 18:00 | 11002 | 2018-06-15 | 18 | 24.45 | 1.39 | 25.84 | 284291.68
6 | 15 | 19:00 | 4950 | 2018-06-15 | 19 | 30.39 | 1.56 | 31.95 | 158152.5
6 | 15 | 20:00 | 1548 | 2018-06-15 | 20 | 29.07 | 1.72 | 30.79 | 47662.92
6 | 15 | 21:00 | 50 | 2018-06-15 | 21 | 21.28 | 1.36 | 22.64 | 1132
6 | 15 | 22:00 | 0 | 2018-06-15 | 22 | 24.26 | 1.55 | 25.81 | 0
6 | 15 | 23:00 | 0 | 2018-06-15 | 23 | 24.07 | 1.77 | 25.84 | 0
6 | 15 | 24:00 | 0 | 2018-06-15 | 24 | 17.84 | 0.51 | 18.35 | 0
6 | 16 | 01:00 | 0 | 2018-06-16 | 1 | 13.73 | 1.58 | 15.31 | 0
6 | 16 | 02:00 | 0 | 2018-06-16 | 2 | 16.85 | 1.58 | 18.43 | 0
6 | 16 | 03:00 | 0 | 2018-06-16 | 3 | 20.15 | 1.6 | 21.75 | 0
6 | 16 | 04:00 | 0 | 2018-06-16 | 4 | 18.93 | 1.59 | 20.52 | 0
6 | 16 | 05:00 | 0 | 2018-06-16 | 5 | 16.43 | 1.59 | 18.02 | 0
6 | 16 | 06:00 | 323 | 2018-06-16 | 6 | -13.64 | 1.59 | -12.05 | -3892.15
6 | 16 | 07:00 | 3153 | 2018-06-16 | 7 | -10.04 | 2.13 | -7.91 | -24940.23
6 | 16 | 08:00 | 8110 | 2018-06-16 | 8 | 17.84 | 1.74 | 19.58 | 158793.8
6 | 16 | 09:00 | 13989 | 2018-06-16 | 9 | 4.91 | 1.91 | 6.82 | 95404.98
6 | 16 | 10:00 | 17459 | 2018-06-16 | 10 | 16.36 | 1.74 | 18.1 | 316007.9
6 | 16 | 11:00 | 23253 | 2018-06-16 | 11 | 19.09 | 1.63 | 20.72 | 481802.16
6 | 16 | 12:00 | 25313 | 2018-06-16 | 12 | 16.32 | 1.76 | 18.08 | 457659.04
6 | 16 | 13:00 | 26504 | 2018-06-16 | 13 | 5.96 | 1.71 | 7.67 | 203285.68
6 | 16 | 14:00 | 24006 | 2018-06-16 | 14 | -9.72 | 2.01 | -7.71 | -185086.26
6 | 16 | 15:00 | 21529 | 2018-06-16 | 15 | 15.63 | 1.7 | 17.33 | 373097.57
6 | 16 | 16:00 | 19203 | 2018-06-16 | 16 | 19.81 | 1.61 | 21.42 | 411328.26
6 | 16 | 17:00 | 16450 | 2018-06-16 | 17 | 19.75 | 1.63 | 21.38 | 351701
6 | 16 | 18:00 | 10391 | 2018-06-16 | 18 | 19.99 | 1.59 | 21.58 | 224237.78
6 | 16 | 19:00 | 4553 | 2018-06-16 | 19 | 20.25 | 1.59 | 21.84 | 99437.52
6 | 16 | 20:00 | 1474 | 2018-06-16 | 20 | 20.32 | 1.6 | 21.92 | 32310.08
6 | 16 | 21:00 | 49 | 2018-06-16 | 21 | 20.09 | 1.6 | 21.69 | 1062.81
6 | 16 | 22:00 | 0 | 2018-06-16 | 22 | 20.08 | 1.65 | 21.73 | 0
6 | 16 | 23:00 | 0 | 2018-06-16 | 23 | 19.47 | 1.69 | 21.16 | 0
6 | 16 | 24:00 | 0 | 2018-06-16 | 24 | 19.51 | 1.67 | 21.18 | 0
6 | 17 | 01:00 | 0 | 2018-06-17 | 1 | 12.85 | 3.75 | 16.6 | 0
6 | 17 | 02:00 | 0 | 2018-06-17 | 2 | 13.76 | 3.54 | 17.3 | 0
6 | 17 | 03:00 | 0 | 2018-06-17 | 3 | 13.34 | 3.57 | 16.91 | 0
6 | 17 | 04:00 | 0 | 2018-06-17 | 4 | 18.39 | 3.54 | 21.93 | 0
6 | 17 | 05:00 | 0 | 2018-06-17 | 5 | 11.79 | 3.52 | 15.31 | 0
6 | 17 | 06:00 | 328 | 2018-06-17 | 6 | 7.78 | 3.54 | 11.32 | 3712.96
6 | 17 | 07:00 | 2580 | 2018-06-17 | 7 | -71.04 | 3.51 | -67.53 | -174227.4
6 | 17 | 08:00 | 9238 | 2018-06-17 | 8 | 14.87 | 3.64 | 18.51 | 170995.38
6 | 17 | 09:00 | 16184 | 2018-06-17 | 9 | 16.89 | 3.61 | 20.5 | 331772
6 | 17 | 10:00 | 22043 | 2018-06-17 | 10 | 20.29 | 3.54 | 23.83 | 525284.69
6 | 17 | 11:00 | 26050 | 2018-06-17 | 11 | 20.29 | 3.53 | 23.82 | 620511
6 | 17 | 12:00 | 27998 | 2018-06-17 | 12 | 20.21 | 3.53 | 23.74 | 664672.52
6 | 17 | 13:00 | 28480 | 2018-06-17 | 13 | 19.56 | 3.53 | 23.09 | 657603.2
6 | 17 | 14:00 | 27394 | 2018-06-17 | 14 | 3.39 | 3.68 | 7.07 | 193675.58
6 | 17 | 15:00 | 25761 | 2018-06-17 | 15 | -4.52 | 3.62 | -0.9 | -23184.9
6 | 17 | 16:00 | 21622 | 2018-06-17 | 16 | 18.21 | 3.53 | 21.74 | 470062.28
6 | 17 | 17:00 | 14579 | 2018-06-17 | 17 | 19.3 | 3.53 | 22.83 | 332838.57
6 | 17 | 18:00 | 9480 | 2018-06-17 | 18 | 20.64 | 3.52 | 24.16 | 229036.8
6 | 17 | 19:00 | 4560 | 2018-06-17 | 19 | 20.37 | 3.52 | 23.89 | 108938.4
6 | 17 | 20:00 | 1285 | 2018-06-17 | 20 | 20.43 | 3.52 | 23.95 | 30775.75
6 | 17 | 21:00 | 94 | 2018-06-17 | 21 | 20.2 | 3.52 | 23.72 | 2229.68
6 | 17 | 22:00 | 0 | 2018-06-17 | 22 | 20.21 | 3.52 | 23.73 | 0
6 | 17 | 23:00 | 0 | 2018-06-17 | 23 | 18.99 | 3.6 | 22.59 | 0
6 | 17 | 24:00 | 0 | 2018-06-17 | 24 | 17.58 | 3.59 | 21.17 | 0
6 | 18 | 01:00 | 0 | 2018-06-18 | 1 | 3.54 | 0.55 | 4.09 | 0
6 | 18 | 02:00 | 0 | 2018-06-18 | 2 | 14.05 | 0.49 | 14.54 | 0
6 | 18 | 03:00 | 0 | 2018-06-18 | 3 | 16.26 | 0.49 | 16.75 | 0
6 | 18 | 04:00 | 0 | 2018-06-18 | 4 | 8.21 | 0.56 | 8.77 | 0
6 | 18 | 05:00 | 0 | 2018-06-18 | 5 | -11.58 | 0.56 | -11.02 | 0
6 | 18 | 06:00 | 342 | 2018-06-18 | 6 | -133.77 | 0.44 | -133.33 | -45598.86
6 | 18 | 07:00 | 2681 | 2018-06-18 | 7 | 8.47 | 0.61 | 9.08 | 24343.48
6 | 18 | 08:00 | 6063 | 2018-06-18 | 8 | 18.7 | 1.48 | 20.18 | 122351.34
6 | 18 | 09:00 | 12142 | 2018-06-18 | 9 | 20.41 | 1.29 | 21.7 | 263481.4
6 | 18 | 10:00 | 16389 | 2018-06-18 | 10 | 20.23 | 1.23 | 21.46 | 351707.94
6 | 18 | 11:00 | 20670 | 2018-06-18 | 11 | 21.38 | 1.18 | 22.56 | 466315.2
6 | 18 | 12:00 | 20401 | 2018-06-18 | 12 | 22.32 | 1.18 | 23.5 | 479423.5
6 | 18 | 13:00 | 16967 | 2018-06-18 | 13 | 30.87 | 1.14 | 32.01 | 543113.67
6 | 18 | 14:00 | 12499 | 2018-06-18 | 14 | 38.5 | 1.14 | 39.64 | 495460.36
6 | 18 | 15:00 | 14832 | 2018-06-18 | 15 | 34.87 | 1.16 | 36.03 | 534396.96
6 | 18 | 16:00 | 12594 | 2018-06-18 | 16 | 37.43 | 1.24 | 38.67 | 487009.98
6 | 18 | 17:00 | 4324 | 2018-06-18 | 17 | 36.98 | 1.19 | 38.17 | 165047.08
6 | 18 | 18:00 | 3730 | 2018-06-18 | 18 | 38.9 | 2.48 | 41.38 | 154347.4
6 | 18 | 19:00 | 1840 | 2018-06-18 | 19 | 31.61 | 2.1 | 33.71 | 62026.4
6 | 18 | 20:00 | 772 | 2018-06-18 | 20 | 25.31 | 1.26 | 26.57 | 20512.04
6 | 18 | 21:00 | 24 | 2018-06-18 | 21 | 22.57 | 1.15 | 23.72 | 569.28
6 | 18 | 22:00 | 0 | 2018-06-18 | 22 | 21.27 | 1.18 | 22.45 | 0
6 | 18 | 23:00 | 0 | 2018-06-18 | 23 | 20.77 | 1.32 | 22.09 | 0
6 | 18 | 24:00 | 0 | 2018-06-18 | 24 | 20.5 | 0.57 | 21.07 | 0
6 | 19 | 01:00 | 0 | 2018-06-19 | 1 | 22.22 | 0.27 | 22.49 | 0
6 | 19 | 02:00 | 0 | 2018-06-19 | 2 | 28.78 | 0.28 | 29.06 | 0
6 | 19 | 03:00 | 0 | 2018-06-19 | 3 | 30.46 | 0.29 | 30.75 | 0
6 | 19 | 04:00 | 0 | 2018-06-19 | 4 | 26.96 | 0.28 | 27.24 | 0
6 | 19 | 05:00 | 0 | 2018-06-19 | 5 | 27.32 | 0.27 | 27.59 | 0
6 | 19 | 06:00 | 624 | 2018-06-19 | 6 | 31.95 | 0.49 | 32.44 | 20242.56
6 | 19 | 07:00 | 3461 | 2018-06-19 | 7 | 28.56 | 0.52 | 29.08 | 100645.88
6 | 19 | 08:00 | 6845 | 2018-06-19 | 8 | 36.3 | 1.35 | 37.65 | 257714.25
6 | 19 | 09:00 | 12712 | 2018-06-19 | 9 | 29.6 | 1.13 | 30.73 | 390639.76
6 | 19 | 10:00 | 18498 | 2018-06-19 | 10 | 28.27 | 1.09 | 29.36 | 543101.28
6 | 19 | 11:00 | 25885 | 2018-06-19 | 11 | 22.54 | 0.98 | 23.52 | 608815.2
6 | 19 | 12:00 | 28812 | 2018-06-19 | 12 | 21.54 | 0.97 | 22.51 | 648558.12
6 | 19 | 13:00 | 29698 | 2018-06-19 | 13 | 21.66 | 1.05 | 22.71 | 674441.58
6 | 19 | 14:00 | 29280 | 2018-06-19 | 14 | 22.96 | 1.04 | 24 | 702720
6 | 19 | 15:00 | 27456 | 2018-06-19 | 15 | 25.43 | 1.01 | 26.44 | 725936.64
6 | 19 | 16:00 | 23324 | 2018-06-19 | 16 | 32.52 | 1.18 | 33.7 | 786018.8
6 | 19 | 17:00 | 18061 | 2018-06-19 | 17 | 33.11 | 1.07 | 34.18 | 617324.98
6 | 19 | 18:00 | 10824 | 2018-06-19 | 18 | 32.21 | 0.97 | 33.18 | 359140.32
6 | 19 | 19:00 | 4723 | 2018-06-19 | 19 | 31.81 | 0.93 | 32.74 | 154631.02
6 | 19 | 20:00 | 1589 | 2018-06-19 | 20 | 31.19 | 0.98 | 32.17 | 51118.13
6 | 19 | 21:00 | 54 | 2018-06-19 | 21 | 28.61 | 1.03 | 29.64 | 1600.56
6 | 19 | 22:00 | 0 | 2018-06-19 | 22 | 31.21 | 1.09 | 32.3 | 0
6 | 19 | 23:00 | 0 | 2018-06-19 | 23 | 29.98 | 1.31 | 31.29 | 0
6 | 19 | 24:00 | 0 | 2018-06-19 | 24 | 24.36 | 0.41 | 24.77 | 0
6 | 20 | 01:00 | 0 | 2018-06-20 | 1 | 31.47 | 0.74 | 32.21 | 0
6 | 20 | 02:00 | 0 | 2018-06-20 | 2 | 35.54 | 0.68 | 36.22 | 0
6 | 20 | 03:00 | 0 | 2018-06-20 | 3 | 24.39 | 0.57 | 24.96 | 0
6 | 20 | 04:00 | 0 | 2018-06-20 | 4 | 22.12 | 0.55 | 22.67 | 0
6 | 20 | 05:00 | 0 | 2018-06-20 | 5 | 22.52 | 0.55 | 23.07 | 0
6 | 20 | 06:00 | 297 | 2018-06-20 | 6 | 35.42 | 0.83 | 36.25 | 10766.25
6 | 20 | 07:00 | 3034 | 2018-06-20 | 7 | 44.36 | 1.88 | 46.24 | 140292.16
6 | 20 | 08:00 | 9464 | 2018-06-20 | 8 | 56.67 | 3.81 | 60.48 | 572382.72
6 | 20 | 09:00 | 16323 | 2018-06-20 | 9 | 32.47 | 1.74 | 34.21 | 558409.83
6 | 20 | 10:00 | 21866 | 2018-06-20 | 10 | 26.59 | 1.48 | 28.07 | 613778.62
6 | 20 | 11:00 | 26475 | 2018-06-20 | 11 | 33.75 | 1.93 | 35.68 | 944628
6 | 20 | 12:00 | 27614 | 2018-06-20 | 12 | 22.14 | 1.37 | 23.51 | 649205.14
6 | 20 | 13:00 | 25590 | 2018-06-20 | 13 | 24.31 | 1.4 | 25.71 | 657918.9
6 | 20 | 14:00 | 20418 | 2018-06-20 | 14 | 27.93 | 1.34 | 29.27 | 597634.86
6 | 20 | 15:00 | 19755 | 2018-06-20 | 15 | 30.21 | 1.36 | 31.57 | 623665.35
6 | 20 | 16:00 | 19629 | 2018-06-20 | 16 | 41.63 | 1.35 | 42.98 | 843654.42
6 | 20 | 17:00 | 14813 | 2018-06-20 | 17 | 28.87 | 1.29 | 30.16 | 446760.08
6 | 20 | 18:00 | 9747 | 2018-06-20 | 18 | 27.95 | 1.3 | 29.25 | 285099.75
6 | 20 | 19:00 | 4487 | 2018-06-20 | 19 | 38.85 | 1.69 | 40.54 | 181902.98
6 | 20 | 20:00 | 1768 | 2018-06-20 | 20 | 30.05 | 1.39 | 31.44 | 55585.92
6 | 20 | 21:00 | 105 | 2018-06-20 | 21 | 26.39 | 1.37 | 27.76 | 2914.8
6 | 20 | 22:00 | 0 | 2018-06-20 | 22 | 35.55 | 1.61 | 37.16 | 0
6 | 20 | 23:00 | 0 | 2018-06-20 | 23 | 33.92 | 1.73 | 35.65 | 0
6 | 20 | 24:00 | 0 | 2018-06-20 | 24 | 22.89 | 0.67 | 23.56 | 0
6 | 21 | 01:00 | 0 | 2018-06-21 | 1 | 33.66 | 2.72 | 36.38 | 0
6 | 21 | 02:00 | 0 | 2018-06-21 | 2 | 28.68 | 1.89 | 30.57 | 0
6 | 21 | 03:00 | 0 | 2018-06-21 | 3 | 42.65 | 1.98 | 44.63 | 0
6 | 21 | 04:00 | 0 | 2018-06-21 | 4 | 29.99 | 1.88 | 31.87 | 0
6 | 21 | 05:00 | 0 | 2018-06-21 | 5 | 28.2 | 1.88 | 30.08 | 0
6 | 21 | 06:00 | 416 | 2018-06-21 | 6 | 24.77 | 1.98 | 26.75 | 11128
6 | 21 | 07:00 | 3261 | 2018-06-21 | 7 | 26.92 | 2.04 | 28.96 | 94438.56
6 | 21 | 08:00 | 7482 | 2018-06-21 | 8 | 48.17 | 3.39 | 51.56 | 385771.92
6 | 21 | 09:00 | 13306 | 2018-06-21 | 9 | 41.09 | 3.13 | 44.22 | 588391.32
6 | 21 | 10:00 | 13379 | 2018-06-21 | 10 | 37.01 | 3.32 | 40.33 | 539575.07
6 | 21 | 11:00 | 13033 | 2018-06-21 | 11 | 66.75 | 3.99 | 70.74 | 921954.42
6 | 21 | 12:00 | 15089 | 2018-06-21 | 12 | 62.82 | 3.87 | 66.69 | 1006285.41
6 | 21 | 13:00 | 19816 | 2018-06-21 | 13 | 35.26 | 2.8 | 38.06 | 754196.96
6 | 21 | 14:00 | 22087 | 2018-06-21 | 14 | 42.12 | 2.74 | 44.86 | 990822.82
6 | 21 | 15:00 | 23218 | 2018-06-21 | 15 | 63.47 | 3.07 | 66.54 | 1544925.72
6 | 21 | 16:00 | 23259 | 2018-06-21 | 16 | 58.47 | 2.79 | 61.26 | 1424846.34
6 | 21 | 17:00 | 17035 | 2018-06-21 | 17 | 57.87 | 2.85 | 60.72 | 1034365.2
6 | 21 | 18:00 | 10377 | 2018-06-21 | 18 | 61.02 | 2.89 | 63.91 | 663194.07
6 | 21 | 19:00 | 4749 | 2018-06-21 | 19 | 83.32 | 3.75 | 87.07 | 413495.43
6 | 21 | 20:00 | 1567 | 2018-06-21 | 20 | 83.25 | 5.11 | 88.36 | 138460.12
6 | 21 | 21:00 | 59 | 2018-06-21 | 21 | 45.94 | 3.71 | 49.65 | 2929.35
6 | 21 | 22:00 | 0 | 2018-06-21 | 22 | 27.09 | 2.83 | 29.92 | 0
6 | 21 | 23:00 | 0 | 2018-06-21 | 23 | 35.04 | 3.42 | 38.46 | 0
6 | 21 | 24:00 | 0 | 2018-06-21 | 24 | 22.98 | 1.96 | 24.94 | 0
6 | 22 | 01:00 | 0 | 2018-06-22 | 1 | 22.6 | 0.41 | 23.01 | 0
6 | 22 | 02:00 | 0 | 2018-06-22 | 2 | 24.79 | 0.41 | 25.2 | 0
6 | 22 | 03:00 | 0 | 2018-06-22 | 3 | 33.02 | 0.49 | 33.51 | 0
6 | 22 | 04:00 | 0 | 2018-06-22 | 4 | 32.46 | 0.49 | 32.95 | 0
6 | 22 | 05:00 | 0 | 2018-06-22 | 5 | 24.5 | 0.43 | 24.93 | 0
6 | 22 | 06:00 | 290 | 2018-06-22 | 6 | 23.63 | 0.51 | 24.14 | 7000.6
6 | 22 | 07:00 | 3128 | 2018-06-22 | 7 | 29.61 | 0.68 | 30.29 | 94747.12
6 | 22 | 08:00 | 9663 | 2018-06-22 | 8 | 29.23 | 1.59 | 30.82 | 297813.66
6 | 22 | 09:00 | 16718 | 2018-06-22 | 9 | 29.2 | 1.44 | 30.64 | 512239.52
6 | 22 | 10:00 | 23267 | 2018-06-22 | 10 | 25.6 | 1.34 | 26.94 | 626812.98
6 | 22 | 11:00 | 27358 | 2018-06-22 | 11 | 23.12 | 1.27 | 24.39 | 667261.62
6 | 22 | 12:00 | 29117 | 2018-06-22 | 12 | 27.88 | 1.29 | 29.17 | 849342.89
6 | 22 | 13:00 | 29739 | 2018-06-22 | 13 | 33.1 | 1.36 | 34.46 | 1024805.94
6 | 22 | 14:00 | 28999 | 2018-06-22 | 14 | 33.78 | 1.29 | 35.07 | 1016994.93
6 | 22 | 15:00 | 23978 | 2018-06-22 | 15 | 29.4 | 1.25 | 30.65 | 734925.7
6 | 22 | 16:00 | 22159 | 2018-06-22 | 16 | 34.41 | 1.32 | 35.73 | 791741.07
6 | 22 | 17:00 | 16782 | 2018-06-22 | 17 | 32.5 | 1.28 | 33.78 | 566895.96
6 | 22 | 18:00 | 9432 | 2018-06-22 | 18 | 28.65 | 1.26 | 29.91 | 282111.12
6 | 22 | 19:00 | 5222 | 2018-06-22 | 19 | 25.78 | 1.29 | 27.07 | 141359.54
6 | 22 | 20:00 | 1881 | 2018-06-22 | 20 | 22.57 | 1.27 | 23.84 | 44843.04
6 | 22 | 21:00 | 95 | 2018-06-22 | 21 | 22.33 | 1.28 | 23.61 | 2242.95
6 | 22 | 22:00 | 0 | 2018-06-22 | 22 | 24.8 | 1.37 | 26.17 | 0
6 | 22 | 23:00 | 0 | 2018-06-22 | 23 | 24.14 | 1.52 | 25.66 | 0
6 | 22 | 24:00 | 0 | 2018-06-22 | 24 | 21.31 | 0.52 | 21.83 | 0
6 | 23 | 01:00 | 0 | 2018-06-23 | 1 | 20.02 | 0.21 | 20.23 | 0
6 | 23 | 02:00 | 0 | 2018-06-23 | 2 | 20.24 | 0.21 | 20.45 | 0
6 | 23 | 03:00 | 0 | 2018-06-23 | 3 | 19.53 | 0.21 | 19.74 | 0
6 | 23 | 04:00 | 0 | 2018-06-23 | 4 | 18.36 | 0.19 | 18.55 | 0
6 | 23 | 05:00 | 0 | 2018-06-23 | 5 | 18.12 | 0.19 | 18.31 | 0
6 | 23 | 06:00 | 61 | 2018-06-23 | 6 | 20.3 | 0.2 | 20.5 | 1250.5
6 | 23 | 07:00 | 1335 | 2018-06-23 | 7 | 22.99 | 0.31 | 23.3 | 31105.5
6 | 23 | 08:00 | 2438 | 2018-06-23 | 8 | 30.09 | 0.46 | 30.55 | 74480.9
6 | 23 | 09:00 | 3957 | 2018-06-23 | 9 | 30.7 | 0.54 | 31.24 | 123616.68
6 | 23 | 10:00 | 7003 | 2018-06-23 | 10 | 33.36 | 0.53 | 33.89 | 237331.67
6 | 23 | 11:00 | 8540 | 2018-06-23 | 11 | 25.41 | 0.44 | 25.85 | 220759
6 | 23 | 12:00 | 9408 | 2018-06-23 | 12 | 20.46 | 0.23 | 20.69 | 194651.52
6 | 23 | 13:00 | 7065 | 2018-06-23 | 13 | 22.27 | 0.31 | 22.58 | 159527.7
6 | 23 | 14:00 | 6304 | 2018-06-23 | 14 | 20.33 | 0.24 | 20.57 | 129673.28
6 | 23 | 15:00 | 6767 | 2018-06-23 | 15 | 19.6 | 0.24 | 19.84 | 134257.28
6 | 23 | 16:00 | 5462 | 2018-06-23 | 16 | 18.58 | 0.22 | 18.8 | 102685.6
6 | 23 | 17:00 | 6400 | 2018-06-23 | 17 | 18.51 | 0.24 | 18.75 | 120000
6 | 23 | 18:00 | 2238 | 2018-06-23 | 18 | 18.64 | 0.23 | 18.87 | 42231.06
6 | 23 | 19:00 | 1330 | 2018-06-23 | 19 | 17.91 | 0.23 | 18.14 | 24126.2
6 | 23 | 20:00 | 464 | 2018-06-23 | 20 | 17.41 | 0.21 | 17.62 | 8175.68
6 | 23 | 21:00 | 10 | 2018-06-23 | 21 | 17.4 | 0.22 | 17.62 | 176.2
6 | 23 | 22:00 | 0 | 2018-06-23 | 22 | 17.95 | 0.22 | 18.17 | 0
6 | 23 | 23:00 | 0 | 2018-06-23 | 23 | 15.92 | 0.26 | 16.18 | 0
6 | 23 | 24:00 | 0 | 2018-06-23 | 24 | 12.36 | 0.33 | 12.69 | 0
6 | 24 | 01:00 | 0 | 2018-06-24 | 1 | 17.84 | 0.38 | 18.22 | 0
6 | 24 | 02:00 | 0 | 2018-06-24 | 2 | 18.37 | 0.29 | 18.66 | 0
6 | 24 | 03:00 | 0 | 2018-06-24 | 3 | 17.32 | 0.27 | 17.59 | 0
6 | 24 | 04:00 | 0 | 2018-06-24 | 4 | 17.25 | 0.27 | 17.52 | 0
6 | 24 | 05:00 | 0 | 2018-06-24 | 5 | 16.84 | 0.26 | 17.1 | 0
6 | 24 | 06:00 | 237 | 2018-06-24 | 6 | 16.75 | 0.26 | 17.01 | 4031.37
6 | 24 | 07:00 | 2187 | 2018-06-24 | 7 | 16.85 | 0.34 | 17.19 | 37594.53
6 | 24 | 08:00 | 4662 | 2018-06-24 | 8 | 17.34 | 0.33 | 17.67 | 82377.54
6 | 24 | 09:00 | 9189 | 2018-06-24 | 9 | 17.52 | 0.34 | 17.86 | 164115.54
6 | 24 | 10:00 | 11072 | 2018-06-24 | 10 | 17.4 | 0.3 | 17.7 | 195974.4
6 | 24 | 11:00 | 14203 | 2018-06-24 | 11 | 17.41 | 0.29 | 17.7 | 251393.1
6 | 24 | 12:00 | 10160 | 2018-06-24 | 12 | 17.53 | 0.29 | 17.82 | 181051.2
6 | 24 | 13:00 | 14393 | 2018-06-24 | 13 | 17.47 | 0.29 | 17.76 | 255619.68
6 | 24 | 14:00 | 17618 | 2018-06-24 | 14 | 18.1 | 0.29 | 18.39 | 323995.02
6 | 24 | 15:00 | 14307 | 2018-06-24 | 15 | 23.17 | 0.3 | 23.47 | 335785.29
6 | 24 | 16:00 | 10780 | 2018-06-24 | 16 | 26.59 | 0.28 | 26.87 | 289658.6
6 | 24 | 17:00 | 7817 | 2018-06-24 | 17 | 28.44 | 0.26 | 28.7 | 224347.9
6 | 24 | 18:00 | 3859 | 2018-06-24 | 18 | 35.66 | 0.38 | 36.04 | 139078.36
6 | 24 | 19:00 | 2277 | 2018-06-24 | 19 | 32.17 | 0.33 | 32.5 | 74002.5
6 | 24 | 20:00 | 443 | 2018-06-24 | 20 | 35.68 | 0.4 | 36.08 | 15983.44
6 | 24 | 21:00 | 27 | 2018-06-24 | 21 | 37.03 | 0.37 | 37.4 | 1009.8
6 | 24 | 22:00 | 0 | 2018-06-24 | 22 | 29.51 | 0.3 | 29.81 | 0
6 | 24 | 23:00 | 0 | 2018-06-24 | 23 | 24.59 | 0.46 | 25.05 | 0
6 | 24 | 24:00 | 0 | 2018-06-24 | 24 | 22.1 | 0.39 | 22.49 | 0
6 | 25 | 01:00 | 0 | 2018-06-25 | 1 | 20.48 | 0.24 | 20.72 | 0
6 | 25 | 02:00 | 0 | 2018-06-25 | 2 | 22.03 | 0.25 | 22.28 | 0
6 | 25 | 03:00 | 0 | 2018-06-25 | 3 | 20.53 | 0.25 | 20.78 | 0
6 | 25 | 04:00 | 0 | 2018-06-25 | 4 | 18.37 | 0.23 | 18.6 | 0
6 | 25 | 05:00 | 0 | 2018-06-25 | 5 | 20.28 | 0.22 | 20.5 | 0
6 | 25 | 06:00 | 240 | 2018-06-25 | 6 | 21.83 | 0.33 | 22.16 | 5318.4
6 | 25 | 07:00 | 2254 | 2018-06-25 | 7 | 22.16 | 0.41 | 22.57 | 50872.78
6 | 25 | 08:00 | 7870 | 2018-06-25 | 8 | 28.68 | 1.37 | 30.05 | 236493.5
6 | 25 | 09:00 | 13046 | 2018-06-25 | 9 | 26.58 | 1.17 | 27.75 | 362026.5
6 | 25 | 10:00 | 17105 | 2018-06-25 | 10 | 29.94 | 1.15 | 31.09 | 531794.45
6 | 25 | 11:00 | 14707 | 2018-06-25 | 11 | 27.34 | 1.12 | 28.46 | 418561.22
6 | 25 | 12:00 | 18670 | 2018-06-25 | 12 | 24.03 | 1.08 | 25.11 | 468803.7
6 | 25 | 13:00 | 22449 | 2018-06-25 | 13 | 25.11 | 1.1 | 26.21 | 588388.29
6 | 25 | 14:00 | 19527 | 2018-06-25 | 14 | 27.44 | 1.1 | 28.54 | 557300.58
6 | 25 | 15:00 | 22028 | 2018-06-25 | 15 | 29.44 | 1.06 | 30.5 | 671854
6 | 25 | 16:00 | 18084 | 2018-06-25 | 16 | 26.15 | 1.07 | 27.22 | 492246.48
6 | 25 | 17:00 | 18600 | 2018-06-25 | 17 | 26 | 1.05 | 27.05 | 503130
6 | 25 | 18:00 | 10059 | 2018-06-25 | 18 | 32.94 | 1.02 | 33.96 | 341603.64
6 | 25 | 19:00 | 5043 | 2018-06-25 | 19 | 41.87 | 1.17 | 43.04 | 217050.72
6 | 25 | 20:00 | 1839 | 2018-06-25 | 20 | 35.61 | 1.19 | 36.8 | 67675.2
6 | 25 | 21:00 | 64 | 2018-06-25 | 21 | 27.16 | 1.15 | 28.31 | 1811.84
6 | 25 | 22:00 | 0 | 2018-06-25 | 22 | 29.34 | 1.28 | 30.62 | 0
6 | 25 | 23:00 | 0 | 2018-06-25 | 23 | 21.42 | 1.32 | 22.74 | 0
6 | 25 | 24:00 | 0 | 2018-06-25 | 24 | 19.46 | 0.44 | 19.9 | 0
6 | 26 | 01:00 | 0 | 2018-06-26 | 1 | 21.27 | 0.9 | 22.17 | 0
6 | 26 | 02:00 | 0 | 2018-06-26 | 2 | 23.22 | 0.88 | 24.1 | 0
6 | 26 | 03:00 | 0 | 2018-06-26 | 3 | 25.61 | 0.9 | 26.51 | 0
6 | 26 | 04:00 | 0 | 2018-06-26 | 4 | 26.94 | 0.91 | 27.85 | 0
6 | 26 | 05:00 | 0 | 2018-06-26 | 5 | 26.43 | 0.88 | 27.31 | 0
6 | 26 | 06:00 | 275 | 2018-06-26 | 6 | 25.16 | 1.12 | 26.28 | 7227
6 | 26 | 07:00 | 3021 | 2018-06-26 | 7 | 22.98 | 1.06 | 24.04 | 72624.84
6 | 26 | 08:00 | 9458 | 2018-06-26 | 8 | 22.87 | 1.99 | 24.86 | 235125.88
6 | 26 | 09:00 | 16798 | 2018-06-26 | 9 | 22.85 | 1.86 | 24.71 | 415078.58
6 | 26 | 10:00 | 23104 | 2018-06-26 | 10 | 22.4 | 1.79 | 24.19 | 558885.76
6 | 26 | 11:00 | 27195 | 2018-06-26 | 11 | 20.14 | 1.7 | 21.84 | 593938.8
6 | 26 | 12:00 | 29093 | 2018-06-26 | 12 | 19.11 | 1.67 | 20.78 | 604552.54
6 | 26 | 13:00 | 29610 | 2018-06-26 | 13 | 19.31 | 1.66 | 20.97 | 620921.7
6 | 26 | 14:00 | 28945 | 2018-06-26 | 14 | 20.26 | 1.63 | 21.89 | 633606.05
6 | 26 | 15:00 | 26983 | 2018-06-26 | 15 | 21.47 | 1.63 | 23.1 | 623307.3
6 | 26 | 16:00 | 23191 | 2018-06-26 | 16 | 23.89 | 1.66 | 25.55 | 592530.05
6 | 26 | 17:00 | 17885 | 2018-06-26 | 17 | 25.84 | 1.64 | 27.48 | 491479.8
6 | 26 | 18:00 | 10816 | 2018-06-26 | 18 | 36.69 | 1.8 | 38.49 | 416307.84
6 | 26 | 19:00 | 5036 | 2018-06-26 | 19 | 35.04 | 1.7 | 36.74 | 185022.64
6 | 26 | 20:00 | 1561 | 2018-06-26 | 20 | 33.53 | 2.21 | 35.74 | 55790.14
6 | 26 | 21:00 | 52 | 2018-06-26 | 21 | 24.51 | 1.79 | 26.3 | 1367.6
6 | 26 | 22:00 | 0 | 2018-06-26 | 22 | 22.19 | 1.74 | 23.93 | 0
6 | 26 | 23:00 | 0 | 2018-06-26 | 23 | 20.42 | 1.89 | 22.31 | 0
6 | 26 | 24:00 | 0 | 2018-06-26 | 24 | 21.12 | 0.96 | 22.08 | 0
6 | 27 | 01:00 | 0 | 2018-06-27 | 1 | 34.03 | 0.39 | 34.42 | 0
6 | 27 | 02:00 | 0 | 2018-06-27 | 2 | 33.04 | 0.42 | 33.46 | 0
6 | 27 | 03:00 | 0 | 2018-06-27 | 3 | 22.26 | 0.33 | 22.59 | 0
6 | 27 | 04:00 | 0 | 2018-06-27 | 4 | 21.78 | 0.3 | 22.08 | 0
6 | 27 | 05:00 | 0 | 2018-06-27 | 5 | 20.79 | 0.29 | 21.08 | 0
6 | 27 | 06:00 | 314 | 2018-06-27 | 6 | 23.3 | 0.37 | 23.67 | 7432.38
6 | 27 | 07:00 | 2831 | 2018-06-27 | 7 | 22.67 | 0.47 | 23.14 | 65509.34
6 | 27 | 08:00 | 6407 | 2018-06-27 | 8 | 23.95 | 1.4 | 25.35 | 162417.45
6 | 27 | 09:00 | 10166 | 2018-06-27 | 9 | 24.56 | 1.26 | 25.82 | 262486.12
6 | 27 | 10:00 | 15854 | 2018-06-27 | 10 | 23.57 | 1.19 | 24.76 | 392545.04
6 | 27 | 11:00 | 17522 | 2018-06-27 | 11 | 21.35 | 1.14 | 22.49 | 394069.78
6 | 27 | 12:00 | 18995 | 2018-06-27 | 12 | 22.24 | 1.1 | 23.34 | 443343.3
6 | 27 | 13:00 | 16978 | 2018-06-27 | 13 | 22.32 | 1.1 | 23.42 | 397624.76
6 | 27 | 14:00 | 18373 | 2018-06-27 | 14 | 24.95 | 1.08 | 26.03 | 478249.19
6 | 27 | 15:00 | 14543 | 2018-06-27 | 15 | 28.07 | 1.1 | 29.17 | 424219.31
6 | 27 | 16:00 | 11347 | 2018-06-27 | 16 | 24.6 | 1.08 | 25.68 | 291390.96
6 | 27 | 17:00 | 7510 | 2018-06-27 | 17 | 23.71 | 1.11 | 24.82 | 186398.2
6 | 27 | 18:00 | 4929 | 2018-06-27 | 18 | 21.88 | 1.09 | 22.97 | 113219.13
6 | 27 | 19:00 | 1570 | 2018-06-27 | 19 | 22.34 | 1.1 | 23.44 | 36800.8
6 | 27 | 20:00 | 227 | 2018-06-27 | 20 | 22.04 | 1.11 | 23.15 | 5255.05
6 | 27 | 21:00 | 0 | 2018-06-27 | 21 | 22.06 | 1.13 | 23.19 | 0
6 | 27 | 22:00 | 0 | 2018-06-27 | 22 | 22.65 | 1.24 | 23.89 | 0
6 | 27 | 23:00 | 0 | 2018-06-27 | 23 | 24.48 | 1.45 | 25.93 | 0
6 | 27 | 24:00 | 0 | 2018-06-27 | 24 | 20.18 | 0.41 | 20.59 | 0
6 | 28 | 01:00 | 0 | 2018-06-28 | 1 | 20.99 | 0.37 | 21.36 | 0
6 | 28 | 02:00 | 0 | 2018-06-28 | 2 | 22.32 | 0.38 | 22.7 | 0
6 | 28 | 03:00 | 0 | 2018-06-28 | 3 | 25.68 | 0.41 | 26.09 | 0
6 | 28 | 04:00 | 0 | 2018-06-28 | 4 | 25.91 | 0.41 | 26.32 | 0
6 | 28 | 05:00 | 0 | 2018-06-28 | 5 | 22.94 | 0.39 | 23.33 | 0
6 | 28 | 06:00 | 62 | 2018-06-28 | 6 | 28.16 | 0.5 | 28.66 | 1776.92
6 | 28 | 07:00 | 374 | 2018-06-28 | 7 | 36.83 | 0.95 | 37.78 | 14129.72
6 | 28 | 08:00 | 977 | 2018-06-28 | 8 | 25.35 | 1.39 | 26.74 | 26124.98
6 | 28 | 09:00 | 1782 | 2018-06-28 | 9 | 30.89 | 1.31 | 32.2 | 57380.4
6 | 28 | 10:00 | 3392 | 2018-06-28 | 10 | 40.85 | 1.31 | 42.16 | 143006.72
6 | 28 | 11:00 | 3767 | 2018-06-28 | 11 | 39.44 | 1.32 | 40.76 | 153542.92
6 | 28 | 12:00 | 8146 | 2018-06-28 | 12 | 33.13 | 1.27 | 34.4 | 280222.4
6 | 28 | 13:00 | 8914 | 2018-06-28 | 13 | 40.27 | 1.49 | 41.76 | 372248.64
6 | 28 | 14:00 | 5520 | 2018-06-28 | 14 | 36.09 | 1.42 | 37.51 | 207055.2
6 | 28 | 15:00 | 8729 | 2018-06-28 | 15 | 37.06 | 1.22 | 38.28 | 334146.12
6 | 28 | 16:00 | 9049 | 2018-06-28 | 16 | 43.84 | 1.37 | 45.21 | 409105.29
6 | 28 | 17:00 | 4610 | 2018-06-28 | 17 | 43.64 | 1.19 | 44.83 | 206666.3
6 | 28 | 18:00 | 2668 | 2018-06-28 | 18 | 46.84 | 1.41 | 48.25 | 128731
6 | 28 | 19:00 | 2867 | 2018-06-28 | 19 | 42.52 | 1.5 | 44.02 | 126205.34
6 | 28 | 20:00 | 1148 | 2018-06-28 | 20 | 32.18 | 1.34 | 33.52 | 38480.96
6 | 28 | 21:00 | 85 | 2018-06-28 | 21 | 26.16 | 1.25 | 27.41 | 2329.85
6 | 28 | 22:00 | 0 | 2018-06-28 | 22 | 27.36 | 1.22 | 28.58 | 0
6 | 28 | 23:00 | 0 | 2018-06-28 | 23 | 34.85 | 1.42 | 36.27 | 0
6 | 28 | 24:00 | 0 | 2018-06-28 | 24 | 33.05 | 1.1 | 34.15 | 0
6 | 29 | 01:00 | 0 | 2018-06-29 | 1 | 24.9 | 0.95 | 25.85 | 0
6 | 29 | 02:00 | 0 | 2018-06-29 | 2 | 23.82 | 0.87 | 24.69 | 0
6 | 29 | 03:00 | 0 | 2018-06-29 | 3 | 24.03 | 0.85 | 24.88 | 0
6 | 29 | 04:00 | 0 | 2018-06-29 | 4 | 24.28 | 0.85 | 25.13 | 0
6 | 29 | 05:00 | 0 | 2018-06-29 | 5 | 21.26 | 0.85 | 22.11 | 0
6 | 29 | 06:00 | 277 | 2018-06-29 | 6 | 22.57 | 0.95 | 23.52 | 6515.04
6 | 29 | 07:00 | 2799 | 2018-06-29 | 7 | 22.26 | 0.96 | 23.22 | 64992.78
6 | 29 | 08:00 | 8605 | 2018-06-29 | 8 | 23.08 | 1.72 | 24.8 | 213404
6 | 29 | 09:00 | 15877 | 2018-06-29 | 9 | 29.85 | 1.65 | 31.5 | 500125.5
6 | 29 | 10:00 | 21959 | 2018-06-29 | 10 | 32.3 | 1.62 | 33.92 | 744849.28
6 | 29 | 11:00 | 25563 | 2018-06-29 | 11 | 38.38 | 1.63 | 40.01 | 1022775.63
6 | 29 | 12:00 | 27229 | 2018-06-29 | 12 | 45.51 | 1.58 | 47.09 | 1282213.61
6 | 29 | 13:00 | 25453 | 2018-06-29 | 13 | 32.95 | 1.51 | 34.46 | 877110.38
6 | 29 | 14:00 | 26010 | 2018-06-29 | 14 | 30.78 | 1.48 | 32.26 | 839082.6
6 | 29 | 15:00 | 19943 | 2018-06-29 | 15 | 34.72 | 1.5 | 36.22 | 722335.46
6 | 29 | 16:00 | 19904 | 2018-06-29 | 16 | 32.6 | 1.53 | 34.13 | 679323.52
6 | 29 | 17:00 | 15326 | 2018-06-29 | 17 | 29.1 | 1.49 | 30.59 | 468822.34
6 | 29 | 18:00 | 9329 | 2018-06-29 | 18 | 41.01 | 1.49 | 42.5 | 396482.5
6 | 29 | 19:00 | 3865 | 2018-06-29 | 19 | 51.96 | 1.59 | 53.55 | 206970.75
6 | 29 | 20:00 | 1358 | 2018-06-29 | 20 | 52.34 | 1.83 | 54.17 | 73562.86
6 | 29 | 21:00 | 51 | 2018-06-29 | 21 | 27.96 | 1.66 | 29.62 | 1510.62
6 | 29 | 22:00 | 0 | 2018-06-29 | 22 | 34.03 | 1.74 | 35.77 | 0
6 | 29 | 23:00 | 0 | 2018-06-29 | 23 | 26.11 | 1.69 | 27.8 | 0
6 | 29 | 24:00 | 0 | 2018-06-29 | 24 | 27.23 | 0.93 | 28.16 | 0
6 | 30 | 01:00 | 0 | 2018-06-30 | 1 | 36.2 | 0.44 | 36.64 | 0
6 | 30 | 02:00 | 0 | 2018-06-30 | 2 | 24.03 | 0.4 | 24.43 | 0
6 | 30 | 03:00 | 0 | 2018-06-30 | 3 | 23.8 | 0.38 | 24.18 | 0
6 | 30 | 04:00 | 0 | 2018-06-30 | 4 | 29.13 | 0.41 | 29.54 | 0
6 | 30 | 05:00 | 0 | 2018-06-30 | 5 | 30.5 | 0.42 | 30.92 | 0
6 | 30 | 06:00 | 227 | 2018-06-30 | 6 | 30.91 | 0.43 | 31.34 | 7114.18
6 | 30 | 07:00 | 2888 | 2018-06-30 | 7 | 27.32 | 0.46 | 27.78 | 80228.64
6 | 30 | 08:00 | 7634 | 2018-06-30 | 8 | 26.39 | 0.48 | 26.87 | 205125.58
6 | 30 | 09:00 | 15081 | 2018-06-30 | 9 | 47.39 | 0.86 | 48.25 | 727658.25
6 | 30 | 10:00 | 19876 | 2018-06-30 | 10 | 40.39 | 0.44 | 40.83 | 811537.08
6 | 30 | 11:00 | 24701 | 2018-06-30 | 11 | 33.84 | 0.53 | 34.37 | 848973.37
6 | 30 | 12:00 | 27011 | 2018-06-30 | 12 | 29.81 | 0.44 | 30.25 | 817082.75
6 | 30 | 13:00 | 25041 | 2018-06-30 | 13 | 33.48 | 0.48 | 33.96 | 850392.36
6 | 30 | 14:00 | 25435 | 2018-06-30 | 14 | 33.32 | 0.51 | 33.83 | 860466.05
6 | 30 | 15:00 | 23129 | 2018-06-30 | 15 | 30.4 | 0.41 | 30.81 | 712604.49
6 | 30 | 16:00 | 19118 | 2018-06-30 | 16 | 30.88 | 0.42 | 31.3 | 598393.4
6 | 30 | 17:00 | 15714 | 2018-06-30 | 17 | 52.22 | 0.82 | 53.04 | 833470.56
6 | 30 | 18:00 | 9902 | 2018-06-30 | 18 | 46.24 | 0.55 | 46.79 | 463314.58
6 | 30 | 19:00 | 4556 | 2018-06-30 | 19 | 55.39 | 0.61 | 56 | 255136
6 | 30 | 20:00 | 1721 | 2018-06-30 | 20 | 47.47 | 0.5 | 47.97 | 82556.37
6 | 30 | 21:00 | 93 | 2018-06-30 | 21 | 43.58 | 0.48 | 44.06 | 4097.58
6 | 30 | 22:00 | 0 | 2018-06-30 | 22 | 35.16 | 0.47 | 35.63 | 0
6 | 30 | 23:00 | 0 | 2018-06-30 | 23 | 45.96 | 0.61 | 46.57 | 0
6 | 30 | 24:00 | 0 | 2018-06-30 | 24 | 37.55 | 0.74 | 38.29 | 0
7 | 1 | 01:00 | 0 | 2018-07-01 | 1 | 31.61 | 1.79 | 33.4 | 0
7 | 1 | 02:00 | 0 | 2018-07-01 | 2 | 26.93 | 1.69 | 28.62 | 0
7 | 1 | 03:00 | 0 | 2018-07-01 | 3 | 26.92 | 1.65 | 28.57 | 0
7 | 1 | 04:00 | 0 | 2018-07-01 | 4 | 24.86 | 1.66 | 26.52 | 0
7 | 1 | 05:00 | 0 | 2018-07-01 | 5 | 23.93 | 1.65 | 25.58 | 0
7 | 1 | 06:00 | 73 | 2018-07-01 | 6 | 23.25 | 1.65 | 24.9 | 1817.7
7 | 1 | 07:00 | 2036 | 2018-07-01 | 7 | 21 | 1.73 | 22.73 | 46278.28
7 | 1 | 08:00 | 6526 | 2018-07-01 | 8 | 20.92 | 1.73 | 22.65 | 147813.9
7 | 1 | 09:00 | 11010 | 2018-07-01 | 9 | 22.58 | 1.69 | 24.27 | 267212.7
7 | 1 | 10:00 | 16725 | 2018-07-01 | 10 | 24.84 | 1.66 | 26.5 | 443212.5
7 | 1 | 11:00 | 23658 | 2018-07-01 | 11 | 37.77 | 1.75 | 39.52 | 934964.16
7 | 1 | 12:00 | 24578 | 2018-07-01 | 12 | 64.05 | 1.79 | 65.84 | 1618215.52
7 | 1 | 13:00 | 23298 | 2018-07-01 | 13 | 63.24 | 1.77 | 65.01 | 1514602.98
7 | 1 | 14:00 | 22145 | 2018-07-01 | 14 | 73.91 | 1.92 | 75.83 | 1679255.35
7 | 1 | 15:00 | 21988 | 2018-07-01 | 15 | 80.14 | 1.84 | 81.98 | 1802576.24
7 | 1 | 16:00 | 18509 | 2018-07-01 | 16 | 68.15 | 1.8 | 69.95 | 1294704.55
7 | 1 | 17:00 | 15785 | 2018-07-01 | 17 | 67.37 | 1.83 | 69.2 | 1092322
7 | 1 | 18:00 | 10083 | 2018-07-01 | 18 | 60.48 | 1.77 | 62.25 | 627666.75
7 | 1 | 19:00 | 4570 | 2018-07-01 | 19 | 76.28 | 2.09 | 78.37 | 358150.9
7 | 1 | 20:00 | 1676 | 2018-07-01 | 20 | 63.67 | 2.28 | 65.95 | 110532.2
7 | 1 | 21:00 | 110 | 2018-07-01 | 21 | 78.8 | 2.02 | 80.82 | 8890.2
7 | 1 | 22:00 | 0 | 2018-07-01 | 22 | 70.26 | 1.9 | 72.16 | 0
7 | 1 | 23:00 | 0 | 2018-07-01 | 23 | 56.89 | 2.12 | 59.01 | 0
7 | 1 | 24:00 | 0 | 2018-07-01 | 24 | 50.42 | 2.12 | 52.54 | 0
7 | 2 | 01:00 | 0 | 2018-07-02 | 1 | 45.73 | 5.76 | 51.49 | 0
7 | 2 | 02:00 | 0 | 2018-07-02 | 2 | 37.47 | 5.66 | 43.13 | 0
7 | 2 | 03:00 | 0 | 2018-07-02 | 3 | 36.05 | 5.65 | 41.7 | 0
7 | 2 | 04:00 | 0 | 2018-07-02 | 4 | 29.85 | 5.62 | 35.47 | 0
7 | 2 | 05:00 | 0 | 2018-07-02 | 5 | 30.18 | 5.62 | 35.8 | 0
7 | 2 | 06:00 | 192 | 2018-07-02 | 6 | 33.55 | 5.83 | 39.38 | 7560.96
7 | 2 | 07:00 | 1748 | 2018-07-02 | 7 | 29.48 | 5.8 | 35.28 | 61669.44
7 | 2 | 08:00 | 5162 | 2018-07-02 | 8 | 28.4 | 6.39 | 34.79 | 179585.98
7 | 2 | 09:00 | 11789 | 2018-07-02 | 9 | 27.91 | 6.29 | 34.2 | 403183.8
7 | 2 | 10:00 | 18119 | 2018-07-02 | 10 | 28.35 | 6.24 | 34.59 | 626736.21
7 | 2 | 11:00 | 24320 | 2018-07-02 | 11 | 33.11 | 6.2 | 39.31 | 956019.2
7 | 2 | 12:00 | 26660 | 2018-07-02 | 12 | 57.97 | 6.32 | 64.29 | 1713971.4
7 | 2 | 13:00 | 23806 | 2018-07-02 | 13 | 50.91 | 6.36 | 57.27 | 1363369.62
7 | 2 | 14:00 | 26043 | 2018-07-02 | 14 | 50.48 | 6.26 | 56.74 | 1477679.82
7 | 2 | 15:00 | 25148 | 2018-07-02 | 15 | 51.23 | 6.22 | 57.45 | 1444752.6
7 | 2 | 16:00 | 21459 | 2018-07-02 | 16 | 51.06 | 6.24 | 57.3 | 1229600.7
7 | 2 | 17:00 | 16116 | 2018-07-02 | 17 | 53.58 | 6.23 | 59.81 | 963897.96
7 | 2 | 18:00 | 9051 | 2018-07-02 | 18 | 62.65 | 6.32 | 68.97 | 624247.47
7 | 2 | 19:00 | 4293 | 2018-07-02 | 19 | 39.84 | 6.19 | 46.03 | 197606.79
7 | 2 | 20:00 | 1593 | 2018-07-02 | 20 | 48.67 | 6.31 | 54.98 | 87583.14
7 | 2 | 21:00 | 31 | 2018-07-02 | 21 | 37.55 | 6.21 | 43.76 | 1356.56
7 | 2 | 22:00 | 0 | 2018-07-02 | 22 | 42.91 | 6.27 | 49.18 | 0
7 | 2 | 23:00 | 0 | 2018-07-02 | 23 | 34.55 | 6.34 | 40.89 | 0
7 | 2 | 24:00 | 0 | 2018-07-02 | 24 | 34.42 | 5.78 | 40.2 | 0
7 | 3 | 01:00 | 0 | 2018-07-03 | 1 | 53.63 | 1.06 | 54.69 | 0
7 | 3 | 02:00 | 0 | 2018-07-03 | 2 | 41.28 | 0.98 | 42.26 | 0
7 | 3 | 03:00 | 0 | 2018-07-03 | 3 | 34.26 | 0.95 | 35.21 | 0
7 | 3 | 04:00 | 0 | 2018-07-03 | 4 | 35.24 | 0.92 | 36.16 | 0
7 | 3 | 05:00 | 0 | 2018-07-03 | 5 | 35.61 | 0.92 | 36.53 | 0
7 | 3 | 06:00 | 149 | 2018-07-03 | 6 | 31.34 | 1.03 | 32.37 | 4823.13
7 | 3 | 07:00 | 1827 | 2018-07-03 | 7 | 31.6 | 1.06 | 32.66 | 59669.82
7 | 3 | 08:00 | 7701 | 2018-07-03 | 8 | 30.45 | 1.69 | 32.14 | 247510.14
7 | 3 | 09:00 | 14494 | 2018-07-03 | 9 | 28.69 | 1.55 | 30.24 | 438298.56
7 | 3 | 10:00 | 19632 | 2018-07-03 | 10 | 29.83 | 1.53 | 31.36 | 615659.52
7 | 3 | 11:00 | 22643 | 2018-07-03 | 11 | 36.47 | 1.47 | 37.94 | 859075.42
7 | 3 | 12:00 | 26416 | 2018-07-03 | 12 | 44.07 | 1.55 | 45.62 | 1205097.92
7 | 3 | 13:00 | 21718 | 2018-07-03 | 13 | 53.93 | 1.57 | 55.5 | 1205349
7 | 3 | 14:00 | 20412 | 2018-07-03 | 14 | 63.91 | 1.72 | 65.63 | 1339639.56
7 | 3 | 15:00 | 21185 | 2018-07-03 | 15 | 59.48 | 1.53 | 61.01 | 1292496.85
7 | 3 | 16:00 | 16763 | 2018-07-03 | 16 | 57.48 | 1.52 | 59 | 989017
7 | 3 | 17:00 | 14588 | 2018-07-03 | 17 | 55.13 | 1.44 | 56.57 | 825243.16
7 | 3 | 18:00 | 8514 | 2018-07-03 | 18 | 52.92 | 1.48 | 54.4 | 463161.6
7 | 3 | 19:00 | 4078 | 2018-07-03 | 19 | 48.47 | 1.42 | 49.89 | 203451.42
7 | 3 | 20:00 | 1510 | 2018-07-03 | 20 | 43.37 | 1.43 | 44.8 | 67648
7 | 3 | 21:00 | 71 | 2018-07-03 | 21 | 34.96 | 1.42 | 36.38 | 2582.98
7 | 3 | 22:00 | 0 | 2018-07-03 | 22 | 50.82 | 1.7 | 52.52 | 0
7 | 3 | 23:00 | 0 | 2018-07-03 | 23 | 49.36 | 2.11 | 51.47 | 0
7 | 3 | 24:00 | 0 | 2018-07-03 | 24 | 67.95 | 1.95 | 69.9 | 0
7 | 4 | 01:00 | 0 | 2018-07-04 | 1 | 44.86 | 0.66 | 45.52 | 0
7 | 4 | 02:00 | 0 | 2018-07-04 | 2 | 40.22 | 0.48 | 40.7 | 0
7 | 4 | 03:00 | 0 | 2018-07-04 | 3 | 32.76 | 0.41 | 33.17 | 0
7 | 4 | 04:00 | 0 | 2018-07-04 | 4 | 43.23 | 0.47 | 43.7 | 0
7 | 4 | 05:00 | 0 | 2018-07-04 | 5 | 43.89 | 0.5 | 44.39 | 0
7 | 4 | 06:00 | 206 | 2018-07-04 | 6 | 27.47 | 0.4 | 27.87 | 5741.22
7 | 4 | 07:00 | 2576 | 2018-07-04 | 7 | 28.62 | 0.46 | 29.08 | 74910.08
7 | 4 | 08:00 | 8413 | 2018-07-04 | 8 | 32.31 | 0.47 | 32.78 | 275778.14
7 | 4 | 09:00 | 15239 | 2018-07-04 | 9 | 39.64 | 0.51 | 40.15 | 611845.85
7 | 4 | 10:00 | 21109 | 2018-07-04 | 10 | 54.95 | 0.62 | 55.57 | 1173027.13
7 | 4 | 11:00 | 25249 | 2018-07-04 | 11 | 52.36 | 0.64 | 53 | 1338197
7 | 4 | 12:00 | 27319 | 2018-07-04 | 12 | 55 | 0.7 | 55.7 | 1521668.3
7 | 4 | 13:00 | 27784 | 2018-07-04 | 13 | 52.97 | 0.48 | 53.45 | 1485054.8
7 | 4 | 14:00 | 27104 | 2018-07-04 | 14 | 53.31 | 0.42 | 53.73 | 1456297.92
7 | 4 | 15:00 | 25281 | 2018-07-04 | 15 | 57.54 | 0.43 | 57.97 | 1465539.57
7 | 4 | 16:00 | 21126 | 2018-07-04 | 16 | 61.86 | 0.49 | 62.35 | 1317206.1
7 | 4 | 17:00 | 16783 | 2018-07-04 | 17 | 62.73 | 0.55 | 63.28 | 1062028.24
7 | 4 | 18:00 | 10119 | 2018-07-04 | 18 | 69.67 | 0.6 | 70.27 | 711062.13
7 | 4 | 19:00 | 4560 | 2018-07-04 | 19 | 77.55 | 0.72 | 78.27 | 356911.2
7 | 4 | 20:00 | 1456 | 2018-07-04 | 20 | 64.18 | 0.65 | 64.83 | 94392.48
7 | 4 | 21:00 | 48 | 2018-07-04 | 21 | 50.63 | 0.52 | 51.15 | 2455.2
7 | 4 | 22:00 | 0 | 2018-07-04 | 22 | 51.35 | 0.79 | 52.14 | 0
7 | 4 | 23:00 | 0 | 2018-07-04 | 23 | 50.27 | 0.82 | 51.09 | 0
7 | 4 | 24:00 | 0 | 2018-07-04 | 24 | 58.34 | 1.01 | 59.35 | 0
7 | 5 | 01:00 | 0 | 2018-07-05 | 1 | 37.35 | 6.13 | 43.48 | 0
7 | 5 | 02:00 | 0 | 2018-07-05 | 2 | 31.05 | 6 | 37.05 | 0
7 | 5 | 03:00 | 0 | 2018-07-05 | 3 | 27.39 | 5.96 | 33.35 | 0
7 | 5 | 04:00 | 0 | 2018-07-05 | 4 | 26.46 | 5.96 | 32.42 | 0
7 | 5 | 05:00 | 0 | 2018-07-05 | 5 | 25.5 | 5.95 | 31.45 | 0
7 | 5 | 06:00 | 231 | 2018-07-05 | 6 | 26.23 | 6.05 | 32.28 | 7456.68
7 | 5 | 07:00 | 2658 | 2018-07-05 | 7 | 47.85 | 6.37 | 54.22 | 144116.76
7 | 5 | 08:00 | 7783 | 2018-07-05 | 8 | 55.27 | 7.33 | 62.6 | 487215.8
7 | 5 | 09:00 | 14249 | 2018-07-05 | 9 | 61.09 | 7.13 | 68.22 | 972066.78
7 | 5 | 10:00 | 20005 | 2018-07-05 | 10 | 70.53 | 7.35 | 77.88 | 1557989.4
7 | 5 | 11:00 | 23246 | 2018-07-05 | 11 | 78.14 | 7.1 | 85.24 | 1981489.04
7 | 5 | 12:00 | 26227 | 2018-07-05 | 12 | 83.5 | 7.34 | 90.84 | 2382460.68
7 | 5 | 13:00 | 26427 | 2018-07-05 | 13 | 72.27 | 7.3 | 79.57 | 2102796.39
7 | 5 | 14:00 | 22978 | 2018-07-05 | 14 | 86.4 | 7.48 | 93.88 | 2157174.64
7 | 5 | 15:00 | 21162 | 2018-07-05 | 15 | 263.13 | 22.59 | 285.72 | 6046406.64
7 | 5 | 16:00 | 19693 | 2018-07-05 | 16 | 237.7 | 22.05 | 259.75 | 5115256.75
7 | 5 | 17:00 | 12720 | 2018-07-05 | 17 | 207.55 | 20.5 | 228.05 | 2900796
7 | 5 | 18:00 | 9091 | 2018-07-05 | 18 | 227.1 | 18.22 | 245.32 | 2230204.12
7 | 5 | 19:00 | 4707 | 2018-07-05 | 19 | 195.51 | 20.56 | 216.07 | 1017041.49
7 | 5 | 20:00 | 1365 | 2018-07-05 | 20 | 104.35 | 8.74 | 113.09 | 154367.85
7 | 5 | 21:00 | 50 | 2018-07-05 | 21 | 68.68 | 6.86 | 75.54 | 3777
7 | 5 | 22:00 | 0 | 2018-07-05 | 22 | 82.38 | 8.05 | 90.43 | 0
7 | 5 | 23:00 | 0 | 2018-07-05 | 23 | 71.93 | 8.02 | 79.95 | 0
7 | 5 | 24:00 | 0 | 2018-07-05 | 24 | 57.68 | 6.92 | 64.6 | 0
7 | 6 | 01:00 | 0 | 2018-07-06 | 1 | 47.25 | 0.6 | 47.85 | 0
7 | 6 | 02:00 | 0 | 2018-07-06 | 2 | 43.87 | 0.36 | 44.23 | 0
7 | 6 | 03:00 | 0 | 2018-07-06 | 3 | 39.63 | 0.38 | 40.01 | 0
7 | 6 | 04:00 | 0 | 2018-07-06 | 4 | 38.61 | 0.35 | 38.96 | 0
7 | 6 | 05:00 | 0 | 2018-07-06 | 5 | 47.68 | 0.4 | 48.08 | 0
7 | 6 | 06:00 | 149 | 2018-07-06 | 6 | 55.68 | 0.63 | 56.31 | 8390.19
7 | 6 | 07:00 | 1104 | 2018-07-06 | 7 | 45.71 | 0.66 | 46.37 | 51192.48
7 | 6 | 08:00 | 2675 | 2018-07-06 | 8 | 46.04 | 1.24 | 47.28 | 126474
7 | 6 | 09:00 | 5866 | 2018-07-06 | 9 | 53.1 | 1.17 | 54.27 | 318347.82
7 | 6 | 10:00 | 6914 | 2018-07-06 | 10 | 52.18 | 1.02 | 53.2 | 367824.8
7 | 6 | 11:00 | 7047 | 2018-07-06 | 11 | 60.69 | 1.31 | 62 | 436914
7 | 6 | 12:00 | 12413 | 2018-07-06 | 12 | 59.32 | 1.05 | 60.37 | 749372.81
7 | 6 | 13:00 | 18473 | 2018-07-06 | 13 | 47.21 | 0.98 | 48.19 | 890213.87
7 | 6 | 14:00 | 18677 | 2018-07-06 | 14 | 32.15 | 0.91 | 33.06 | 617461.62
7 | 6 | 15:00 | 21327 | 2018-07-06 | 15 | 27.38 | 0.89 | 28.27 | 602914.29
7 | 6 | 16:00 | 16224 | 2018-07-06 | 16 | 25.97 | 0.91 | 26.88 | 436101.12
7 | 6 | 17:00 | 15956 | 2018-07-06 | 17 | 25.91 | 0.91 | 26.82 | 427939.92
7 | 6 | 18:00 | 9749 | 2018-07-06 | 18 | 25.19 | 0.93 | 26.12 | 254643.88
7 | 6 | 19:00 | 5324 | 2018-07-06 | 19 | 22.64 | 0.95 | 23.59 | 125593.16
7 | 6 | 20:00 | 1935 | 2018-07-06 | 20 | 19.96 | 0.99 | 20.95 | 40538.25
7 | 6 | 21:00 | 118 | 2018-07-06 | 21 | 19.2 | 1.04 | 20.24 | 2388.32
7 | 6 | 22:00 | 0 | 2018-07-06 | 22 | 19.47 | 1.07 | 20.54 | 0
7 | 6 | 23:00 | 0 | 2018-07-06 | 23 | 18.19 | 1.22 | 19.41 | 0
7 | 6 | 24:00 | 0 | 2018-07-06 | 24 | 10.84 | 0.46 | 11.3 | 0
7 | 7 | 01:00 | 0 | 2018-07-07 | 1 | 13.27 | 0.29 | 13.56 | 0
7 | 7 | 02:00 | 0 | 2018-07-07 | 2 | 19.21 | 0.18 | 19.39 | 0
7 | 7 | 03:00 | 0 | 2018-07-07 | 3 | 18.5 | 0.18 | 18.68 | 0
7 | 7 | 04:00 | 0 | 2018-07-07 | 4 | 18.51 | 0.19 | 18.7 | 0
7 | 7 | 05:00 | 0 | 2018-07-07 | 5 | 18.48 | 0.18 | 18.66 | 0
7 | 7 | 06:00 | 194 | 2018-07-07 | 6 | 14.97 | 0.21 | 15.18 | 2944.92
7 | 7 | 07:00 | 2660 | 2018-07-07 | 7 | 16.23 | 0.32 | 16.55 | 44023
7 | 7 | 08:00 | 8891 | 2018-07-07 | 8 | 14.55 | 0.29 | 14.84 | 131942.44
7 | 7 | 09:00 | 16409 | 2018-07-07 | 9 | 17.25 | 0.24 | 17.49 | 286993.41
7 | 7 | 10:00 | 22837 | 2018-07-07 | 10 | 19.24 | 0.2 | 19.44 | 443951.28
7 | 7 | 11:00 | 27220 | 2018-07-07 | 11 | 18.94 | 0.2 | 19.14 | 520990.8
7 | 7 | 12:00 | 29104 | 2018-07-07 | 12 | 19.34 | 0.19 | 19.53 | 568401.12
7 | 7 | 13:00 | 29705 | 2018-07-07 | 13 | 19.52 | 0.19 | 19.71 | 585485.55
7 | 7 | 14:00 | 28882 | 2018-07-07 | 14 | 16.37 | 0.21 | 16.58 | 478863.56
7 | 7 | 15:00 | 26174 | 2018-07-07 | 15 | 14.13 | 0.28 | 14.41 | 377167.34
7 | 7 | 16:00 | 20929 | 2018-07-07 | 16 | 17.05 | 0.21 | 17.26 | 361234.54
7 | 7 | 17:00 | 17976 | 2018-07-07 | 17 | 20.41 | 0.19 | 20.6 | 370305.6
7 | 7 | 18:00 | 10255 | 2018-07-07 | 18 | 21.53 | 0.2 | 21.73 | 222841.15
7 | 7 | 19:00 | 4600 | 2018-07-07 | 19 | 21.15 | 0.23 | 21.38 | 98348
7 | 7 | 20:00 | 1454 | 2018-07-07 | 20 | 24.25 | 0.26 | 24.51 | 35637.54
7 | 7 | 21:00 | 50 | 2018-07-07 | 21 | 19.8 | 0.2 | 20 | 1000
7 | 7 | 22:00 | 0 | 2018-07-07 | 22 | 20.54 | 0.21 | 20.75 | 0
7 | 7 | 23:00 | 0 | 2018-07-07 | 23 | 17.18 | 0.25 | 17.43 | 0
7 | 7 | 24:00 | 0 | 2018-07-07 | 24 | 15.12 | 0.36 | 15.48 | 0
7 | 8 | 01:00 | 0 | 2018-07-08 | 1 | -11.67 | 1.1 | -10.57 | 0
7 | 8 | 02:00 | 0 | 2018-07-08 | 2 | 9.02 | 0.88 | 9.9 | 0
7 | 8 | 03:00 | 0 | 2018-07-08 | 3 | 17.31 | 0.79 | 18.1 | 0
7 | 8 | 04:00 | 0 | 2018-07-08 | 4 | 17.25 | 0.76 | 18.01 | 0
7 | 8 | 05:00 | 0 | 2018-07-08 | 5 | 16.28 | 0.75 | 17.03 | 0
7 | 8 | 06:00 | 180 | 2018-07-08 | 6 | 11.2 | 0.79 | 11.99 | 2158.2
7 | 8 | 07:00 | 2552 | 2018-07-08 | 7 | -17.26 | 0.96 | -16.3 | -41597.6
7 | 8 | 08:00 | 8715 | 2018-07-08 | 8 | -12 | 1.3 | -10.7 | -93250.5
7 | 8 | 09:00 | 15944 | 2018-07-08 | 9 | -14.38 | 0.8 | -13.58 | -216519.52
7 | 8 | 10:00 | 22105 | 2018-07-08 | 10 | 17.7 | 0.77 | 18.47 | 408279.35
7 | 8 | 11:00 | 26212 | 2018-07-08 | 11 | 18.15 | 0.78 | 18.93 | 496193.16
7 | 8 | 12:00 | 28384 | 2018-07-08 | 12 | 18.06 | 0.79 | 18.85 | 535038.4
7 | 8 | 13:00 | 28586 | 2018-07-08 | 13 | 17.35 | 0.78 | 18.13 | 518264.18
7 | 8 | 14:00 | 27877 | 2018-07-08 | 14 | 17.75 | 0.78 | 18.53 | 516560.81
7 | 8 | 15:00 | 26176 | 2018-07-08 | 15 | 17.84 | 0.77 | 18.61 | 487135.36
7 | 8 | 16:00 | 22631 | 2018-07-08 | 16 | 17.65 | 0.79 | 18.44 | 417315.64
7 | 8 | 17:00 | 17216 | 2018-07-08 | 17 | 21.58 | 0.77 | 22.35 | 384777.6
7 | 8 | 18:00 | 10484 | 2018-07-08 | 18 | 30.38 | 0.93 | 31.31 | 328254.04
7 | 8 | 19:00 | 4730 | 2018-07-08 | 19 | 39.08 | 0.97 | 40.05 | 189436.5
7 | 8 | 20:00 | 1328 | 2018-07-08 | 20 | 30.84 | 1.06 | 31.9 | 42363.2
7 | 8 | 21:00 | 65 | 2018-07-08 | 21 | 32.13 | 1.08 | 33.21 | 2158.65
7 | 8 | 22:00 | 0 | 2018-07-08 | 22 | 40.72 | 1.28 | 42 | 0
7 | 8 | 23:00 | 0 | 2018-07-08 | 23 | 29.97 | 1.04 | 31.01 | 0
7 | 8 | 24:00 | 0 | 2018-07-08 | 24 | 25.02 | 1.17 | 26.19 | 0
7 | 9 | 01:00 | 0 | 2018-07-09 | 1 | 22.39 | 0.59 | 22.98 | 0
7 | 9 | 02:00 | 0 | 2018-07-09 | 2 | 17.89 | 0.26 | 18.15 | 0
7 | 9 | 03:00 | 0 | 2018-07-09 | 3 | 17.7 | 0.24 | 17.94 | 0
7 | 9 | 04:00 | 0 | 2018-07-09 | 4 | 16.82 | 0.25 | 17.07 | 0
7 | 9 | 05:00 | 0 | 2018-07-09 | 5 | -5.72 | 0.36 | -5.36 | 0
7 | 9 | 06:00 | 113 | 2018-07-09 | 6 | 15.3 | 0.36 | 15.66 | 1769.58
7 | 9 | 07:00 | 2456 | 2018-07-09 | 7 | 13.58 | 0.59 | 14.17 | 34801.52
7 | 9 | 08:00 | 8348 | 2018-07-09 | 8 | 18.09 | 1.31 | 19.4 | 161951.2
7 | 9 | 09:00 | 15411 | 2018-07-09 | 9 | 22.96 | 1.17 | 24.13 | 371867.43
7 | 9 | 10:00 | 21665 | 2018-07-09 | 10 | 20.44 | 1.07 | 21.51 | 466014.15
7 | 9 | 11:00 | 25890 | 2018-07-09 | 11 | 21.94 | 1.04 | 22.98 | 594952.2
7 | 9 | 12:00 | 27881 | 2018-07-09 | 12 | 23.16 | 1.01 | 24.17 | 673883.77
7 | 9 | 13:00 | 28470 | 2018-07-09 | 13 | 23.47 | 0.98 | 24.45 | 696091.5
7 | 9 | 14:00 | 27826 | 2018-07-09 | 14 | 25.46 | 0.94 | 26.4 | 734606.4
7 | 9 | 15:00 | 25911 | 2018-07-09 | 15 | 29.37 | 0.91 | 30.28 | 784585.08
7 | 9 | 16:00 | 22421 | 2018-07-09 | 16 | 35.23 | 0.87 | 36.1 | 809398.1
7 | 9 | 17:00 | 17140 | 2018-07-09 | 17 | 50.62 | 1.13 | 51.75 | 886995
7 | 9 | 18:00 | 10278 | 2018-07-09 | 18 | 61.39 | 1.37 | 62.76 | 645047.28
7 | 9 | 19:00 | 4564 | 2018-07-09 | 19 | 55.62 | 1.23 | 56.85 | 259463.4
7 | 9 | 20:00 | 1348 | 2018-07-09 | 20 | 47.17 | 1.1 | 48.27 | 65067.96
7 | 9 | 21:00 | 43 | 2018-07-09 | 21 | 31.83 | 0.99 | 32.82 | 1411.26
7 | 9 | 22:00 | 0 | 2018-07-09 | 22 | 33.14 | 1 | 34.14 | 0
7 | 9 | 23:00 | 0 | 2018-07-09 | 23 | 28.13 | 1.21 | 29.34 | 0
7 | 9 | 24:00 | 0 | 2018-07-09 | 24 | 21.16 | 0.32 | 21.48 | 0
7 | 10 | 01:00 | 0 | 2018-07-10 | 1 | 23.2 | 0.62 | 23.82 | 0
7 | 10 | 02:00 | 0 | 2018-07-10 | 2 | 23.66 | 0.61 | 24.27 | 0
7 | 10 | 03:00 | 0 | 2018-07-10 | 3 | 22.93 | 0.61 | 23.54 | 0
7 | 10 | 04:00 | 0 | 2018-07-10 | 4 | 22.46 | 0.62 | 23.08 | 0
7 | 10 | 05:00 | 0 | 2018-07-10 | 5 | 22.27 | 0.62 | 22.89 | 0
7 | 10 | 06:00 | 157 | 2018-07-10 | 6 | 23.46 | 0.75 | 24.21 | 3800.97
7 | 10 | 07:00 | 2317 | 2018-07-10 | 7 | 24.16 | 0.75 | 24.91 | 57716.47
7 | 10 | 08:00 | 8158 | 2018-07-10 | 8 | 22.91 | 1.62 | 24.53 | 200115.74
7 | 10 | 09:00 | 15280 | 2018-07-10 | 9 | 22.32 | 1.45 | 23.77 | 363205.6
7 | 10 | 10:00 | 19487 | 2018-07-10 | 10 | 22.44 | 1.37 | 23.81 | 463985.47
7 | 10 | 11:00 | 24482 | 2018-07-10 | 11 | 23.99 | 1.33 | 25.32 | 619884.24
7 | 10 | 12:00 | 27561 | 2018-07-10 | 12 | 26.91 | 1.31 | 28.22 | 777771.42
7 | 10 | 13:00 | 26621 | 2018-07-10 | 13 | 35.61 | 1.36 | 36.97 | 984178.37
7 | 10 | 14:00 | 23573 | 2018-07-10 | 14 | 41.17 | 1.41 | 42.58 | 1003738.34
7 | 10 | 15:00 | 22224 | 2018-07-10 | 15 | 49.28 | 1.68 | 50.96 | 1132535.04
7 | 10 | 16:00 | 20349 | 2018-07-10 | 16 | 41.44 | 1.29 | 42.73 | 869512.77
7 | 10 | 17:00 | 12182 | 2018-07-10 | 17 | 59.74 | 1.43 | 61.17 | 745172.94
7 | 10 | 18:00 | 5166 | 2018-07-10 | 18 | 54.05 | 1.46 | 55.51 | 286764.66
7 | 10 | 19:00 | 1682 | 2018-07-10 | 19 | 47.16 | 1.41 | 48.57 | 81694.74
7 | 10 | 20:00 | 189 | 2018-07-10 | 20 | 46.79 | 1.42 | 48.21 | 9111.69
7 | 10 | 21:00 | 35 | 2018-07-10 | 21 | 39.65 | 1.25 | 40.9 | 1431.5
7 | 10 | 22:00 | 0 | 2018-07-10 | 22 | 36.79 | 1.29 | 38.08 | 0
7 | 10 | 23:00 | 0 | 2018-07-10 | 23 | 32.59 | 1.55 | 34.14 | 0
7 | 10 | 24:00 | 0 | 2018-07-10 | 24 | 33.69 | 1.09 | 34.78 | 0
7 | 11 | 01:00 | 0 | 2018-07-11 | 1 | 25.31 | 0.2 | 25.51 | 0
7 | 11 | 02:00 | 0 | 2018-07-11 | 2 | 29.95 | 0.24 | 30.19 | 0
7 | 11 | 03:00 | 0 | 2018-07-11 | 3 | 36.56 | 0.27 | 36.83 | 0
7 | 11 | 04:00 | 0 | 2018-07-11 | 4 | 26.64 | 0.21 | 26.85 | 0
7 | 11 | 05:00 | 0 | 2018-07-11 | 5 | 27.86 | 0.2 | 28.06 | 0
7 | 11 | 06:00 | 157 | 2018-07-11 | 6 | 26.17 | 0.3 | 26.47 | 4155.79
7 | 11 | 07:00 | 2153 | 2018-07-11 | 7 | 33.86 | 0.42 | 34.28 | 73804.84
7 | 11 | 08:00 | 6169 | 2018-07-11 | 8 | 39.54 | 1.22 | 40.76 | 251448.44
7 | 11 | 09:00 | 13011 | 2018-07-11 | 9 | 46.43 | 1.5 | 47.93 | 623617.23
7 | 11 | 10:00 | 17430 | 2018-07-11 | 10 | 43.67 | 1.36 | 45.03 | 784872.9
7 | 11 | 11:00 | 24505 | 2018-07-11 | 11 | 29.26 | 1 | 30.26 | 741521.3
7 | 11 | 12:00 | 21781 | 2018-07-11 | 12 | 31.31 | 1.02 | 32.33 | 704179.73
7 | 11 | 13:00 | 24615 | 2018-07-11 | 13 | 29.15 | 0.94 | 30.09 | 740665.35
7 | 11 | 14:00 | 24415 | 2018-07-11 | 14 | 34.85 | 0.95 | 35.8 | 874057
7 | 11 | 15:00 | 20302 | 2018-07-11 | 15 | 34.51 | 0.97 | 35.48 | 720314.96
7 | 11 | 16:00 | 18262 | 2018-07-11 | 16 | 45.64 | 1.23 | 46.87 | 855939.94
7 | 11 | 17:00 | 17788 | 2018-07-11 | 17 | 49.98 | 1.33 | 51.31 | 912702.28
7 | 11 | 18:00 | 10823 | 2018-07-11 | 18 | 41.4 | 0.97 | 42.37 | 458570.51
7 | 11 | 19:00 | 4623 | 2018-07-11 | 19 | 36.7 | 0.97 | 37.67 | 174148.41
7 | 11 | 20:00 | 1379 | 2018-07-11 | 20 | 35.34 | 0.93 | 36.27 | 50016.33
7 | 11 | 21:00 | 48 | 2018-07-11 | 21 | 31.23 | 0.95 | 32.18 | 1544.64
7 | 11 | 22:00 | 0 | 2018-07-11 | 22 | 29.18 | 1.03 | 30.21 | 0
7 | 11 | 23:00 | 0 | 2018-07-11 | 23 | 23.63 | 1.09 | 24.72 | 0
7 | 11 | 24:00 | 0 | 2018-07-11 | 24 | 21.63 | 0.24 | 21.87 | 0
7 | 12 | 01:00 | 0 | 2018-07-12 | 1 | 26.08 | 2.06 | 28.14 | 0
7 | 12 | 02:00 | 0 | 2018-07-12 | 2 | 25.37 | 2.06 | 27.43 | 0
7 | 12 | 03:00 | 0 | 2018-07-12 | 3 | 26.31 | 2.07 | 28.38 | 0
7 | 12 | 04:00 | 0 | 2018-07-12 | 4 | 26.38 | 2.07 | 28.45 | 0
7 | 12 | 05:00 | 0 | 2018-07-12 | 5 | 25.16 | 2.07 | 27.23 | 0
7 | 12 | 06:00 | 159 | 2018-07-12 | 6 | 24.52 | 2.17 | 26.69 | 4243.71
7 | 12 | 07:00 | 2435 | 2018-07-12 | 7 | 24.18 | 2.22 | 26.4 | 64284
7 | 12 | 08:00 | 8403 | 2018-07-12 | 8 | 24.1 | 3.11 | 27.21 | 228645.63
7 | 12 | 09:00 | 15554 | 2018-07-12 | 9 | 23.7 | 2.97 | 26.67 | 414825.18
7 | 12 | 10:00 | 21842 | 2018-07-12 | 10 | 24.78 | 2.92 | 27.7 | 605023.4
7 | 12 | 11:00 | 26262 | 2018-07-12 | 11 | 24.44 | 2.88 | 27.32 | 717477.84
7 | 12 | 12:00 | 28251 | 2018-07-12 | 12 | 26.24 | 2.88 | 29.12 | 822669.12
7 | 12 | 13:00 | 23755 | 2018-07-12 | 13 | 25.93 | 2.83 | 28.76 | 683193.8
7 | 12 | 14:00 | 20995 | 2018-07-12 | 14 | 27.64 | 2.8 | 30.44 | 639087.8
7 | 12 | 15:00 | 23944 | 2018-07-12 | 15 | 33.2 | 2.82 | 36.02 | 862462.88
7 | 12 | 16:00 | 18777 | 2018-07-12 | 16 | 31.96 | 2.79 | 34.75 | 652500.75
7 | 12 | 17:00 | 13186 | 2018-07-12 | 17 | 38.6 | 2.86 | 41.46 | 546691.56
7 | 12 | 18:00 | 7788 | 2018-07-12 | 18 | 55.68 | 3.53 | 59.21 | 461127.48
7 | 12 | 19:00 | 4635 | 2018-07-12 | 19 | 31.74 | 2.95 | 34.69 | 160788.15
7 | 12 | 20:00 | 1471 | 2018-07-12 | 20 | 29.63 | 2.81 | 32.44 | 47719.24
7 | 12 | 21:00 | 50 | 2018-07-12 | 21 | 29.63 | 2.75 | 32.38 | 1619
7 | 12 | 22:00 | 0 | 2018-07-12 | 22 | 29.63 | 2.86 | 32.49 | 0
7 | 12 | 23:00 | 0 | 2018-07-12 | 23 | 29.63 | 2.93 | 32.56 | 0
7 | 12 | 24:00 | 0 | 2018-07-12 | 24 | 29.63 | 2 | 31.63 | 0
7 | 13 | 01:00 | 0 | 2018-07-13 | 1 | 28.19 | 0.58 | 28.77 | 0
7 | 13 | 02:00 | 0 | 2018-07-13 | 2 | 22.65 | 0.57 | 23.22 | 0
7 | 13 | 03:00 | 0 | 2018-07-13 | 3 | 22.78 | 0.56 | 23.34 | 0
7 | 13 | 04:00 | 0 | 2018-07-13 | 4 | 21.74 | 0.56 | 22.3 | 0
7 | 13 | 05:00 | 0 | 2018-07-13 | 5 | 21.48 | 0.56 | 22.04 | 0
7 | 13 | 06:00 | 230 | 2018-07-13 | 6 | 23.4 | 0.68 | 24.08 | 5538.4
7 | 13 | 07:00 | 2475 | 2018-07-13 | 7 | 23.42 | 0.68 | 24.1 | 59647.5
7 | 13 | 08:00 | 8243 | 2018-07-13 | 8 | 24.15 | 1.58 | 25.73 | 212092.39
7 | 13 | 09:00 | 15206 | 2018-07-13 | 9 | 33.27 | 1.65 | 34.92 | 530993.52
7 | 13 | 10:00 | 20004 | 2018-07-13 | 10 | 42.54 | 1.72 | 44.26 | 885377.04
7 | 13 | 11:00 | 25407 | 2018-07-13 | 11 | 46.44 | 1.73 | 48.17 | 1223855.19
7 | 13 | 12:00 | 27981 | 2018-07-13 | 12 | 45.47 | 1.81 | 47.28 | 1322941.68
7 | 13 | 13:00 | 27525 | 2018-07-13 | 13 | 49.13 | 1.79 | 50.92 | 1401573
7 | 13 | 14:00 | 27722 | 2018-07-13 | 14 | 50.28 | 1.47 | 51.75 | 1434613.5
7 | 13 | 15:00 | 25795 | 2018-07-13 | 15 | 55.12 | 1.6 | 56.72 | 1463092.4
7 | 13 | 16:00 | 20815 | 2018-07-13 | 16 | 66.62 | 2.22 | 68.84 | 1432904.6
7 | 13 | 17:00 | 14371 | 2018-07-13 | 17 | 62.9 | 1.93 | 64.83 | 931671.93
7 | 13 | 18:00 | 9817 | 2018-07-13 | 18 | 59.04 | 1.72 | 60.76 | 596480.92
7 | 13 | 19:00 | 4726 | 2018-07-13 | 19 | 58.17 | 1.75 | 59.92 | 283181.92
7 | 13 | 20:00 | 1014 | 2018-07-13 | 20 | 44.13 | 1.62 | 45.75 | 46390.5
7 | 13 | 21:00 | 13 | 2018-07-13 | 21 | 32.97 | 1.47 | 34.44 | 447.72
7 | 13 | 22:00 | 0 | 2018-07-13 | 22 | 32.05 | 1.53 | 33.58 | 0
7 | 13 | 23:00 | 0 | 2018-07-13 | 23 | 32.42 | 1.61 | 34.03 | 0
7 | 13 | 24:00 | 0 | 2018-07-13 | 24 | 25.93 | 0.81 | 26.74 | 0
7 | 14 | 01:00 | 0 | 2018-07-14 | 1 | 23.68 | 0.38 | 24.06 | 0
7 | 14 | 02:00 | 0 | 2018-07-14 | 2 | 22.08 | 0.31 | 22.39 | 0
7 | 14 | 03:00 | 0 | 2018-07-14 | 3 | 21.98 | 0.32 | 22.3 | 0
7 | 14 | 04:00 | 0 | 2018-07-14 | 4 | 22.33 | 0.32 | 22.65 | 0
7 | 14 | 05:00 | 0 | 2018-07-14 | 5 | 22.54 | 0.33 | 22.87 | 0
7 | 14 | 06:00 | 118 | 2018-07-14 | 6 | 21.05 | 0.31 | 21.36 | 2520.48
7 | 14 | 07:00 | 1505 | 2018-07-14 | 7 | 10.09 | 0.54 | 10.63 | 15998.15
7 | 14 | 08:00 | 3068 | 2018-07-14 | 8 | 30.17 | 0.42 | 30.59 | 93850.12
7 | 14 | 09:00 | 6356 | 2018-07-14 | 9 | 24.44 | 0.46 | 24.9 | 158264.4
7 | 14 | 10:00 | 9623 | 2018-07-14 | 10 | 27.07 | 0.46 | 27.53 | 264921.19
7 | 14 | 11:00 | 11699 | 2018-07-14 | 11 | 25.91 | 0.41 | 26.32 | 307917.68
7 | 14 | 12:00 | 13277 | 2018-07-14 | 12 | 25.33 | 0.34 | 25.67 | 340820.59
7 | 14 | 13:00 | 15006 | 2018-07-14 | 13 | 25.44 | 0.35 | 25.79 | 387004.74
7 | 14 | 14:00 | 16483 | 2018-07-14 | 14 | 24.86 | 0.33 | 25.19 | 415206.77
7 | 14 | 15:00 | 12290 | 2018-07-14 | 15 | 25.64 | 0.32 | 25.96 | 319048.4
7 | 14 | 16:00 | 9717 | 2018-07-14 | 16 | 27.33 | 0.34 | 27.67 | 268869.39
7 | 14 | 17:00 | 5321 | 2018-07-14 | 17 | 37.4 | 0.69 | 38.09 | 202676.89
7 | 14 | 18:00 | 4942 | 2018-07-14 | 18 | 34.81 | 0.38 | 35.19 | 173908.98
7 | 14 | 19:00 | 3091 | 2018-07-14 | 19 | 29.03 | 0.34 | 29.37 | 90782.67
7 | 14 | 20:00 | 937 | 2018-07-14 | 20 | 33.78 | 0.38 | 34.16 | 32007.92
7 | 14 | 21:00 | 15 | 2018-07-14 | 21 | 33.2 | 0.61 | 33.81 | 507.15
7 | 14 | 22:00 | 0 | 2018-07-14 | 22 | 31.64 | 0.59 | 32.23 | 0
7 | 14 | 23:00 | 0 | 2018-07-14 | 23 | 26.98 | 0.51 | 27.49 | 0
7 | 14 | 24:00 | 0 | 2018-07-14 | 24 | 22.94 | 0.43 | 23.37 | 0
7 | 15 | 01:00 | 0 | 2018-07-15 | 1 | 23.41 | 0.42 | 23.83 | 0
7 | 15 | 02:00 | 0 | 2018-07-15 | 2 | 24.05 | 0.34 | 24.39 | 0
7 | 15 | 03:00 | 0 | 2018-07-15 | 3 | 23.17 | 0.32 | 23.49 | 0
7 | 15 | 04:00 | 0 | 2018-07-15 | 4 | 22.57 | 0.32 | 22.89 | 0
7 | 15 | 05:00 | 0 | 2018-07-15 | 5 | 22.61 | 0.32 | 22.93 | 0
7 | 15 | 06:00 | 56 | 2018-07-15 | 6 | 23.68 | 0.31 | 23.99 | 1343.44
7 | 15 | 07:00 | 1312 | 2018-07-15 | 7 | 23.8 | 0.38 | 24.18 | 31724.16
7 | 15 | 08:00 | 4104 | 2018-07-15 | 8 | 23.04 | 0.4 | 23.44 | 96197.76
7 | 15 | 09:00 | 9278 | 2018-07-15 | 9 | 22.07 | 0.34 | 22.41 | 207919.98
7 | 15 | 10:00 | 15827 | 2018-07-15 | 10 | 21.42 | 0.31 | 21.73 | 343920.71
7 | 15 | 11:00 | 20317 | 2018-07-15 | 11 | 21.74 | 0.32 | 22.06 | 448193.02
7 | 15 | 12:00 | 23240 | 2018-07-15 | 12 | 25.01 | 0.34 | 25.35 | 589134
7 | 15 | 13:00 | 23250 | 2018-07-15 | 13 | 26.23 | 0.33 | 26.56 | 617520
7 | 15 | 14:00 | 25882 | 2018-07-15 | 14 | 29.56 | 0.38 | 29.94 | 774907.08
7 | 15 | 15:00 | 16821 | 2018-07-15 | 15 | 36.58 | 0.54 | 37.12 | 624395.52
7 | 15 | 16:00 | 17986 | 2018-07-15 | 16 | 38.53 | 0.4 | 38.93 | 700194.98
7 | 15 | 17:00 | 13464 | 2018-07-15 | 17 | 38.43 | 0.37 | 38.8 | 522403.2
7 | 15 | 18:00 | 9027 | 2018-07-15 | 18 | 53.64 | 1 | 54.64 | 493235.28
7 | 15 | 19:00 | 4295 | 2018-07-15 | 19 | 66.39 | 0.72 | 67.11 | 288237.45
7 | 15 | 20:00 | 1275 | 2018-07-15 | 20 | 54.11 | 0.55 | 54.66 | 69691.5
7 | 15 | 21:00 | 15 | 2018-07-15 | 21 | 63.75 | 0.52 | 64.27 | 964.05
7 | 15 | 22:00 | 0 | 2018-07-15 | 22 | 59.25 | 0.99 | 60.24 | 0
7 | 15 | 23:00 | 0 | 2018-07-15 | 23 | 39.11 | 1.1 | 40.21 | 0
7 | 15 | 24:00 | 0 | 2018-07-15 | 24 | 26.73 | 0.49 | 27.22 | 0
7 | 16 | 01:00 | 0 | 2018-07-16 | 1 | 25.13 | 1.04 | 26.17 | 0
7 | 16 | 02:00 | 0 | 2018-07-16 | 2 | 25.02 | 1.03 | 26.05 | 0
7 | 16 | 03:00 | 0 | 2018-07-16 | 3 | 24.4 | 1.03 | 25.43 | 0
7 | 16 | 04:00 | 0 | 2018-07-16 | 4 | 24.84 | 1.03 | 25.87 | 0
7 | 16 | 05:00 | 0 | 2018-07-16 | 5 | 24.84 | 1.03 | 25.87 | 0
7 | 16 | 06:00 | 121 | 2018-07-16 | 6 | 29.19 | 1.19 | 30.38 | 3675.98
7 | 16 | 07:00 | 1588 | 2018-07-16 | 7 | 26.57 | 1.23 | 27.8 | 44146.4
7 | 16 | 08:00 | 5324 | 2018-07-16 | 8 | 51.53 | 2.93 | 54.46 | 289945.04
7 | 16 | 09:00 | 10451 | 2018-07-16 | 9 | 46.84 | 2.64 | 49.48 | 517115.48
7 | 16 | 10:00 | 17983 | 2018-07-16 | 10 | 38.97 | 2.23 | 41.2 | 740899.6
7 | 16 | 11:00 | 21779 | 2018-07-16 | 11 | 41.97 | 2.06 | 44.03 | 958929.37
7 | 16 | 12:00 | 25390 | 2018-07-16 | 12 | 64.34 | 2.25 | 66.59 | 1690720.1
7 | 16 | 13:00 | 27553 | 2018-07-16 | 13 | 67.3 | 2.32 | 69.62 | 1918239.86
7 | 16 | 14:00 | 25907 | 2018-07-16 | 14 | 73.78 | 2.13 | 75.91 | 1966600.37
7 | 16 | 15:00 | 25165 | 2018-07-16 | 15 | 82.85 | 3.19 | 86.04 | 2165196.6
7 | 16 | 16:00 | 18697 | 2018-07-16 | 16 | 70.96 | 2.07 | 73.03 | 1365441.91
7 | 16 | 17:00 | 14620 | 2018-07-16 | 17 | 64.33 | 2.15 | 66.48 | 971937.6
7 | 16 | 18:00 | 9756 | 2018-07-16 | 18 | 88.81 | 3.17 | 91.98 | 897356.88
7 | 16 | 19:00 | 4236 | 2018-07-16 | 19 | 87.84 | 2.58 | 90.42 | 383019.12
7 | 16 | 20:00 | 1193 | 2018-07-16 | 20 | 60.05 | 2.03 | 62.08 | 74061.44
7 | 16 | 21:00 | 22 | 2018-07-16 | 21 | 51.38 | 2.1 | 53.48 | 1176.56
7 | 16 | 22:00 | 0 | 2018-07-16 | 22 | 50.1 | 2.17 | 52.27 | 0
7 | 16 | 23:00 | 0 | 2018-07-16 | 23 | 31.22 | 1.81 | 33.03 | 0
7 | 16 | 24:00 | 0 | 2018-07-16 | 24 | 36.46 | 1.52 | 37.98 | 0
7 | 17 | 01:00 | 0 | 2018-07-17 | 1 | 28.8 | 0.48 | 29.28 | 0
7 | 17 | 02:00 | 0 | 2018-07-17 | 2 | 27.41 | 0.45 | 27.86 | 0
7 | 17 | 03:00 | 0 | 2018-07-17 | 3 | 26.54 | 0.45 | 26.99 | 0
7 | 17 | 04:00 | 0 | 2018-07-17 | 4 | 24.97 | 0.44 | 25.41 | 0
7 | 17 | 05:00 | 0 | 2018-07-17 | 5 | 26.74 | 0.44 | 27.18 | 0
7 | 17 | 06:00 | 181 | 2018-07-17 | 6 | 30.64 | 0.6 | 31.24 | 5654.44
7 | 17 | 07:00 | 1819 | 2018-07-17 | 7 | 33.64 | 0.75 | 34.39 | 62555.41
7 | 17 | 08:00 | 4255 | 2018-07-17 | 8 | 28.98 | 1.35 | 30.33 | 129054.15
7 | 17 | 09:00 | 5425 | 2018-07-17 | 9 | 28.02 | 1.18 | 29.2 | 158410
7 | 17 | 10:00 | 12226 | 2018-07-17 | 10 | 37.72 | 1.17 | 38.89 | 475469.14
7 | 17 | 11:00 | 7643 | 2018-07-17 | 11 | 45.03 | 1.47 | 46.5 | 355399.5
7 | 17 | 12:00 | 6331 | 2018-07-17 | 12 | 57.49 | 1.67 | 59.16 | 374541.96
7 | 17 | 13:00 | 1048 | 2018-07-17 | 13 | 55.73 | 1.48 | 57.21 | 59956.08
7 | 17 | 14:00 | 1210 | 2018-07-17 | 14 | 54.33 | 1.49 | 55.82 | 67542.2
7 | 17 | 15:00 | 4432 | 2018-07-17 | 15 | 35.73 | 1.04 | 36.77 | 162964.64
7 | 17 | 16:00 | 1878 | 2018-07-17 | 16 | 32.25 | 1.03 | 33.28 | 62499.84
7 | 17 | 17:00 | 746 | 2018-07-17 | 17 | 28.43 | 0.97 | 29.4 | 21932.4
7 | 17 | 18:00 | 810 | 2018-07-17 | 18 | 27.45 | 0.96 | 28.41 | 23012.1
7 | 17 | 19:00 | 479 | 2018-07-17 | 19 | 24.53 | 0.98 | 25.51 | 12219.29
7 | 17 | 20:00 | 119 | 2018-07-17 | 20 | 22.8 | 0.99 | 23.79 | 2831.01
7 | 17 | 21:00 | 24 | 2018-07-17 | 21 | 23.58 | 1 | 24.58 | 589.92
7 | 17 | 22:00 | 0 | 2018-07-17 | 22 | 22.83 | 1.03 | 23.86 | 0
7 | 17 | 23:00 | 0 | 2018-07-17 | 23 | 21.53 | 1.11 | 22.64 | 0
7 | 17 | 24:00 | 0 | 2018-07-17 | 24 | 21.02 | 0.47 | 21.49 | 0
7 | 18 | 01:00 | 0 | 2018-07-18 | 1 | 22.55 | 0.17 | 22.72 | 0
7 | 18 | 02:00 | 0 | 2018-07-18 | 2 | 21.83 | 0.16 | 21.99 | 0
7 | 18 | 03:00 | 0 | 2018-07-18 | 3 | 21.77 | 0.16 | 21.93 | 0
7 | 18 | 04:00 | 0 | 2018-07-18 | 4 | 22 | 0.16 | 22.16 | 0
7 | 18 | 05:00 | 0 | 2018-07-18 | 5 | 21.78 | 0.16 | 21.94 | 0
7 | 18 | 06:00 | 38 | 2018-07-18 | 6 | 21.22 | 0.23 | 21.45 | 815.1
7 | 18 | 07:00 | 2231 | 2018-07-18 | 7 | 21.08 | 0.24 | 21.32 | 47564.92
7 | 18 | 08:00 | 8139 | 2018-07-18 | 8 | 21.06 | 0.9 | 21.96 | 178732.44
7 | 18 | 09:00 | 15335 | 2018-07-18 | 9 | 21.23 | 0.82 | 22.05 | 338136.75
7 | 18 | 10:00 | 22167 | 2018-07-18 | 10 | 21.17 | 0.83 | 22 | 487674
7 | 18 | 11:00 | 26724 | 2018-07-18 | 11 | 21.02 | 0.81 | 21.83 | 583384.92
7 | 18 | 12:00 | 28915 | 2018-07-18 | 12 | 21.05 | 0.8 | 21.85 | 631792.75
7 | 18 | 13:00 | 29488 | 2018-07-18 | 13 | 23.62 | 0.84 | 24.46 | 721276.48
7 | 18 | 14:00 | 29220 | 2018-07-18 | 14 | 23.57 | 0.82 | 24.39 | 712675.8
7 | 18 | 15:00 | 27348 | 2018-07-18 | 15 | 23.6 | 0.8 | 24.4 | 667291.2
7 | 18 | 16:00 | 23681 | 2018-07-18 | 16 | 26.32 | 0.82 | 27.14 | 642702.34
7 | 18 | 17:00 | 18156 | 2018-07-18 | 17 | 30.83 | 0.89 | 31.72 | 575908.32
7 | 18 | 18:00 | 10819 | 2018-07-18 | 18 | 31.49 | 0.86 | 32.35 | 349994.65
7 | 18 | 19:00 | 4660 | 2018-07-18 | 19 | 36.29 | 0.91 | 37.2 | 173352
7 | 18 | 20:00 | 1247 | 2018-07-18 | 20 | 34.89 | 0.96 | 35.85 | 44704.95
7 | 18 | 21:00 | 28 | 2018-07-18 | 21 | 26.04 | 0.95 | 26.99 | 755.72
7 | 18 | 22:00 | 0 | 2018-07-18 | 22 | 22.77 | 0.95 | 23.72 | 0
7 | 18 | 23:00 | 0 | 2018-07-18 | 23 | 22.84 | 1.08 | 23.92 | 0
7 | 18 | 24:00 | 0 | 2018-07-18 | 24 | 21.15 | 0.23 | 21.38 | 0
7 | 19 | 01:00 | 0 | 2018-07-19 | 1 | 22.92 | 0.38 | 23.3 | 0
7 | 19 | 02:00 | 0 | 2018-07-19 | 2 | 21.53 | 0.41 | 21.94 | 0
7 | 19 | 03:00 | 0 | 2018-07-19 | 3 | 18.66 | 0.35 | 19.01 | 0
7 | 19 | 04:00 | 0 | 2018-07-19 | 4 | 18.83 | 0.4 | 19.23 | 0
7 | 19 | 05:00 | 0 | 2018-07-19 | 5 | 19.65 | 0.37 | 20.02 | 0
7 | 19 | 06:00 | 109 | 2018-07-19 | 6 | 20.34 | 0.5 | 20.84 | 2271.56
7 | 19 | 07:00 | 2239 | 2018-07-19 | 7 | 21.86 | 0.54 | 22.4 | 50153.6
7 | 19 | 08:00 | 8474 | 2018-07-19 | 8 | 29.22 | 1.59 | 30.81 | 261083.94
7 | 19 | 09:00 | 15961 | 2018-07-19 | 9 | 28.9 | 1.46 | 30.36 | 484575.96
7 | 19 | 10:00 | 22370 | 2018-07-19 | 10 | 25.52 | 1.27 | 26.79 | 599292.3
7 | 19 | 11:00 | 26689 | 2018-07-19 | 11 | 24.86 | 1.22 | 26.08 | 696049.12
7 | 19 | 12:00 | 28699 | 2018-07-19 | 12 | 22.62 | 1.14 | 23.76 | 681888.24
7 | 19 | 13:00 | 29219 | 2018-07-19 | 13 | 24.52 | 1.15 | 25.67 | 750051.73
7 | 19 | 14:00 | 28518 | 2018-07-19 | 14 | 24.65 | 1.13 | 25.78 | 735194.04
7 | 19 | 15:00 | 26858 | 2018-07-19 | 15 | 25.42 | 1.11 | 26.53 | 712542.74
7 | 19 | 16:00 | 23283 | 2018-07-19 | 16 | 26.34 | 1.06 | 27.4 | 637954.2
7 | 19 | 17:00 | 17786 | 2018-07-19 | 17 | 32.51 | 0.93 | 33.44 | 594763.84
7 | 19 | 18:00 | 10553 | 2018-07-19 | 18 | 45.55 | 1.26 | 46.81 | 493985.93
7 | 19 | 19:00 | 4575 | 2018-07-19 | 19 | 38.14 | 1.22 | 39.36 | 180072
7 | 19 | 20:00 | 1201 | 2018-07-19 | 20 | 43.28 | 1.63 | 44.91 | 53936.91
7 | 19 | 21:00 | 21 | 2018-07-19 | 21 | 33.77 | 1.41 | 35.18 | 738.78
7 | 19 | 22:00 | 0 | 2018-07-19 | 22 | 33.08 | 1.45 | 34.53 | 0
7 | 19 | 23:00 | 0 | 2018-07-19 | 23 | 22.26 | 1.31 | 23.57 | 0
7 | 19 | 24:00 | 0 | 2018-07-19 | 24 | 24.12 | 0.5 | 24.62 | 0
7 | 20 | 01:00 | 0 | 2018-07-20 | 1 | 21.7 | 0.35 | 22.05 | 0
7 | 20 | 02:00 | 0 | 2018-07-20 | 2 | 21.37 | 0.31 | 21.68 | 0
7 | 20 | 03:00 | 0 | 2018-07-20 | 3 | 22.07 | 0.3 | 22.37 | 0
7 | 20 | 04:00 | 0 | 2018-07-20 | 4 | 19.08 | 0.3 | 19.38 | 0
7 | 20 | 05:00 | 0 | 2018-07-20 | 5 | 14.93 | 0.33 | 15.26 | 0
7 | 20 | 06:00 | 98 | 2018-07-20 | 6 | 19.85 | 0.37 | 20.22 | 1981.56
7 | 20 | 07:00 | 2057 | 2018-07-20 | 7 | 20.54 | 0.48 | 21.02 | 43238.14
7 | 20 | 08:00 | 8244 | 2018-07-20 | 8 | 23.84 | 1.37 | 25.21 | 207831.24
7 | 20 | 09:00 | 15495 | 2018-07-20 | 9 | 26.96 | 1.31 | 28.27 | 438043.65
7 | 20 | 10:00 | 21741 | 2018-07-20 | 10 | 23.48 | 1.11 | 24.59 | 534611.19
7 | 20 | 11:00 | 26029 | 2018-07-20 | 11 | 25.24 | 1.09 | 26.33 | 685343.57
7 | 20 | 12:00 | 28106 | 2018-07-20 | 12 | 29.62 | 1.29 | 30.91 | 868756.46
7 | 20 | 13:00 | 28617 | 2018-07-20 | 13 | 27.41 | 1.11 | 28.52 | 816156.84
7 | 20 | 14:00 | 28556 | 2018-07-20 | 14 | 31.91 | 1.04 | 32.95 | 940920.2
7 | 20 | 15:00 | 26428 | 2018-07-20 | 15 | 27.69 | 0.99 | 28.68 | 757955.04
7 | 20 | 16:00 | 22850 | 2018-07-20 | 16 | 28.24 | 1 | 29.24 | 668134
7 | 20 | 17:00 | 17659 | 2018-07-20 | 17 | 31.59 | 1.01 | 32.6 | 575683.4
7 | 20 | 18:00 | 10449 | 2018-07-20 | 18 | 32.46 | 0.98 | 33.44 | 349414.56
7 | 20 | 19:00 | 4522 | 2018-07-20 | 19 | 32.74 | 1.1 | 33.84 | 153024.48
7 | 20 | 20:00 | 1148 | 2018-07-20 | 20 | 31.55 | 1.15 | 32.7 | 37539.6
7 | 20 | 21:00 | 15 | 2018-07-20 | 21 | 29.17 | 1.17 | 30.34 | 455.1
7 | 20 | 22:00 | 0 | 2018-07-20 | 22 | 31.12 | 1.22 | 32.34 | 0
7 | 20 | 23:00 | 0 | 2018-07-20 | 23 | 36.58 | 1.88 | 38.46 | 0
7 | 20 | 24:00 | 0 | 2018-07-20 | 24 | 23.1 | 0.42 | 23.52 | 0
7 | 21 | 01:00 | 0 | 2018-07-21 | 1 | 22.19 | 0.32 | 22.51 | 0
7 | 21 | 02:00 | 0 | 2018-07-21 | 2 | 21.94 | 0.25 | 22.19 | 0
7 | 21 | 03:00 | 0 | 2018-07-21 | 3 | 24.32 | 0.36 | 24.68 | 0
7 | 21 | 04:00 | 0 | 2018-07-21 | 4 | 22.81 | 0.29 | 23.1 | 0
7 | 21 | 05:00 | 0 | 2018-07-21 | 5 | 21.99 | 0.25 | 22.24 | 0
7 | 21 | 06:00 | 104 | 2018-07-21 | 6 | 21.51 | 0.24 | 21.75 | 2262
7 | 21 | 07:00 | 1925 | 2018-07-21 | 7 | 23.13 | 0.34 | 23.47 | 45179.75
7 | 21 | 08:00 | 7552 | 2018-07-21 | 8 | 26.24 | 0.38 | 26.62 | 201034.24
7 | 21 | 09:00 | 14854 | 2018-07-21 | 9 | 29.5 | 0.4 | 29.9 | 444134.6
7 | 21 | 10:00 | 21655 | 2018-07-21 | 10 | 28.86 | 0.73 | 29.59 | 640771.45
7 | 21 | 11:00 | 23219 | 2018-07-21 | 11 | 21.68 | 0.3 | 21.98 | 510353.62
7 | 21 | 12:00 | 25327 | 2018-07-21 | 12 | 20.27 | 0.21 | 20.48 | 518696.96
7 | 21 | 13:00 | 24751 | 2018-07-21 | 13 | 20.25 | 0.2 | 20.45 | 506157.95
7 | 21 | 14:00 | 27738 | 2018-07-21 | 14 | 20.29 | 0.2 | 20.49 | 568351.62
7 | 21 | 15:00 | 26525 | 2018-07-21 | 15 | 20.72 | 0.2 | 20.92 | 554903
7 | 21 | 16:00 | 23292 | 2018-07-21 | 16 | 23.26 | 0.31 | 23.57 | 548992.44
7 | 21 | 17:00 | 17774 | 2018-07-21 | 17 | 25.2 | 0.44 | 25.64 | 455725.36
7 | 21 | 18:00 | 8945 | 2018-07-21 | 18 | 26.3 | 0.43 | 26.73 | 239099.85
7 | 21 | 19:00 | 4530 | 2018-07-21 | 19 | 26.69 | 0.46 | 27.15 | 122989.5
7 | 21 | 20:00 | 1197 | 2018-07-21 | 20 | 23.18 | 0.37 | 23.55 | 28189.35
7 | 21 | 21:00 | 20 | 2018-07-21 | 21 | 20.17 | 0.21 | 20.38 | 407.6
7 | 21 | 22:00 | 0 | 2018-07-21 | 22 | 22.63 | 0.33 | 22.96 | 0
7 | 21 | 23:00 | 0 | 2018-07-21 | 23 | 19.95 | 0.27 | 20.22 | 0
7 | 21 | 24:00 | 0 | 2018-07-21 | 24 | 20.05 | 0.28 | 20.33 | 0
7 | 22 | 01:00 | 0 | 2018-07-22 | 1 | 17.4 | 0.32 | 17.72 | 0
7 | 22 | 02:00 | 0 | 2018-07-22 | 2 | 15.96 | 0.3 | 16.26 | 0
7 | 22 | 03:00 | 0 | 2018-07-22 | 3 | 10.27 | 0.35 | 10.62 | 0
7 | 22 | 04:00 | 0 | 2018-07-22 | 4 | 7.47 | 0.41 | 7.88 | 0
7 | 22 | 05:00 | 0 | 2018-07-22 | 5 | 10.37 | 0.35 | 10.72 | 0
7 | 22 | 06:00 | 95 | 2018-07-22 | 6 | 13.54 | 0.3 | 13.84 | 1314.8
7 | 22 | 07:00 | 1001 | 2018-07-22 | 7 | 13.29 | 0.46 | 13.75 | 13763.75
7 | 22 | 08:00 | 1759 | 2018-07-22 | 8 | 9.68 | 0.53 | 10.21 | 17959.39
7 | 22 | 09:00 | 1836 | 2018-07-22 | 9 | 13.88 | 0.52 | 14.4 | 26438.4
7 | 22 | 10:00 | 2000 | 2018-07-22 | 10 | 22.71 | 0.33 | 23.04 | 46080
7 | 22 | 11:00 | 2016 | 2018-07-22 | 11 | 24.11 | 0.35 | 24.46 | 49311.36
7 | 22 | 12:00 | 3200 | 2018-07-22 | 12 | 21.57 | 0.3 | 21.87 | 69984
7 | 22 | 13:00 | 3482 | 2018-07-22 | 13 | 27.74 | 0.34 | 28.08 | 97774.56
7 | 22 | 14:00 | 6641 | 2018-07-22 | 14 | 31.59 | 0.38 | 31.97 | 212312.77
7 | 22 | 15:00 | 6962 | 2018-07-22 | 15 | 31.17 | 0.37 | 31.54 | 219581.48
7 | 22 | 16:00 | 5887 | 2018-07-22 | 16 | 24.74 | 0.3 | 25.04 | 147410.48
7 | 22 | 17:00 | 5851 | 2018-07-22 | 17 | 33.71 | 0.37 | 34.08 | 199402.08
7 | 22 | 18:00 | 3937 | 2018-07-22 | 18 | 34.4 | 0.47 | 34.87 | 137283.19
7 | 22 | 19:00 | 2127 | 2018-07-22 | 19 | 28.83 | 0.4 | 29.23 | 62172.21
7 | 22 | 20:00 | 513 | 2018-07-22 | 20 | 27.77 | 0.33 | 28.1 | 14415.3
7 | 22 | 21:00 | 15 | 2018-07-22 | 21 | 25.26 | 0.34 | 25.6 | 384
7 | 22 | 22:00 | 0 | 2018-07-22 | 22 | 30.75 | 0.42 | 31.17 | 0
7 | 22 | 23:00 | 0 | 2018-07-22 | 23 | 24.8 | 0.69 | 25.49 | 0
7 | 22 | 24:00 | 0 | 2018-07-22 | 24 | 30.67 | 0.81 | 31.48 | 0
7 | 23 | 01:00 | 0 | 2018-07-23 | 1 | 23.91 | 0.68 | 24.59 | 0
7 | 23 | 02:00 | 0 | 2018-07-23 | 2 | 23.99 | 0.67 | 24.66 | 0
7 | 23 | 03:00 | 0 | 2018-07-23 | 3 | 23.99 | 0.67 | 24.66 | 0
7 | 23 | 04:00 | 0 | 2018-07-23 | 4 | 23.97 | 0.67 | 24.64 | 0
7 | 23 | 05:00 | 0 | 2018-07-23 | 5 | 24.24 | 0.67 | 24.91 | 0
7 | 23 | 06:00 | 39 | 2018-07-23 | 6 | 26.64 | 0.77 | 27.41 | 1068.99
7 | 23 | 07:00 | 923 | 2018-07-23 | 7 | 27.56 | 0.86 | 28.42 | 26231.66
7 | 23 | 08:00 | 2478 | 2018-07-23 | 8 | 37.04 | 2.44 | 39.48 | 97831.44
7 | 23 | 09:00 | 4898 | 2018-07-23 | 9 | 50.92 | 2.15 | 53.07 | 259936.86
7 | 23 | 10:00 | 6732 | 2018-07-23 | 10 | 46.6 | 1.6 | 48.2 | 324482.4
7 | 23 | 11:00 | 10738 | 2018-07-23 | 11 | 50.16 | 1.33 | 51.49 | 552899.62
7 | 23 | 12:00 | 14122 | 2018-07-23 | 12 | 40.98 | 1.32 | 42.3 | 597360.6
7 | 23 | 13:00 | 16426 | 2018-07-23 | 13 | 45.66 | 1.63 | 47.29 | 776785.54
7 | 23 | 14:00 | 18012 | 2018-07-23 | 14 | 52.18 | 1.38 | 53.56 | 964722.72
7 | 23 | 15:00 | 14028 | 2018-07-23 | 15 | 51.43 | 1.46 | 52.89 | 741940.92
7 | 23 | 16:00 | 10861 | 2018-07-23 | 16 | 54.18 | 1.75 | 55.93 | 607455.73
7 | 23 | 17:00 | 10802 | 2018-07-23 | 17 | 58.82 | 1.95 | 60.77 | 656437.54
7 | 23 | 18:00 | 7880 | 2018-07-23 | 18 | 64.67 | 1.67 | 66.34 | 522759.2
7 | 23 | 19:00 | 2673 | 2018-07-23 | 19 | 59.63 | 1.46 | 61.09 | 163293.57
7 | 23 | 20:00 | 1164 | 2018-07-23 | 20 | 48.7 | 1.33 | 50.03 | 58234.92
7 | 23 | 21:00 | 1 | 2018-07-23 | 21 | 45.79 | 1.33 | 47.12 | 47.12
7 | 23 | 22:00 | 0 | 2018-07-23 | 22 | 37.15 | 1.31 | 38.46 | 0
7 | 23 | 23:00 | 0 | 2018-07-23 | 23 | 26.99 | 1.4 | 28.39 | 0
7 | 23 | 24:00 | 0 | 2018-07-23 | 24 | 28.82 | 0.86 | 29.68 | 0
7 | 24 | 01:00 | 0 | 2018-07-24 | 1 | 23.75 | 0.54 | 24.29 | 0
7 | 24 | 02:00 | 0 | 2018-07-24 | 2 | 22.46 | 0.51 | 22.97 | 0
7 | 24 | 03:00 | 0 | 2018-07-24 | 3 | 22.25 | 0.5 | 22.75 | 0
7 | 24 | 04:00 | 0 | 2018-07-24 | 4 | 22.28 | 0.5 | 22.78 | 0
7 | 24 | 05:00 | 0 | 2018-07-24 | 5 | 23.22 | 0.51 | 23.73 | 0
7 | 24 | 06:00 | 24 | 2018-07-24 | 6 | 23.45 | 0.62 | 24.07 | 577.68
7 | 24 | 07:00 | 1057 | 2018-07-24 | 7 | 31.67 | 0.79 | 32.46 | 34310.22
7 | 24 | 08:00 | 4225 | 2018-07-24 | 8 | 22.53 | 1.23 | 23.76 | 100386
7 | 24 | 09:00 | 6280 | 2018-07-24 | 9 | 26.36 | 1.17 | 27.53 | 172888.4
7 | 24 | 10:00 | 13342 | 2018-07-24 | 10 | 34.99 | 1.17 | 36.16 | 482446.72
7 | 24 | 11:00 | 16520 | 2018-07-24 | 11 | 31.9 | 1.14 | 33.04 | 545820.8
7 | 24 | 12:00 | 18479 | 2018-07-24 | 12 | 37.15 | 1.37 | 38.52 | 711811.08
7 | 24 | 13:00 | 22263 | 2018-07-24 | 13 | 31.96 | 1.15 | 33.11 | 737127.93
7 | 24 | 14:00 | 18857 | 2018-07-24 | 14 | 36.48 | 1.1 | 37.58 | 708646.06
7 | 24 | 15:00 | 22299 | 2018-07-24 | 15 | 43.75 | 1.14 | 44.89 | 1001002.11
7 | 24 | 16:00 | 17887 | 2018-07-24 | 16 | 45.73 | 1.1 | 46.83 | 837648.21
7 | 24 | 17:00 | 12335 | 2018-07-24 | 17 | 55.93 | 1.2 | 57.13 | 704698.55
7 | 24 | 18:00 | 10448 | 2018-07-24 | 18 | 65.36 | 1.36 | 66.72 | 697090.56
7 | 24 | 19:00 | 4564 | 2018-07-24 | 19 | 61.76 | 1.44 | 63.2 | 288444.8
7 | 24 | 20:00 | 1154 | 2018-07-24 | 20 | 51.66 | 1.45 | 53.11 | 61288.94
7 | 24 | 21:00 | 2 | 2018-07-24 | 21 | 45.79 | 1.54 | 47.33 | 94.66
7 | 24 | 22:00 | 0 | 2018-07-24 | 22 | 43.24 | 1.37 | 44.61 | 0
7 | 24 | 23:00 | 0 | 2018-07-24 | 23 | 31.6 | 1.31 | 32.91 | 0
7 | 24 | 24:00 | 0 | 2018-07-24 | 24 | 28.63 | 0.68 | 29.31 | 0
7 | 25 | 01:00 | 0 | 2018-07-25 | 1 | 27.16 | 0.46 | 27.62 | 0
7 | 25 | 02:00 | 0 | 2018-07-25 | 2 | 29.97 | 0.48 | 30.45 | 0
7 | 25 | 03:00 | 0 | 2018-07-25 | 3 | 25.86 | 0.46 | 26.32 | 0
7 | 25 | 04:00 | 0 | 2018-07-25 | 4 | 24.99 | 0.44 | 25.43 | 0
7 | 25 | 05:00 | 0 | 2018-07-25 | 5 | 23.18 | 0.42 | 23.6 | 0
7 | 25 | 06:00 | 32 | 2018-07-25 | 6 | 25.35 | 0.52 | 25.87 | 827.84
7 | 25 | 07:00 | 858 | 2018-07-25 | 7 | 32.81 | 0.69 | 33.5 | 28743
7 | 25 | 08:00 | 4524 | 2018-07-25 | 8 | 40.21 | 1.51 | 41.72 | 188741.28
7 | 25 | 09:00 | 6966 | 2018-07-25 | 9 | 39.32 | 1.52 | 40.84 | 284491.44
7 | 25 | 10:00 | 11590 | 2018-07-25 | 10 | 41.39 | 1.43 | 42.82 | 496283.8
7 | 25 | 11:00 | 12310 | 2018-07-25 | 11 | 45.25 | 1.55 | 46.8 | 576108
7 | 25 | 12:00 | 13887 | 2018-07-25 | 12 | 38.96 | 1.13 | 40.09 | 556729.83
7 | 25 | 13:00 | 15336 | 2018-07-25 | 13 | 42.15 | 1.16 | 43.31 | 664202.16
7 | 25 | 14:00 | 17494 | 2018-07-25 | 14 | 51.4 | 1.6 | 53 | 927182
7 | 25 | 15:00 | 11783 | 2018-07-25 | 15 | 49.84 | 1.44 | 51.28 | 604232.24
7 | 25 | 16:00 | 10003 | 2018-07-25 | 16 | 35.62 | 1.09 | 36.71 | 367210.13
7 | 25 | 17:00 | 7605 | 2018-07-25 | 17 | 39.74 | 1.12 | 40.86 | 310740.3
7 | 25 | 18:00 | 4599 | 2018-07-25 | 18 | 36.31 | 1.14 | 37.45 | 172232.55
7 | 25 | 19:00 | 1829 | 2018-07-25 | 19 | 35.79 | 1.23 | 37.02 | 67709.58
7 | 25 | 20:00 | 402 | 2018-07-25 | 20 | 36.49 | 1.42 | 37.91 | 15239.82
7 | 25 | 21:00 | 0 | 2018-07-25 | 21 | 37.8 | 1.14 | 38.94 | 0
7 | 25 | 22:00 | 0 | 2018-07-25 | 22 | 29.53 | 1.15 | 30.68 | 0
7 | 25 | 23:00 | 0 | 2018-07-25 | 23 | 26.92 | 1.26 | 28.18 | 0
7 | 25 | 24:00 | 0 | 2018-07-25 | 24 | 25.17 | 0.52 | 25.69 | 0
7 | 26 | 01:00 | 0 | 2018-07-26 | 1 | 21.98 | 0.17 | 22.15 | 0
7 | 26 | 02:00 | 0 | 2018-07-26 | 2 | 21.29 | 0.15 | 21.44 | 0
7 | 26 | 03:00 | 0 | 2018-07-26 | 3 | 19.97 | 0.15 | 20.12 | 0
7 | 26 | 04:00 | 0 | 2018-07-26 | 4 | 19.76 | 0.15 | 19.91 | 0
7 | 26 | 05:00 | 0 | 2018-07-26 | 5 | 19.75 | 0.15 | 19.9 | 0
7 | 26 | 06:00 | 0 | 2018-07-26 | 6 | 20.85 | 0.2 | 21.05 | 0
7 | 26 | 07:00 | 601 | 2018-07-26 | 7 | 20.68 | 0.22 | 20.9 | 12560.9
7 | 26 | 08:00 | 3101 | 2018-07-26 | 8 | 22.73 | 1.03 | 23.76 | 73679.76
7 | 26 | 09:00 | 9368 | 2018-07-26 | 9 | 26.54 | 0.91 | 27.45 | 257151.6
7 | 26 | 10:00 | 11937 | 2018-07-26 | 10 | 28.26 | 0.9 | 29.16 | 348082.92
7 | 26 | 11:00 | 13842 | 2018-07-26 | 11 | 24.25 | 0.85 | 25.1 | 347434.2
7 | 26 | 12:00 | 13084 | 2018-07-26 | 12 | 27.37 | 0.81 | 28.18 | 368707.12
7 | 26 | 13:00 | 15496 | 2018-07-26 | 13 | 32.13 | 0.81 | 32.94 | 510438.24
7 | 26 | 14:00 | 16717 | 2018-07-26 | 14 | 37.18 | 0.82 | 38 | 635246
7 | 26 | 15:00 | 6322 | 2018-07-26 | 15 | 36.48 | 0.81 | 37.29 | 235747.38
7 | 26 | 16:00 | 8574 | 2018-07-26 | 16 | 35.91 | 0.79 | 36.7 | 314665.8
7 | 26 | 17:00 | 13762 | 2018-07-26 | 17 | 31.08 | 0.78 | 31.86 | 438457.32
7 | 26 | 18:00 | 6438 | 2018-07-26 | 18 | 31.46 | 0.78 | 32.24 | 207561.12
7 | 26 | 19:00 | 4858 | 2018-07-26 | 19 | 35.68 | 0.81 | 36.49 | 177268.42
7 | 26 | 20:00 | 993 | 2018-07-26 | 20 | 34.17 | 0.86 | 35.03 | 34784.79
7 | 26 | 21:00 | 4 | 2018-07-26 | 21 | 29.64 | 0.82 | 30.46 | 121.84
7 | 26 | 22:00 | 0 | 2018-07-26 | 22 | 29.19 | 0.89 | 30.08 | 0
7 | 26 | 23:00 | 0 | 2018-07-26 | 23 | 21.93 | 0.95 | 22.88 | 0
7 | 26 | 24:00 | 0 | 2018-07-26 | 24 | 22.38 | 0.2 | 22.58 | 0
7 | 27 | 01:00 | 0 | 2018-07-27 | 1 | 21.89 | 0.45 | 22.34 | 0
7 | 27 | 02:00 | 0 | 2018-07-27 | 2 | 21.26 | 0.45 | 21.71 | 0
7 | 27 | 03:00 | 0 | 2018-07-27 | 3 | 17.53 | 0.47 | 18 | 0
7 | 27 | 04:00 | 0 | 2018-07-27 | 4 | -3.78 | 0.63 | -3.15 | 0
7 | 27 | 05:00 | 0 | 2018-07-27 | 5 | 14.74 | 0.59 | 15.33 | 0
7 | 27 | 06:00 | 72 | 2018-07-27 | 6 | 19.76 | 0.55 | 20.31 | 1462.32
7 | 27 | 07:00 | 1853 | 2018-07-27 | 7 | 20.32 | 0.56 | 20.88 | 38690.64
7 | 27 | 08:00 | 6866 | 2018-07-27 | 8 | 21.26 | 1.29 | 22.55 | 154828.3
7 | 27 | 09:00 | 14156 | 2018-07-27 | 9 | 23.67 | 1.2 | 24.87 | 352059.72
7 | 27 | 10:00 | 20426 | 2018-07-27 | 10 | 28.61 | 1.19 | 29.8 | 608694.8
7 | 27 | 11:00 | 24556 | 2018-07-27 | 11 | 33.65 | 1.18 | 34.83 | 855285.48
7 | 27 | 12:00 | 25910 | 2018-07-27 | 12 | 36.55 | 1.11 | 37.66 | 975770.6
7 | 27 | 13:00 | 24226 | 2018-07-27 | 13 | 39.35 | 1.1 | 40.45 | 979941.7
7 | 27 | 14:00 | 21150 | 2018-07-27 | 14 | 38.89 | 1.09 | 39.98 | 845577
7 | 27 | 15:00 | 18578 | 2018-07-27 | 15 | 36.97 | 1.05 | 38.02 | 706335.56
7 | 27 | 16:00 | 16559 | 2018-07-27 | 16 | 38.94 | 1.08 | 40.02 | 662691.18
7 | 27 | 17:00 | 7299 | 2018-07-27 | 17 | 41.56 | 1.17 | 42.73 | 311886.27
7 | 27 | 18:00 | 4886 | 2018-07-27 | 18 | 41.19 | 1.21 | 42.4 | 207166.4
7 | 27 | 19:00 | 2638 | 2018-07-27 | 19 | 37.22 | 1.13 | 38.35 | 101167.3
7 | 27 | 20:00 | 370 | 2018-07-27 | 20 | 32.81 | 1.1 | 33.91 | 12546.7
7 | 27 | 21:00 | 0 | 2018-07-27 | 21 | 29.77 | 1.1 | 30.87 | 0
7 | 27 | 22:00 | 0 | 2018-07-27 | 22 | 26.88 | 1.14 | 28.02 | 0
7 | 27 | 23:00 | 0 | 2018-07-27 | 23 | 24.05 | 1.2 | 25.25 | 0
7 | 27 | 24:00 | 0 | 2018-07-27 | 24 | 23.75 | 0.51 | 24.26 | 0
7 | 28 | 01:00 | 0 | 2018-07-28 | 1 | 21.47 | 0.35 | 21.82 | 0
7 | 28 | 02:00 | 0 | 2018-07-28 | 2 | 24 | 0.35 | 24.35 | 0
7 | 28 | 03:00 | 0 | 2018-07-28 | 3 | 24.89 | 0.37 | 25.26 | 0
7 | 28 | 04:00 | 0 | 2018-07-28 | 4 | 22.11 | 0.35 | 22.46 | 0
7 | 28 | 05:00 | 0 | 2018-07-28 | 5 | 21.18 | 0.35 | 21.53 | 0
7 | 28 | 06:00 | 5 | 2018-07-28 | 6 | 21.62 | 0.35 | 21.97 | 109.85
7 | 28 | 07:00 | 1069 | 2018-07-28 | 7 | 21.22 | 0.37 | 21.59 | 23079.71
7 | 28 | 08:00 | 6681 | 2018-07-28 | 8 | 22.63 | 0.39 | 23.02 | 153796.62
7 | 28 | 09:00 | 14077 | 2018-07-28 | 9 | 24.81 | 0.4 | 25.21 | 354881.17
7 | 28 | 10:00 | 20330 | 2018-07-28 | 10 | 29.45 | 0.4 | 29.85 | 606850.5
7 | 28 | 11:00 | 24565 | 2018-07-28 | 11 | 28.5 | 0.42 | 28.92 | 710419.8
7 | 28 | 12:00 | 25232 | 2018-07-28 | 12 | 36.47 | 0.48 | 36.95 | 932322.4
7 | 28 | 13:00 | 26262 | 2018-07-28 | 13 | 42.75 | 0.49 | 43.24 | 1135568.88
7 | 28 | 14:00 | 23187 | 2018-07-28 | 14 | 44.06 | 0.46 | 44.52 | 1032285.24
7 | 28 | 15:00 | 17345 | 2018-07-28 | 15 | 44.07 | 0.45 | 44.52 | 772199.4
7 | 28 | 16:00 | 9267 | 2018-07-28 | 16 | 44.53 | 0.46 | 44.99 | 416922.33
7 | 28 | 17:00 | 5955 | 2018-07-28 | 17 | 52.29 | 0.52 | 52.81 | 314483.55
7 | 28 | 18:00 | 6273 | 2018-07-28 | 18 | 53.05 | 0.63 | 53.68 | 336734.64
7 | 28 | 19:00 | 1737 | 2018-07-28 | 19 | 48.07 | 0.53 | 48.6 | 84418.2
7 | 28 | 20:00 | 295 | 2018-07-28 | 20 | 45.52 | 0.76 | 46.28 | 13652.6
7 | 28 | 21:00 | 8 | 2018-07-28 | 21 | 36.89 | 0.44 | 37.33 | 298.64
7 | 28 | 22:00 | 0 | 2018-07-28 | 22 | 45.6 | 0.55 | 46.15 | 0
7 | 28 | 23:00 | 0 | 2018-07-28 | 23 | 38.59 | 0.69 | 39.28 | 0
7 | 28 | 24:00 | 0 | 2018-07-28 | 24 | 31.79 | 0.66 | 32.45 | 0
7 | 29 | 01:00 | 0 | 2018-07-29 | 1 | 25.3 | 0.51 | 25.81 | 0
7 | 29 | 02:00 | 0 | 2018-07-29 | 2 | 33.59 | 0.44 | 34.03 | 0
7 | 29 | 03:00 | 0 | 2018-07-29 | 3 | 27.17 | 0.47 | 27.64 | 0
7 | 29 | 04:00 | 0 | 2018-07-29 | 4 | 22.66 | 0.41 | 23.07 | 0
7 | 29 | 05:00 | 0 | 2018-07-29 | 5 | 20.86 | 0.38 | 21.24 | 0
7 | 29 | 06:00 | 44 | 2018-07-29 | 6 | 19.4 | 0.38 | 19.78 | 870.32
7 | 29 | 07:00 | 1760 | 2018-07-29 | 7 | 19.04 | 0.44 | 19.48 | 34284.8
7 | 29 | 08:00 | 7276 | 2018-07-29 | 8 | 20.75 | 0.45 | 21.2 | 154251.2
7 | 29 | 09:00 | 14523 | 2018-07-29 | 9 | 22.98 | 0.41 | 23.39 | 339692.97
7 | 29 | 10:00 | 19657 | 2018-07-29 | 10 | 21.63 | 0.37 | 22 | 432454
7 | 29 | 11:00 | 24153 | 2018-07-29 | 11 | 22.14 | 0.37 | 22.51 | 543684.03
7 | 29 | 12:00 | 24504 | 2018-07-29 | 12 | 20.87 | 0.36 | 21.23 | 520219.92
7 | 29 | 13:00 | 20945 | 2018-07-29 | 13 | 21.1 | 0.35 | 21.45 | 449270.25
7 | 29 | 14:00 | 21349 | 2018-07-29 | 14 | 20.91 | 0.35 | 21.26 | 453879.74
7 | 29 | 15:00 | 22344 | 2018-07-29 | 15 | 20.63 | 0.35 | 20.98 | 468777.12
7 | 29 | 16:00 | 18815 | 2018-07-29 | 16 | 22.09 | 0.35 | 22.44 | 422208.6
7 | 29 | 17:00 | 16301 | 2018-07-29 | 17 | 23.92 | 0.36 | 24.28 | 395788.28
7 | 29 | 18:00 | 9492 | 2018-07-29 | 18 | 27.71 | 0.37 | 28.08 | 266535.36
7 | 29 | 19:00 | 3938 | 2018-07-29 | 19 | 35.57 | 0.46 | 36.03 | 141886.14
7 | 29 | 20:00 | 873 | 2018-07-29 | 20 | 32.16 | 0.57 | 32.73 | 28573.29
7 | 29 | 21:00 | 0 | 2018-07-29 | 21 | 21.66 | 0.37 | 22.03 | 0
7 | 29 | 22:00 | 0 | 2018-07-29 | 22 | 27.04 | 0.42 | 27.46 | 0
7 | 29 | 23:00 | 0 | 2018-07-29 | 23 | 24.2 | 0.48 | 24.68 | 0
7 | 29 | 24:00 | 0 | 2018-07-29 | 24 | 21.68 | 0.45 | 22.13 | 0
7 | 30 | 01:00 | 0 | 2018-07-30 | 1 | 20.43 | 0.27 | 20.7 | 0
7 | 30 | 02:00 | 0 | 2018-07-30 | 2 | 19.82 | 0.27 | 20.09 | 0
7 | 30 | 03:00 | 0 | 2018-07-30 | 3 | 19.06 | 0.27 | 19.33 | 0
7 | 30 | 04:00 | 0 | 2018-07-30 | 4 | 19.17 | 0.27 | 19.44 | 0
7 | 30 | 05:00 | 0 | 2018-07-30 | 5 | 19.54 | 0.27 | 19.81 | 0
7 | 30 | 06:00 | 97 | 2018-07-30 | 6 | 19.33 | 0.33 | 19.66 | 1907.02
7 | 30 | 07:00 | 2026 | 2018-07-30 | 7 | 19.55 | 0.4 | 19.95 | 40418.7
7 | 30 | 08:00 | 5687 | 2018-07-30 | 8 | 19.68 | 1.22 | 20.9 | 118858.3
7 | 30 | 09:00 | 13416 | 2018-07-30 | 9 | 19.5 | 1.09 | 20.59 | 276235.44
7 | 30 | 10:00 | 19795 | 2018-07-30 | 10 | 19.33 | 1.02 | 20.35 | 402828.25
7 | 30 | 11:00 | 23957 | 2018-07-30 | 11 | 20.26 | 0.98 | 21.24 | 508846.68
7 | 30 | 12:00 | 25191 | 2018-07-30 | 12 | 21.07 | 0.95 | 22.02 | 554705.82
7 | 30 | 13:00 | 23212 | 2018-07-30 | 13 | 22.54 | 0.94 | 23.48 | 545017.76
7 | 30 | 14:00 | 21623 | 2018-07-30 | 14 | 21.42 | 0.93 | 22.35 | 483274.05
7 | 30 | 15:00 | 17902 | 2018-07-30 | 15 | 21.49 | 0.92 | 22.41 | 401183.82
7 | 30 | 16:00 | 14182 | 2018-07-30 | 16 | 21.25 | 0.91 | 22.16 | 314273.12
7 | 30 | 17:00 | 11789 | 2018-07-30 | 17 | 21.15 | 0.91 | 22.06 | 260065.34
7 | 30 | 18:00 | 6906 | 2018-07-30 | 18 | 20.65 | 0.91 | 21.56 | 148893.36
7 | 30 | 19:00 | 3017 | 2018-07-30 | 19 | 21.04 | 0.93 | 21.97 | 66283.49
7 | 30 | 20:00 | 690 | 2018-07-30 | 20 | 21.29 | 0.94 | 22.23 | 15338.7
7 | 30 | 21:00 | 0 | 2018-07-30 | 21 | 21.55 | 0.95 | 22.5 | 0
7 | 30 | 22:00 | 0 | 2018-07-30 | 22 | 21.68 | 0.92 | 22.6 | 0
7 | 30 | 23:00 | 0 | 2018-07-30 | 23 | 24.03 | 1.06 | 25.09 | 0
7 | 30 | 24:00 | 0 | 2018-07-30 | 24 | 19.53 | 0.33 | 19.86 | 0
7 | 31 | 01:00 | 0 | 2018-07-31 | 1 | 19.4 | 0.36 | 19.76 | 0
7 | 31 | 02:00 | 0 | 2018-07-31 | 2 | 19.28 | 0.36 | 19.64 | 0
7 | 31 | 03:00 | 0 | 2018-07-31 | 3 | 19.48 | 0.36 | 19.84 | 0
7 | 31 | 04:00 | 0 | 2018-07-31 | 4 | 18.32 | 0.37 | 18.69 | 0
7 | 31 | 05:00 | 0 | 2018-07-31 | 5 | 18.95 | 0.36 | 19.31 | 0
7 | 31 | 06:00 | 53 | 2018-07-31 | 6 | 19.92 | 0.42 | 20.34 | 1078.02
7 | 31 | 07:00 | 1779 | 2018-07-31 | 7 | 20.04 | 0.43 | 20.47 | 36416.13
7 | 31 | 08:00 | 6075 | 2018-07-31 | 8 | 21.68 | 1.21 | 22.89 | 139056.75
7 | 31 | 09:00 | 10668 | 2018-07-31 | 9 | 23.51 | 1.12 | 24.63 | 262752.84
7 | 31 | 10:00 | 16051 | 2018-07-31 | 10 | 24.27 | 1.07 | 25.34 | 406732.34
7 | 31 | 11:00 | 20560 | 2018-07-31 | 11 | 23.64 | 1.04 | 24.68 | 507420.8
7 | 31 | 12:00 | 26777 | 2018-07-31 | 12 | 29.86 | 1.08 | 30.94 | 828480.38
7 | 31 | 13:00 | 26978 | 2018-07-31 | 13 | 29.68 | 0.99 | 30.67 | 827415.26
7 | 31 | 14:00 | 22349 | 2018-07-31 | 14 | 36.79 | 0.99 | 37.78 | 844345.22
7 | 31 | 15:00 | 22956 | 2018-07-31 | 15 | 35.88 | 1.03 | 36.91 | 847305.96
7 | 31 | 16:00 | 18431 | 2018-07-31 | 16 | 40.37 | 1.18 | 41.55 | 765808.05
7 | 31 | 17:00 | 13063 | 2018-07-31 | 17 | 45.71 | 1.2 | 46.91 | 612785.33
7 | 31 | 18:00 | 7618 | 2018-07-31 | 18 | 49.53 | 1.01 | 50.54 | 385013.72
7 | 31 | 19:00 | 3325 | 2018-07-31 | 19 | 47.69 | 1.03 | 48.72 | 161994
7 | 31 | 20:00 | 826 | 2018-07-31 | 20 | 38.45 | 1.15 | 39.6 | 32709.6
7 | 31 | 21:00 | 0 | 2018-07-31 | 21 | 31.54 | 1.1 | 32.64 | 0
7 | 31 | 22:00 | 0 | 2018-07-31 | 22 | 39.29 | 1.57 | 40.86 | 0
7 | 31 | 23:00 | 0 | 2018-07-31 | 23 | 28.68 | 1.21 | 29.89 | 0
7 | 31 | 24:00 | 0 | 2018-07-31 | 24 | 28.27 | 0.63 | 28.9 | 0
8 | 1 | 01:00 | 0 | 2018-08-01 | 1 | 21.33 | 2.05 | 23.38 | 0
8 | 1 | 02:00 | 0 | 2018-08-01 | 2 | 22.33 | 2.02 | 24.35 | 0
8 | 1 | 03:00 | 0 | 2018-08-01 | 3 | 22.4 | 2.02 | 24.42 | 0
8 | 1 | 04:00 | 0 | 2018-08-01 | 4 | 21.17 | 2.03 | 23.2 | 0
8 | 1 | 05:00 | 0 | 2018-08-01 | 5 | 21 | 2.02 | 23.02 | 0
8 | 1 | 06:00 | 78 | 2018-08-01 | 6 | 22.15 | 2.14 | 24.29 | 1894.62
8 | 1 | 07:00 | 2090 | 2018-08-01 | 7 | 24.61 | 2.17 | 26.78 | 55970.2
8 | 1 | 08:00 | 6632 | 2018-08-01 | 8 | 24.8 | 2.78 | 27.58 | 182910.56
8 | 1 | 09:00 | 8419 | 2018-08-01 | 9 | 32.75 | 2.81 | 35.56 | 299379.64
8 | 1 | 10:00 | 13037 | 2018-08-01 | 10 | 32.97 | 2.73 | 35.7 | 465420.9
8 | 1 | 11:00 | 15572 | 2018-08-01 | 11 | 34.38 | 2.72 | 37.1 | 577721.2
8 | 1 | 12:00 | 11921 | 2018-08-01 | 12 | 28.39 | 2.58 | 30.97 | 369193.37
8 | 1 | 13:00 | 11202 | 2018-08-01 | 13 | 27.75 | 2.59 | 30.34 | 339868.68
8 | 1 | 14:00 | 8778 | 2018-08-01 | 14 | 36.19 | 2.74 | 38.93 | 341727.54
8 | 1 | 15:00 | 7594 | 2018-08-01 | 15 | 28.86 | 2.56 | 31.42 | 238603.48
8 | 1 | 16:00 | 2857 | 2018-08-01 | 16 | 28.21 | 2.56 | 30.77 | 87909.89
8 | 1 | 17:00 | 1861 | 2018-08-01 | 17 | 36.5 | 2.6 | 39.1 | 72765.1
8 | 1 | 18:00 | 815 | 2018-08-01 | 18 | 39.59 | 2.65 | 42.24 | 34425.6
8 | 1 | 19:00 | 1646 | 2018-08-01 | 19 | 39.01 | 2.62 | 41.63 | 68522.98
8 | 1 | 20:00 | 408 | 2018-08-01 | 20 | 46.02 | 2.85 | 48.87 | 19938.96
8 | 1 | 21:00 | 1 | 2018-08-01 | 21 | 42.59 | 2.68 | 45.27 | 45.27
8 | 1 | 22:00 | 0 | 2018-08-01 | 22 | 30.65 | 2.62 | 33.27 | 0
8 | 1 | 23:00 | 0 | 2018-08-01 | 23 | 28.55 | 2.73 | 31.28 | 0
8 | 1 | 24:00 | 0 | 2018-08-01 | 24 | 31.21 | 2.2 | 33.41 | 0
8 | 2 | 01:00 | 0 | 2018-08-02 | 1 | 25.14 | 1.27 | 26.41 | 0
8 | 2 | 02:00 | 0 | 2018-08-02 | 2 | 22.63 | 1.23 | 23.86 | 0
8 | 2 | 03:00 | 0 | 2018-08-02 | 3 | 24.09 | 1.25 | 25.34 | 0
8 | 2 | 04:00 | 0 | 2018-08-02 | 4 | 22.52 | 1.23 | 23.75 | 0
8 | 2 | 05:00 | 0 | 2018-08-02 | 5 | 22.03 | 1.23 | 23.26 | 0
8 | 2 | 06:00 | 8 | 2018-08-02 | 6 | 26.5 | 1.32 | 27.82 | 222.56
8 | 2 | 07:00 | 1053 | 2018-08-02 | 7 | 25.94 | 1.37 | 27.31 | 28757.43
8 | 2 | 08:00 | 5308 | 2018-08-02 | 8 | 33.56 | 2.04 | 35.6 | 188964.8
8 | 2 | 09:00 | 9443 | 2018-08-02 | 9 | 38.07 | 1.93 | 40 | 377720
8 | 2 | 10:00 | 16655 | 2018-08-02 | 10 | 34.93 | 1.8 | 36.73 | 611738.15
8 | 2 | 11:00 | 20245 | 2018-08-02 | 11 | 36.06 | 1.73 | 37.79 | 765058.55
8 | 2 | 12:00 | 21829 | 2018-08-02 | 12 | 42.07 | 1.77 | 43.84 | 956983.36
8 | 2 | 13:00 | 23991 | 2018-08-02 | 13 | 48.12 | 1.97 | 50.09 | 1201709.19
8 | 2 | 14:00 | 23476 | 2018-08-02 | 14 | 42.64 | 1.74 | 44.38 | 1041864.88
8 | 2 | 15:00 | 22519 | 2018-08-02 | 15 | 42.13 | 1.69 | 43.82 | 986782.58
8 | 2 | 16:00 | 15776 | 2018-08-02 | 16 | 49.43 | 1.95 | 51.38 | 810570.88
8 | 2 | 17:00 | 11111 | 2018-08-02 | 17 | 59.02 | 2.25 | 61.27 | 680770.97
8 | 2 | 18:00 | 6092 | 2018-08-02 | 18 | 69.4 | 2.23 | 71.63 | 436369.96
8 | 2 | 19:00 | 2024 | 2018-08-02 | 19 | 55.74 | 1.89 | 57.63 | 116643.12
8 | 2 | 20:00 | 765 | 2018-08-02 | 20 | 40.63 | 1.8 | 42.43 | 32458.95
8 | 2 | 21:00 | 9 | 2018-08-02 | 21 | 41.43 | 1.77 | 43.2 | 388.8
8 | 2 | 22:00 | 0 | 2018-08-02 | 22 | 36.76 | 1.77 | 38.53 | 0
8 | 2 | 23:00 | 0 | 2018-08-02 | 23 | 34.45 | 2.06 | 36.51 | 0
8 | 2 | 24:00 | 0 | 2018-08-02 | 24 | 31.85 | 1.37 | 33.22 | 0
8 | 3 | 01:00 | 0 | 2018-08-03 | 1 | 32.41 | 0.62 | 33.03 | 0
8 | 3 | 02:00 | 0 | 2018-08-03 | 2 | 27.58 | 0.56 | 28.14 | 0
8 | 3 | 03:00 | 0 | 2018-08-03 | 3 | 24.86 | 0.56 | 25.42 | 0
8 | 3 | 04:00 | 0 | 2018-08-03 | 4 | 23.72 | 0.55 | 24.27 | 0
8 | 3 | 05:00 | 0 | 2018-08-03 | 5 | 24.62 | 0.55 | 25.17 | 0
8 | 3 | 06:00 | 6 | 2018-08-03 | 6 | 27.75 | 0.67 | 28.42 | 170.52
8 | 3 | 07:00 | 1493 | 2018-08-03 | 7 | 31.27 | 0.75 | 32.02 | 47805.86
8 | 3 | 08:00 | 6079 | 2018-08-03 | 8 | 36.19 | 1.4 | 37.59 | 228509.61
8 | 3 | 09:00 | 10779 | 2018-08-03 | 9 | 39.32 | 1.26 | 40.58 | 437411.82
8 | 3 | 10:00 | 16880 | 2018-08-03 | 10 | 43.96 | 1.2 | 45.16 | 762300.8
8 | 3 | 11:00 | 21297 | 2018-08-03 | 11 | 41.99 | 1.16 | 43.15 | 918965.55
8 | 3 | 12:00 | 18115 | 2018-08-03 | 12 | 39.79 | 1.11 | 40.9 | 740903.5
8 | 3 | 13:00 | 17452 | 2018-08-03 | 13 | 42.2 | 1.09 | 43.29 | 755497.08
8 | 3 | 14:00 | 20037 | 2018-08-03 | 14 | 42.82 | 1.1 | 43.92 | 880025.04
8 | 3 | 15:00 | 14724 | 2018-08-03 | 15 | 47.73 | 1.27 | 49 | 721476
8 | 3 | 16:00 | 8332 | 2018-08-03 | 16 | 41.33 | 1.12 | 42.45 | 353693.4
8 | 3 | 17:00 | 4435 | 2018-08-03 | 17 | 45.73 | 1.26 | 46.99 | 208400.65
8 | 3 | 18:00 | 4003 | 2018-08-03 | 18 | 63.36 | 1.44 | 64.8 | 259394.4
8 | 3 | 19:00 | 1322 | 2018-08-03 | 19 | 47.69 | 1.31 | 49 | 64778
8 | 3 | 20:00 | 157 | 2018-08-03 | 20 | 36.6 | 1.08 | 37.68 | 5915.76
8 | 3 | 21:00 | 0 | 2018-08-03 | 21 | 33.69 | 1.07 | 34.76 | 0
8 | 3 | 22:00 | 0 | 2018-08-03 | 22 | 32.95 | 1.09 | 34.04 | 0
8 | 3 | 23:00 | 0 | 2018-08-03 | 23 | 33.21 | 1.18 | 34.39 | 0
8 | 3 | 24:00 | 0 | 2018-08-03 | 24 | 32.63 | 0.71 | 33.34 | 0
8 | 4 | 01:00 | 0 | 2018-08-04 | 1 | 26.78 | 0.3 | 27.08 | 0
8 | 4 | 02:00 | 0 | 2018-08-04 | 2 | 26.5 | 0.3 | 26.8 | 0
8 | 4 | 03:00 | 0 | 2018-08-04 | 3 | 25.49 | 0.29 | 25.78 | 0
8 | 4 | 04:00 | 0 | 2018-08-04 | 4 | 22.84 | 0.27 | 23.11 | 0
8 | 4 | 05:00 | 0 | 2018-08-04 | 5 | 23.65 | 0.28 | 23.93 | 0
8 | 4 | 06:00 | 18 | 2018-08-04 | 6 | 23.94 | 0.27 | 24.21 | 435.78
8 | 4 | 07:00 | 959 | 2018-08-04 | 7 | 26.09 | 0.35 | 26.44 | 25355.96
8 | 4 | 08:00 | 2650 | 2018-08-04 | 8 | 36.24 | 0.46 | 36.7 | 97255
8 | 4 | 09:00 | 4546 | 2018-08-04 | 9 | 44.44 | 0.93 | 45.37 | 206252.02
8 | 4 | 10:00 | 4628 | 2018-08-04 | 10 | 44.65 | 0.65 | 45.3 | 209648.4
8 | 4 | 11:00 | 2913 | 2018-08-04 | 11 | 40.51 | 0.46 | 40.97 | 119345.61
8 | 4 | 12:00 | 5856 | 2018-08-04 | 12 | 32.49 | 0.41 | 32.9 | 192662.4
8 | 4 | 13:00 | 11454 | 2018-08-04 | 13 | 28.97 | 0.32 | 29.29 | 335487.66
8 | 4 | 14:00 | 9308 | 2018-08-04 | 14 | 29.05 | 0.31 | 29.36 | 273282.88
8 | 4 | 15:00 | 13891 | 2018-08-04 | 15 | 31.78 | 0.47 | 32.25 | 447984.75
8 | 4 | 16:00 | 14814 | 2018-08-04 | 16 | 38.45 | 0.41 | 38.86 | 575672.04
8 | 4 | 17:00 | 12233 | 2018-08-04 | 17 | 39.85 | 0.4 | 40.25 | 492378.25
8 | 4 | 18:00 | 6888 | 2018-08-04 | 18 | 48.59 | 0.56 | 49.15 | 338545.2
8 | 4 | 19:00 | 2406 | 2018-08-04 | 19 | 51.12 | 0.69 | 51.81 | 124654.86
8 | 4 | 20:00 | 715 | 2018-08-04 | 20 | 45.7 | 0.64 | 46.34 | 33133.1
8 | 4 | 21:00 | 24 | 2018-08-04 | 21 | 40.87 | 0.51 | 41.38 | 993.12
8 | 4 | 22:00 | 0 | 2018-08-04 | 22 | 37.55 | 0.58 | 38.13 | 0
8 | 4 | 23:00 | 0 | 2018-08-04 | 23 | 27.88 | 0.42 | 28.3 | 0
8 | 4 | 24:00 | 0 | 2018-08-04 | 24 | 23.24 | 0.38 | 23.62 | 0
8 | 5 | 01:00 | 0 | 2018-08-05 | 1 | 22.18 | 0.91 | 23.09 | 0
8 | 5 | 02:00 | 0 | 2018-08-05 | 2 | 21 | 0.85 | 21.85 | 0
8 | 5 | 03:00 | 0 | 2018-08-05 | 3 | 19.93 | 0.87 | 20.8 | 0
8 | 5 | 04:00 | 0 | 2018-08-05 | 4 | 3.92 | 0.94 | 4.86 | 0
8 | 5 | 05:00 | 0 | 2018-08-05 | 5 | -39.51 | 1.09 | -38.42 | 0
8 | 5 | 06:00 | 17 | 2018-08-05 | 6 | 3.37 | 0.98 | 4.35 | 73.95
8 | 5 | 07:00 | 1524 | 2018-08-05 | 7 | 8.89 | 1.14 | 10.03 | 15285.72
8 | 5 | 08:00 | 6442 | 2018-08-05 | 8 | 18.22 | 1 | 19.22 | 123815.24
8 | 5 | 09:00 | 13678 | 2018-08-05 | 9 | 22.15 | 0.89 | 23.04 | 315141.12
8 | 5 | 10:00 | 19745 | 2018-08-05 | 10 | 22.13 | 0.85 | 22.98 | 453740.1
8 | 5 | 11:00 | 24589 | 2018-08-05 | 11 | 25.15 | 0.85 | 26 | 639314
8 | 5 | 12:00 | 26097 | 2018-08-05 | 12 | 31.24 | 0.96 | 32.2 | 840323.4
8 | 5 | 13:00 | 25039 | 2018-08-05 | 13 | 37.73 | 1.07 | 38.8 | 971513.2
8 | 5 | 14:00 | 24995 | 2018-08-05 | 14 | 44.54 | 1.11 | 45.65 | 1141021.75
8 | 5 | 15:00 | 23276 | 2018-08-05 | 15 | 41.34 | 0.98 | 42.32 | 985040.32
8 | 5 | 16:00 | 20309 | 2018-08-05 | 16 | 41.58 | 0.89 | 42.47 | 862523.23
8 | 5 | 17:00 | 14510 | 2018-08-05 | 17 | 75.41 | 5.17 | 80.58 | 1169215.8
8 | 5 | 18:00 | 8691 | 2018-08-05 | 18 | 258.98 | 34.56 | 293.54 | 2551156.14
8 | 5 | 19:00 | 3389 | 2018-08-05 | 19 | 180.23 | 25.95 | 206.18 | 698744.02
8 | 5 | 20:00 | 818 | 2018-08-05 | 20 | 70.37 | 6.72 | 77.09 | 63059.62
8 | 5 | 21:00 | 0 | 2018-08-05 | 21 | 86.76 | 2.36 | 89.12 | 0
8 | 5 | 22:00 | 0 | 2018-08-05 | 22 | 42.21 | 1.21 | 43.42 | 0
8 | 5 | 23:00 | 0 | 2018-08-05 | 23 | 34.59 | 1.22 | 35.81 | 0
8 | 5 | 24:00 | 0 | 2018-08-05 | 24 | 28.38 | 1.08 | 29.46 | 0
8 | 6 | 01:00 | 0 | 2018-08-06 | 1 | 26.54 | 2.14 | 28.68 | 0
8 | 6 | 02:00 | 0 | 2018-08-06 | 2 | 26.7 | 2.15 | 28.85 | 0
8 | 6 | 03:00 | 0 | 2018-08-06 | 3 | 26.34 | 2.15 | 28.49 | 0
8 | 6 | 04:00 | 0 | 2018-08-06 | 4 | 24.04 | 2.13 | 26.17 | 0
8 | 6 | 05:00 | 0 | 2018-08-06 | 5 | 23.13 | 2.11 | 25.24 | 0
8 | 6 | 06:00 | 13 | 2018-08-06 | 6 | 22.81 | 2.17 | 24.98 | 324.74
8 | 6 | 07:00 | 1472 | 2018-08-06 | 7 | 22.65 | 2.2 | 24.85 | 36579.2
8 | 6 | 08:00 | 6347 | 2018-08-06 | 8 | 24.04 | 2.82 | 26.86 | 170480.42
8 | 6 | 09:00 | 13417 | 2018-08-06 | 9 | 34.65 | 2.89 | 37.54 | 503674.18
8 | 6 | 10:00 | 19833 | 2018-08-06 | 10 | 50.7 | 3.45 | 54.15 | 1073956.95
8 | 6 | 11:00 | 24214 | 2018-08-06 | 11 | 47.9 | 2.91 | 50.81 | 1230313.34
8 | 6 | 12:00 | 26403 | 2018-08-06 | 12 | 58.89 | 2.74 | 61.63 | 1627216.89
8 | 6 | 13:00 | 27213 | 2018-08-06 | 13 | 69.92 | 3.19 | 73.11 | 1989542.43
8 | 6 | 14:00 | 26515 | 2018-08-06 | 14 | 73.69 | 3.57 | 77.26 | 2048548.9
8 | 6 | 15:00 | 24574 | 2018-08-06 | 15 | 259.87 | 23.04 | 282.91 | 6952230.34
8 | 6 | 16:00 | 20945 | 2018-08-06 | 16 | 210.22 | 16.98 | 227.2 | 4758704
8 | 6 | 17:00 | 15352 | 2018-08-06 | 17 | 241.16 | 19.24 | 260.4 | 3997660.8
8 | 6 | 18:00 | 8449 | 2018-08-06 | 18 | 127.82 | 7.88 | 135.7 | 1146529.3
8 | 6 | 19:00 | 3314 | 2018-08-06 | 19 | 158.42 | 9.73 | 168.15 | 557249.1
8 | 6 | 20:00 | 585 | 2018-08-06 | 20 | 88.84 | 3.5 | 92.34 | 54018.9
8 | 6 | 21:00 | 0 | 2018-08-06 | 21 | 72.06 | 2.83 | 74.89 | 0
8 | 6 | 22:00 | 0 | 2018-08-06 | 22 | 62.35 | 2.96 | 65.31 | 0
8 | 6 | 23:00 | 0 | 2018-08-06 | 23 | 45.56 | 2.9 | 48.46 | 0
8 | 6 | 24:00 | 0 | 2018-08-06 | 24 | 39.15 | 2.31 | 41.46 | 0
8 | 7 | 01:00 | 0 | 2018-08-07 | 1 | 35.63 | 2.42 | 38.05 | 0
8 | 7 | 02:00 | 0 | 2018-08-07 | 2 | 33 | 2.42 | 35.42 | 0
8 | 7 | 03:00 | 0 | 2018-08-07 | 3 | 36.56 | 2.38 | 38.94 | 0
8 | 7 | 04:00 | 0 | 2018-08-07 | 4 | 32.31 | 2.38 | 34.69 | 0
8 | 7 | 05:00 | 0 | 2018-08-07 | 5 | 30.77 | 2.4 | 33.17 | 0
8 | 7 | 06:00 | 7 | 2018-08-07 | 6 | 37.99 | 2.49 | 40.48 | 283.36
8 | 7 | 07:00 | 1390 | 2018-08-07 | 7 | 38.43 | 2.6 | 41.03 | 57031.7
8 | 7 | 08:00 | 6367 | 2018-08-07 | 8 | 34.01 | 3.12 | 37.13 | 236406.71
8 | 7 | 09:00 | 13091 | 2018-08-07 | 9 | 36.52 | 2.98 | 39.5 | 517094.5
8 | 7 | 10:00 | 19095 | 2018-08-07 | 10 | 37.59 | 2.9 | 40.49 | 773156.55
8 | 7 | 11:00 | 23690 | 2018-08-07 | 11 | 46.5 | 3.01 | 49.51 | 1172891.9
8 | 7 | 12:00 | 25363 | 2018-08-07 | 12 | 76.71 | 3.03 | 79.74 | 2022445.62
8 | 7 | 13:00 | 25165 | 2018-08-07 | 13 | 93.86 | 4.45 | 98.31 | 2473971.15
8 | 7 | 14:00 | 22728 | 2018-08-07 | 14 | 88.86 | 3.73 | 92.59 | 2104385.52
8 | 7 | 15:00 | 18369 | 2018-08-07 | 15 | 90.02 | 3.66 | 93.68 | 1720807.92
8 | 7 | 16:00 | 13685 | 2018-08-07 | 16 | 117.03 | 7.49 | 124.52 | 1704056.2
8 | 7 | 17:00 | 7567 | 2018-08-07 | 17 | 86.67 | 4.9 | 91.57 | 692910.19
8 | 7 | 18:00 | 3089 | 2018-08-07 | 18 | 68.28 | 3.5 | 71.78 | 221728.42
8 | 7 | 19:00 | 2369 | 2018-08-07 | 19 | 61.53 | 3.09 | 64.62 | 153084.78
8 | 7 | 20:00 | 628 | 2018-08-07 | 20 | 63.82 | 3.01 | 66.83 | 41969.24
8 | 7 | 21:00 | 2 | 2018-08-07 | 21 | 64.23 | 2.99 | 67.22 | 134.44
8 | 7 | 22:00 | 0 | 2018-08-07 | 22 | 43.29 | 2.99 | 46.28 | 0
8 | 7 | 23:00 | 0 | 2018-08-07 | 23 | 36.77 | 3.1 | 39.87 | 0
8 | 7 | 24:00 | 0 | 2018-08-07 | 24 | 54 | 2.8 | 56.8 | 0
8 | 8 | 01:00 | 0 | 2018-08-08 | 1 | 44.22 | 0.56 | 44.78 | 0
8 | 8 | 02:00 | 0 | 2018-08-08 | 2 | 34.97 | 0.39 | 35.36 | 0
8 | 8 | 03:00 | 0 | 2018-08-08 | 3 | 30.92 | 0.37 | 31.29 | 0
8 | 8 | 04:00 | 0 | 2018-08-08 | 4 | 28.57 | 0.35 | 28.92 | 0
8 | 8 | 05:00 | 0 | 2018-08-08 | 5 | 28.44 | 0.34 | 28.78 | 0
8 | 8 | 06:00 | 5 | 2018-08-08 | 6 | 34.89 | 0.46 | 35.35 | 176.75
8 | 8 | 07:00 | 1153 | 2018-08-08 | 7 | 30.92 | 0.46 | 31.38 | 36181.14
8 | 8 | 08:00 | 5249 | 2018-08-08 | 8 | 36.49 | 1.08 | 37.57 | 197204.93
8 | 8 | 09:00 | 10473 | 2018-08-08 | 9 | 35.06 | 0.96 | 36.02 | 377237.46
8 | 8 | 10:00 | 16322 | 2018-08-08 | 10 | 37.65 | 0.89 | 38.54 | 629049.88
8 | 8 | 11:00 | 22067 | 2018-08-08 | 11 | 34.94 | 0.83 | 35.77 | 789336.59
8 | 8 | 12:00 | 19047 | 2018-08-08 | 12 | 39.06 | 0.75 | 39.81 | 758261.07
8 | 8 | 13:00 | 18820 | 2018-08-08 | 13 | 48.04 | 0.79 | 48.83 | 918980.6
8 | 8 | 14:00 | 19537 | 2018-08-08 | 14 | 63.63 | 0.91 | 64.54 | 1260917.98
8 | 8 | 15:00 | 20587 | 2018-08-08 | 15 | 55.8 | 0.86 | 56.66 | 1166459.42
8 | 8 | 16:00 | 13361 | 2018-08-08 | 16 | 57.64 | 1.01 | 58.65 | 783622.65
8 | 8 | 17:00 | 7845 | 2018-08-08 | 17 | 97.91 | 2.2 | 100.11 | 785362.95
8 | 8 | 18:00 | 4223 | 2018-08-08 | 18 | 90.37 | 1.71 | 92.08 | 388853.84
8 | 8 | 19:00 | 1068 | 2018-08-08 | 19 | 82.93 | 1.8 | 84.73 | 90491.64
8 | 8 | 20:00 | 570 | 2018-08-08 | 20 | 71.65 | 1.09 | 72.74 | 41461.8
8 | 8 | 21:00 | 2 | 2018-08-08 | 21 | 59.03 | 0.94 | 59.97 | 119.94
8 | 8 | 22:00 | 0 | 2018-08-08 | 22 | 44.49 | 0.96 | 45.45 | 0
8 | 8 | 23:00 | 0 | 2018-08-08 | 23 | 35.32 | 1.1 | 36.42 | 0
8 | 8 | 24:00 | 0 | 2018-08-08 | 24 | 46.17 | 0.7 | 46.87 | 0
8 | 9 | 01:00 | 0 | 2018-08-09 | 1 | 37.48 | 0.38 | 37.86 | 0
8 | 9 | 02:00 | 0 | 2018-08-09 | 2 | 29.97 | 0.34 | 30.31 | 0
8 | 9 | 03:00 | 0 | 2018-08-09 | 3 | 30.09 | 0.34 | 30.43 | 0
8 | 9 | 04:00 | 0 | 2018-08-09 | 4 | 28.89 | 0.33 | 29.22 | 0
8 | 9 | 05:00 | 0 | 2018-08-09 | 5 | 30.18 | 0.34 | 30.52 | 0
8 | 9 | 06:00 | 0 | 2018-08-09 | 6 | 31.72 | 0.5 | 32.22 | 0
8 | 9 | 07:00 | 308 | 2018-08-09 | 7 | 33.4 | 0.47 | 33.87 | 10431.96
8 | 9 | 08:00 | 3453 | 2018-08-09 | 8 | 43.76 | 1.27 | 45.03 | 155488.59
8 | 9 | 09:00 | 11063 | 2018-08-09 | 9 | 39.17 | 1.05 | 40.22 | 444953.86
8 | 9 | 10:00 | 16571 | 2018-08-09 | 10 | 37.08 | 0.93 | 38.01 | 629863.71
8 | 9 | 11:00 | 22328 | 2018-08-09 | 11 | 32.22 | 0.86 | 33.08 | 738610.24
8 | 9 | 12:00 | 20701 | 2018-08-09 | 12 | 36.29 | 0.85 | 37.14 | 768835.14
8 | 9 | 13:00 | 21763 | 2018-08-09 | 13 | 37.81 | 0.82 | 38.63 | 840704.69
8 | 9 | 14:00 | 23353 | 2018-08-09 | 14 | 43.58 | 0.83 | 44.41 | 1037106.73
8 | 9 | 15:00 | 21842 | 2018-08-09 | 15 | 46.84 | 1.08 | 47.92 | 1046668.64
8 | 9 | 16:00 | 20183 | 2018-08-09 | 16 | 49.09 | 0.89 | 49.98 | 1008746.34
8 | 9 | 17:00 | 13910 | 2018-08-09 | 17 | 59.11 | 0.96 | 60.07 | 835573.7
8 | 9 | 18:00 | 7725 | 2018-08-09 | 18 | 73.25 | 1 | 74.25 | 573581.25
8 | 9 | 19:00 | 2647 | 2018-08-09 | 19 | 74.18 | 1.15 | 75.33 | 199398.51
8 | 9 | 20:00 | 490 | 2018-08-09 | 20 | 52.33 | 0.89 | 53.22 | 26077.8
8 | 9 | 21:00 | 0 | 2018-08-09 | 21 | 42.03 | 0.84 | 42.87 | 0
8 | 9 | 22:00 | 0 | 2018-08-09 | 22 | 35.57 | 0.88 | 36.45 | 0
8 | 9 | 23:00 | 0 | 2018-08-09 | 23 | 27.82 | 1 | 28.82 | 0
8 | 9 | 24:00 | 0 | 2018-08-09 | 24 | 25.93 | 0.44 | 26.37 | 0
8 | 10 | 01:00 | 0 | 2018-08-10 | 1 | 25.69 | 0.39 | 26.08 | 0
8 | 10 | 02:00 | 0 | 2018-08-10 | 2 | 24.74 | 0.37 | 25.11 | 0
8 | 10 | 03:00 | 0 | 2018-08-10 | 3 | 22.48 | 0.35 | 22.83 | 0
8 | 10 | 04:00 | 0 | 2018-08-10 | 4 | 20.47 | 0.39 | 20.86 | 0
8 | 10 | 05:00 | 0 | 2018-08-10 | 5 | 21.41 | 0.38 | 21.79 | 0
8 | 10 | 06:00 | 1 | 2018-08-10 | 6 | 17.34 | 0.44 | 17.78 | 17.78
8 | 10 | 07:00 | 1278 | 2018-08-10 | 7 | 21.04 | 0.5 | 21.54 | 27528.12
8 | 10 | 08:00 | 6462 | 2018-08-10 | 8 | 22.65 | 1.08 | 23.73 | 153343.26
8 | 10 | 09:00 | 12585 | 2018-08-10 | 9 | 26.39 | 1.01 | 27.4 | 344829
8 | 10 | 10:00 | 15751 | 2018-08-10 | 10 | 28.43 | 0.96 | 29.39 | 462921.89
8 | 10 | 11:00 | 21867 | 2018-08-10 | 11 | 58.91 | 1.19 | 60.1 | 1314206.7
8 | 10 | 12:00 | 26728 | 2018-08-10 | 12 | 54.1 | 0.98 | 55.08 | 1472178.24
8 | 10 | 13:00 | 28146 | 2018-08-10 | 13 | 47.92 | 0.99 | 48.91 | 1376620.86
8 | 10 | 14:00 | 28285 | 2018-08-10 | 14 | 53.03 | 1 | 54.03 | 1528238.55
8 | 10 | 15:00 | 26455 | 2018-08-10 | 15 | 57.42 | 0.93 | 58.35 | 1543649.25
8 | 10 | 16:00 | 22774 | 2018-08-10 | 16 | 53.78 | 1 | 54.78 | 1247559.72
8 | 10 | 17:00 | 16826 | 2018-08-10 | 17 | 53.86 | 1.02 | 54.88 | 923410.88
8 | 10 | 18:00 | 8936 | 2018-08-10 | 18 | 55.39 | 1 | 56.39 | 503901.04
8 | 10 | 19:00 | 3546 | 2018-08-10 | 19 | 47.35 | 0.93 | 48.28 | 171200.88
8 | 10 | 20:00 | 616 | 2018-08-10 | 20 | 39.88 | 1.01 | 40.89 | 25188.24
8 | 10 | 21:00 | 0 | 2018-08-10 | 21 | 40.26 | 1.04 | 41.3 | 0
8 | 10 | 22:00 | 0 | 2018-08-10 | 22 | 43.53 | 0.95 | 44.48 | 0
8 | 10 | 23:00 | 0 | 2018-08-10 | 23 | 42.45 | 1.22 | 43.67 | 0
8 | 10 | 24:00 | 0 | 2018-08-10 | 24 | 50.44 | 1.08 | 51.52 | 0
8 | 11 | 01:00 | 0 | 2018-08-11 | 1 | 39.15 | 0.77 | 39.92 | 0
8 | 11 | 02:00 | 0 | 2018-08-11 | 2 | 41.18 | 0.92 | 42.1 | 0
8 | 11 | 03:00 | 0 | 2018-08-11 | 3 | 43.85 | 0.9 | 44.75 | 0
8 | 11 | 04:00 | 0 | 2018-08-11 | 4 | 28.19 | 0.65 | 28.84 | 0
8 | 11 | 05:00 | 0 | 2018-08-11 | 5 | 27.89 | 0.63 | 28.52 | 0
8 | 11 | 06:00 | 0 | 2018-08-11 | 6 | 38.79 | 0.7 | 39.49 | 0
8 | 11 | 07:00 | 876 | 2018-08-11 | 7 | 66.7 | 1.41 | 68.11 | 59664.36
8 | 11 | 08:00 | 1920 | 2018-08-11 | 8 | 56.83 | 1.53 | 58.36 | 112051.2
8 | 11 | 09:00 | 4385 | 2018-08-11 | 9 | 47.77 | 1.36 | 49.13 | 215435.05
8 | 11 | 10:00 | 5024 | 2018-08-11 | 10 | 51.41 | 1.14 | 52.55 | 264011.2
8 | 11 | 11:00 | 4444 | 2018-08-11 | 11 | 52.7 | 1.1 | 53.8 | 239087.2
8 | 11 | 12:00 | 4892 | 2018-08-11 | 12 | 43.44 | 0.88 | 44.32 | 216813.44
8 | 11 | 13:00 | 6759 | 2018-08-11 | 13 | 48.65 | 1.38 | 50.03 | 338152.77
8 | 11 | 14:00 | 6401 | 2018-08-11 | 14 | 55.83 | 1.51 | 57.34 | 367033.34
8 | 11 | 15:00 | 2811 | 2018-08-11 | 15 | 47.65 | 1.45 | 49.1 | 138020.1
8 | 11 | 16:00 | 3026 | 2018-08-11 | 16 | 31.76 | 0.78 | 32.54 | 98466.04
8 | 11 | 17:00 | 2968 | 2018-08-11 | 17 | 36.63 | 1.14 | 37.77 | 112101.36
8 | 11 | 18:00 | 1882 | 2018-08-11 | 18 | 33.47 | 0.84 | 34.31 | 64571.42
8 | 11 | 19:00 | 488 | 2018-08-11 | 19 | 52.09 | 1.31 | 53.4 | 26059.2
8 | 11 | 20:00 | 29 | 2018-08-11 | 20 | 54.61 | 1.35 | 55.96 | 1622.84
8 | 11 | 21:00 | 0 | 2018-08-11 | 21 | 49.9 | 1.39 | 51.29 | 0
8 | 11 | 22:00 | 0 | 2018-08-11 | 22 | 31.69 | 0.74 | 32.43 | 0
8 | 11 | 23:00 | 0 | 2018-08-11 | 23 | 35.05 | 0.84 | 35.89 | 0
8 | 11 | 24:00 | 0 | 2018-08-11 | 24 | 30.16 | 0.82 | 30.98 | 0
8 | 12 | 01:00 | 0 | 2018-08-12 | 1 | 29.15 | 0.57 | 29.72 | 0
8 | 12 | 02:00 | 0 | 2018-08-12 | 2 | 24.69 | 0.48 | 25.17 | 0
8 | 12 | 03:00 | 0 | 2018-08-12 | 3 | 21.81 | 0.43 | 22.24 | 0
8 | 12 | 04:00 | 0 | 2018-08-12 | 4 | 24.63 | 0.45 | 25.08 | 0
8 | 12 | 05:00 | 0 | 2018-08-12 | 5 | 24.53 | 0.43 | 24.96 | 0
8 | 12 | 06:00 | 0 | 2018-08-12 | 6 | 25.05 | 0.44 | 25.49 | 0
8 | 12 | 07:00 | 42 | 2018-08-12 | 7 | 26.14 | 0.56 | 26.7 | 1121.4
8 | 12 | 08:00 | 637 | 2018-08-12 | 8 | 25.34 | 0.52 | 25.86 | 16472.82
8 | 12 | 09:00 | 1649 | 2018-08-12 | 9 | 29.73 | 0.53 | 30.26 | 49898.74
8 | 12 | 10:00 | 2600 | 2018-08-12 | 10 | 52.98 | 0.65 | 53.63 | 139438
8 | 12 | 11:00 | 3244 | 2018-08-12 | 11 | 43.77 | 0.7 | 44.47 | 144260.68
8 | 12 | 12:00 | 4228 | 2018-08-12 | 12 | 50.36 | 0.85 | 51.21 | 216515.88
8 | 12 | 13:00 | 5168 | 2018-08-12 | 13 | 49.04 | 1.05 | 50.09 | 258865.12
8 | 12 | 14:00 | 6009 | 2018-08-12 | 14 | 46.94 | 0.57 | 47.51 | 285487.59
8 | 12 | 15:00 | 5872 | 2018-08-12 | 15 | 38.37 | 0.52 | 38.89 | 228362.08
8 | 12 | 16:00 | 5047 | 2018-08-12 | 16 | 44.83 | 0.7 | 45.53 | 229789.91
8 | 12 | 17:00 | 3105 | 2018-08-12 | 17 | 43.29 | 0.62 | 43.91 | 136340.55
8 | 12 | 18:00 | 1761 | 2018-08-12 | 18 | 45.44 | 0.59 | 46.03 | 81058.83
8 | 12 | 19:00 | 833 | 2018-08-12 | 19 | 45.88 | 0.61 | 46.49 | 38726.17
8 | 12 | 20:00 | 85 | 2018-08-12 | 20 | 34.23 | 0.48 | 34.71 | 2950.35
8 | 12 | 21:00 | 0 | 2018-08-12 | 21 | 37.35 | 0.54 | 37.89 | 0
8 | 12 | 22:00 | 0 | 2018-08-12 | 22 | 46.46 | 0.92 | 47.38 | 0
8 | 12 | 23:00 | 0 | 2018-08-12 | 23 | 39.79 | 0.86 | 40.65 | 0
8 | 12 | 24:00 | 0 | 2018-08-12 | 24 | 32.99 | 0.74 | 33.73 | 0
8 | 13 | 01:00 | 0 | 2018-08-13 | 1 | 27.1 | 0.25 | 27.35 | 0
8 | 13 | 02:00 | 0 | 2018-08-13 | 2 | 24 | 0.2 | 24.2 | 0
8 | 13 | 03:00 | 0 | 2018-08-13 | 3 | 22.57 | 0.21 | 22.78 | 0
8 | 13 | 04:00 | 0 | 2018-08-13 | 4 | 21.75 | 0.2 | 21.95 | 0
8 | 13 | 05:00 | 0 | 2018-08-13 | 5 | 21.04 | 0.22 | 21.26 | 0
8 | 13 | 06:00 | 0 | 2018-08-13 | 6 | 23.56 | 0.27 | 23.83 | 0
8 | 13 | 07:00 | 274 | 2018-08-13 | 7 | 23.38 | 0.33 | 23.71 | 6496.54
8 | 13 | 08:00 | 880 | 2018-08-13 | 8 | 24.49 | 1.02 | 25.51 | 22448.8
8 | 13 | 09:00 | 1919 | 2018-08-13 | 9 | 27.83 | 0.88 | 28.71 | 55094.49
8 | 13 | 10:00 | 2833 | 2018-08-13 | 10 | 39.24 | 0.95 | 40.19 | 113858.27
8 | 13 | 11:00 | 3281 | 2018-08-13 | 11 | 31.9 | 0.88 | 32.78 | 107551.18
8 | 13 | 12:00 | 4776 | 2018-08-13 | 12 | 30.69 | 0.82 | 31.51 | 150491.76
8 | 13 | 13:00 | 6314 | 2018-08-13 | 13 | 29.08 | 0.81 | 29.89 | 188725.46
8 | 13 | 14:00 | 6755 | 2018-08-13 | 14 | 30.09 | 0.82 | 30.91 | 208797.05
8 | 13 | 15:00 | 6400 | 2018-08-13 | 15 | 27.98 | 0.81 | 28.79 | 184256
8 | 13 | 16:00 | 4312 | 2018-08-13 | 16 | 25.84 | 0.79 | 26.63 | 114828.56
8 | 13 | 17:00 | 3335 | 2018-08-13 | 17 | 24.52 | 0.79 | 25.31 | 84408.85
8 | 13 | 18:00 | 2605 | 2018-08-13 | 18 | 23.56 | 0.79 | 24.35 | 63431.75
8 | 13 | 19:00 | 877 | 2018-08-13 | 19 | 23.69 | 0.8 | 24.49 | 21477.73
8 | 13 | 20:00 | 155 | 2018-08-13 | 20 | 24.13 | 0.79 | 24.92 | 3862.6
8 | 13 | 21:00 | 0 | 2018-08-13 | 21 | 26.41 | 0.8 | 27.21 | 0
8 | 13 | 22:00 | 0 | 2018-08-13 | 22 | 24.04 | 0.85 | 24.89 | 0
8 | 13 | 23:00 | 0 | 2018-08-13 | 23 | 21.45 | 0.92 | 22.37 | 0
8 | 13 | 24:00 | 0 | 2018-08-13 | 24 | 21.06 | 0.27 | 21.33 | 0
8 | 14 | 01:00 | 0 | 2018-08-14 | 1 | 19.12 | 0.43 | 19.55 | 0
8 | 14 | 02:00 | 0 | 2018-08-14 | 2 | 19.04 | 0.34 | 19.38 | 0
8 | 14 | 03:00 | 0 | 2018-08-14 | 3 | -83.24 | 0.28 | -82.96 | 0
8 | 14 | 04:00 | 0 | 2018-08-14 | 4 | -1.62 | 0.4 | -1.22 | 0
8 | 14 | 05:00 | 0 | 2018-08-14 | 5 | 8.91 | 0.53 | 9.44 | 0
8 | 14 | 06:00 | 0 | 2018-08-14 | 6 | 21.4 | 0.41 | 21.81 | 0
8 | 14 | 07:00 | 130 | 2018-08-14 | 7 | 20.94 | 0.4 | 21.34 | 2774.2
8 | 14 | 08:00 | 1253 | 2018-08-14 | 8 | 21.92 | 0.99 | 22.91 | 28706.23
8 | 14 | 09:00 | 2676 | 2018-08-14 | 9 | 23.79 | 0.92 | 24.71 | 66123.96
8 | 14 | 10:00 | 5090 | 2018-08-14 | 10 | 28.36 | 0.91 | 29.27 | 148984.3
8 | 14 | 11:00 | 6836 | 2018-08-14 | 11 | 28.54 | 0.87 | 29.41 | 201046.76
8 | 14 | 12:00 | 15995 | 2018-08-14 | 12 | 35.44 | 0.87 | 36.31 | 580778.45
8 | 14 | 13:00 | 18846 | 2018-08-14 | 13 | 40.97 | 0.92 | 41.89 | 789458.94
8 | 14 | 14:00 | 20184 | 2018-08-14 | 14 | 51.45 | 0.98 | 52.43 | 1058247.12
8 | 14 | 15:00 | 12381 | 2018-08-14 | 15 | 37.93 | 0.86 | 38.79 | 480258.99
8 | 14 | 16:00 | 5268 | 2018-08-14 | 16 | 34.65 | 0.83 | 35.48 | 186908.64
8 | 14 | 17:00 | 7394 | 2018-08-14 | 17 | 41.35 | 0.85 | 42.2 | 312026.8
8 | 14 | 18:00 | 7602 | 2018-08-14 | 18 | 39.2 | 0.85 | 40.05 | 304460.1
8 | 14 | 19:00 | 2588 | 2018-08-14 | 19 | 37.99 | 0.9 | 38.89 | 100647.32
8 | 14 | 20:00 | 496 | 2018-08-14 | 20 | 32.62 | 0.86 | 33.48 | 16606.08
8 | 14 | 21:00 | 0 | 2018-08-14 | 21 | 36.76 | 0.87 | 37.63 | 0
8 | 14 | 22:00 | 0 | 2018-08-14 | 22 | 41.11 | 1.16 | 42.27 | 0
8 | 14 | 23:00 | 0 | 2018-08-14 | 23 | 24.31 | 0.98 | 25.29 | 0
8 | 14 | 24:00 | 0 | 2018-08-14 | 24 | 22.75 | 0.35 | 23.1 | 0
8 | 15 | 01:00 | 0 | 2018-08-15 | 1 | 25.62 | 0.36 | 25.98 | 0
8 | 15 | 02:00 | 0 | 2018-08-15 | 2 | 24.56 | 0.35 | 24.91 | 0
8 | 15 | 03:00 | 0 | 2018-08-15 | 3 | 24.62 | 0.36 | 24.98 | 0
8 | 15 | 04:00 | 0 | 2018-08-15 | 4 | 24.02 | 0.35 | 24.37 | 0
8 | 15 | 05:00 | 0 | 2018-08-15 | 5 | 23.88 | 0.35 | 24.23 | 0
8 | 15 | 06:00 | 0 | 2018-08-15 | 6 | 24.04 | 0.4 | 24.44 | 0
8 | 15 | 07:00 | 187 | 2018-08-15 | 7 | 25.95 | 0.49 | 26.44 | 4944.28
8 | 15 | 08:00 | 2880 | 2018-08-15 | 8 | 25.21 | 1.18 | 26.39 | 76003.2
8 | 15 | 09:00 | 7454 | 2018-08-15 | 9 | 30.74 | 1.09 | 31.83 | 237260.82
8 | 15 | 10:00 | 14701 | 2018-08-15 | 10 | 30.74 | 1.03 | 31.77 | 467050.77
8 | 15 | 11:00 | 20433 | 2018-08-15 | 11 | 28.59 | 0.97 | 29.56 | 603999.48
8 | 15 | 12:00 | 22410 | 2018-08-15 | 12 | 29.15 | 0.94 | 30.09 | 674316.9
8 | 15 | 13:00 | 22455 | 2018-08-15 | 13 | 28.47 | 0.9 | 29.37 | 659503.35
8 | 15 | 14:00 | 23623 | 2018-08-15 | 14 | 33.08 | 0.88 | 33.96 | 802237.08
8 | 15 | 15:00 | 22548 | 2018-08-15 | 15 | 38.05 | 0.89 | 38.94 | 878019.12
8 | 15 | 16:00 | 17473 | 2018-08-15 | 16 | 45.57 | 0.91 | 46.48 | 812145.04
8 | 15 | 17:00 | 13449 | 2018-08-15 | 17 | 44.32 | 0.87 | 45.19 | 607760.31
8 | 15 | 18:00 | 7327 | 2018-08-15 | 18 | 47.65 | 0.9 | 48.55 | 355725.85
8 | 15 | 19:00 | 2653 | 2018-08-15 | 19 | 45.23 | 0.92 | 46.15 | 122435.95
8 | 15 | 20:00 | 197 | 2018-08-15 | 20 | 39.44 | 0.9 | 40.34 | 7946.98
8 | 15 | 21:00 | 0 | 2018-08-15 | 21 | 36.54 | 0.88 | 37.42 | 0
8 | 15 | 22:00 | 0 | 2018-08-15 | 22 | 34.95 | 0.92 | 35.87 | 0
8 | 15 | 23:00 | 0 | 2018-08-15 | 23 | 33.09 | 1.06 | 34.15 | 0
8 | 15 | 24:00 | 0 | 2018-08-15 | 24 | 33.59 | 0.55 | 34.14 | 0
8 | 16 | 01:00 | 0 | 2018-08-16 | 1 | 34.39 | 0.29 | 34.68 | 0
8 | 16 | 02:00 | 0 | 2018-08-16 | 2 | 26.32 | 0.22 | 26.54 | 0
8 | 16 | 03:00 | 0 | 2018-08-16 | 3 | 25.94 | 0.22 | 26.16 | 0
8 | 16 | 04:00 | 0 | 2018-08-16 | 4 | 25.28 | 0.21 | 25.49 | 0
8 | 16 | 05:00 | 0 | 2018-08-16 | 5 | 24.65 | 0.21 | 24.86 | 0
8 | 16 | 06:00 | 0 | 2018-08-16 | 6 | 26.23 | 0.27 | 26.5 | 0
8 | 16 | 07:00 | 838 | 2018-08-16 | 7 | 24.17 | 0.29 | 24.46 | 20497.48
8 | 16 | 08:00 | 5429 | 2018-08-16 | 8 | 24.92 | 0.91 | 25.83 | 140231.07
8 | 16 | 09:00 | 11473 | 2018-08-16 | 9 | 28.9 | 0.87 | 29.77 | 341551.21
8 | 16 | 10:00 | 16246 | 2018-08-16 | 10 | 30.67 | 0.82 | 31.49 | 511586.54
8 | 16 | 11:00 | 19424 | 2018-08-16 | 11 | 31 | 0.77 | 31.77 | 617100.48
8 | 16 | 12:00 | 21759 | 2018-08-16 | 12 | 34.43 | 0.74 | 35.17 | 765264.03
8 | 16 | 13:00 | 24251 | 2018-08-16 | 13 | 34.6 | 0.75 | 35.35 | 857272.85
8 | 16 | 14:00 | 24156 | 2018-08-16 | 14 | 36.26 | 0.69 | 36.95 | 892564.2
8 | 16 | 15:00 | 22809 | 2018-08-16 | 15 | 35.39 | 0.68 | 36.07 | 822720.63
8 | 16 | 16:00 | 20557 | 2018-08-16 | 16 | 35.65 | 0.62 | 36.27 | 745602.39
8 | 16 | 17:00 | 15207 | 2018-08-16 | 17 | 39.13 | 0.63 | 39.76 | 604630.32
8 | 16 | 18:00 | 8018 | 2018-08-16 | 18 | 39.92 | 0.71 | 40.63 | 325771.34
8 | 16 | 19:00 | 2837 | 2018-08-16 | 19 | 41.85 | 0.79 | 42.64 | 120969.68
8 | 16 | 20:00 | 298 | 2018-08-16 | 20 | 39.91 | 0.76 | 40.67 | 12119.66
8 | 16 | 21:00 | 0 | 2018-08-16 | 21 | 40.03 | 0.75 | 40.78 | 0
8 | 16 | 22:00 | 0 | 2018-08-16 | 22 | 39.53 | 0.8 | 40.33 | 0
8 | 16 | 23:00 | 0 | 2018-08-16 | 23 | 36.52 | 1 | 37.52 | 0
8 | 16 | 24:00 | 0 | 2018-08-16 | 24 | 36.58 | 0.33 | 36.91 | 0
8 | 17 | 01:00 | 0 | 2018-08-17 | 1 | 31.79 | 0.35 | 32.14 | 0
8 | 17 | 02:00 | 0 | 2018-08-17 | 2 | 33.81 | 0.35 | 34.16 | 0
8 | 17 | 03:00 | 0 | 2018-08-17 | 3 | 30.75 | 0.36 | 31.11 | 0
8 | 17 | 04:00 | 0 | 2018-08-17 | 4 | 27.3 | 0.32 | 27.62 | 0
8 | 17 | 05:00 | 0 | 2018-08-17 | 5 | 25.58 | 0.3 | 25.88 | 0
8 | 17 | 06:00 | 0 | 2018-08-17 | 6 | 26.96 | 0.43 | 27.39 | 0
8 | 17 | 07:00 | 863 | 2018-08-17 | 7 | 27.06 | 0.45 | 27.51 | 23741.13
8 | 17 | 08:00 | 4283 | 2018-08-17 | 8 | 33.77 | 1.17 | 34.94 | 149648.02
8 | 17 | 09:00 | 12295 | 2018-08-17 | 9 | 36.29 | 1.03 | 37.32 | 458849.4
8 | 17 | 10:00 | 18927 | 2018-08-17 | 10 | 35.86 | 0.93 | 36.79 | 696324.33
8 | 17 | 11:00 | 20378 | 2018-08-17 | 11 | 34.17 | 0.89 | 35.06 | 714452.68
8 | 17 | 12:00 | 19256 | 2018-08-17 | 12 | 33.26 | 0.74 | 34 | 654704
8 | 17 | 13:00 | 20667 | 2018-08-17 | 13 | 35.58 | 0.73 | 36.31 | 750418.77
8 | 17 | 14:00 | 15671 | 2018-08-17 | 14 | 44.43 | 0.76 | 45.19 | 708172.49
8 | 17 | 15:00 | 14139 | 2018-08-17 | 15 | 50.87 | 0.81 | 51.68 | 730703.52
8 | 17 | 16:00 | 9526 | 2018-08-17 | 16 | 50.8 | 0.79 | 51.59 | 491446.34
8 | 17 | 17:00 | 8769 | 2018-08-17 | 17 | 49.69 | 0.84 | 50.53 | 443097.57
8 | 17 | 18:00 | 5106 | 2018-08-17 | 18 | 46.82 | 0.95 | 47.77 | 243913.62
8 | 17 | 19:00 | 2106 | 2018-08-17 | 19 | 43.51 | 0.9 | 44.41 | 93527.46
8 | 17 | 20:00 | 129 | 2018-08-17 | 20 | 40.14 | 0.84 | 40.98 | 5286.42
8 | 17 | 21:00 | 0 | 2018-08-17 | 21 | 39.96 | 0.84 | 40.8 | 0
8 | 17 | 22:00 | 0 | 2018-08-17 | 22 | 41.49 | 0.88 | 42.37 | 0
8 | 17 | 23:00 | 0 | 2018-08-17 | 23 | 33.49 | 0.97 | 34.46 | 0
8 | 17 | 24:00 | 0 | 2018-08-17 | 24 | 30.25 | 0.39 | 30.64 | 0
8 | 18 | 01:00 | 0 | 2018-08-18 | 1 | 34.09 | 0.31 | 34.4 | 0
8 | 18 | 02:00 | 0 | 2018-08-18 | 2 | 25.63 | 0.26 | 25.89 | 0
8 | 18 | 03:00 | 0 | 2018-08-18 | 3 | 24.9 | 0.24 | 25.14 | 0
8 | 18 | 04:00 | 0 | 2018-08-18 | 4 | 25.11 | 0.25 | 25.36 | 0
8 | 18 | 05:00 | 0 | 2018-08-18 | 5 | 25.81 | 0.26 | 26.07 | 0
8 | 18 | 06:00 | 0 | 2018-08-18 | 6 | 25.36 | 0.25 | 25.61 | 0
8 | 18 | 07:00 | 230 | 2018-08-18 | 7 | 26.99 | 0.29 | 27.28 | 6274.4
8 | 18 | 08:00 | 2396 | 2018-08-18 | 8 | 41.58 | 0.6 | 42.18 | 101063.28
8 | 18 | 09:00 | 5132 | 2018-08-18 | 9 | 40.72 | 0.85 | 41.57 | 213337.24
8 | 18 | 10:00 | 6065 | 2018-08-18 | 10 | 32.84 | 0.37 | 33.21 | 201418.65
8 | 18 | 11:00 | 9575 | 2018-08-18 | 11 | 26.55 | 0.27 | 26.82 | 256801.5
8 | 18 | 12:00 | 15360 | 2018-08-18 | 12 | 36.71 | 0.31 | 37.02 | 568627.2
8 | 18 | 13:00 | 17665 | 2018-08-18 | 13 | 42.67 | 0.39 | 43.06 | 760654.9
8 | 18 | 14:00 | 13938 | 2018-08-18 | 14 | 41.5 | 0.34 | 41.84 | 583165.92
8 | 18 | 15:00 | 12062 | 2018-08-18 | 15 | 44.39 | 0.35 | 44.74 | 539653.88
8 | 18 | 16:00 | 8525 | 2018-08-18 | 16 | 41.9 | 0.34 | 42.24 | 360096
8 | 18 | 17:00 | 6157 | 2018-08-18 | 17 | 38.65 | 0.32 | 38.97 | 239938.29
8 | 18 | 18:00 | 4027 | 2018-08-18 | 18 | 29.13 | 0.27 | 29.4 | 118393.8
8 | 18 | 19:00 | 634 | 2018-08-18 | 19 | 32.56 | 0.36 | 32.92 | 20871.28
8 | 18 | 20:00 | 22 | 2018-08-18 | 20 | 35.24 | 0.41 | 35.65 | 784.3
8 | 18 | 21:00 | 0 | 2018-08-18 | 21 | 31.14 | 0.34 | 31.48 | 0
8 | 18 | 22:00 | 0 | 2018-08-18 | 22 | 27.48 | 0.31 | 27.79 | 0
8 | 18 | 23:00 | 0 | 2018-08-18 | 23 | 25.59 | 0.35 | 25.94 | 0
8 | 18 | 24:00 | 0 | 2018-08-18 | 24 | 24.67 | 0.35 | 25.02 | 0
8 | 19 | 01:00 | 0 | 2018-08-19 | 1 | 26.89 | 0.31 | 27.2 | 0
8 | 19 | 02:00 | 0 | 2018-08-19 | 2 | 23.33 | 0.21 | 23.54 | 0
8 | 19 | 03:00 | 0 | 2018-08-19 | 3 | 23.14 | 0.21 | 23.35 | 0
8 | 19 | 04:00 | 0 | 2018-08-19 | 4 | 24.15 | 0.22 | 24.37 | 0
8 | 19 | 05:00 | 0 | 2018-08-19 | 5 | 22.34 | 0.2 | 22.54 | 0
8 | 19 | 06:00 | 0 | 2018-08-19 | 6 | 23.29 | 0.22 | 23.51 | 0
8 | 19 | 07:00 | 1141 | 2018-08-19 | 7 | 24.68 | 0.3 | 24.98 | 28502.18
8 | 19 | 08:00 | 6451 | 2018-08-19 | 8 | 26.82 | 0.32 | 27.14 | 175080.14
8 | 19 | 09:00 | 13638 | 2018-08-19 | 9 | 25.86 | 0.28 | 26.14 | 356497.32
8 | 19 | 10:00 | 20221 | 2018-08-19 | 10 | 21.47 | 0.2 | 21.67 | 438189.07
8 | 19 | 11:00 | 24905 | 2018-08-19 | 11 | 20.94 | 0.19 | 21.13 | 526242.65
8 | 19 | 12:00 | 27700 | 2018-08-19 | 12 | 20.72 | 0.19 | 20.91 | 579207
8 | 19 | 13:00 | 26957 | 2018-08-19 | 13 | 21.16 | 0.19 | 21.35 | 575531.95
8 | 19 | 14:00 | 25851 | 2018-08-19 | 14 | 21.25 | 0.19 | 21.44 | 554245.44
8 | 19 | 15:00 | 21373 | 2018-08-19 | 15 | 21.56 | 0.19 | 21.75 | 464862.75
8 | 19 | 16:00 | 18007 | 2018-08-19 | 16 | 22.46 | 0.2 | 22.66 | 408038.62
8 | 19 | 17:00 | 13777 | 2018-08-19 | 17 | 28.11 | 0.25 | 28.36 | 390715.72
8 | 19 | 18:00 | 7769 | 2018-08-19 | 18 | 31.49 | 0.27 | 31.76 | 246743.44
8 | 19 | 19:00 | 2648 | 2018-08-19 | 19 | 28.34 | 0.31 | 28.65 | 75865.2
8 | 19 | 20:00 | 220 | 2018-08-19 | 20 | 27.43 | 0.24 | 27.67 | 6087.4
8 | 19 | 21:00 | 0 | 2018-08-19 | 21 | 33.65 | 0.32 | 33.97 | 0
8 | 19 | 22:00 | 0 | 2018-08-19 | 22 | 31.45 | 0.34 | 31.79 | 0
8 | 19 | 23:00 | 0 | 2018-08-19 | 23 | 28.37 | 0.41 | 28.78 | 0
8 | 19 | 24:00 | 0 | 2018-08-19 | 24 | 20.76 | 0.3 | 21.06 | 0
8 | 20 | 01:00 | 0 | 2018-08-20 | 1 | 16.52 | 0.33 | 16.85 | 0
8 | 20 | 02:00 | 0 | 2018-08-20 | 2 | 20.21 | 0.21 | 20.42 | 0
8 | 20 | 03:00 | 0 | 2018-08-20 | 3 | 18.53 | 0.27 | 18.8 | 0
8 | 20 | 04:00 | 0 | 2018-08-20 | 4 | 19.42 | 0.22 | 19.64 | 0
8 | 20 | 05:00 | 0 | 2018-08-20 | 5 | 19.01 | 0.27 | 19.28 | 0
8 | 20 | 06:00 | 0 | 2018-08-20 | 6 | 20.67 | 0.32 | 20.99 | 0
8 | 20 | 07:00 | 593 | 2018-08-20 | 7 | 21.14 | 0.3 | 21.44 | 12713.92
8 | 20 | 08:00 | 4003 | 2018-08-20 | 8 | 28.21 | 1.1 | 29.31 | 117327.93
8 | 20 | 09:00 | 12540 | 2018-08-20 | 9 | 26.02 | 0.75 | 26.77 | 335695.8
8 | 20 | 10:00 | 19969 | 2018-08-20 | 10 | 23.01 | 0.85 | 23.86 | 476460.34
8 | 20 | 11:00 | 23894 | 2018-08-20 | 11 | 23.79 | 0.84 | 24.63 | 588509.22
8 | 20 | 12:00 | 24335 | 2018-08-20 | 12 | 24.76 | 0.84 | 25.6 | 622976
8 | 20 | 13:00 | 24249 | 2018-08-20 | 13 | 26.09 | 0.82 | 26.91 | 652540.59
8 | 20 | 14:00 | 21416 | 2018-08-20 | 14 | 28.62 | 0.82 | 29.44 | 630487.04
8 | 20 | 15:00 | 17147 | 2018-08-20 | 15 | 34.41 | 0.83 | 35.24 | 604260.28
8 | 20 | 16:00 | 16736 | 2018-08-20 | 16 | 34.54 | 0.92 | 35.46 | 593458.56
8 | 20 | 17:00 | 13534 | 2018-08-20 | 17 | 31.68 | 0.86 | 32.54 | 440396.36
8 | 20 | 18:00 | 7611 | 2018-08-20 | 18 | 32.29 | 0.83 | 33.12 | 252076.32
8 | 20 | 19:00 | 2655 | 2018-08-20 | 19 | 32.67 | 0.87 | 33.54 | 89048.7
8 | 20 | 20:00 | 257 | 2018-08-20 | 20 | 30.42 | 0.85 | 31.27 | 8036.39
8 | 20 | 21:00 | 0 | 2018-08-20 | 21 | 28.7 | 0.86 | 29.56 | 0
8 | 20 | 22:00 | 0 | 2018-08-20 | 22 | 26.7 | 0.91 | 27.61 | 0
8 | 20 | 23:00 | 0 | 2018-08-20 | 23 | 23.24 | 0.98 | 24.22 | 0
8 | 20 | 24:00 | 0 | 2018-08-20 | 24 | 24.83 | 0.34 | 25.17 | 0
8 | 21 | 01:00 | 0 | 2018-08-21 | 1 | 24.63 | 0.39 | 25.02 | 0
8 | 21 | 02:00 | 0 | 2018-08-21 | 2 | 24.07 | 0.39 | 24.46 | 0
8 | 21 | 03:00 | 0 | 2018-08-21 | 3 | 20.82 | 0.37 | 21.19 | 0
8 | 21 | 04:00 | 0 | 2018-08-21 | 4 | 17.82 | 0.45 | 18.27 | 0
8 | 21 | 05:00 | 0 | 2018-08-21 | 5 | 18.85 | 0.4 | 19.25 | 0
8 | 21 | 06:00 | 0 | 2018-08-21 | 6 | 21.85 | 0.52 | 22.37 | 0
8 | 21 | 07:00 | 562 | 2018-08-21 | 7 | 24.73 | 0.53 | 25.26 | 14196.12
8 | 21 | 08:00 | 4035 | 2018-08-21 | 8 | 25.8 | 1.27 | 27.07 | 109227.45
8 | 21 | 09:00 | 9882 | 2018-08-21 | 9 | 27.09 | 1.18 | 28.27 | 279364.14
8 | 21 | 10:00 | 15263 | 2018-08-21 | 10 | 26.65 | 1.08 | 27.73 | 423242.99
8 | 21 | 11:00 | 21129 | 2018-08-21 | 11 | 30.23 | 1.19 | 31.42 | 663873.18
8 | 21 | 12:00 | 23334 | 2018-08-21 | 12 | 28.98 | 1.11 | 30.09 | 702120.06
8 | 21 | 13:00 | 23361 | 2018-08-21 | 13 | 28.74 | 1.11 | 29.85 | 697325.85
8 | 21 | 14:00 | 21029 | 2018-08-21 | 14 | 28.51 | 1.07 | 29.58 | 622037.82
8 | 21 | 15:00 | 13222 | 2018-08-21 | 15 | 28.07 | 1.03 | 29.1 | 384760.2
8 | 21 | 16:00 | 13546 | 2018-08-21 | 16 | 31.57 | 1.1 | 32.67 | 442547.82
8 | 21 | 17:00 | 11577 | 2018-08-21 | 17 | 34.26 | 1.06 | 35.32 | 408899.64
8 | 21 | 18:00 | 5582 | 2018-08-21 | 18 | 32.09 | 1.04 | 33.13 | 184931.66
8 | 21 | 19:00 | 1977 | 2018-08-21 | 19 | 29.71 | 1.04 | 30.75 | 60792.75
8 | 21 | 20:00 | 99 | 2018-08-21 | 20 | 31.19 | 1.02 | 32.21 | 3188.79
8 | 21 | 21:00 | 0 | 2018-08-21 | 21 | 30.73 | 1.12 | 31.85 | 0
8 | 21 | 22:00 | 0 | 2018-08-21 | 22 | 26.03 | 1.08 | 27.11 | 0
8 | 21 | 23:00 | 0 | 2018-08-21 | 23 | 23.73 | 1.15 | 24.88 | 0
8 | 21 | 24:00 | 0 | 2018-08-21 | 24 | 23.03 | 0.47 | 23.5 | 0
8 | 22 | 01:00 | 0 | 2018-08-22 | 1 | 22.65 | 0.38 | 23.03 | 0
8 | 22 | 02:00 | 0 | 2018-08-22 | 2 | 23.91 | 0.39 | 24.3 | 0
8 | 22 | 03:00 | 0 | 2018-08-22 | 3 | 23.73 | 0.39 | 24.12 | 0
8 | 22 | 04:00 | 0 | 2018-08-22 | 4 | 22.56 | 0.39 | 22.95 | 0
8 | 22 | 05:00 | 0 | 2018-08-22 | 5 | 18.47 | 0.42 | 18.89 | 0
8 | 22 | 06:00 | 0 | 2018-08-22 | 6 | 19.86 | 0.48 | 20.34 | 0
8 | 22 | 07:00 | 218 | 2018-08-22 | 7 | 20.75 | 0.49 | 21.24 | 4630.32
8 | 22 | 08:00 | 433 | 2018-08-22 | 8 | 21.87 | 1.13 | 23 | 9959
8 | 22 | 09:00 | 721 | 2018-08-22 | 9 | 24.42 | 1.11 | 25.53 | 18407.13
8 | 22 | 10:00 | 1402 | 2018-08-22 | 10 | 25.93 | 1.05 | 26.98 | 37825.96
8 | 22 | 11:00 | 5725 | 2018-08-22 | 11 | 28.8 | 1.08 | 29.88 | 171063
8 | 22 | 12:00 | 10381 | 2018-08-22 | 12 | 28.26 | 1.03 | 29.29 | 304059.49
8 | 22 | 13:00 | 12243 | 2018-08-22 | 13 | 27.56 | 1.05 | 28.61 | 350272.23
8 | 22 | 14:00 | 14478 | 2018-08-22 | 14 | 27.01 | 0.89 | 27.9 | 403936.2
8 | 22 | 15:00 | 16427 | 2018-08-22 | 15 | 31.41 | 0.9 | 32.31 | 530756.37
8 | 22 | 16:00 | 13384 | 2018-08-22 | 16 | 29.39 | 1.01 | 30.4 | 406873.6
8 | 22 | 17:00 | 9231 | 2018-08-22 | 17 | 30.33 | 0.93 | 31.26 | 288561.06
8 | 22 | 18:00 | 4622 | 2018-08-22 | 18 | 30.36 | 0.93 | 31.29 | 144622.38
8 | 22 | 19:00 | 2400 | 2018-08-22 | 19 | 36.3 | 1.09 | 37.39 | 89736
8 | 22 | 20:00 | 81 | 2018-08-22 | 20 | 30.76 | 1 | 31.76 | 2572.56
8 | 22 | 21:00 | 0 | 2018-08-22 | 21 | 32.15 | 1.07 | 33.22 | 0
8 | 22 | 22:00 | 0 | 2018-08-22 | 22 | 28.25 | 1.09 | 29.34 | 0
8 | 22 | 23:00 | 0 | 2018-08-22 | 23 | 24.71 | 1.17 | 25.88 | 0
8 | 22 | 24:00 | 0 | 2018-08-22 | 24 | 25.84 | 0.6 | 26.44 | 0
8 | 23 | 01:00 | 0 | 2018-08-23 | 1 | 23.13 | 0.37 | 23.5 | 0
8 | 23 | 02:00 | 0 | 2018-08-23 | 2 | 23.89 | 0.36 | 24.25 | 0
8 | 23 | 03:00 | 0 | 2018-08-23 | 3 | 22.09 | 0.35 | 22.44 | 0
8 | 23 | 04:00 | 0 | 2018-08-23 | 4 | 20.62 | 0.35 | 20.97 | 0
8 | 23 | 05:00 | 0 | 2018-08-23 | 5 | 20.5 | 0.36 | 20.86 | 0
8 | 23 | 06:00 | 0 | 2018-08-23 | 6 | 23.87 | 0.44 | 24.31 | 0
8 | 23 | 07:00 | 840 | 2018-08-23 | 7 | 24.51 | 0.48 | 24.99 | 20991.6
8 | 23 | 08:00 | 5566 | 2018-08-23 | 8 | 26.8 | 1.33 | 28.13 | 156571.58
8 | 23 | 09:00 | 10019 | 2018-08-23 | 9 | 24.86 | 1.04 | 25.9 | 259492.1
8 | 23 | 10:00 | 17888 | 2018-08-23 | 10 | 25.25 | 0.98 | 26.23 | 469202.24
8 | 23 | 11:00 | 25001 | 2018-08-23 | 11 | 23.73 | 1.02 | 24.75 | 618774.75
8 | 23 | 12:00 | 27491 | 2018-08-23 | 12 | 21.94 | 1.02 | 22.96 | 631193.36
8 | 23 | 13:00 | 27891 | 2018-08-23 | 13 | 22.27 | 1 | 23.27 | 649023.57
8 | 23 | 14:00 | 26621 | 2018-08-23 | 14 | 22.58 | 1 | 23.58 | 627723.18
8 | 23 | 15:00 | 25557 | 2018-08-23 | 15 | 22.78 | 0.99 | 23.77 | 607489.89
8 | 23 | 16:00 | 21343 | 2018-08-23 | 16 | 26.07 | 1.03 | 27.1 | 578395.3
8 | 23 | 17:00 | 14987 | 2018-08-23 | 17 | 27.61 | 1 | 28.61 | 428778.07
8 | 23 | 18:00 | 7076 | 2018-08-23 | 18 | 40.64 | 1.47 | 42.11 | 297970.36
8 | 23 | 19:00 | 2361 | 2018-08-23 | 19 | 35.96 | 1.25 | 37.21 | 87852.81
8 | 23 | 20:00 | 125 | 2018-08-23 | 20 | 27.86 | 1.06 | 28.92 | 3615
8 | 23 | 21:00 | 0 | 2018-08-23 | 21 | 29.99 | 1.19 | 31.18 | 0
8 | 23 | 22:00 | 0 | 2018-08-23 | 22 | 24.88 | 1.11 | 25.99 | 0
8 | 23 | 23:00 | 0 | 2018-08-23 | 23 | 21.86 | 1.25 | 23.11 | 0
8 | 23 | 24:00 | 0 | 2018-08-23 | 24 | 20.41 | 0.42 | 20.83 | 0
8 | 24 | 01:00 | 0 | 2018-08-24 | 1 | 20.95 | 0.22 | 21.17 | 0
8 | 24 | 02:00 | 0 | 2018-08-24 | 2 | 21.22 | 0.21 | 21.43 | 0
8 | 24 | 03:00 | 0 | 2018-08-24 | 3 | 21.02 | 0.21 | 21.23 | 0
8 | 24 | 04:00 | 0 | 2018-08-24 | 4 | 20.66 | 0.22 | 20.88 | 0
8 | 24 | 05:00 | 0 | 2018-08-24 | 5 | 21.01 | 0.22 | 21.23 | 0
8 | 24 | 06:00 | 0 | 2018-08-24 | 6 | 22.16 | 0.32 | 22.48 | 0
8 | 24 | 07:00 | 595 | 2018-08-24 | 7 | 21.36 | 0.33 | 21.69 | 12905.55
8 | 24 | 08:00 | 4728 | 2018-08-24 | 8 | 20.95 | 0.99 | 21.94 | 103732.32
8 | 24 | 09:00 | 11827 | 2018-08-24 | 9 | 21.53 | 0.88 | 22.41 | 265043.07
8 | 24 | 10:00 | 19034 | 2018-08-24 | 10 | 21.18 | 0.91 | 22.09 | 420461.06
8 | 24 | 11:00 | 22873 | 2018-08-24 | 11 | 21.84 | 0.91 | 22.75 | 520360.75
8 | 24 | 12:00 | 26356 | 2018-08-24 | 12 | 22.48 | 0.89 | 23.37 | 615939.72
8 | 24 | 13:00 | 26069 | 2018-08-24 | 13 | 23 | 0.86 | 23.86 | 622006.34
8 | 24 | 14:00 | 26749 | 2018-08-24 | 14 | 24.22 | 0.77 | 24.99 | 668457.51
8 | 24 | 15:00 | 22543 | 2018-08-24 | 15 | 23.56 | 0.74 | 24.3 | 547794.9
8 | 24 | 16:00 | 19574 | 2018-08-24 | 16 | 24.26 | 0.73 | 24.99 | 489154.26
8 | 24 | 17:00 | 12372 | 2018-08-24 | 17 | 34.79 | 0.89 | 35.68 | 441432.96
8 | 24 | 18:00 | 6804 | 2018-08-24 | 18 | 51.68 | 1.37 | 53.05 | 360952.2
8 | 24 | 19:00 | 1979 | 2018-08-24 | 19 | 36.83 | 1.11 | 37.94 | 75083.26
8 | 24 | 20:00 | 182 | 2018-08-24 | 20 | 33.95 | 0.95 | 34.9 | 6351.8
8 | 24 | 21:00 | 0 | 2018-08-24 | 21 | 28.65 | 0.96 | 29.61 | 0
8 | 24 | 22:00 | 0 | 2018-08-24 | 22 | 23.85 | 0.88 | 24.73 | 0
8 | 24 | 23:00 | 0 | 2018-08-24 | 23 | 20.81 | 1 | 21.81 | 0
8 | 24 | 24:00 | 0 | 2018-08-24 | 24 | 20.06 | 0.3 | 20.36 | 0
8 | 25 | 01:00 | 0 | 2018-08-25 | 1 | 21.45 | 0.27 | 21.72 | 0
8 | 25 | 02:00 | 0 | 2018-08-25 | 2 | 22.54 | 0.25 | 22.79 | 0
8 | 25 | 03:00 | 0 | 2018-08-25 | 3 | 24.04 | 0.28 | 24.32 | 0
8 | 25 | 04:00 | 0 | 2018-08-25 | 4 | 21.74 | 0.24 | 21.98 | 0
8 | 25 | 05:00 | 0 | 2018-08-25 | 5 | 19.48 | 0.27 | 19.75 | 0
8 | 25 | 06:00 | 0 | 2018-08-25 | 6 | 20.23 | 0.53 | 20.76 | 0
8 | 25 | 07:00 | 585 | 2018-08-25 | 7 | 23.35 | 0.3 | 23.65 | 13835.25
8 | 25 | 08:00 | 5501 | 2018-08-25 | 8 | 21.1 | 0.34 | 21.44 | 117941.44
8 | 25 | 09:00 | 8909 | 2018-08-25 | 9 | 22.39 | 0.27 | 22.66 | 201877.94
8 | 25 | 10:00 | 17377 | 2018-08-25 | 10 | 27.1 | 0.29 | 27.39 | 475956.03
8 | 25 | 11:00 | 21596 | 2018-08-25 | 11 | 23.5 | 0.25 | 23.75 | 512905
8 | 25 | 12:00 | 24454 | 2018-08-25 | 12 | 23.03 | 0.22 | 23.25 | 568555.5
8 | 25 | 13:00 | 24538 | 2018-08-25 | 13 | 25.56 | 0.24 | 25.8 | 633080.4
8 | 25 | 14:00 | 18236 | 2018-08-25 | 14 | 26.97 | 0.26 | 27.23 | 496566.28
8 | 25 | 15:00 | 16099 | 2018-08-25 | 15 | 30.83 | 0.28 | 31.11 | 500839.89
8 | 25 | 16:00 | 16227 | 2018-08-25 | 16 | 35.95 | 0.32 | 36.27 | 588553.29
8 | 25 | 17:00 | 13096 | 2018-08-25 | 17 | 28.53 | 0.28 | 28.81 | 377295.76
8 | 25 | 18:00 | 6007 | 2018-08-25 | 18 | 28.29 | 0.29 | 28.58 | 171680.06
8 | 25 | 19:00 | 1948 | 2018-08-25 | 19 | 28.53 | 0.3 | 28.83 | 56160.84
8 | 25 | 20:00 | 126 | 2018-08-25 | 20 | 25.07 | 0.23 | 25.3 | 3187.8
8 | 25 | 21:00 | 0 | 2018-08-25 | 21 | 23.74 | 0.26 | 24 | 0
8 | 25 | 22:00 | 0 | 2018-08-25 | 22 | 21.94 | 0.23 | 22.17 | 0
8 | 25 | 23:00 | 0 | 2018-08-25 | 23 | 21.33 | 0.28 | 21.61 | 0
8 | 25 | 24:00 | 0 | 2018-08-25 | 24 | 20.46 | 0.3 | 20.76 | 0
8 | 26 | 01:00 | 0 | 2018-08-26 | 1 | 20.14 | 0.78 | 20.92 | 0
8 | 26 | 02:00 | 0 | 2018-08-26 | 2 | 6.65 | 0.82 | 7.47 | 0
8 | 26 | 03:00 | 0 | 2018-08-26 | 3 | 19.12 | 0.75 | 19.87 | 0
8 | 26 | 04:00 | 0 | 2018-08-26 | 4 | 11.36 | 0.81 | 12.17 | 0
8 | 26 | 05:00 | 0 | 2018-08-26 | 5 | -40.48 | 1.23 | -39.25 | 0
8 | 26 | 06:00 | 0 | 2018-08-26 | 6 | 7.3 | 0.8 | 8.1 | 0
8 | 26 | 07:00 | 960 | 2018-08-26 | 7 | 21.59 | 0.81 | 22.4 | 21504
8 | 26 | 08:00 | 4825 | 2018-08-26 | 8 | 20.84 | 0.81 | 21.65 | 104461.25
8 | 26 | 09:00 | 12191 | 2018-08-26 | 9 | 9.61 | 1.02 | 10.63 | 129590.33
8 | 26 | 10:00 | 19149 | 2018-08-26 | 10 | 20.12 | 0.76 | 20.88 | 399831.12
8 | 26 | 11:00 | 24465 | 2018-08-26 | 11 | 24.07 | 0.76 | 24.83 | 607465.95
8 | 26 | 12:00 | 27014 | 2018-08-26 | 12 | 24.26 | 0.76 | 25.02 | 675890.28
8 | 26 | 13:00 | 27377 | 2018-08-26 | 13 | 22.65 | 0.73 | 23.38 | 640074.26
8 | 26 | 14:00 | 25712 | 2018-08-26 | 14 | 25.8 | 0.75 | 26.55 | 682653.6
8 | 26 | 15:00 | 21488 | 2018-08-26 | 15 | 26.5 | 0.74 | 27.24 | 585333.12
8 | 26 | 16:00 | 14215 | 2018-08-26 | 16 | 40.92 | 0.93 | 41.85 | 594897.75
8 | 26 | 17:00 | 9415 | 2018-08-26 | 17 | 50.18 | 1.03 | 51.21 | 482142.15
8 | 26 | 18:00 | 5930 | 2018-08-26 | 18 | 38.37 | 0.83 | 39.2 | 232456
8 | 26 | 19:00 | 1754 | 2018-08-26 | 19 | 45.07 | 0.89 | 45.96 | 80613.84
8 | 26 | 20:00 | 109 | 2018-08-26 | 20 | 50.56 | 0.87 | 51.43 | 5605.87
8 | 26 | 21:00 | 0 | 2018-08-26 | 21 | 51.82 | 0.77 | 52.59 | 0
8 | 26 | 22:00 | 0 | 2018-08-26 | 22 | 51.93 | 1.07 | 53 | 0
8 | 26 | 23:00 | 0 | 2018-08-26 | 23 | 34.55 | 1.04 | 35.59 | 0
8 | 26 | 24:00 | 0 | 2018-08-26 | 24 | 27.7 | 0.87 | 28.57 | 0
8 | 27 | 01:00 | 0 | 2018-08-27 | 1 | 35.1 | 1.89 | 36.99 | 0
8 | 27 | 02:00 | 0 | 2018-08-27 | 2 | 26.96 | 1.81 | 28.77 | 0
8 | 27 | 03:00 | 0 | 2018-08-27 | 3 | 30.05 | 1.82 | 31.87 | 0
8 | 27 | 04:00 | 0 | 2018-08-27 | 4 | 32.12 | 1.84 | 33.96 | 0
8 | 27 | 05:00 | 0 | 2018-08-27 | 5 | 31.23 | 1.82 | 33.05 | 0
8 | 27 | 06:00 | 0 | 2018-08-27 | 6 | 36.96 | 2.11 | 39.07 | 0
8 | 27 | 07:00 | 638 | 2018-08-27 | 7 | 51.51 | 3.58 | 55.09 | 35147.42
8 | 27 | 08:00 | 5064 | 2018-08-27 | 8 | 46.82 | 2.97 | 49.79 | 252136.56
8 | 27 | 09:00 | 12476 | 2018-08-27 | 9 | 38.1 | 2.55 | 40.65 | 507149.4
8 | 27 | 10:00 | 19404 | 2018-08-27 | 10 | 55.92 | 2.64 | 58.56 | 1136298.24
8 | 27 | 11:00 | 24010 | 2018-08-27 | 11 | 52.81 | 2.71 | 55.52 | 1333035.2
8 | 27 | 12:00 | 24047 | 2018-08-27 | 12 | 47.51 | 2.47 | 49.98 | 1201869.06
8 | 27 | 13:00 | 23813 | 2018-08-27 | 13 | 47.42 | 2.34 | 49.76 | 1184934.88
8 | 27 | 14:00 | 24319 | 2018-08-27 | 14 | 60.25 | 2.54 | 62.79 | 1526990.01
8 | 27 | 15:00 | 22549 | 2018-08-27 | 15 | 71.32 | 2.98 | 74.3 | 1675390.7
8 | 27 | 16:00 | 17382 | 2018-08-27 | 16 | 71.92 | 2.98 | 74.9 | 1301911.8
8 | 27 | 17:00 | 9429 | 2018-08-27 | 17 | 98.29 | 3.96 | 102.25 | 964115.25
8 | 27 | 18:00 | 5655 | 2018-08-27 | 18 | 109.44 | 4.64 | 114.08 | 645122.4
8 | 27 | 19:00 | 2685 | 2018-08-27 | 19 | 99.19 | 3.49 | 102.68 | 275695.8
8 | 27 | 20:00 | 216 | 2018-08-27 | 20 | 113.11 | 3.54 | 116.65 | 25196.4
8 | 27 | 21:00 | 0 | 2018-08-27 | 21 | 106.28 | 3.63 | 109.91 | 0
8 | 27 | 22:00 | 0 | 2018-08-27 | 22 | 76.81 | 2.87 | 79.68 | 0
8 | 27 | 23:00 | 0 | 2018-08-27 | 23 | 58.81 | 2.81 | 61.62 | 0
8 | 27 | 24:00 | 0 | 2018-08-27 | 24 | 43.83 | 2.02 | 45.85 | 0
8 | 28 | 01:00 | 0 | 2018-08-28 | 1 | 40.26 | 1.81 | 42.07 | 0
8 | 28 | 02:00 | 0 | 2018-08-28 | 2 | 41.96 | 1.82 | 43.78 | 0
8 | 28 | 03:00 | 0 | 2018-08-28 | 3 | 38.24 | 1.85 | 40.09 | 0
8 | 28 | 04:00 | 0 | 2018-08-28 | 4 | 37.02 | 1.88 | 38.9 | 0
8 | 28 | 05:00 | 0 | 2018-08-28 | 5 | 38.5 | 1.83 | 40.33 | 0
8 | 28 | 06:00 | 0 | 2018-08-28 | 6 | 49.91 | 2.28 | 52.19 | 0
8 | 28 | 07:00 | 498 | 2018-08-28 | 7 | 27.47 | 2.51 | 29.98 | 14930.04
8 | 28 | 08:00 | 2889 | 2018-08-28 | 8 | 37.07 | 2.78 | 39.85 | 115126.65
8 | 28 | 09:00 | 9785 | 2018-08-28 | 9 | 45.83 | 2.65 | 48.48 | 474376.8
8 | 28 | 10:00 | 15764 | 2018-08-28 | 10 | 37.29 | 2.34 | 39.63 | 624727.32
8 | 28 | 11:00 | 23327 | 2018-08-28 | 11 | 38.07 | 2.24 | 40.31 | 940311.37
8 | 28 | 12:00 | 23735 | 2018-08-28 | 12 | 63.74 | 2.41 | 66.15 | 1570070.25
8 | 28 | 13:00 | 24154 | 2018-08-28 | 13 | 93.52 | 2.61 | 96.13 | 2321924.02
8 | 28 | 14:00 | 25019 | 2018-08-28 | 14 | 234.1 | 6.3 | 240.4 | 6014567.6
8 | 28 | 15:00 | 22104 | 2018-08-28 | 15 | 217.73 | 8.34 | 226.07 | 4997051.28
8 | 28 | 16:00 | 14818 | 2018-08-28 | 16 | 170.47 | 6.4 | 176.87 | 2620859.66
8 | 28 | 17:00 | 10064 | 2018-08-28 | 17 | 188.21 | 8.36 | 196.57 | 1978280.48
8 | 28 | 18:00 | 5406 | 2018-08-28 | 18 | 223.69 | 7.65 | 231.34 | 1250624.04
8 | 28 | 19:00 | 1745 | 2018-08-28 | 19 | 164.22 | 7.75 | 171.97 | 300087.65
8 | 28 | 20:00 | 82 | 2018-08-28 | 20 | 136.16 | 6.19 | 142.35 | 11672.7
8 | 28 | 21:00 | 0 | 2018-08-28 | 21 | 151.81 | 5.72 | 157.53 | 0
8 | 28 | 22:00 | 0 | 2018-08-28 | 22 | 92.72 | 3.41 | 96.13 | 0
8 | 28 | 23:00 | 0 | 2018-08-28 | 23 | 44.16 | 2.62 | 46.78 | 0
8 | 28 | 24:00 | 0 | 2018-08-28 | 24 | 38.12 | 1.9 | 40.02 | 0
8 | 29 | 01:00 | 0 | 2018-08-29 | 1 | 41.48 | 2.17 | 43.65 | 0
8 | 29 | 02:00 | 0 | 2018-08-29 | 2 | 40.95 | 2.21 | 43.16 | 0
8 | 29 | 03:00 | 0 | 2018-08-29 | 3 | 31.12 | 2.12 | 33.24 | 0
8 | 29 | 04:00 | 0 | 2018-08-29 | 4 | 29.57 | 2.11 | 31.68 | 0
8 | 29 | 05:00 | 0 | 2018-08-29 | 5 | 29.5 | 2.1 | 31.6 | 0
8 | 29 | 06:00 | 0 | 2018-08-29 | 6 | 33.82 | 2.2 | 36.02 | 0
8 | 29 | 07:00 | 593 | 2018-08-29 | 7 | 39.57 | 2.35 | 41.92 | 24858.56
8 | 29 | 08:00 | 5087 | 2018-08-29 | 8 | 32.92 | 2.88 | 35.8 | 182114.6
8 | 29 | 09:00 | 12333 | 2018-08-29 | 9 | 33.68 | 2.72 | 36.4 | 448921.2
8 | 29 | 10:00 | 19023 | 2018-08-29 | 10 | 38.99 | 2.6 | 41.59 | 791166.57
8 | 29 | 11:00 | 23518 | 2018-08-29 | 11 | 55.4 | 2.62 | 58.02 | 1364514.36
8 | 29 | 12:00 | 25198 | 2018-08-29 | 12 | 100.54 | 2.88 | 103.42 | 2605977.16
8 | 29 | 13:00 | 24393 | 2018-08-29 | 13 | 124.3 | 3.11 | 127.41 | 3107912.13
8 | 29 | 14:00 | 21119 | 2018-08-29 | 14 | 143.04 | 3.61 | 146.65 | 3097101.35
8 | 29 | 15:00 | 18978 | 2018-08-29 | 15 | 140.1 | 4.08 | 144.18 | 2736248.04
8 | 29 | 16:00 | 17956 | 2018-08-29 | 16 | 134.81 | 4.85 | 139.66 | 2507734.96
8 | 29 | 17:00 | 12209 | 2018-08-29 | 17 | 139.68 | 5.38 | 145.06 | 1771037.54 |  | System Peak Hour
8 | 29 | 18:00 | 5970 | 2018-08-29 | 18 | 140.83 | 5.19 | 146.02 | 871739.4
8 | 29 | 19:00 | 1762 | 2018-08-29 | 19 | 137.38 | 5.04 | 142.42 | 250944.04
8 | 29 | 20:00 | 29 | 2018-08-29 | 20 | 95.43 | 3.11 | 98.54 | 2857.66
8 | 29 | 21:00 | 0 | 2018-08-29 | 21 | 77.97 | 2.74 | 80.71 | 0
8 | 29 | 22:00 | 0 | 2018-08-29 | 22 | 49.22 | 2.67 | 51.89 | 0
8 | 29 | 23:00 | 0 | 2018-08-29 | 23 | 41.56 | 2.87 | 44.43 | 0
8 | 29 | 24:00 | 0 | 2018-08-29 | 24 | 33.29 | 2.22 | 35.51 | 0
8 | 30 | 01:00 | 0 | 2018-08-30 | 1 | 30.51 | 0.32 | 30.83 | 0
8 | 30 | 02:00 | 0 | 2018-08-30 | 2 | 32.9 | 0.32 | 33.22 | 0
8 | 30 | 03:00 | 0 | 2018-08-30 | 3 | 33.54 | 0.33 | 33.87 | 0
8 | 30 | 04:00 | 0 | 2018-08-30 | 4 | 30.89 | 0.3 | 31.19 | 0
8 | 30 | 05:00 | 0 | 2018-08-30 | 5 | 31.13 | 0.31 | 31.44 | 0
8 | 30 | 06:00 | 0 | 2018-08-30 | 6 | 34.14 | 0.36 | 34.5 | 0
8 | 30 | 07:00 | 292 | 2018-08-30 | 7 | 52.17 | 0.56 | 52.73 | 15397.16
8 | 30 | 08:00 | 3409 | 2018-08-30 | 8 | 65.43 | 1.34 | 66.77 | 227618.93
8 | 30 | 09:00 | 8942 | 2018-08-30 | 9 | 52.28 | 1.09 | 53.37 | 477234.54
8 | 30 | 10:00 | 10700 | 2018-08-30 | 10 | 44.09 | 0.89 | 44.98 | 481286
8 | 30 | 11:00 | 12206 | 2018-08-30 | 11 | 41.25 | 0.82 | 42.07 | 513506.42
8 | 30 | 12:00 | 21597 | 2018-08-30 | 12 | 57.27 | 0.87 | 58.14 | 1255649.58
8 | 30 | 13:00 | 20622 | 2018-08-30 | 13 | 56.24 | 0.9 | 57.14 | 1178341.08
8 | 30 | 14:00 | 22534 | 2018-08-30 | 14 | 57.44 | 0.92 | 58.36 | 1315084.24
8 | 30 | 15:00 | 21709 | 2018-08-30 | 15 | 55.28 | 0.87 | 56.15 | 1218960.35
8 | 30 | 16:00 | 17161 | 2018-08-30 | 16 | 54.24 | 0.84 | 55.08 | 945227.88
8 | 30 | 17:00 | 12123 | 2018-08-30 | 17 | 55.97 | 0.85 | 56.82 | 688828.86
8 | 30 | 18:00 | 5543 | 2018-08-30 | 18 | 55.06 | 0.87 | 55.93 | 310019.99
8 | 30 | 19:00 | 1585 | 2018-08-30 | 19 | 55.12 | 0.93 | 56.05 | 88839.25
8 | 30 | 20:00 | 24 | 2018-08-30 | 20 | 47.2 | 0.85 | 48.05 | 1153.2
8 | 30 | 21:00 | 0 | 2018-08-30 | 21 | 44.05 | 0.88 | 44.93 | 0
8 | 30 | 22:00 | 0 | 2018-08-30 | 22 | 45.13 | 0.96 | 46.09 | 0
8 | 30 | 23:00 | 0 | 2018-08-30 | 23 | 32.07 | 1.05 | 33.12 | 0
8 | 30 | 24:00 | 0 | 2018-08-30 | 24 | 27.27 | 0.34 | 27.61 | 0
8 | 31 | 01:00 | 0 | 2018-08-31 | 1 | 25.67 | 0.25 | 25.92 | 0
8 | 31 | 02:00 | 0 | 2018-08-31 | 2 | 28.46 | 0.28 | 28.74 | 0
8 | 31 | 03:00 | 0 | 2018-08-31 | 3 | 24.52 | 0.24 | 24.76 | 0
8 | 31 | 04:00 | 0 | 2018-08-31 | 4 | 23.61 | 0.23 | 23.84 | 0
8 | 31 | 05:00 | 0 | 2018-08-31 | 5 | 24.99 | 0.23 | 25.22 | 0
8 | 31 | 06:00 | 0 | 2018-08-31 | 6 | 25.38 | 0.29 | 25.67 | 0
8 | 31 | 07:00 | 493 | 2018-08-31 | 7 | 27.05 | 0.37 | 27.42 | 13518.06
8 | 31 | 08:00 | 4069 | 2018-08-31 | 8 | 35.94 | 1.22 | 37.16 | 151204.04
8 | 31 | 09:00 | 12001 | 2018-08-31 | 9 | 44.38 | 1.29 | 45.67 | 548085.67
8 | 31 | 10:00 | 19293 | 2018-08-31 | 10 | 38.13 | 1.06 | 39.19 | 756092.67
8 | 31 | 11:00 | 24479 | 2018-08-31 | 11 | 31.62 | 0.99 | 32.61 | 798260.19
8 | 31 | 12:00 | 26905 | 2018-08-31 | 12 | 31.7 | 0.94 | 32.64 | 878179.2
8 | 31 | 13:00 | 25365 | 2018-08-31 | 13 | 34.96 | 0.93 | 35.89 | 910349.85
8 | 31 | 14:00 | 21214 | 2018-08-31 | 14 | 38.89 | 0.96 | 39.85 | 845377.9
8 | 31 | 15:00 | 15020 | 2018-08-31 | 15 | 37.62 | 0.93 | 38.55 | 579021
8 | 31 | 16:00 | 12741 | 2018-08-31 | 16 | 39.13 | 0.99 | 40.12 | 511168.92
8 | 31 | 17:00 | 11650 | 2018-08-31 | 17 | 42.29 | 1 | 43.29 | 504328.5
8 | 31 | 18:00 | 4718 | 2018-08-31 | 18 | 43.8 | 1.02 | 44.82 | 211460.76
8 | 31 | 19:00 | 1826 | 2018-08-31 | 19 | 39 | 1.05 | 40.05 | 73131.3
8 | 31 | 20:00 | 29 | 2018-08-31 | 20 | 29.91 | 0.95 | 30.86 | 894.94
8 | 31 | 21:00 | 0 | 2018-08-31 | 21 | 30.79 | 0.98 | 31.77 | 0
8 | 31 | 22:00 | 0 | 2018-08-31 | 22 | 27.47 | 1.01 | 28.48 | 0
8 | 31 | 23:00 | 0 | 2018-08-31 | 23 | 26.06 | 1.13 | 27.19 | 0
8 | 31 | 24:00 | 0 | 2018-08-31 | 24 | 32.81 | 0.54 | 33.35 | 0
9 | 1 | 01:00 | 0 | 2018-09-01 | 1 | 23.05 | 0.3 | 23.35 | 0
9 | 1 | 02:00 | 0 | 2018-09-01 | 2 | 20.92 | 0.23 | 21.15 | 0
9 | 1 | 03:00 | 0 | 2018-09-01 | 3 | 22.44 | 0.24 | 22.68 | 0
9 | 1 | 04:00 | 0 | 2018-09-01 | 4 | 22.46 | 0.23 | 22.69 | 0
9 | 1 | 05:00 | 0 | 2018-09-01 | 5 | 22.47 | 0.24 | 22.71 | 0
9 | 1 | 06:00 | 0 | 2018-09-01 | 6 | 23.41 | 0.24 | 23.65 | 0
9 | 1 | 07:00 | 395 | 2018-09-01 | 7 | 22.3 | 0.29 | 22.59 | 8923.05
9 | 1 | 08:00 | 4725 | 2018-09-01 | 8 | 19.77 | 0.28 | 20.05 | 94736.25
9 | 1 | 09:00 | 8084 | 2018-09-01 | 9 | 22.42 | 0.27 | 22.69 | 183425.96
9 | 1 | 10:00 | 11865 | 2018-09-01 | 10 | 23.79 | 0.26 | 24.05 | 285353.25
9 | 1 | 11:00 | 15106 | 2018-09-01 | 11 | 22.81 | 0.24 | 23.05 | 348193.3
9 | 1 | 12:00 | 16719 | 2018-09-01 | 12 | 24.98 | 0.26 | 25.24 | 421987.56
9 | 1 | 13:00 | 16408 | 2018-09-01 | 13 | 26.03 | 0.31 | 26.34 | 432186.72
9 | 1 | 14:00 | 13369 | 2018-09-01 | 14 | 25.61 | 0.27 | 25.88 | 345989.72
9 | 1 | 15:00 | 12458 | 2018-09-01 | 15 | 30.58 | 0.43 | 31.01 | 386322.58
9 | 1 | 16:00 | 10329 | 2018-09-01 | 16 | 37.01 | 0.49 | 37.5 | 387337.5
9 | 1 | 17:00 | 7964 | 2018-09-01 | 17 | 36.73 | 0.48 | 37.21 | 296340.44
9 | 1 | 18:00 | 5116 | 2018-09-01 | 18 | 34.97 | 0.42 | 35.39 | 181055.24
9 | 1 | 19:00 | 1832 | 2018-09-01 | 19 | 29.15 | 0.31 | 29.46 | 53970.72
9 | 1 | 20:00 | 35 | 2018-09-01 | 20 | 26.85 | 0.28 | 27.13 | 949.55
9 | 1 | 21:00 | 0 | 2018-09-01 | 21 | 28.66 | 0.42 | 29.08 | 0
9 | 1 | 22:00 | 0 | 2018-09-01 | 22 | 23.44 | 0.34 | 23.78 | 0
9 | 1 | 23:00 | 0 | 2018-09-01 | 23 | 21.47 | 0.27 | 21.74 | 0
9 | 1 | 24:00 | 0 | 2018-09-01 | 24 | 19.9 | 0.25 | 20.15 | 0
9 | 2 | 01:00 | 0 | 2018-09-02 | 1 | 26.49 | 0.55 | 27.04 | 0
9 | 2 | 02:00 | 0 | 2018-09-02 | 2 | 22.45 | 0.19 | 22.64 | 0
9 | 2 | 03:00 | 0 | 2018-09-02 | 3 | 22.77 | 0.2 | 22.97 | 0
9 | 2 | 04:00 | 0 | 2018-09-02 | 4 | 22.75 | 0.22 | 22.97 | 0
9 | 2 | 05:00 | 0 | 2018-09-02 | 5 | 22.49 | 0.22 | 22.71 | 0
9 | 2 | 06:00 | 0 | 2018-09-02 | 6 | 22.51 | 0.26 | 22.77 | 0
9 | 2 | 07:00 | 189 | 2018-09-02 | 7 | 22.88 | 0.41 | 23.29 | 4401.81
9 | 2 | 08:00 | 2049 | 2018-09-02 | 8 | 17.51 | 0.48 | 17.99 | 36861.51
9 | 2 | 09:00 | 6214 | 2018-09-02 | 9 | 19.14 | 0.26 | 19.4 | 120551.6
9 | 2 | 10:00 | 16383 | 2018-09-02 | 10 | 23.65 | 0.2 | 23.85 | 390734.55
9 | 2 | 11:00 | 24038 | 2018-09-02 | 11 | 23.99 | 0.19 | 24.18 | 581238.84
9 | 2 | 12:00 | 25998 | 2018-09-02 | 12 | 23.25 | 0.18 | 23.43 | 609133.14
9 | 2 | 13:00 | 23029 | 2018-09-02 | 13 | 23.87 | 0.19 | 24.06 | 554077.74
9 | 2 | 14:00 | 20581 | 2018-09-02 | 14 | 24.82 | 0.19 | 25.01 | 514730.81
9 | 2 | 15:00 | 16345 | 2018-09-02 | 15 | 35.42 | 0.31 | 35.73 | 584006.85
9 | 2 | 16:00 | 12464 | 2018-09-02 | 16 | 42.08 | 0.3 | 42.38 | 528224.32
9 | 2 | 17:00 | 9507 | 2018-09-02 | 17 | 40.71 | 0.31 | 41.02 | 389977.14
9 | 2 | 18:00 | 5951 | 2018-09-02 | 18 | 41.75 | 0.33 | 42.08 | 250418.08
9 | 2 | 19:00 | 1486 | 2018-09-02 | 19 | 40.34 | 0.33 | 40.67 | 60435.62
9 | 2 | 20:00 | 19 | 2018-09-02 | 20 | 39.41 | 0.3 | 39.71 | 754.49
9 | 2 | 21:00 | 0 | 2018-09-02 | 21 | 35.25 | 0.27 | 35.52 | 0
9 | 2 | 22:00 | 0 | 2018-09-02 | 22 | 37.41 | 0.8 | 38.21 | 0
9 | 2 | 23:00 | 0 | 2018-09-02 | 23 | 32.2 | 0.38 | 32.58 | 0
9 | 2 | 24:00 | 0 | 2018-09-02 | 24 | 28.23 | 0.25 | 28.48 | 0
9 | 3 | 01:00 | 0 | 2018-09-03 | 1 | 29.22 | 6.78 | 36 | 0
9 | 3 | 02:00 | 0 | 2018-09-03 | 2 | 27.51 | 6.7 | 34.21 | 0
9 | 3 | 03:00 | 0 | 2018-09-03 | 3 | 26.44 | 6.74 | 33.18 | 0
9 | 3 | 04:00 | 0 | 2018-09-03 | 4 | 27.06 | 6.74 | 33.8 | 0
9 | 3 | 05:00 | 0 | 2018-09-03 | 5 | 27.06 | 6.74 | 33.8 | 0
9 | 3 | 06:00 | 0 | 2018-09-03 | 6 | 29.25 | 6.76 | 36.01 | 0
9 | 3 | 07:00 | 416 | 2018-09-03 | 7 | 26.62 | 6.97 | 33.59 | 13973.44
9 | 3 | 08:00 | 4794 | 2018-09-03 | 8 | 26.06 | 6.78 | 32.84 | 157434.96
9 | 3 | 09:00 | 12259 | 2018-09-03 | 9 | 36.71 | 6.84 | 43.55 | 533879.45
9 | 3 | 10:00 | 19215 | 2018-09-03 | 10 | 57.76 | 6.96 | 64.72 | 1243594.8
9 | 3 | 11:00 | 23858 | 2018-09-03 | 11 | 60.62 | 6.91 | 67.53 | 1611130.74
9 | 3 | 12:00 | 24137 | 2018-09-03 | 12 | 57.95 | 6.85 | 64.8 | 1564077.6
9 | 3 | 13:00 | 24657 | 2018-09-03 | 13 | 64.85 | 6.84 | 71.69 | 1767660.33
9 | 3 | 14:00 | 24211 | 2018-09-03 | 14 | 76.78 | 6.87 | 83.65 | 2025250.15
9 | 3 | 15:00 | 22655 | 2018-09-03 | 15 | 223.68 | 18.58 | 242.26 | 5488400.3
9 | 3 | 16:00 | 17574 | 2018-09-03 | 16 | 582.84 | 55.31 | 638.15 | 11214848.1
9 | 3 | 17:00 | 12346 | 2018-09-03 | 17 | 1142.75 | 92.53 | 1235.28 | 15250766.88
9 | 3 | 18:00 | 4990 | 2018-09-03 | 18 | 2493.15 | 213.41 | 2706.56 | 13505734.4
9 | 3 | 19:00 | 1121 | 2018-09-03 | 19 | 797.99 | 97.65 | 895.64 | 1004012.44
9 | 3 | 20:00 | 6 | 2018-09-03 | 20 | 244.66 | 27.44 | 272.1 | 1632.6
9 | 3 | 21:00 | 0 | 2018-09-03 | 21 | 174.44 | 13 | 187.44 | 0
9 | 3 | 22:00 | 0 | 2018-09-03 | 22 | 69.23 | 8 | 77.23 | 0
9 | 3 | 23:00 | 0 | 2018-09-03 | 23 | 45.11 | 6.95 | 52.06 | 0
9 | 3 | 24:00 | 0 | 2018-09-03 | 24 | 47.64 | 6.9 | 54.54 | 0
9 | 4 | 01:00 | 0 | 2018-09-04 | 1 | 59.25 | 0.83 | 60.08 | 0
9 | 4 | 02:00 | 0 | 2018-09-04 | 2 | 44.7 | 0.76 | 45.46 | 0
9 | 4 | 03:00 | 0 | 2018-09-04 | 3 | 65.6 | 0.85 | 66.45 | 0
9 | 4 | 04:00 | 0 | 2018-09-04 | 4 | 56 | 0.74 | 56.74 | 0
9 | 4 | 05:00 | 0 | 2018-09-04 | 5 | 53.68 | 0.76 | 54.44 | 0
9 | 4 | 06:00 | 0 | 2018-09-04 | 6 | 61.3 | 0.75 | 62.05 | 0
9 | 4 | 07:00 | 423 | 2018-09-04 | 7 | 67.47 | 1.03 | 68.5 | 28975.5
9 | 4 | 08:00 | 4822 | 2018-09-04 | 8 | 72.36 | 2.01 | 74.37 | 358612.14
9 | 4 | 09:00 | 12659 | 2018-09-04 | 9 | 52.1 | 1.59 | 53.69 | 679661.71
9 | 4 | 10:00 | 18783 | 2018-09-04 | 10 | 40.71 | 1.37 | 42.08 | 790388.64
9 | 4 | 11:00 | 22902 | 2018-09-04 | 11 | 49.64 | 1.34 | 50.98 | 1167543.96
9 | 4 | 12:00 | 25728 | 2018-09-04 | 12 | 69.06 | 1.42 | 70.48 | 1813309.44
9 | 4 | 13:00 | 24726 | 2018-09-04 | 13 | 68.1 | 1.43 | 69.53 | 1719198.78
9 | 4 | 14:00 | 22796 | 2018-09-04 | 14 | 73.03 | 1.38 | 74.41 | 1696250.36
9 | 4 | 15:00 | 23833 | 2018-09-04 | 15 | 90.1 | 1.6 | 91.7 | 2185486.1
9 | 4 | 16:00 | 18912 | 2018-09-04 | 16 | 79.81 | 1.67 | 81.48 | 1540949.76
9 | 4 | 17:00 | 13076 | 2018-09-04 | 17 | 80.09 | 1.43 | 81.52 | 1065955.52
9 | 4 | 18:00 | 5408 | 2018-09-04 | 18 | 78.68 | 1.49 | 80.17 | 433559.36
9 | 4 | 19:00 | 1511 | 2018-09-04 | 19 | 77.77 | 1.45 | 79.22 | 119701.42
9 | 4 | 20:00 | 28 | 2018-09-04 | 20 | 77.76 | 1.41 | 79.17 | 2216.76
9 | 4 | 21:00 | 0 | 2018-09-04 | 21 | 67.31 | 1.5 | 68.81 | 0
9 | 4 | 22:00 | 0 | 2018-09-04 | 22 | 40.4 | 1.42 | 41.82 | 0
9 | 4 | 23:00 | 0 | 2018-09-04 | 23 | 33.7 | 1.46 | 35.16 | 0
9 | 4 | 24:00 | 0 | 2018-09-04 | 24 | 39.33 | 0.83 | 40.16 | 0
9 | 5 | 01:00 | 0 | 2018-09-05 | 1 | 32.76 | 0.94 | 33.7 | 0
9 | 5 | 02:00 | 0 | 2018-09-05 | 2 | 41.74 | 1.03 | 42.77 | 0
9 | 5 | 03:00 | 0 | 2018-09-05 | 3 | 34.38 | 0.98 | 35.36 | 0
9 | 5 | 04:00 | 0 | 2018-09-05 | 4 | 28.94 | 0.92 | 29.86 | 0
9 | 5 | 05:00 | 0 | 2018-09-05 | 5 | 28.12 | 0.9 | 29.02 | 0
9 | 5 | 06:00 | 0 | 2018-09-05 | 6 | 36.82 | 0.98 | 37.8 | 0
9 | 5 | 07:00 | 378 | 2018-09-05 | 7 | 44.65 | 1.23 | 45.88 | 17342.64
9 | 5 | 08:00 | 4328 | 2018-09-05 | 8 | 42.97 | 2.2 | 45.17 | 195495.76
9 | 5 | 09:00 | 11378 | 2018-09-05 | 9 | 41.44 | 1.94 | 43.38 | 493577.64
9 | 5 | 10:00 | 18014 | 2018-09-05 | 10 | 34.98 | 1.74 | 36.72 | 661474.08
9 | 5 | 11:00 | 23612 | 2018-09-05 | 11 | 32.03 | 1.64 | 33.67 | 795016.04
9 | 5 | 12:00 | 25588 | 2018-09-05 | 12 | 39.33 | 1.62 | 40.95 | 1047828.6
9 | 5 | 13:00 | 25863 | 2018-09-05 | 13 | 54.05 | 1.62 | 55.67 | 1439793.21
9 | 5 | 14:00 | 25503 | 2018-09-05 | 14 | 62.2 | 1.6 | 63.8 | 1627091.4
9 | 5 | 15:00 | 22898 | 2018-09-05 | 15 | 68.55 | 1.58 | 70.13 | 1605836.74
9 | 5 | 16:00 | 17471 | 2018-09-05 | 16 | 91.22 | 1.96 | 93.18 | 1627947.78
9 | 5 | 17:00 | 11342 | 2018-09-05 | 17 | 126.19 | 2.9 | 129.09 | 1464138.78
9 | 5 | 18:00 | 5188 | 2018-09-05 | 18 | 104.57 | 3.04 | 107.61 | 558280.68
9 | 5 | 19:00 | 1031 | 2018-09-05 | 19 | 73.15 | 1.66 | 74.81 | 77129.11
9 | 5 | 20:00 | 0 | 2018-09-05 | 20 | 71.14 | 1.71 | 72.85 | 0
9 | 5 | 21:00 | 0 | 2018-09-05 | 21 | 65.07 | 1.71 | 66.78 | 0
9 | 5 | 22:00 | 0 | 2018-09-05 | 22 | 59.73 | 2.03 | 61.76 | 0
9 | 5 | 23:00 | 0 | 2018-09-05 | 23 | 56.16 | 2.21 | 58.37 | 0
9 | 5 | 24:00 | 0 | 2018-09-05 | 24 | 112.64 | 2.34 | 114.98 | 0
9 | 6 | 01:00 | 0 | 2018-09-06 | 1 | 38.6 | 0.59 | 39.19 | 0
9 | 6 | 02:00 | 0 | 2018-09-06 | 2 | 34.53 | 0.44 | 34.97 | 0
9 | 6 | 03:00 | 0 | 2018-09-06 | 3 | 28.19 | 0.39 | 28.58 | 0
9 | 6 | 04:00 | 0 | 2018-09-06 | 4 | 27.38 | 0.41 | 27.79 | 0
9 | 6 | 05:00 | 0 | 2018-09-06 | 5 | 28.49 | 0.39 | 28.88 | 0
9 | 6 | 06:00 | 0 | 2018-09-06 | 6 | 33.47 | 0.4 | 33.87 | 0
9 | 6 | 07:00 | 378 | 2018-09-06 | 7 | 37.66 | 0.51 | 38.17 | 14428.26
9 | 6 | 08:00 | 4337 | 2018-09-06 | 8 | 43.28 | 1.43 | 44.71 | 193907.27
9 | 6 | 09:00 | 11724 | 2018-09-06 | 9 | 42.06 | 1.48 | 43.54 | 510462.96
9 | 6 | 10:00 | 18978 | 2018-09-06 | 10 | 36.86 | 1.14 | 38 | 721164
9 | 6 | 11:00 | 22599 | 2018-09-06 | 11 | 41.3 | 1.09 | 42.39 | 957971.61
9 | 6 | 12:00 | 23870 | 2018-09-06 | 12 | 50.56 | 1.09 | 51.65 | 1232885.5
9 | 6 | 13:00 | 19206 | 2018-09-06 | 13 | 61.89 | 1.15 | 63.04 | 1210746.24
9 | 6 | 14:00 | 10117 | 2018-09-06 | 14 | 75.21 | 1.37 | 76.58 | 774759.86
9 | 6 | 15:00 | 6479 | 2018-09-06 | 15 | 83.15 | 2.2 | 85.35 | 552982.65
9 | 6 | 16:00 | 6991 | 2018-09-06 | 16 | 95.14 | 2.9 | 98.04 | 685397.64
9 | 6 | 17:00 | 4905 | 2018-09-06 | 17 | 64.1 | 2.15 | 66.25 | 324956.25
9 | 6 | 18:00 | 3655 | 2018-09-06 | 18 | 55.53 | 1.35 | 56.88 | 207896.4
9 | 6 | 19:00 | 1196 | 2018-09-06 | 19 | 43.43 | 1.11 | 44.54 | 53269.84
9 | 6 | 20:00 | 3 | 2018-09-06 | 20 | 38.75 | 1.09 | 39.84 | 119.52
9 | 6 | 21:00 | 0 | 2018-09-06 | 21 | 32.61 | 1.09 | 33.7 | 0
9 | 6 | 22:00 | 0 | 2018-09-06 | 22 | 33.59 | 1.23 | 34.82 | 0
9 | 6 | 23:00 | 0 | 2018-09-06 | 23 | 34.51 | 1.42 | 35.93 | 0
9 | 6 | 24:00 | 0 | 2018-09-06 | 24 | 29.4 | 0.44 | 29.84 | 0
9 | 7 | 01:00 | 0 | 2018-09-07 | 1 | 26.66 | 0.3 | 26.96 | 0
9 | 7 | 02:00 | 0 | 2018-09-07 | 2 | 28.68 | 0.35 | 29.03 | 0
9 | 7 | 03:00 | 0 | 2018-09-07 | 3 | 31.27 | 0.34 | 31.61 | 0
9 | 7 | 04:00 | 0 | 2018-09-07 | 4 | 30.58 | 0.32 | 30.9 | 0
9 | 7 | 05:00 | 0 | 2018-09-07 | 5 | 30.61 | 0.34 | 30.95 | 0
9 | 7 | 06:00 | 0 | 2018-09-07 | 6 | 33.68 | 0.39 | 34.07 | 0
9 | 7 | 07:00 | 282 | 2018-09-07 | 7 | 37.89 | 0.67 | 38.56 | 10873.92
9 | 7 | 08:00 | 3572 | 2018-09-07 | 8 | 46.4 | 1.5 | 47.9 | 171098.8
9 | 7 | 09:00 | 8035 | 2018-09-07 | 9 | 46.12 | 1.34 | 47.46 | 381341.1
9 | 7 | 10:00 | 15248 | 2018-09-07 | 10 | 45.64 | 1.36 | 47 | 716656
9 | 7 | 11:00 | 17839 | 2018-09-07 | 11 | 43.4 | 1.26 | 44.66 | 796689.74
9 | 7 | 12:00 | 20580 | 2018-09-07 | 12 | 40.66 | 1.34 | 42 | 864360
9 | 7 | 13:00 | 17392 | 2018-09-07 | 13 | 46.72 | 1.41 | 48.13 | 837076.96
9 | 7 | 14:00 | 17911 | 2018-09-07 | 14 | 41.81 | 1.43 | 43.24 | 774471.64
9 | 7 | 15:00 | 18721 | 2018-09-07 | 15 | 30.34 | 1.27 | 31.61 | 591770.81
9 | 7 | 16:00 | 15857 | 2018-09-07 | 16 | 28.89 | 1.22 | 30.11 | 477454.27
9 | 7 | 17:00 | 11089 | 2018-09-07 | 17 | 33.29 | 1.27 | 34.56 | 383235.84
9 | 7 | 18:00 | 5232 | 2018-09-07 | 18 | 33.12 | 1.29 | 34.41 | 180033.12
9 | 7 | 19:00 | 1033 | 2018-09-07 | 19 | 32.53 | 1.3 | 33.83 | 34946.39
9 | 7 | 20:00 | 0 | 2018-09-07 | 20 | 32.35 | 1.28 | 33.63 | 0
9 | 7 | 21:00 | 0 | 2018-09-07 | 21 | 29.87 | 1.26 | 31.13 | 0
9 | 7 | 22:00 | 0 | 2018-09-07 | 22 | 27.98 | 1.35 | 29.33 | 0
9 | 7 | 23:00 | 0 | 2018-09-07 | 23 | 28.56 | 1.39 | 29.95 | 0
9 | 7 | 24:00 | 0 | 2018-09-07 | 24 | 23.43 | 0.38 | 23.81 | 0
9 | 8 | 01:00 | 0 | 2018-09-08 | 1 | 24.35 | 0.35 | 24.7 | 0
9 | 8 | 02:00 | 0 | 2018-09-08 | 2 | 22.71 | 0.29 | 23 | 0
9 | 8 | 03:00 | 0 | 2018-09-08 | 3 | 21.28 | 0.27 | 21.55 | 0
9 | 8 | 04:00 | 0 | 2018-09-08 | 4 | 20.39 | 0.29 | 20.68 | 0
9 | 8 | 05:00 | 0 | 2018-09-08 | 5 | 19.85 | 0.29 | 20.14 | 0
9 | 8 | 06:00 | 0 | 2018-09-08 | 6 | 23.26 | 0.29 | 23.55 | 0
9 | 8 | 07:00 | 90 | 2018-09-08 | 7 | 29.1 | 0.5 | 29.6 | 2664
9 | 8 | 08:00 | 1559 | 2018-09-08 | 8 | 27.32 | 0.47 | 27.79 | 43324.61
9 | 8 | 09:00 | 4478 | 2018-09-08 | 9 | 33.3 | 0.6 | 33.9 | 151804.2
9 | 8 | 10:00 | 9040 | 2018-09-08 | 10 | 34.22 | 0.45 | 34.67 | 313416.8
9 | 8 | 11:00 | 14956 | 2018-09-08 | 11 | 31.19 | 0.37 | 31.56 | 472011.36
9 | 8 | 12:00 | 17304 | 2018-09-08 | 12 | 24.76 | 0.39 | 25.15 | 435195.6
9 | 8 | 13:00 | 16725 | 2018-09-08 | 13 | 23.34 | 0.33 | 23.67 | 395880.75
9 | 8 | 14:00 | 16181 | 2018-09-08 | 14 | 22.8 | 0.31 | 23.11 | 373942.91
9 | 8 | 15:00 | 13153 | 2018-09-08 | 15 | 23.1 | 0.32 | 23.42 | 308043.26
9 | 8 | 16:00 | 8590 | 2018-09-08 | 16 | 23.03 | 0.32 | 23.35 | 200576.5
9 | 8 | 17:00 | 5223 | 2018-09-08 | 17 | 25.09 | 0.34 | 25.43 | 132820.89
9 | 8 | 18:00 | 3058 | 2018-09-08 | 18 | 23.17 | 0.33 | 23.5 | 71863
9 | 8 | 19:00 | 823 | 2018-09-08 | 19 | 29.12 | 0.46 | 29.58 | 24344.34
9 | 8 | 20:00 | 0 | 2018-09-08 | 20 | 34.09 | 0.59 | 34.68 | 0
9 | 8 | 21:00 | 0 | 2018-09-08 | 21 | 25.45 | 0.41 | 25.86 | 0
9 | 8 | 22:00 | 0 | 2018-09-08 | 22 | 20.57 | 0.35 | 20.92 | 0
9 | 8 | 23:00 | 0 | 2018-09-08 | 23 | 20.04 | 0.34 | 20.38 | 0
9 | 8 | 24:00 | 0 | 2018-09-08 | 24 | 21.21 | 0.47 | 21.68 | 0
9 | 9 | 01:00 | 0 | 2018-09-09 | 1 | 19.42 | 0.53 | 19.95 | 0
9 | 9 | 02:00 | 0 | 2018-09-09 | 2 | 21.57 | 0.53 | 22.1 | 0
9 | 9 | 03:00 | 0 | 2018-09-09 | 3 | 23.7 | 0.62 | 24.32 | 0
9 | 9 | 04:00 | 0 | 2018-09-09 | 4 | 20.79 | 0.55 | 21.34 | 0
9 | 9 | 05:00 | 0 | 2018-09-09 | 5 | 20.72 | 0.54 | 21.26 | 0
9 | 9 | 06:00 | 0 | 2018-09-09 | 6 | 20.76 | 0.54 | 21.3 | 0
9 | 9 | 07:00 | 194 | 2018-09-09 | 7 | 23.55 | 0.83 | 24.38 | 4729.72
9 | 9 | 08:00 | 3525 | 2018-09-09 | 8 | 19.45 | 0.72 | 20.17 | 71099.25
9 | 9 | 09:00 | 8701 | 2018-09-09 | 9 | 19.96 | 0.55 | 20.51 | 178457.51
9 | 9 | 10:00 | 12135 | 2018-09-09 | 10 | 27.9 | 0.69 | 28.59 | 346939.65
9 | 9 | 11:00 | 17475 | 2018-09-09 | 11 | 28.09 | 0.69 | 28.78 | 502930.5
9 | 9 | 12:00 | 19775 | 2018-09-09 | 12 | 29.06 | 0.65 | 29.71 | 587515.25
9 | 9 | 13:00 | 18655 | 2018-09-09 | 13 | 25.3 | 0.61 | 25.91 | 483351.05
9 | 9 | 14:00 | 15862 | 2018-09-09 | 14 | 22.01 | 0.61 | 22.62 | 358798.44
9 | 9 | 15:00 | 14138 | 2018-09-09 | 15 | 20.29 | 0.53 | 20.82 | 294353.16
9 | 9 | 16:00 | 12745 | 2018-09-09 | 16 | 20.04 | 0.52 | 20.56 | 262037.2
9 | 9 | 17:00 | 7789 | 2018-09-09 | 17 | 20.15 | 0.52 | 20.67 | 160998.63
9 | 9 | 18:00 | 3602 | 2018-09-09 | 18 | 20.47 | 0.52 | 20.99 | 75605.98
9 | 9 | 19:00 | 806 | 2018-09-09 | 19 | 21.99 | 0.54 | 22.53 | 18159.18
9 | 9 | 20:00 | 0 | 2018-09-09 | 20 | 27.72 | 0.61 | 28.33 | 0
9 | 9 | 21:00 | 0 | 2018-09-09 | 21 | 24.79 | 0.6 | 25.39 | 0
9 | 9 | 22:00 | 0 | 2018-09-09 | 22 | 23.37 | 0.82 | 24.19 | 0
9 | 9 | 23:00 | 0 | 2018-09-09 | 23 | 19.52 | 0.78 | 20.3 | 0
9 | 9 | 24:00 | 0 | 2018-09-09 | 24 | 19.82 | 1.31 | 21.13 | 0
9 | 10 | 01:00 | 0 | 2018-09-10 | 1 | 18.59 | 0.35 | 18.94 | 0
9 | 10 | 02:00 | 0 | 2018-09-10 | 2 | 17.36 | 0.34 | 17.7 | 0
9 | 10 | 03:00 | 0 | 2018-09-10 | 3 | 17.32 | 0.34 | 17.66 | 0
9 | 10 | 04:00 | 0 | 2018-09-10 | 4 | 17.7 | 0.34 | 18.04 | 0
9 | 10 | 05:00 | 0 | 2018-09-10 | 5 | 17.76 | 0.34 | 18.1 | 0
9 | 10 | 06:00 | 0 | 2018-09-10 | 6 | -42.51 | 0.3 | -42.21 | 0
9 | 10 | 07:00 | 69 | 2018-09-10 | 7 | 18.54 | 0.37 | 18.91 | 1304.79
9 | 10 | 08:00 | 1233 | 2018-09-10 | 8 | 22.55 | 1.49 | 24.04 | 29641.32
9 | 10 | 09:00 | 3417 | 2018-09-10 | 9 | 39.34 | 2.14 | 41.48 | 141737.16
9 | 10 | 10:00 | 5419 | 2018-09-10 | 10 | 29.21 | 1.57 | 30.78 | 166796.82
9 | 10 | 11:00 | 9211 | 2018-09-10 | 11 | 35.22 | 1.5 | 36.72 | 338227.92
9 | 10 | 12:00 | 10603 | 2018-09-10 | 12 | 33.71 | 1.49 | 35.2 | 373225.6
9 | 10 | 13:00 | 9294 | 2018-09-10 | 13 | 26.61 | 1.38 | 27.99 | 260139.06
9 | 10 | 14:00 | 7489 | 2018-09-10 | 14 | 23.93 | 1.34 | 25.27 | 189247.03
9 | 10 | 15:00 | 5047 | 2018-09-10 | 15 | 25.75 | 1.35 | 27.1 | 136773.7
9 | 10 | 16:00 | 4412 | 2018-09-10 | 16 | 24.42 | 1.37 | 25.79 | 113785.48
9 | 10 | 17:00 | 2722 | 2018-09-10 | 17 | 24.74 | 1.36 | 26.1 | 71044.2
9 | 10 | 18:00 | 1084 | 2018-09-10 | 18 | 23.71 | 1.33 | 25.04 | 27143.36
9 | 10 | 19:00 | 213 | 2018-09-10 | 19 | 23.48 | 1.32 | 24.8 | 5282.4
9 | 10 | 20:00 | 0 | 2018-09-10 | 20 | 20.41 | 1.29 | 21.7 | 0
9 | 10 | 21:00 | 0 | 2018-09-10 | 21 | 20.37 | 1.34 | 21.71 | 0
9 | 10 | 22:00 | 0 | 2018-09-10 | 22 | 19.44 | 1.45 | 20.89 | 0
9 | 10 | 23:00 | 0 | 2018-09-10 | 23 | 17.18 | 1.63 | 18.81 | 0
9 | 10 | 24:00 | 0 | 2018-09-10 | 24 | 18.11 | 0.38 | 18.49 | 0
9 | 11 | 01:00 | 0 | 2018-09-11 | 1 | 18.03 | 0.45 | 18.48 | 0
9 | 11 | 02:00 | 0 | 2018-09-11 | 2 | 17.79 | 0.45 | 18.24 | 0
9 | 11 | 03:00 | 0 | 2018-09-11 | 3 | 11.29 | 0.57 | 11.86 | 0
9 | 11 | 04:00 | 0 | 2018-09-11 | 4 | 13.54 | 0.48 | 14.02 | 0
9 | 11 | 05:00 | 0 | 2018-09-11 | 5 | 4.41 | 0.62 | 5.03 | 0
9 | 11 | 06:00 | 0 | 2018-09-11 | 6 | 18.06 | 0.46 | 18.52 | 0
9 | 11 | 07:00 | 14 | 2018-09-11 | 7 | 18.4 | 0.59 | 18.99 | 265.86
9 | 11 | 08:00 | 791 | 2018-09-11 | 8 | 19.54 | 1.56 | 21.1 | 16690.1
9 | 11 | 09:00 | 2846 | 2018-09-11 | 9 | 20.4 | 1.42 | 21.82 | 62099.72
9 | 11 | 10:00 | 4640 | 2018-09-11 | 10 | 20.06 | 1.39 | 21.45 | 99528
9 | 11 | 11:00 | 7031 | 2018-09-11 | 11 | 20.05 | 1.37 | 21.42 | 150604.02
9 | 11 | 12:00 | 9207 | 2018-09-11 | 12 | 11.23 | 1.59 | 12.82 | 118033.74
9 | 11 | 13:00 | 11029 | 2018-09-11 | 13 | 19.75 | 1.39 | 21.14 | 233153.06
9 | 11 | 14:00 | 12480 | 2018-09-11 | 14 | 20.78 | 1.31 | 22.09 | 275683.2
9 | 11 | 15:00 | 9552 | 2018-09-11 | 15 | 20.86 | 1.3 | 22.16 | 211672.32
9 | 11 | 16:00 | 8849 | 2018-09-11 | 16 | 20.52 | 1.3 | 21.82 | 193085.18
9 | 11 | 17:00 | 6707 | 2018-09-11 | 17 | 21.23 | 1.27 | 22.5 | 150907.5
9 | 11 | 18:00 | 2976 | 2018-09-11 | 18 | 22.3 | 1.28 | 23.58 | 70174.08
9 | 11 | 19:00 | 442 | 2018-09-11 | 19 | 23.35 | 1.34 | 24.69 | 10912.98
9 | 11 | 20:00 | 0 | 2018-09-11 | 20 | 25.9 | 1.35 | 27.25 | 0
9 | 11 | 21:00 | 0 | 2018-09-11 | 21 | 24.05 | 1.33 | 25.38 | 0
9 | 11 | 22:00 | 0 | 2018-09-11 | 22 | 21.21 | 1.39 | 22.6 | 0
9 | 11 | 23:00 | 0 | 2018-09-11 | 23 | 18.27 | 1.48 | 19.75 | 0
9 | 11 | 24:00 | 0 | 2018-09-11 | 24 | 19.99 | 0.45 | 20.44 | 0
9 | 12 | 01:00 | 0 | 2018-09-12 | 1 | 19.54 | 0.2 | 19.74 | 0
9 | 12 | 02:00 | 0 | 2018-09-12 | 2 | 21.02 | 0.16 | 21.18 | 0
9 | 12 | 03:00 | 0 | 2018-09-12 | 3 | 16.22 | 0.17 | 16.39 | 0
9 | 12 | 04:00 | 0 | 2018-09-12 | 4 | 20.03 | 0.15 | 20.18 | 0
9 | 12 | 05:00 | 0 | 2018-09-12 | 5 | 19.02 | 0.16 | 19.18 | 0
9 | 12 | 06:00 | 0 | 2018-09-12 | 6 | 20.04 | 0.15 | 20.19 | 0
9 | 12 | 07:00 | 6 | 2018-09-12 | 7 | 24.1 | 0.19 | 24.29 | 145.74
9 | 12 | 08:00 | 661 | 2018-09-12 | 8 | 25.39 | 1.1 | 26.49 | 17509.89
9 | 12 | 09:00 | 1488 | 2018-09-12 | 9 | 31.99 | 1.12 | 33.11 | 49267.68
9 | 12 | 10:00 | 2744 | 2018-09-12 | 10 | 32.69 | 1.1 | 33.79 | 92719.76
9 | 12 | 11:00 | 3896 | 2018-09-12 | 11 | 29.36 | 1.07 | 30.43 | 118555.28
9 | 12 | 12:00 | 4357 | 2018-09-12 | 12 | 25.86 | 1.03 | 26.89 | 117159.73
9 | 12 | 13:00 | 3929 | 2018-09-12 | 13 | 29.94 | 1.07 | 31.01 | 121838.29
9 | 12 | 14:00 | 5302 | 2018-09-12 | 14 | 26.41 | 1.08 | 27.49 | 145751.98
9 | 12 | 15:00 | 4258 | 2018-09-12 | 15 | 26.43 | 1.06 | 27.49 | 117052.42
9 | 12 | 16:00 | 4900 | 2018-09-12 | 16 | 24.56 | 1.04 | 25.6 | 125440
9 | 12 | 17:00 | 4064 | 2018-09-12 | 17 | 23.78 | 1.03 | 24.81 | 100827.84
9 | 12 | 18:00 | 1617 | 2018-09-12 | 18 | 25.91 | 1.03 | 26.94 | 43561.98
9 | 12 | 19:00 | 399 | 2018-09-12 | 19 | 26.29 | 1.06 | 27.35 | 10912.65
9 | 12 | 20:00 | 0 | 2018-09-12 | 20 | 32.27 | 1.07 | 33.34 | 0
9 | 12 | 21:00 | 0 | 2018-09-12 | 21 | 32.2 | 1.14 | 33.34 | 0
9 | 12 | 22:00 | 0 | 2018-09-12 | 22 | 30.87 | 1.24 | 32.11 | 0
9 | 12 | 23:00 | 0 | 2018-09-12 | 23 | 25.71 | 1.3 | 27.01 | 0
9 | 12 | 24:00 | 0 | 2018-09-12 | 24 | 23.44 | 0.2 | 23.64 | 0
9 | 13 | 01:00 | 0 | 2018-09-13 | 1 | 20.49 | 0.66 | 21.15 | 0
9 | 13 | 02:00 | 0 | 2018-09-13 | 2 | 21.15 | 0.64 | 21.79 | 0
9 | 13 | 03:00 | 0 | 2018-09-13 | 3 | 20.09 | 0.66 | 20.75 | 0
9 | 13 | 04:00 | 0 | 2018-09-13 | 4 | 20.1 | 0.66 | 20.76 | 0
9 | 13 | 05:00 | 0 | 2018-09-13 | 5 | 20.46 | 0.66 | 21.12 | 0
9 | 13 | 06:00 | 0 | 2018-09-13 | 6 | 21.65 | 0.66 | 22.31 | 0
9 | 13 | 07:00 | 39 | 2018-09-13 | 7 | 34.63 | 0.93 | 35.56 | 1386.84
9 | 13 | 08:00 | 1766 | 2018-09-13 | 8 | 36.02 | 1.98 | 38 | 67108
9 | 13 | 09:00 | 5272 | 2018-09-13 | 9 | 35.38 | 1.74 | 37.12 | 195696.64
9 | 13 | 10:00 | 7398 | 2018-09-13 | 10 | 35.62 | 1.69 | 37.31 | 276019.38
9 | 13 | 11:00 | 9052 | 2018-09-13 | 11 | 31.99 | 1.64 | 33.63 | 304418.76
9 | 13 | 12:00 | 10326 | 2018-09-13 | 12 | 29.32 | 1.58 | 30.9 | 319073.4
9 | 13 | 13:00 | 10472 | 2018-09-13 | 13 | 39.19 | 1.72 | 40.91 | 428409.52
9 | 13 | 14:00 | 16223 | 2018-09-13 | 14 | 39.37 | 1.62 | 40.99 | 664980.77
9 | 13 | 15:00 | 19508 | 2018-09-13 | 15 | 41.48 | 1.6 | 43.08 | 840404.64
9 | 13 | 16:00 | 15887 | 2018-09-13 | 16 | 41.37 | 1.61 | 42.98 | 682823.26
9 | 13 | 17:00 | 10811 | 2018-09-13 | 17 | 43.48 | 1.61 | 45.09 | 487467.99
9 | 13 | 18:00 | 4700 | 2018-09-13 | 18 | 44.42 | 1.6 | 46.02 | 216294
9 | 13 | 19:00 | 643 | 2018-09-13 | 19 | 46.26 | 1.62 | 47.88 | 30786.84
9 | 13 | 20:00 | 0 | 2018-09-13 | 20 | 46.5 | 1.7 | 48.2 | 0
9 | 13 | 21:00 | 0 | 2018-09-13 | 21 | 49.92 | 1.68 | 51.6 | 0
9 | 13 | 22:00 | 0 | 2018-09-13 | 22 | 45.86 | 1.93 | 47.79 | 0
9 | 13 | 23:00 | 0 | 2018-09-13 | 23 | 37.8 | 1.96 | 39.76 | 0
9 | 13 | 24:00 | 0 | 2018-09-13 | 24 | 36.66 | 1.13 | 37.79 | 0
9 | 14 | 01:00 | 0 | 2018-09-14 | 1 | 25.3 | 0.72 | 26.02 | 0
9 | 14 | 02:00 | 0 | 2018-09-14 | 2 | 23.72 | 0.68 | 24.4 | 0
9 | 14 | 03:00 | 0 | 2018-09-14 | 3 | 24.16 | 0.69 | 24.85 | 0
9 | 14 | 04:00 | 0 | 2018-09-14 | 4 | 23.38 | 0.68 | 24.06 | 0
9 | 14 | 05:00 | 0 | 2018-09-14 | 5 | 23.66 | 0.67 | 24.33 | 0
9 | 14 | 06:00 | 0 | 2018-09-14 | 6 | 26.04 | 0.73 | 26.77 | 0
9 | 14 | 07:00 | 90 | 2018-09-14 | 7 | 26.65 | 0.78 | 27.43 | 2468.7
9 | 14 | 08:00 | 1837 | 2018-09-14 | 8 | 32.03 | 1.83 | 33.86 | 62200.82
9 | 14 | 09:00 | 4802 | 2018-09-14 | 9 | 32.99 | 1.69 | 34.68 | 166533.36
9 | 14 | 10:00 | 8574 | 2018-09-14 | 10 | 40 | 1.7 | 41.7 | 357535.8
9 | 14 | 11:00 | 13429 | 2018-09-14 | 11 | 33.81 | 1.7 | 35.51 | 476863.79
9 | 14 | 12:00 | 20687 | 2018-09-14 | 12 | 45.13 | 1.67 | 46.8 | 968151.6
9 | 14 | 13:00 | 25032 | 2018-09-14 | 13 | 45.76 | 1.84 | 47.6 | 1191523.2
9 | 14 | 14:00 | 23982 | 2018-09-14 | 14 | 52.29 | 1.71 | 54 | 1295028
9 | 14 | 15:00 | 22572 | 2018-09-14 | 15 | 63.64 | 1.69 | 65.33 | 1474628.76
9 | 14 | 16:00 | 19550 | 2018-09-14 | 16 | 65.62 | 1.64 | 67.26 | 1314933
9 | 14 | 17:00 | 11667 | 2018-09-14 | 17 | 66.36 | 1.71 | 68.07 | 794172.69
9 | 14 | 18:00 | 4231 | 2018-09-14 | 18 | 60.29 | 1.65 | 61.94 | 262068.14
9 | 14 | 19:00 | 675 | 2018-09-14 | 19 | 55.61 | 2.07 | 57.68 | 38934
9 | 14 | 20:00 | 0 | 2018-09-14 | 20 | 44.79 | 1.71 | 46.5 | 0
9 | 14 | 21:00 | 0 | 2018-09-14 | 21 | 56.05 | 2.12 | 58.17 | 0
9 | 14 | 22:00 | 0 | 2018-09-14 | 22 | 41.54 | 2.44 | 43.98 | 0
9 | 14 | 23:00 | 0 | 2018-09-14 | 23 | 28.75 | 1.82 | 30.57 | 0
9 | 14 | 24:00 | 0 | 2018-09-14 | 24 | 32.3 | 1.05 | 33.35 | 0
9 | 15 | 01:00 | 0 | 2018-09-15 | 1 | 26.91 | 1.99 | 28.9 | 0
9 | 15 | 02:00 | 0 | 2018-09-15 | 2 | 29.65 | 1.98 | 31.63 | 0
9 | 15 | 03:00 | 0 | 2018-09-15 | 3 | 28.55 | 2.02 | 30.57 | 0
9 | 15 | 04:00 | 0 | 2018-09-15 | 4 | 28.36 | 1.98 | 30.34 | 0
9 | 15 | 05:00 | 0 | 2018-09-15 | 5 | 29.14 | 1.98 | 31.12 | 0
9 | 15 | 06:00 | 0 | 2018-09-15 | 6 | 35.71 | 2 | 37.71 | 0
9 | 15 | 07:00 | 40 | 2018-09-15 | 7 | 54.78 | 2.67 | 57.45 | 2298
9 | 15 | 08:00 | 1301 | 2018-09-15 | 8 | 48.33 | 2.78 | 51.11 | 66494.11
9 | 15 | 09:00 | 2960 | 2018-09-15 | 9 | 40.91 | 2.37 | 43.28 | 128108.8
9 | 15 | 10:00 | 5308 | 2018-09-15 | 10 | 56.6 | 3.15 | 59.75 | 317153
9 | 15 | 11:00 | 6524 | 2018-09-15 | 11 | 35.87 | 2.13 | 38 | 247912
9 | 15 | 12:00 | 14187 | 2018-09-15 | 12 | 40.55 | 2.12 | 42.67 | 605359.29
9 | 15 | 13:00 | 20605 | 2018-09-15 | 13 | 42.7 | 2.15 | 44.85 | 924134.25
9 | 15 | 14:00 | 21669 | 2018-09-15 | 14 | 43.38 | 2.26 | 45.64 | 988973.16
9 | 15 | 15:00 | 19431 | 2018-09-15 | 15 | 48.27 | 2.24 | 50.51 | 981459.81
9 | 15 | 16:00 | 17055 | 2018-09-15 | 16 | 52.73 | 2.04 | 54.77 | 934102.35
9 | 15 | 17:00 | 11663 | 2018-09-15 | 17 | 57.25 | 2.1 | 59.35 | 692199.05
9 | 15 | 18:00 | 4191 | 2018-09-15 | 18 | 67.87 | 2.29 | 70.16 | 294040.56
9 | 15 | 19:00 | 553 | 2018-09-15 | 19 | 72.99 | 2.2 | 75.19 | 41580.07
9 | 15 | 20:00 | 0 | 2018-09-15 | 20 | 62.29 | 1.99 | 64.28 | 0
9 | 15 | 21:00 | 0 | 2018-09-15 | 21 | 40.33 | 2.11 | 42.44 | 0
9 | 15 | 22:00 | 0 | 2018-09-15 | 22 | 32.46 | 2.06 | 34.52 | 0
9 | 15 | 23:00 | 0 | 2018-09-15 | 23 | 33.37 | 2.18 | 35.55 | 0
9 | 15 | 24:00 | 0 | 2018-09-15 | 24 | 28.42 | 2.11 | 30.53 | 0
9 | 16 | 01:00 | 0 | 2018-09-16 | 1 | 25.32 | 5.31 | 30.63 | 0
9 | 16 | 02:00 | 0 | 2018-09-16 | 2 | 27.31 | 5.2 | 32.51 | 0
9 | 16 | 03:00 | 0 | 2018-09-16 | 3 | 28.59 | 5.2 | 33.79 | 0
9 | 16 | 04:00 | 0 | 2018-09-16 | 4 | 32.1 | 5.25 | 37.35 | 0
9 | 16 | 05:00 | 0 | 2018-09-16 | 5 | 27.53 | 5.24 | 32.77 | 0
9 | 16 | 06:00 | 0 | 2018-09-16 | 6 | 30.44 | 5.21 | 35.65 | 0
9 | 16 | 07:00 | 205 | 2018-09-16 | 7 | 29.94 | 5.4 | 35.34 | 7244.7
9 | 16 | 08:00 | 3889 | 2018-09-16 | 8 | 27.64 | 5.35 | 32.99 | 128298.11
9 | 16 | 09:00 | 11069 | 2018-09-16 | 9 | 22.15 | 5.16 | 27.31 | 302294.39
9 | 16 | 10:00 | 17355 | 2018-09-16 | 10 | 23.57 | 5.14 | 28.71 | 498262.05
9 | 16 | 11:00 | 18791 | 2018-09-16 | 11 | 23.29 | 5.15 | 28.44 | 534416.04
9 | 16 | 12:00 | 23641 | 2018-09-16 | 12 | 24.13 | 5.13 | 29.26 | 691735.66
9 | 16 | 13:00 | 24392 | 2018-09-16 | 13 | 38.73 | 5.3 | 44.03 | 1073979.76
9 | 16 | 14:00 | 14607 | 2018-09-16 | 14 | 52.62 | 5.29 | 57.91 | 845891.37
9 | 16 | 15:00 | 18068 | 2018-09-16 | 15 | 61.43 | 5.38 | 66.81 | 1207123.08
9 | 16 | 16:00 | 16283 | 2018-09-16 | 16 | 152.93 | 7.54 | 160.47 | 2612933.01
9 | 16 | 17:00 | 10796 | 2018-09-16 | 17 | 316.09 | 23.94 | 340.03 | 3670963.88
9 | 16 | 18:00 | 3812 | 2018-09-16 | 18 | 241.96 | 9.93 | 251.89 | 960204.68
9 | 16 | 19:00 | 551 | 2018-09-16 | 19 | 161.27 | 7.44 | 168.71 | 92959.21
9 | 16 | 20:00 | 0 | 2018-09-16 | 20 | 123.93 | 6.08 | 130.01 | 0
9 | 16 | 21:00 | 0 | 2018-09-16 | 21 | 87.76 | 5.9 | 93.66 | 0
9 | 16 | 22:00 | 0 | 2018-09-16 | 22 | 46.41 | 5.65 | 52.06 | 0
9 | 16 | 23:00 | 0 | 2018-09-16 | 23 | 37.92 | 5.41 | 43.33 | 0
9 | 16 | 24:00 | 0 | 2018-09-16 | 24 | 27.41 | 5.22 | 32.63 | 0
9 | 17 | 01:00 | 0 | 2018-09-17 | 1 | 34.82 | 1.84 | 36.66 | 0
9 | 17 | 02:00 | 0 | 2018-09-17 | 2 | 31.76 | 1.81 | 33.57 | 0
9 | 17 | 03:00 | 0 | 2018-09-17 | 3 | 68.46 | 2.03 | 70.49 | 0
9 | 17 | 04:00 | 0 | 2018-09-17 | 4 | 72.41 | 2.15 | 74.56 | 0
9 | 17 | 05:00 | 0 | 2018-09-17 | 5 | 103.9 | 2.39 | 106.29 | 0
9 | 17 | 06:00 | 0 | 2018-09-17 | 6 | 50.37 | 2.15 | 52.52 | 0
9 | 17 | 07:00 | 85 | 2018-09-17 | 7 | 45.15 | 2.04 | 47.19 | 4011.15
9 | 17 | 08:00 | 1809 | 2018-09-17 | 8 | 41.84 | 3.09 | 44.93 | 81278.37
9 | 17 | 09:00 | 7134 | 2018-09-17 | 9 | 37.09 | 2.75 | 39.84 | 284218.56
9 | 17 | 10:00 | 16517 | 2018-09-17 | 10 | 33.33 | 2.68 | 36.01 | 594777.17
9 | 17 | 11:00 | 20593 | 2018-09-17 | 11 | 34.58 | 2.64 | 37.22 | 766471.46
9 | 17 | 12:00 | 20909 | 2018-09-17 | 12 | 48.02 | 2.73 | 50.75 | 1061131.75
9 | 17 | 13:00 | 23367 | 2018-09-17 | 13 | 60.48 | 2.71 | 63.19 | 1476560.73
9 | 17 | 14:00 | 20555 | 2018-09-17 | 14 | 73.13 | 2.78 | 75.91 | 1560330.05
9 | 17 | 15:00 | 15648 | 2018-09-17 | 15 | 72.91 | 2.76 | 75.67 | 1184084.16
9 | 17 | 16:00 | 12788 | 2018-09-17 | 16 | 64.63 | 2.71 | 67.34 | 861143.92
9 | 17 | 17:00 | 7518 | 2018-09-17 | 17 | 57.09 | 2.62 | 59.71 | 448899.78
9 | 17 | 18:00 | 3118 | 2018-09-17 | 18 | 49.43 | 2.61 | 52.04 | 162260.72
9 | 17 | 19:00 | 417 | 2018-09-17 | 19 | 61.95 | 2.62 | 64.57 | 26925.69
9 | 17 | 20:00 | 0 | 2018-09-17 | 20 | 73.2 | 2.76 | 75.96 | 0
9 | 17 | 21:00 | 0 | 2018-09-17 | 21 | 59.74 | 2.61 | 62.35 | 0
9 | 17 | 22:00 | 0 | 2018-09-17 | 22 | 46.23 | 2.83 | 49.06 | 0
9 | 17 | 23:00 | 0 | 2018-09-17 | 23 | 39.69 | 2.93 | 42.62 | 0
9 | 17 | 24:00 | 0 | 2018-09-17 | 24 | 31.18 | 1.86 | 33.04 | 0
9 | 18 | 01:00 | 0 | 2018-09-18 | 1 | 28.37 | 0.35 | 28.72 | 0
9 | 18 | 02:00 | 0 | 2018-09-18 | 2 | 36.98 | 0.48 | 37.46 | 0
9 | 18 | 03:00 | 0 | 2018-09-18 | 3 | 34.34 | 0.37 | 34.71 | 0
9 | 18 | 04:00 | 0 | 2018-09-18 | 4 | 30.67 | 0.36 | 31.03 | 0
9 | 18 | 05:00 | 0 | 2018-09-18 | 5 | 34.37 | 0.39 | 34.76 | 0
9 | 18 | 06:00 | 0 | 2018-09-18 | 6 | 32.54 | 0.34 | 32.88 | 0
9 | 18 | 07:00 | 0 | 2018-09-18 | 7 | 40.7 | 0.68 | 41.38 | 0
9 | 18 | 08:00 | 1 | 2018-09-18 | 8 | 55.15 | 1.76 | 56.91 | 56.91
9 | 18 | 09:00 | 405 | 2018-09-18 | 9 | 56.06 | 1.31 | 57.37 | 23234.85
9 | 18 | 10:00 | 1297 | 2018-09-18 | 10 | 60.55 | 1.18 | 61.73 | 80063.81
9 | 18 | 11:00 | 2444 | 2018-09-18 | 11 | 63.95 | 1.12 | 65.07 | 159031.08
9 | 18 | 12:00 | 8269 | 2018-09-18 | 12 | 58.4 | 1.11 | 59.51 | 492088.19
9 | 18 | 13:00 | 13049 | 2018-09-18 | 13 | 57.55 | 1.13 | 58.68 | 765715.32
9 | 18 | 14:00 | 12057 | 2018-09-18 | 14 | 51.12 | 1.13 | 52.25 | 629978.25
9 | 18 | 15:00 | 13255 | 2018-09-18 | 15 | 46.48 | 1.25 | 47.73 | 632661.15
9 | 18 | 16:00 | 14146 | 2018-09-18 | 16 | 46.5 | 1.23 | 47.73 | 675188.58
9 | 18 | 17:00 | 10061 | 2018-09-18 | 17 | 48.56 | 1.29 | 49.85 | 501540.85
9 | 18 | 18:00 | 3725 | 2018-09-18 | 18 | 49.58 | 1.3 | 50.88 | 189528
9 | 18 | 19:00 | 501 | 2018-09-18 | 19 | 53.22 | 1.24 | 54.46 | 27284.46
9 | 18 | 20:00 | 0 | 2018-09-18 | 20 | 52.95 | 1.31 | 54.26 | 0
9 | 18 | 21:00 | 0 | 2018-09-18 | 21 | 44.98 | 1.33 | 46.31 | 0
9 | 18 | 22:00 | 0 | 2018-09-18 | 22 | 46.29 | 1.57 | 47.86 | 0
9 | 18 | 23:00 | 0 | 2018-09-18 | 23 | 42.14 | 1.58 | 43.72 | 0
9 | 18 | 24:00 | 0 | 2018-09-18 | 24 | 30.76 | 0.4 | 31.16 | 0
9 | 19 | 01:00 | 0 | 2018-09-19 | 1 | 26.89 | 0.51 | 27.4 | 0
9 | 19 | 02:00 | 0 | 2018-09-19 | 2 | 31.26 | 0.53 | 31.79 | 0
9 | 19 | 03:00 | 0 | 2018-09-19 | 3 | 25.13 | 0.49 | 25.62 | 0
9 | 19 | 04:00 | 0 | 2018-09-19 | 4 | 24.58 | 0.48 | 25.06 | 0
9 | 19 | 05:00 | 0 | 2018-09-19 | 5 | 24.25 | 0.49 | 24.74 | 0
9 | 19 | 06:00 | 0 | 2018-09-19 | 6 | 25.43 | 0.51 | 25.94 | 0
9 | 19 | 07:00 | 23 | 2018-09-19 | 7 | 28.29 | 0.59 | 28.88 | 664.24
9 | 19 | 08:00 | 876 | 2018-09-19 | 8 | 31.35 | 1.59 | 32.94 | 28855.44
9 | 19 | 09:00 | 1972 | 2018-09-19 | 9 | 29.18 | 1.44 | 30.62 | 60382.64
9 | 19 | 10:00 | 2329 | 2018-09-19 | 10 | 38.02 | 1.51 | 39.53 | 92065.37
9 | 19 | 11:00 | 3639 | 2018-09-19 | 11 | 38.42 | 1.47 | 39.89 | 145159.71
9 | 19 | 12:00 | 5482 | 2018-09-19 | 12 | 42.58 | 1.49 | 44.07 | 241591.74
9 | 19 | 13:00 | 9865 | 2018-09-19 | 13 | 42.47 | 1.51 | 43.98 | 433862.7
9 | 19 | 14:00 | 9720 | 2018-09-19 | 14 | 43.14 | 1.52 | 44.66 | 434095.2
9 | 19 | 15:00 | 7736 | 2018-09-19 | 15 | 41.34 | 1.46 | 42.8 | 331100.8
9 | 19 | 16:00 | 5415 | 2018-09-19 | 16 | 45.49 | 1.49 | 46.98 | 254396.7
9 | 19 | 17:00 | 2199 | 2018-09-19 | 17 | 54.21 | 1.55 | 55.76 | 122616.24
9 | 19 | 18:00 | 976 | 2018-09-19 | 18 | 50.74 | 1.48 | 52.22 | 50966.72
9 | 19 | 19:00 | 106 | 2018-09-19 | 19 | 52.69 | 1.63 | 54.32 | 5757.92
9 | 19 | 20:00 | 0 | 2018-09-19 | 20 | 49.33 | 1.78 | 51.11 | 0
9 | 19 | 21:00 | 0 | 2018-09-19 | 21 | 44.2 | 1.63 | 45.83 | 0
9 | 19 | 22:00 | 0 | 2018-09-19 | 22 | 33.58 | 1.65 | 35.23 | 0
9 | 19 | 23:00 | 0 | 2018-09-19 | 23 | 29.74 | 1.79 | 31.53 | 0
9 | 19 | 24:00 | 0 | 2018-09-19 | 24 | 26.18 | 0.58 | 26.76 | 0
9 | 20 | 01:00 | 0 | 2018-09-20 | 1 | 24.56 | 0.74 | 25.3 | 0
9 | 20 | 02:00 | 0 | 2018-09-20 | 2 | 34.98 | 0.82 | 35.8 | 0
9 | 20 | 03:00 | 0 | 2018-09-20 | 3 | 27.07 | 0.78 | 27.85 | 0
9 | 20 | 04:00 | 0 | 2018-09-20 | 4 | 25.71 | 0.76 | 26.47 | 0
9 | 20 | 05:00 | 0 | 2018-09-20 | 5 | 26.09 | 0.76 | 26.85 | 0
9 | 20 | 06:00 | 0 | 2018-09-20 | 6 | 26.65 | 0.78 | 27.43 | 0
9 | 20 | 07:00 | 33 | 2018-09-20 | 7 | 31.39 | 0.96 | 32.35 | 1067.55
9 | 20 | 08:00 | 1198 | 2018-09-20 | 8 | 47.4 | 2.32 | 49.72 | 59564.56
9 | 20 | 09:00 | 4378 | 2018-09-20 | 9 | 52.13 | 1.91 | 54.04 | 236587.12
9 | 20 | 10:00 | 7695 | 2018-09-20 | 10 | 50.5 | 1.95 | 52.45 | 403602.75
9 | 20 | 11:00 | 7245 | 2018-09-20 | 11 | 40.14 | 2.03 | 42.17 | 305521.65
9 | 20 | 12:00 | 6963 | 2018-09-20 | 12 | 38.84 | 1.85 | 40.69 | 283324.47
9 | 20 | 13:00 | 8292 | 2018-09-20 | 13 | 34.44 | 1.83 | 36.27 | 300750.84
9 | 20 | 14:00 | 12770 | 2018-09-20 | 14 | 41.36 | 1.91 | 43.27 | 552557.9
9 | 20 | 15:00 | 11741 | 2018-09-20 | 15 | 53.66 | 1.97 | 55.63 | 653151.83
9 | 20 | 16:00 | 8107 | 2018-09-20 | 16 | 52.41 | 1.96 | 54.37 | 440777.59
9 | 20 | 17:00 | 4660 | 2018-09-20 | 17 | 57.26 | 2.28 | 59.54 | 277456.4
9 | 20 | 18:00 | 1989 | 2018-09-20 | 18 | 53.58 | 1.92 | 55.5 | 110389.5
9 | 20 | 19:00 | 232 | 2018-09-20 | 19 | 51.73 | 1.87 | 53.6 | 12435.2
9 | 20 | 20:00 | 0 | 2018-09-20 | 20 | 52.54 | 1.85 | 54.39 | 0
9 | 20 | 21:00 | 0 | 2018-09-20 | 21 | 44.86 | 1.91 | 46.77 | 0
9 | 20 | 22:00 | 0 | 2018-09-20 | 22 | 35.55 | 1.96 | 37.51 | 0
9 | 20 | 23:00 | 0 | 2018-09-20 | 23 | 31.79 | 2.08 | 33.87 | 0
9 | 20 | 24:00 | 0 | 2018-09-20 | 24 | 27.61 | 0.91 | 28.52 | 0
9 | 21 | 01:00 | 0 | 2018-09-21 | 1 | 25.7 | 0.25 | 25.95 | 0
9 | 21 | 02:00 | 0 | 2018-09-21 | 2 | 28.03 | 0.23 | 28.26 | 0
9 | 21 | 03:00 | 0 | 2018-09-21 | 3 | 31.03 | 0.29 | 31.32 | 0
9 | 21 | 04:00 | 0 | 2018-09-21 | 4 | 27.66 | 0.23 | 27.89 | 0
9 | 21 | 05:00 | 0 | 2018-09-21 | 5 | 25.67 | 0.22 | 25.89 | 0
9 | 21 | 06:00 | 0 | 2018-09-21 | 6 | 24.52 | 0.23 | 24.75 | 0
9 | 21 | 07:00 | 0 | 2018-09-21 | 7 | 28.41 | 0.3 | 28.71 | 0
9 | 21 | 08:00 | 369 | 2018-09-21 | 8 | 29.23 | 1.33 | 30.56 | 11276.64
9 | 21 | 09:00 | 1857 | 2018-09-21 | 9 | 31.46 | 1.24 | 32.7 | 60723.9
9 | 21 | 10:00 | 4165 | 2018-09-21 | 10 | 34.61 | 1.26 | 35.87 | 149398.55
9 | 21 | 11:00 | 5291 | 2018-09-21 | 11 | 34.22 | 1.27 | 35.49 | 187777.59
9 | 21 | 12:00 | 7091 | 2018-09-21 | 12 | 30.14 | 1.24 | 31.38 | 222515.58
9 | 21 | 13:00 | 6968 | 2018-09-21 | 13 | 24.8 | 1.16 | 25.96 | 180889.28
9 | 21 | 14:00 | 6318 | 2018-09-21 | 14 | 24.2 | 1.22 | 25.42 | 160603.56
9 | 21 | 15:00 | 4365 | 2018-09-21 | 15 | 27.25 | 1.18 | 28.43 | 124096.95
9 | 21 | 16:00 | 2579 | 2018-09-21 | 16 | 24.78 | 1.15 | 25.93 | 66873.47
9 | 21 | 17:00 | 1638 | 2018-09-21 | 17 | 26.04 | 1.16 | 27.2 | 44553.6
9 | 21 | 18:00 | 511 | 2018-09-21 | 18 | 23.67 | 1.14 | 24.81 | 12677.91
9 | 21 | 19:00 | 105 | 2018-09-21 | 19 | 22.75 | 1.13 | 23.88 | 2507.4
9 | 21 | 20:00 | 0 | 2018-09-21 | 20 | 21.97 | 1.12 | 23.09 | 0
9 | 21 | 21:00 | 0 | 2018-09-21 | 21 | 21.62 | 1.17 | 22.79 | 0
9 | 21 | 22:00 | 0 | 2018-09-21 | 22 | 26.34 | 1.32 | 27.66 | 0
9 | 21 | 23:00 | 0 | 2018-09-21 | 23 | 23.52 | 1.33 | 24.85 | 0
9 | 21 | 24:00 | 0 | 2018-09-21 | 24 | 21.57 | 0.22 | 21.79 | 0
9 | 22 | 01:00 | 0 | 2018-09-22 | 1 | 22.79 | 0.36 | 23.15 | 0
9 | 22 | 02:00 | 0 | 2018-09-22 | 2 | 21.49 | 0.37 | 21.86 | 0
9 | 22 | 03:00 | 0 | 2018-09-22 | 3 | 22.55 | 0.36 | 22.91 | 0
9 | 22 | 04:00 | 0 | 2018-09-22 | 4 | 25.56 | 0.37 | 25.93 | 0
9 | 22 | 05:00 | 0 | 2018-09-22 | 5 | 28.06 | 0.41 | 28.47 | 0
9 | 22 | 06:00 | 0 | 2018-09-22 | 6 | 33.76 | 0.48 | 34.24 | 0
9 | 22 | 07:00 | 52 | 2018-09-22 | 7 | 86.03 | 2.22 | 88.25 | 4589
9 | 22 | 08:00 | 2089 | 2018-09-22 | 8 | 46.65 | 1.42 | 48.07 | 100418.23
9 | 22 | 09:00 | 7686 | 2018-09-22 | 9 | 27.17 | 0.59 | 27.76 | 213363.36
9 | 22 | 10:00 | 13183 | 2018-09-22 | 10 | 24.58 | 0.38 | 24.96 | 329047.68
9 | 22 | 11:00 | 16565 | 2018-09-22 | 11 | 22.29 | 0.37 | 22.66 | 375362.9
9 | 22 | 12:00 | 19183 | 2018-09-22 | 12 | 22.58 | 0.38 | 22.96 | 440441.68
9 | 22 | 13:00 | 20598 | 2018-09-22 | 13 | 22 | 0.36 | 22.36 | 460571.28
9 | 22 | 14:00 | 23011 | 2018-09-22 | 14 | 19.83 | 0.37 | 20.2 | 464822.2
9 | 22 | 15:00 | 19372 | 2018-09-22 | 15 | 15.95 | 0.5 | 16.45 | 318669.4
9 | 22 | 16:00 | 12056 | 2018-09-22 | 16 | 19.55 | 0.42 | 19.97 | 240758.32
9 | 22 | 17:00 | 8302 | 2018-09-22 | 17 | 17.37 | 0.57 | 17.94 | 148937.88
9 | 22 | 18:00 | 3145 | 2018-09-22 | 18 | 19.58 | 0.54 | 20.12 | 63277.4
9 | 22 | 19:00 | 344 | 2018-09-22 | 19 | 19.85 | 0.5 | 20.35 | 7000.4
9 | 22 | 20:00 | 0 | 2018-09-22 | 20 | 20.88 | 0.41 | 21.29 | 0
9 | 22 | 21:00 | 0 | 2018-09-22 | 21 | 20.65 | 0.5 | 21.15 | 0
9 | 22 | 22:00 | 0 | 2018-09-22 | 22 | 23.73 | 0.53 | 24.26 | 0
9 | 22 | 23:00 | 0 | 2018-09-22 | 23 | 22.75 | 0.45 | 23.2 | 0
9 | 22 | 24:00 | 0 | 2018-09-22 | 24 | 17.63 | 0.47 | 18.1 | 0
9 | 23 | 01:00 | 0 | 2018-09-23 | 1 | 18.49 | 0.24 | 18.73 | 0
9 | 23 | 02:00 | 0 | 2018-09-23 | 2 | 18.5 | 0.16 | 18.66 | 0
9 | 23 | 03:00 | 0 | 2018-09-23 | 3 | 18.92 | 0.18 | 19.1 | 0
9 | 23 | 04:00 | 0 | 2018-09-23 | 4 | 18.04 | 0.24 | 18.28 | 0
9 | 23 | 05:00 | 0 | 2018-09-23 | 5 | 20.51 | 0.17 | 20.68 | 0
9 | 23 | 06:00 | 0 | 2018-09-23 | 6 | 22.5 | 0.18 | 22.68 | 0
9 | 23 | 07:00 | 24 | 2018-09-23 | 7 | 19.25 | 0.43 | 19.68 | 472.32
9 | 23 | 08:00 | 2823 | 2018-09-23 | 8 | 20.67 | 0.42 | 21.09 | 59537.07
9 | 23 | 09:00 | 13105 | 2018-09-23 | 9 | 23.41 | 0.25 | 23.66 | 310064.3
9 | 23 | 10:00 | 21596 | 2018-09-23 | 10 | 25.96 | 0.26 | 26.22 | 566247.12
9 | 23 | 11:00 | 25858 | 2018-09-23 | 11 | 26.67 | 0.2 | 26.87 | 694804.46
9 | 23 | 12:00 | 27253 | 2018-09-23 | 12 | 23.56 | 0.16 | 23.72 | 646441.16
9 | 23 | 13:00 | 27499 | 2018-09-23 | 13 | 21.12 | 0.14 | 21.26 | 584628.74
9 | 23 | 14:00 | 25256 | 2018-09-23 | 14 | 19.65 | 0.15 | 19.8 | 500068.8
9 | 23 | 15:00 | 21314 | 2018-09-23 | 15 | 17.86 | 0.28 | 18.14 | 386635.96
9 | 23 | 16:00 | 15119 | 2018-09-23 | 16 | 19.41 | 0.19 | 19.6 | 296332.4
9 | 23 | 17:00 | 9545 | 2018-09-23 | 17 | 20.45 | 0.2 | 20.65 | 197104.25
9 | 23 | 18:00 | 3154 | 2018-09-23 | 18 | 22.62 | 0.18 | 22.8 | 71911.2
9 | 23 | 19:00 | 286 | 2018-09-23 | 19 | 32.19 | 0.23 | 32.42 | 9272.12
9 | 23 | 20:00 | 0 | 2018-09-23 | 20 | 41.22 | 0.28 | 41.5 | 0
9 | 23 | 21:00 | 0 | 2018-09-23 | 21 | 28.03 | 0.24 | 28.27 | 0
9 | 23 | 22:00 | 0 | 2018-09-23 | 22 | 21.48 | 0.26 | 21.74 | 0
9 | 23 | 23:00 | 0 | 2018-09-23 | 23 | 11.09 | 0.42 | 11.51 | 0
9 | 23 | 24:00 | 0 | 2018-09-23 | 24 | 3.72 | 0.34 | 4.06 | 0
9 | 24 | 01:00 | 0 | 2018-09-24 | 1 | 2.99 | 0.57 | 3.56 | 0
9 | 24 | 02:00 | 0 | 2018-09-24 | 2 | 6.54 | 0.58 | 7.12 | 0
9 | 24 | 03:00 | 0 | 2018-09-24 | 3 | 1.21 | 0.71 | 1.92 | 0
9 | 24 | 04:00 | 0 | 2018-09-24 | 4 | 18.92 | 0.49 | 19.41 | 0
9 | 24 | 05:00 | 0 | 2018-09-24 | 5 | 9.16 | 0.67 | 9.83 | 0
9 | 24 | 06:00 | 0 | 2018-09-24 | 6 | 13.25 | 0.66 | 13.91 | 0
9 | 24 | 07:00 | 41 | 2018-09-24 | 7 | 23.09 | 0.79 | 23.88 | 979.08
9 | 24 | 08:00 | 1684 | 2018-09-24 | 8 | 20.08 | 1.47 | 21.55 | 36290.2
9 | 24 | 09:00 | 7450 | 2018-09-24 | 9 | 18.3 | 1.38 | 19.68 | 146616
9 | 24 | 10:00 | 14452 | 2018-09-24 | 10 | 19.77 | 1.29 | 21.06 | 304359.12
9 | 24 | 11:00 | 15321 | 2018-09-24 | 11 | 21 | 1.25 | 22.25 | 340892.25
9 | 24 | 12:00 | 17233 | 2018-09-24 | 12 | 20.41 | 1.25 | 21.66 | 373266.78
9 | 24 | 13:00 | 19385 | 2018-09-24 | 13 | 21.12 | 1.25 | 22.37 | 433642.45
9 | 24 | 14:00 | 21411 | 2018-09-24 | 14 | 21.22 | 1.25 | 22.47 | 481105.17
9 | 24 | 15:00 | 21093 | 2018-09-24 | 15 | 21.01 | 1.26 | 22.27 | 469741.11
9 | 24 | 16:00 | 18531 | 2018-09-24 | 16 | 21.15 | 1.26 | 22.41 | 415279.71
9 | 24 | 17:00 | 10722 | 2018-09-24 | 17 | 21.41 | 1.24 | 22.65 | 242853.3
9 | 24 | 18:00 | 2883 | 2018-09-24 | 18 | 22.97 | 1.22 | 24.19 | 69739.77
9 | 24 | 19:00 | 418 | 2018-09-24 | 19 | 21.74 | 1.2 | 22.94 | 9588.92
9 | 24 | 20:00 | 0 | 2018-09-24 | 20 | 23.59 | 1.21 | 24.8 | 0
9 | 24 | 21:00 | 0 | 2018-09-24 | 21 | 23.02 | 1.25 | 24.27 | 0
9 | 24 | 22:00 | 0 | 2018-09-24 | 22 | 22.62 | 1.37 | 23.99 | 0
9 | 24 | 23:00 | 0 | 2018-09-24 | 23 | 12.36 | 1.55 | 13.91 | 0
9 | 24 | 24:00 | 0 | 2018-09-24 | 24 | 13.94 | 0.41 | 14.35 | 0
9 | 25 | 01:00 | 0 | 2018-09-25 | 1 | 14.65 | 0.48 | 15.13 | 0
9 | 25 | 02:00 | 0 | 2018-09-25 | 2 | 17.6 | 0.42 | 18.02 | 0
9 | 25 | 03:00 | 0 | 2018-09-25 | 3 | 9.76 | 0.49 | 10.25 | 0
9 | 25 | 04:00 | 0 | 2018-09-25 | 4 | 8.06 | 0.54 | 8.6 | 0
9 | 25 | 05:00 | 0 | 2018-09-25 | 5 | 14.21 | 0.51 | 14.72 | 0
9 | 25 | 06:00 | 0 | 2018-09-25 | 6 | 17.78 | 0.49 | 18.27 | 0
9 | 25 | 07:00 | 7 | 2018-09-25 | 7 | 20.11 | 0.47 | 20.58 | 144.06
9 | 25 | 08:00 | 868 | 2018-09-25 | 8 | 21.13 | 1.37 | 22.5 | 19530
9 | 25 | 09:00 | 2826 | 2018-09-25 | 9 | 22.07 | 1.28 | 23.35 | 65987.1
9 | 25 | 10:00 | 3158 | 2018-09-25 | 10 | 21.07 | 1.27 | 22.34 | 70549.72
9 | 25 | 11:00 | 2974 | 2018-09-25 | 11 | 24.06 | 1.24 | 25.3 | 75242.2
9 | 25 | 12:00 | 3128 | 2018-09-25 | 12 | 24.18 | 1.23 | 25.41 | 79482.48
9 | 25 | 13:00 | 3009 | 2018-09-25 | 13 | 36.32 | 1.46 | 37.78 | 113680.02
9 | 25 | 14:00 | 3688 | 2018-09-25 | 14 | 38.08 | 1.6 | 39.68 | 146339.84
9 | 25 | 15:00 | 2196 | 2018-09-25 | 15 | 34.86 | 1.49 | 36.35 | 79824.6
9 | 25 | 16:00 | 1567 | 2018-09-25 | 16 | 31 | 1.32 | 32.32 | 50645.44
9 | 25 | 17:00 | 901 | 2018-09-25 | 17 | 28.5 | 1.2 | 29.7 | 26759.7
9 | 25 | 18:00 | 246 | 2018-09-25 | 18 | 27.66 | 1.19 | 28.85 | 7097.1
9 | 25 | 19:00 | 1 | 2018-09-25 | 19 | 23.28 | 1.16 | 24.44 | 24.44
9 | 25 | 20:00 | 0 | 2018-09-25 | 20 | 23.52 | 1.18 | 24.7 | 0
9 | 25 | 21:00 | 0 | 2018-09-25 | 21 | 24.52 | 1.23 | 25.75 | 0
9 | 25 | 22:00 | 0 | 2018-09-25 | 22 | 25.05 | 1.41 | 26.46 | 0
9 | 25 | 23:00 | 0 | 2018-09-25 | 23 | 8.06 | 1.8 | 9.86 | 0
9 | 25 | 24:00 | 0 | 2018-09-25 | 24 | 12.61 | 0.54 | 13.15 | 0
9 | 26 | 01:00 | 0 | 2018-09-26 | 1 | 4.36 | 0.81 | 5.17 | 0
9 | 26 | 02:00 | 0 | 2018-09-26 | 2 | 17.45 | 0.6 | 18.05 | 0
9 | 26 | 03:00 | 0 | 2018-09-26 | 3 | -1.46 | 0.76 | -0.7 | 0
9 | 26 | 04:00 | 0 | 2018-09-26 | 4 | 12.8 | 0.66 | 13.46 | 0
9 | 26 | 05:00 | 0 | 2018-09-26 | 5 | 7.73 | 0.68 | 8.41 | 0
9 | 26 | 06:00 | 0 | 2018-09-26 | 6 | 21.33 | 0.54 | 21.87 | 0
9 | 26 | 07:00 | 19 | 2018-09-26 | 7 | 17.5 | 0.8 | 18.3 | 347.7
9 | 26 | 08:00 | 1776 | 2018-09-26 | 8 | 23.44 | 1.46 | 24.9 | 44222.4
9 | 26 | 09:00 | 4051 | 2018-09-26 | 9 | 30.81 | 1.41 | 32.22 | 130523.22
9 | 26 | 10:00 | 7463 | 2018-09-26 | 10 | 31.07 | 1.51 | 32.58 | 243144.54
9 | 26 | 11:00 | 7796 | 2018-09-26 | 11 | 31.88 | 1.51 | 33.39 | 260308.44
9 | 26 | 12:00 | 11879 | 2018-09-26 | 12 | 30.57 | 1.39 | 31.96 | 379652.84
9 | 26 | 13:00 | 12993 | 2018-09-26 | 13 | 26.43 | 1.32 | 27.75 | 360555.75
9 | 26 | 14:00 | 12524 | 2018-09-26 | 14 | 28.29 | 1.32 | 29.61 | 370835.64
9 | 26 | 15:00 | 10579 | 2018-09-26 | 15 | 24.72 | 1.28 | 26 | 275054
9 | 26 | 16:00 | 9298 | 2018-09-26 | 16 | 29.81 | 1.31 | 31.12 | 289353.76
9 | 26 | 17:00 | 6160 | 2018-09-26 | 17 | 31.65 | 1.29 | 32.94 | 202910.4
9 | 26 | 18:00 | 2540 | 2018-09-26 | 18 | 26.89 | 1.3 | 28.19 | 71602.6
9 | 26 | 19:00 | 88 | 2018-09-26 | 19 | 28.28 | 1.28 | 29.56 | 2601.28
9 | 26 | 20:00 | 0 | 2018-09-26 | 20 | 35.38 | 1.38 | 36.76 | 0
9 | 26 | 21:00 | 0 | 2018-09-26 | 21 | 28.06 | 1.32 | 29.38 | 0
9 | 26 | 22:00 | 0 | 2018-09-26 | 22 | 33.34 | 1.48 | 34.82 | 0
9 | 26 | 23:00 | 0 | 2018-09-26 | 23 | 27.73 | 1.72 | 29.45 | 0
9 | 26 | 24:00 | 0 | 2018-09-26 | 24 | 34.61 | 1.24 | 35.85 | 0
9 | 27 | 01:00 | 0 | 2018-09-27 | 1 | 35.41 | 1.53 | 36.94 | 0
9 | 27 | 02:00 | 0 | 2018-09-27 | 2 | 28.72 | 1.11 | 29.83 | 0
9 | 27 | 03:00 | 0 | 2018-09-27 | 3 | 27.12 | 1.11 | 28.23 | 0
9 | 27 | 04:00 | 0 | 2018-09-27 | 4 | 23.98 | 1.14 | 25.12 | 0
9 | 27 | 05:00 | 0 | 2018-09-27 | 5 | 17.32 | 1.23 | 18.55 | 0
9 | 27 | 06:00 | 0 | 2018-09-27 | 6 | 25.01 | 1.23 | 26.24 | 0
9 | 27 | 07:00 | 5 | 2018-09-27 | 7 | 37.13 | 1.4 | 38.53 | 192.65
9 | 27 | 08:00 | 1215 | 2018-09-27 | 8 | 34.47 | 2.18 | 36.65 | 44529.75
9 | 27 | 09:00 | 5566 | 2018-09-27 | 9 | 44.61 | 2.71 | 47.32 | 263383.12
9 | 27 | 10:00 | 18784 | 2018-09-27 | 10 | 26.88 | 2.08 | 28.96 | 543984.64
9 | 27 | 11:00 | 25023 | 2018-09-27 | 11 | 23.02 | 2.05 | 25.07 | 627326.61
9 | 27 | 12:00 | 26361 | 2018-09-27 | 12 | 20.95 | 2.08 | 23.03 | 607093.83
9 | 27 | 13:00 | 25404 | 2018-09-27 | 13 | 21.7 | 2.04 | 23.74 | 603090.96
9 | 27 | 14:00 | 24453 | 2018-09-27 | 14 | 23.45 | 2 | 25.45 | 622328.85
9 | 27 | 15:00 | 19366 | 2018-09-27 | 15 | 27.41 | 2.1 | 29.51 | 571490.66
9 | 27 | 16:00 | 14609 | 2018-09-27 | 16 | 36.05 | 2.43 | 38.48 | 562154.32
9 | 27 | 17:00 | 7515 | 2018-09-27 | 17 | 38.78 | 2.12 | 40.9 | 307363.5
9 | 27 | 18:00 | 2263 | 2018-09-27 | 18 | 42.45 | 2.24 | 44.69 | 101133.47
9 | 27 | 19:00 | 47 | 2018-09-27 | 19 | 50.3 | 2.2 | 52.5 | 2467.5
9 | 27 | 20:00 | 0 | 2018-09-27 | 20 | 75.93 | 3.32 | 79.25 | 0
9 | 27 | 21:00 | 0 | 2018-09-27 | 21 | 75.2 | 3.21 | 78.41 | 0
9 | 27 | 22:00 | 0 | 2018-09-27 | 22 | 73.05 | 3.62 | 76.67 | 0
9 | 27 | 23:00 | 0 | 2018-09-27 | 23 | 53.03 | 3.35 | 56.38 | 0
9 | 27 | 24:00 | 0 | 2018-09-27 | 24 | 34.83 | 1.55 | 36.38 | 0
9 | 28 | 01:00 | 0 | 2018-09-28 | 1 | 26.13 | 0.64 | 26.77 | 0
9 | 28 | 02:00 | 0 | 2018-09-28 | 2 | 26.34 | 0.63 | 26.97 | 0
9 | 28 | 03:00 | 0 | 2018-09-28 | 3 | 23.29 | 0.64 | 23.93 | 0
9 | 28 | 04:00 | 0 | 2018-09-28 | 4 | 23.22 | 0.8 | 24.02 | 0
9 | 28 | 05:00 | 0 | 2018-09-28 | 5 | 23.23 | 0.81 | 24.04 | 0
9 | 28 | 06:00 | 0 | 2018-09-28 | 6 | 19.71 | 0.81 | 20.52 | 0
9 | 28 | 07:00 | 0 | 2018-09-28 | 7 | 32.12 | 0.68 | 32.8 | 0
9 | 28 | 08:00 | 211 | 2018-09-28 | 8 | 39.74 | 1.9 | 41.64 | 8786.04
9 | 28 | 09:00 | 1060 | 2018-09-28 | 9 | 40.38 | 1.52 | 41.9 | 44414
9 | 28 | 10:00 | 2804 | 2018-09-28 | 10 | 51.97 | 1.95 | 53.92 | 151191.68
9 | 28 | 11:00 | 5401 | 2018-09-28 | 11 | 41.31 | 2 | 43.31 | 233917.31
9 | 28 | 12:00 | 7823 | 2018-09-28 | 12 | 41.66 | 2.16 | 43.82 | 342803.86
9 | 28 | 13:00 | 9211 | 2018-09-28 | 13 | 36.48 | 1.95 | 38.43 | 353978.73
9 | 28 | 14:00 | 11281 | 2018-09-28 | 14 | 22.39 | 1.45 | 23.84 | 268939.04
9 | 28 | 15:00 | 17522 | 2018-09-28 | 15 | 21.46 | 1.46 | 22.92 | 401604.24
9 | 28 | 16:00 | 11250 | 2018-09-28 | 16 | 21.96 | 1.47 | 23.43 | 263587.5
9 | 28 | 17:00 | 6318 | 2018-09-28 | 17 | 24.57 | 1.48 | 26.05 | 164583.9
9 | 28 | 18:00 | 2421 | 2018-09-28 | 18 | 26.26 | 1.45 | 27.71 | 67085.91
9 | 28 | 19:00 | 84 | 2018-09-28 | 19 | 28.3 | 1.35 | 29.65 | 2490.6
9 | 28 | 20:00 | 0 | 2018-09-28 | 20 | 38.68 | 1.46 | 40.14 | 0
9 | 28 | 21:00 | 0 | 2018-09-28 | 21 | 23.41 | 1.12 | 24.53 | 0
9 | 28 | 22:00 | 0 | 2018-09-28 | 22 | 28.51 | 1.23 | 29.74 | 0
9 | 28 | 23:00 | 0 | 2018-09-28 | 23 | 51.7 | 3 | 54.7 | 0
9 | 28 | 24:00 | 0 | 2018-09-28 | 24 | 29.99 | 1.32 | 31.31 | 0
9 | 29 | 01:00 | 0 | 2018-09-29 | 1 | -6.65 | 0.77 | -5.88 | 0
9 | 29 | 02:00 | 0 | 2018-09-29 | 2 | -9.33 | 0.65 | -8.68 | 0
9 | 29 | 03:00 | 0 | 2018-09-29 | 3 | -4.41 | 0.6 | -3.81 | 0
9 | 29 | 04:00 | 0 | 2018-09-29 | 4 | 10.79 | 0.52 | 11.31 | 0
9 | 29 | 05:00 | 0 | 2018-09-29 | 5 | 10.94 | 0.55 | 11.49 | 0
9 | 29 | 06:00 | 0 | 2018-09-29 | 6 | 16.65 | 0.54 | 17.19 | 0
9 | 29 | 07:00 | 23 | 2018-09-29 | 7 | 21.81 | 0.57 | 22.38 | 514.74
9 | 29 | 08:00 | 3028 | 2018-09-29 | 8 | 24.52 | 0.63 | 25.15 | 76154.2
9 | 29 | 09:00 | 11237 | 2018-09-29 | 9 | 19.43 | 0.59 | 20.02 | 224964.74
9 | 29 | 10:00 | 16599 | 2018-09-29 | 10 | 20.31 | 0.51 | 20.82 | 345591.18
9 | 29 | 11:00 | 23025 | 2018-09-29 | 11 | 18.11 | 0.46 | 18.57 | 427574.25
9 | 29 | 12:00 | 25561 | 2018-09-29 | 12 | 15.89 | 0.49 | 16.38 | 418689.18
9 | 29 | 13:00 | 24915 | 2018-09-29 | 13 | 17.74 | 0.46 | 18.2 | 453453
9 | 29 | 14:00 | 23649 | 2018-09-29 | 14 | 19.77 | 0.45 | 20.22 | 478182.78
9 | 29 | 15:00 | 22946 | 2018-09-29 | 15 | 19.1 | 0.52 | 19.62 | 450200.52
9 | 29 | 16:00 | 16127 | 2018-09-29 | 16 | 19.12 | 0.51 | 19.63 | 316573.01
9 | 29 | 17:00 | 8795 | 2018-09-29 | 17 | 21.37 | 0.51 | 21.88 | 192434.6
9 | 29 | 18:00 | 2129 | 2018-09-29 | 18 | 28.09 | 0.52 | 28.61 | 60910.69
9 | 29 | 19:00 | 96 | 2018-09-29 | 19 | 42.77 | 1.25 | 44.02 | 4225.92
9 | 29 | 20:00 | 0 | 2018-09-29 | 20 | 42.31 | 1.2 | 43.51 | 0
9 | 29 | 21:00 | 0 | 2018-09-29 | 21 | 33.8 | 0.84 | 34.64 | 0
9 | 29 | 22:00 | 0 | 2018-09-29 | 22 | 32.91 | 0.87 | 33.78 | 0
9 | 29 | 23:00 | 0 | 2018-09-29 | 23 | 32.4 | 0.94 | 33.34 | 0
9 | 29 | 24:00 | 0 | 2018-09-29 | 24 | 38.98 | 1.66 | 40.64 | 0
9 | 30 | 01:00 | 0 | 2018-09-30 | 1 | 18.46 | 2.66 | 21.12 | 0
9 | 30 | 02:00 | 0 | 2018-09-30 | 2 | 17.11 | 2.43 | 19.54 | 0
9 | 30 | 03:00 | 0 | 2018-09-30 | 3 | 18.93 | 2.43 | 21.36 | 0
9 | 30 | 04:00 | 0 | 2018-09-30 | 4 | 19.19 | 2.43 | 21.62 | 0
9 | 30 | 05:00 | 0 | 2018-09-30 | 5 | 11.23 | 2.62 | 13.85 | 0
9 | 30 | 06:00 | 0 | 2018-09-30 | 6 | 16.17 | 2.49 | 18.66 | 0
9 | 30 | 07:00 | 26 | 2018-09-30 | 7 | 18.39 | 2.5 | 20.89 | 543.14
9 | 30 | 08:00 | 2917 | 2018-09-30 | 8 | 0.56 | 2.96 | 3.52 | 10267.84
9 | 30 | 09:00 | 5422 | 2018-09-30 | 9 | 19.33 | 2.42 | 21.75 | 117928.5
9 | 30 | 10:00 | 13805 | 2018-09-30 | 10 | 19.88 | 2.39 | 22.27 | 307437.35
9 | 30 | 11:00 | 18185 | 2018-09-30 | 11 | 12.44 | 2.42 | 14.86 | 270229.1
9 | 30 | 12:00 | 21914 | 2018-09-30 | 12 | 6.15 | 2.62 | 8.77 | 192185.78
9 | 30 | 13:00 | 20591 | 2018-09-30 | 13 | 18.14 | 2.39 | 20.53 | 422733.23
9 | 30 | 14:00 | 19588 | 2018-09-30 | 14 | 13.39 | 2.4 | 15.79 | 309294.52
9 | 30 | 15:00 | 21834 | 2018-09-30 | 15 | 13.37 | 2.48 | 15.85 | 346068.9
9 | 30 | 16:00 | 13260 | 2018-09-30 | 16 | 19.11 | 2.39 | 21.5 | 285090
9 | 30 | 17:00 | 8322 | 2018-09-30 | 17 | 22.13 | 2.35 | 24.48 | 203722.56
9 | 30 | 18:00 | 2271 | 2018-09-30 | 18 | 32.89 | 3.14 | 36.03 | 81824.13
9 | 30 | 19:00 | 164 | 2018-09-30 | 19 | 60.34 | 5.9 | 66.24 | 10863.36
9 | 30 | 20:00 | 0 | 2018-09-30 | 20 | 57.9 | 5.99 | 63.89 | 0
9 | 30 | 21:00 | 0 | 2018-09-30 | 21 | 35.45 | 3.28 | 38.73 | 0
9 | 30 | 22:00 | 0 | 2018-09-30 | 22 | 22.65 | 2.48 | 25.13 | 0
9 | 30 | 23:00 | 0 | 2018-09-30 | 23 | 27.44 | 2.45 | 29.89 | 0
9 | 30 | 24:00 | 0 | 2018-09-30 | 24 | 27.94 | 2.46 | 30.4 | 0
10 | 1 | 01:00 | 0 | 2018-10-01 | 1 | 38.62 | 0.61 | 39.23 | 0
10 | 1 | 02:00 | 0 | 2018-10-01 | 2 | 32.05 | 0.67 | 32.72 | 0
10 | 1 | 03:00 | 0 | 2018-10-01 | 3 | 25.04 | 0.54 | 25.58 | 0
10 | 1 | 04:00 | 0 | 2018-10-01 | 4 | 26.06 | 0.71 | 26.77 | 0
10 | 1 | 05:00 | 0 | 2018-10-01 | 5 | 23.04 | 0.56 | 23.6 | 0
10 | 1 | 06:00 | 0 | 2018-10-01 | 6 | 30.32 | 0.49 | 30.81 | 0
10 | 1 | 07:00 | 0 | 2018-10-01 | 7 | 41.96 | 0.69 | 42.65 | 0
10 | 1 | 08:00 | 124 | 2018-10-01 | 8 | 61.83 | 1.08 | 62.91 | 7800.84
10 | 1 | 09:00 | 866 | 2018-10-01 | 9 | 36.53 | 0.7 | 37.23 | 32241.18
10 | 1 | 10:00 | 1965 | 2018-10-01 | 10 | 40.14 | 0.9 | 41.04 | 80643.6
10 | 1 | 11:00 | 2295 | 2018-10-01 | 11 | 56.31 | 0.82 | 57.13 | 131113.35
10 | 1 | 12:00 | 3266 | 2018-10-01 | 12 | 61.15 | 1.16 | 62.31 | 203504.46
10 | 1 | 13:00 | 3087 | 2018-10-01 | 13 | 62.23 | 0.82 | 63.05 | 194635.35
10 | 1 | 14:00 | 2079 | 2018-10-01 | 14 | 57.38 | 0.99 | 58.37 | 121351.23
10 | 1 | 15:00 | 1883 | 2018-10-01 | 15 | 43.44 | 0.73 | 44.17 | 83172.11
10 | 1 | 16:00 | 1887 | 2018-10-01 | 16 | 45.33 | 0.74 | 46.07 | 86934.09
10 | 1 | 17:00 | 924 | 2018-10-01 | 17 | 49.23 | 0.85 | 50.08 | 46273.92
10 | 1 | 18:00 | 257 | 2018-10-01 | 18 | 52.56 | 0.77 | 53.33 | 13705.81
10 | 1 | 19:00 | 0 | 2018-10-01 | 19 | 60.95 | 0.87 | 61.82 | 0
10 | 1 | 20:00 | 0 | 2018-10-01 | 20 | 57.47 | 0.89 | 58.36 | 0
10 | 1 | 21:00 | 0 | 2018-10-01 | 21 | 48.14 | 0.73 | 48.87 | 0
10 | 1 | 22:00 | 0 | 2018-10-01 | 22 | 52.17 | 1.33 | 53.5 | 0
10 | 1 | 23:00 | 0 | 2018-10-01 | 23 | 45.55 | 1.13 | 46.68 | 0
10 | 1 | 24:00 | 0 | 2018-10-01 | 24 | 38.33 | 0.73 | 39.06 | 0
10 | 2 | 01:00 | 0 | 2018-10-02 | 1 | 40.09 | 0.92 | 41.01 | 0
10 | 2 | 02:00 | 0 | 2018-10-02 | 2 | 40.4 | 0.95 | 41.35 | 0
10 | 2 | 03:00 | 0 | 2018-10-02 | 3 | 39.75 | 0.98 | 40.73 | 0
10 | 2 | 04:00 | 0 | 2018-10-02 | 4 | 65.47 | 1.53 | 67 | 0
10 | 2 | 05:00 | 0 | 2018-10-02 | 5 | 50.67 | 1.24 | 51.91 | 0
10 | 2 | 06:00 | 0 | 2018-10-02 | 6 | 35.79 | 0.93 | 36.72 | 0
10 | 2 | 07:00 | 0 | 2018-10-02 | 7 | 35.94 | 0.93 | 36.87 | 0
10 | 2 | 08:00 | 87 | 2018-10-02 | 8 | 37.48 | 1.16 | 38.64 | 3361.68
10 | 2 | 09:00 | 568 | 2018-10-02 | 9 | 39.35 | 1.05 | 40.4 | 22947.2
10 | 2 | 10:00 | 1870 | 2018-10-02 | 10 | 41.79 | 1.08 | 42.87 | 80166.9
10 | 2 | 11:00 | 2774 | 2018-10-02 | 11 | 44.26 | 1.11 | 45.37 | 125856.38
10 | 2 | 12:00 | 2462 | 2018-10-02 | 12 | 47.54 | 1.12 | 48.66 | 119800.92
10 | 2 | 13:00 | 2632 | 2018-10-02 | 13 | 48.38 | 1.11 | 49.49 | 130257.68
10 | 2 | 14:00 | 1680 | 2018-10-02 | 14 | 39.73 | 1.01 | 40.74 | 68443.2
10 | 2 | 15:00 | 2052 | 2018-10-02 | 15 | 39.36 | 1 | 40.36 | 82818.72
10 | 2 | 16:00 | 1353 | 2018-10-02 | 16 | 38.53 | 1.02 | 39.55 | 53511.15
10 | 2 | 17:00 | 547 | 2018-10-02 | 17 | 40.29 | 0.96 | 41.25 | 22563.75
10 | 2 | 18:00 | 112 | 2018-10-02 | 18 | 43.05 | 1.01 | 44.06 | 4934.72
10 | 2 | 19:00 | 0 | 2018-10-02 | 19 | 44.33 | 1.02 | 45.35 | 0
10 | 2 | 20:00 | 0 | 2018-10-02 | 20 | 43.32 | 0.99 | 44.31 | 0
10 | 2 | 21:00 | 0 | 2018-10-02 | 21 | 45.19 | 1.3 | 46.49 | 0
10 | 2 | 22:00 | 0 | 2018-10-02 | 22 | 36.35 | 1.2 | 37.55 | 0
10 | 2 | 23:00 | 0 | 2018-10-02 | 23 | 29.99 | 1.13 | 31.12 | 0
10 | 2 | 24:00 | 0 | 2018-10-02 | 24 | 28.13 | 0.79 | 28.92 | 0
10 | 3 | 01:00 | 0 | 2018-10-03 | 1 | 29.37 | 0.98 | 30.35 | 0
10 | 3 | 02:00 | 0 | 2018-10-03 | 2 | 29.07 | 0.99 | 30.06 | 0
10 | 3 | 03:00 | 0 | 2018-10-03 | 3 | 27.06 | 0.99 | 28.05 | 0
10 | 3 | 04:00 | 0 | 2018-10-03 | 4 | 26.7 | 0.99 | 27.69 | 0
10 | 3 | 05:00 | 0 | 2018-10-03 | 5 | 25.89 | 0.97 | 26.86 | 0
10 | 3 | 06:00 | 0 | 2018-10-03 | 6 | 24.69 | 0.98 | 25.67 | 0
10 | 3 | 07:00 | 0 | 2018-10-03 | 7 | 8.37 | 1.28 | 9.65 | 0
10 | 3 | 08:00 | 468 | 2018-10-03 | 8 | 29.66 | 1.38 | 31.04 | 14526.72
10 | 3 | 09:00 | 2191 | 2018-10-03 | 9 | 30.63 | 1.27 | 31.9 | 69892.9
10 | 3 | 10:00 | 4186 | 2018-10-03 | 10 | 31.31 | 1.26 | 32.57 | 136338.02
10 | 3 | 11:00 | 5866 | 2018-10-03 | 11 | 33.97 | 1.27 | 35.24 | 206717.84
10 | 3 | 12:00 | 7764 | 2018-10-03 | 12 | 35.16 | 1.29 | 36.45 | 282997.8
10 | 3 | 13:00 | 8290 | 2018-10-03 | 13 | 33.76 | 1.28 | 35.04 | 290481.6
10 | 3 | 14:00 | 8423 | 2018-10-03 | 14 | 31.8 | 1.27 | 33.07 | 278548.61
10 | 3 | 15:00 | 7851 | 2018-10-03 | 15 | 32.76 | 1.26 | 34.02 | 267091.02
10 | 3 | 16:00 | 6367 | 2018-10-03 | 16 | 36.14 | 1.29 | 37.43 | 238316.81
10 | 3 | 17:00 | 3915 | 2018-10-03 | 17 | 34.63 | 1.26 | 35.89 | 140509.35
10 | 3 | 18:00 | 1643 | 2018-10-03 | 18 | 36.17 | 1.25 | 37.42 | 61481.06
10 | 3 | 19:00 | 47 | 2018-10-03 | 19 | 37.04 | 1.22 | 38.26 | 1798.22
10 | 3 | 20:00 | 0 | 2018-10-03 | 20 | 38.66 | 1.25 | 39.91 | 0
10 | 3 | 21:00 | 0 | 2018-10-03 | 21 | 35.66 | 1.25 | 36.91 | 0
10 | 3 | 22:00 | 0 | 2018-10-03 | 22 | 34.68 | 1.45 | 36.13 | 0
10 | 3 | 23:00 | 0 | 2018-10-03 | 23 | 27.89 | 1.54 | 29.43 | 0
10 | 3 | 24:00 | 0 | 2018-10-03 | 24 | 26.86 | 1.05 | 27.91 | 0
10 | 4 | 01:00 | 0 | 2018-10-04 | 1 | 26 | 0.37 | 26.37 | 0
10 | 4 | 02:00 | 0 | 2018-10-04 | 2 | 25.81 | 0.36 | 26.17 | 0
10 | 4 | 03:00 | 0 | 2018-10-04 | 3 | 24.34 | 0.37 | 24.71 | 0
10 | 4 | 04:00 | 0 | 2018-10-04 | 4 | 23.95 | 0.4 | 24.35 | 0
10 | 4 | 05:00 | 0 | 2018-10-04 | 5 | 23.99 | 0.41 | 24.4 | 0
10 | 4 | 06:00 | 0 | 2018-10-04 | 6 | 23.26 | 0.39 | 23.65 | 0
10 | 4 | 07:00 | 0 | 2018-10-04 | 7 | 34.18 | 0.63 | 34.81 | 0
10 | 4 | 08:00 | 1497 | 2018-10-04 | 8 | 34.17 | 0.83 | 35 | 52395
10 | 4 | 09:00 | 6824 | 2018-10-04 | 9 | 34.11 | 0.7 | 34.81 | 237543.44
10 | 4 | 10:00 | 10366 | 2018-10-04 | 10 | 37.08 | 0.73 | 37.81 | 391938.46
10 | 4 | 11:00 | 13204 | 2018-10-04 | 11 | 41.6 | 0.76 | 42.36 | 559321.44
10 | 4 | 12:00 | 9845 | 2018-10-04 | 12 | 37.78 | 0.72 | 38.5 | 379032.5
10 | 4 | 13:00 | 15144 | 2018-10-04 | 13 | 32.25 | 0.69 | 32.94 | 498843.36
10 | 4 | 14:00 | 10699 | 2018-10-04 | 14 | 35.61 | 0.78 | 36.39 | 389336.61
10 | 4 | 15:00 | 7246 | 2018-10-04 | 15 | 39.99 | 0.79 | 40.78 | 295491.88
10 | 4 | 16:00 | 3976 | 2018-10-04 | 16 | 40.99 | 0.81 | 41.8 | 166196.8
10 | 4 | 17:00 | 3846 | 2018-10-04 | 17 | 36.4 | 0.84 | 37.24 | 143225.04
10 | 4 | 18:00 | 1169 | 2018-10-04 | 18 | 38.69 | 0.83 | 39.52 | 46198.88
10 | 4 | 19:00 | 9 | 2018-10-04 | 19 | 46.89 | 0.89 | 47.78 | 430.02
10 | 4 | 20:00 | 0 | 2018-10-04 | 20 | 55.08 | 1.02 | 56.1 | 0
10 | 4 | 21:00 | 0 | 2018-10-04 | 21 | 54.87 | 0.88 | 55.75 | 0
10 | 4 | 22:00 | 0 | 2018-10-04 | 22 | 42.67 | 1.66 | 44.33 | 0
10 | 4 | 23:00 | 0 | 2018-10-04 | 23 | 40.95 | 2.06 | 43.01 | 0
10 | 4 | 24:00 | 0 | 2018-10-04 | 24 | 35.92 | 1.18 | 37.1 | 0
10 | 5 | 01:00 | 0 | 2018-10-05 | 1 | 33.41 | 0.6 | 34.01 | 0
10 | 5 | 02:00 | 0 | 2018-10-05 | 2 | 28.99 | 0.47 | 29.46 | 0
10 | 5 | 03:00 | 0 | 2018-10-05 | 3 | 26.81 | 0.48 | 27.29 | 0
10 | 5 | 04:00 | 0 | 2018-10-05 | 4 | 26.33 | 0.49 | 26.82 | 0
10 | 5 | 05:00 | 0 | 2018-10-05 | 5 | 28.16 | 0.49 | 28.65 | 0
10 | 5 | 06:00 | 0 | 2018-10-05 | 6 | 36.59 | 0.55 | 37.14 | 0
10 | 5 | 07:00 | 3 | 2018-10-05 | 7 | 44.85 | 0.97 | 45.82 | 137.46
10 | 5 | 08:00 | 2817 | 2018-10-05 | 8 | 42.22 | 1.16 | 43.38 | 122201.46
10 | 5 | 09:00 | 10833 | 2018-10-05 | 9 | 43.66 | 0.94 | 44.6 | 483151.8
10 | 5 | 10:00 | 20628 | 2018-10-05 | 10 | 37.16 | 0.93 | 38.09 | 785720.52
10 | 5 | 11:00 | 25517 | 2018-10-05 | 11 | 33.75 | 0.9 | 34.65 | 884164.05
10 | 5 | 12:00 | 27857 | 2018-10-05 | 12 | 33.17 | 0.86 | 34.03 | 947973.71
10 | 5 | 13:00 | 28135 | 2018-10-05 | 13 | 42.62 | 0.93 | 43.55 | 1225279.25
10 | 5 | 14:00 | 26623 | 2018-10-05 | 14 | 44.75 | 0.92 | 45.67 | 1215872.41
10 | 5 | 15:00 | 22777 | 2018-10-05 | 15 | 47.49 | 1.11 | 48.6 | 1106962.2
10 | 5 | 16:00 | 16204 | 2018-10-05 | 16 | 53.02 | 1.3 | 54.32 | 880201.28
10 | 5 | 17:00 | 8825 | 2018-10-05 | 17 | 54.26 | 1.08 | 55.34 | 488375.5
10 | 5 | 18:00 | 2143 | 2018-10-05 | 18 | 61.49 | 1.31 | 62.8 | 134580.4
10 | 5 | 19:00 | 33 | 2018-10-05 | 19 | 79.16 | 1.56 | 80.72 | 2663.76
10 | 5 | 20:00 | 0 | 2018-10-05 | 20 | 77.58 | 1.52 | 79.1 | 0
10 | 5 | 21:00 | 0 | 2018-10-05 | 21 | 76.13 | 1.52 | 77.65 | 0
10 | 5 | 22:00 | 0 | 2018-10-05 | 22 | 80.45 | 2.54 | 82.99 | 0
10 | 5 | 23:00 | 0 | 2018-10-05 | 23 | 81.46 | 2.31 | 83.77 | 0
10 | 5 | 24:00 | 0 | 2018-10-05 | 24 | 44.09 | 1.16 | 45.25 | 0
10 | 6 | 01:00 | 0 | 2018-10-06 | 1 | 45.36 | 1.96 | 47.32 | 0
10 | 6 | 02:00 | 0 | 2018-10-06 | 2 | 38.87 | 1.64 | 40.51 | 0
10 | 6 | 03:00 | 0 | 2018-10-06 | 3 | 33.8 | 1.21 | 35.01 | 0
10 | 6 | 04:00 | 0 | 2018-10-06 | 4 | 35.66 | 1.22 | 36.88 | 0
10 | 6 | 05:00 | 0 | 2018-10-06 | 5 | 31.25 | 1.18 | 32.43 | 0
10 | 6 | 06:00 | 0 | 2018-10-06 | 6 | 43.79 | 1.26 | 45.05 | 0
10 | 6 | 07:00 | 0 | 2018-10-06 | 7 | 81.45 | 2.52 | 83.97 | 0
10 | 6 | 08:00 | 968 | 2018-10-06 | 8 | 49.92 | 2.15 | 52.07 | 50403.76
10 | 6 | 09:00 | 4596 | 2018-10-06 | 9 | 59.59 | 1.75 | 61.34 | 281918.64
10 | 6 | 10:00 | 8653 | 2018-10-06 | 10 | 66.47 | 1.46 | 67.93 | 587798.29
10 | 6 | 11:00 | 9603 | 2018-10-06 | 11 | 74.98 | 2.14 | 77.12 | 740583.36
10 | 6 | 12:00 | 10056 | 2018-10-06 | 12 | 58.12 | 2.55 | 60.67 | 610097.52
10 | 6 | 13:00 | 11045 | 2018-10-06 | 13 | 45.38 | 2.36 | 47.74 | 527288.3
10 | 6 | 14:00 | 9557 | 2018-10-06 | 14 | 44.14 | 1.97 | 46.11 | 440673.27
10 | 6 | 15:00 | 7095 | 2018-10-06 | 15 | 45.33 | 1.38 | 46.71 | 331407.45
10 | 6 | 16:00 | 5205 | 2018-10-06 | 16 | 48.92 | 1.54 | 50.46 | 262644.3
10 | 6 | 17:00 | 2432 | 2018-10-06 | 17 | 54.04 | 1.91 | 55.95 | 136070.4
10 | 6 | 18:00 | 388 | 2018-10-06 | 18 | 59.69 | 2 | 61.69 | 23935.72
10 | 6 | 19:00 | 1 | 2018-10-06 | 19 | 57.48 | 1.78 | 59.26 | 59.26
10 | 6 | 20:00 | 0 | 2018-10-06 | 20 | 55.92 | 1.47 | 57.39 | 0
10 | 6 | 21:00 | 0 | 2018-10-06 | 21 | 46.43 | 1.45 | 47.88 | 0
10 | 6 | 22:00 | 0 | 2018-10-06 | 22 | 40.02 | 1.97 | 41.99 | 0
10 | 6 | 23:00 | 0 | 2018-10-06 | 23 | 26.88 | 1.19 | 28.07 | 0
10 | 6 | 24:00 | 0 | 2018-10-06 | 24 | 25.71 | 1.17 | 26.88 | 0
10 | 7 | 01:00 | 0 | 2018-10-07 | 1 | 28.71 | 0.79 | 29.5 | 0
10 | 7 | 02:00 | 0 | 2018-10-07 | 2 | 30.59 | 0.8 | 31.39 | 0
10 | 7 | 03:00 | 0 | 2018-10-07 | 3 | 36.15 | 0.86 | 37.01 | 0
10 | 7 | 04:00 | 0 | 2018-10-07 | 4 | 29.61 | 0.88 | 30.49 | 0
10 | 7 | 05:00 | 0 | 2018-10-07 | 5 | 25.14 | 0.84 | 25.98 | 0
10 | 7 | 06:00 | 0 | 2018-10-07 | 6 | 27.86 | 0.8 | 28.66 | 0
10 | 7 | 07:00 | 0 | 2018-10-07 | 7 | 24.74 | 0.83 | 25.57 | 0
10 | 7 | 08:00 | 689 | 2018-10-07 | 8 | 25.32 | 1.09 | 26.41 | 18196.49
10 | 7 | 09:00 | 2060 | 2018-10-07 | 9 | 27.36 | 0.84 | 28.2 | 58092
10 | 7 | 10:00 | 5028 | 2018-10-07 | 10 | 27.19 | 0.75 | 27.94 | 140482.32
10 | 7 | 11:00 | 5020 | 2018-10-07 | 11 | 25.97 | 0.79 | 26.76 | 134335.2
10 | 7 | 12:00 | 6566 | 2018-10-07 | 12 | 28.88 | 0.95 | 29.83 | 195863.78
10 | 7 | 13:00 | 7295 | 2018-10-07 | 13 | 37.97 | 0.94 | 38.91 | 283848.45
10 | 7 | 14:00 | 5575 | 2018-10-07 | 14 | 40.05 | 0.94 | 40.99 | 228519.25
10 | 7 | 15:00 | 2927 | 2018-10-07 | 15 | 41.57 | 1.01 | 42.58 | 124631.66
10 | 7 | 16:00 | 2138 | 2018-10-07 | 16 | 53.2 | 1.34 | 54.54 | 116606.52
10 | 7 | 17:00 | 1213 | 2018-10-07 | 17 | 57.77 | 1.3 | 59.07 | 71651.91
10 | 7 | 18:00 | 588 | 2018-10-07 | 18 | 58.01 | 1.4 | 59.41 | 34933.08
10 | 7 | 19:00 | 35 | 2018-10-07 | 19 | 59.5 | 1.82 | 61.32 | 2146.2
10 | 7 | 20:00 | 0 | 2018-10-07 | 20 | 44.73 | 1.29 | 46.02 | 0
10 | 7 | 21:00 | 0 | 2018-10-07 | 21 | 37.17 | 0.88 | 38.05 | 0
10 | 7 | 22:00 | 0 | 2018-10-07 | 22 | 34.74 | 1.16 | 35.9 | 0
10 | 7 | 23:00 | 0 | 2018-10-07 | 23 | 20.52 | 1.26 | 21.78 | 0
10 | 7 | 24:00 | 0 | 2018-10-07 | 24 | 13.42 | 0.87 | 14.29 | 0
10 | 8 | 01:00 | 0 | 2018-10-08 | 1 | 21.33 | 0.39 | 21.72 | 0
10 | 8 | 02:00 | 0 | 2018-10-08 | 2 | 22 | 0.39 | 22.39 | 0
10 | 8 | 03:00 | 0 | 2018-10-08 | 3 | 21.04 | 0.36 | 21.4 | 0
10 | 8 | 04:00 | 0 | 2018-10-08 | 4 | 21.02 | 0.36 | 21.38 | 0
10 | 8 | 05:00 | 0 | 2018-10-08 | 5 | 22.9 | 0.38 | 23.28 | 0
10 | 8 | 06:00 | 0 | 2018-10-08 | 6 | 25.46 | 0.39 | 25.85 | 0
10 | 8 | 07:00 | 0 | 2018-10-08 | 7 | 25.17 | 0.52 | 25.69 | 0
10 | 8 | 08:00 | 239 | 2018-10-08 | 8 | 27.24 | 0.93 | 28.17 | 6732.63
10 | 8 | 09:00 | 1529 | 2018-10-08 | 9 | 25.68 | 0.76 | 26.44 | 40426.76
10 | 8 | 10:00 | 2934 | 2018-10-08 | 10 | 32.2 | 0.83 | 33.03 | 96910.02
10 | 8 | 11:00 | 3839 | 2018-10-08 | 11 | 43.55 | 0.9 | 44.45 | 170643.55
10 | 8 | 12:00 | 4030 | 2018-10-08 | 12 | 37.57 | 0.82 | 38.39 | 154711.7
10 | 8 | 13:00 | 4246 | 2018-10-08 | 13 | 33.87 | 0.81 | 34.68 | 147251.28
10 | 8 | 14:00 | 3196 | 2018-10-08 | 14 | 34.28 | 0.8 | 35.08 | 112115.68
10 | 8 | 15:00 | 2391 | 2018-10-08 | 15 | 34.66 | 0.91 | 35.57 | 85047.87
10 | 8 | 16:00 | 1821 | 2018-10-08 | 16 | 33.61 | 0.83 | 34.44 | 62715.24
10 | 8 | 17:00 | 989 | 2018-10-08 | 17 | 36.65 | 0.78 | 37.43 | 37018.27
10 | 8 | 18:00 | 228 | 2018-10-08 | 18 | 42.23 | 0.86 | 43.09 | 9824.52
10 | 8 | 19:00 | 0 | 2018-10-08 | 19 | 36.46 | 0.77 | 37.23 | 0
10 | 8 | 20:00 | 0 | 2018-10-08 | 20 | 29.22 | 0.78 | 30 | 0
10 | 8 | 21:00 | 0 | 2018-10-08 | 21 | 26.97 | 0.8 | 27.77 | 0
10 | 8 | 22:00 | 0 | 2018-10-08 | 22 | 25.73 | 0.83 | 26.56 | 0
10 | 8 | 23:00 | 0 | 2018-10-08 | 23 | 22.04 | 0.88 | 22.92 | 0
10 | 8 | 24:00 | 0 | 2018-10-08 | 24 | 22.19 | 0.42 | 22.61 | 0
10 | 9 | 01:00 | 0 | 2018-10-09 | 1 | 19.19 | 0.35 | 19.54 | 0
10 | 9 | 02:00 | 0 | 2018-10-09 | 2 | 21.3 | 0.27 | 21.57 | 0
10 | 9 | 03:00 | 0 | 2018-10-09 | 3 | 20.62 | 0.25 | 20.87 | 0
10 | 9 | 04:00 | 0 | 2018-10-09 | 4 | 20.23 | 0.26 | 20.49 | 0
10 | 9 | 05:00 | 0 | 2018-10-09 | 5 | 21.14 | 0.26 | 21.4 | 0
10 | 9 | 06:00 | 0 | 2018-10-09 | 6 | 21.1 | 0.25 | 21.35 | 0
10 | 9 | 07:00 | 0 | 2018-10-09 | 7 | 24.9 | 0.36 | 25.26 | 0
10 | 9 | 08:00 | 668 | 2018-10-09 | 8 | 29.74 | 0.72 | 30.46 | 20347.28
10 | 9 | 09:00 | 4057 | 2018-10-09 | 9 | 30.37 | 0.63 | 31 | 125767
10 | 9 | 10:00 | 11957 | 2018-10-09 | 10 | 33.2 | 0.72 | 33.92 | 405581.44
10 | 9 | 11:00 | 19769 | 2018-10-09 | 11 | 29.12 | 0.71 | 29.83 | 589709.27
10 | 9 | 12:00 | 22401 | 2018-10-09 | 12 | 28.65 | 0.61 | 29.26 | 655453.26
10 | 9 | 13:00 | 20785 | 2018-10-09 | 13 | 32.21 | 0.62 | 32.83 | 682371.55
10 | 9 | 14:00 | 20307 | 2018-10-09 | 14 | 40.95 | 0.66 | 41.61 | 844974.27
10 | 9 | 15:00 | 19704 | 2018-10-09 | 15 | 38.69 | 0.69 | 39.38 | 775943.52
10 | 9 | 16:00 | 13383 | 2018-10-09 | 16 | 33.09 | 0.63 | 33.72 | 451274.76
10 | 9 | 17:00 | 5432 | 2018-10-09 | 17 | 42.82 | 0.64 | 43.46 | 236074.72
10 | 9 | 18:00 | 1223 | 2018-10-09 | 18 | 48.27 | 0.73 | 49 | 59927
10 | 9 | 19:00 | 3 | 2018-10-09 | 19 | 53.56 | 0.91 | 54.47 | 163.41
10 | 9 | 20:00 | 0 | 2018-10-09 | 20 | 53.94 | 0.9 | 54.84 | 0
10 | 9 | 21:00 | 0 | 2018-10-09 | 21 | 39.65 | 0.7 | 40.35 | 0
10 | 9 | 22:00 | 0 | 2018-10-09 | 22 | 36.24 | 0.96 | 37.2 | 0
10 | 9 | 23:00 | 0 | 2018-10-09 | 23 | 27.59 | 0.93 | 28.52 | 0
10 | 9 | 24:00 | 0 | 2018-10-09 | 24 | 23.36 | 0.34 | 23.7 | 0
10 | 10 | 01:00 | 0 | 2018-10-10 | 1 | 29.41 | 0.53 | 29.94 | 0
10 | 10 | 02:00 | 0 | 2018-10-10 | 2 | 27.88 | 0.51 | 28.39 | 0
10 | 10 | 03:00 | 0 | 2018-10-10 | 3 | 24.38 | 0.5 | 24.88 | 0
10 | 10 | 04:00 | 0 | 2018-10-10 | 4 | 24.56 | 0.5 | 25.06 | 0
10 | 10 | 05:00 | 0 | 2018-10-10 | 5 | 24.8 | 0.5 | 25.3 | 0
10 | 10 | 06:00 | 0 | 2018-10-10 | 6 | 24.81 | 0.54 | 25.35 | 0
10 | 10 | 07:00 | 0 | 2018-10-10 | 7 | 34.1 | 0.78 | 34.88 | 0
10 | 10 | 08:00 | 1879 | 2018-10-10 | 8 | 48.19 | 1.61 | 49.8 | 93574.2
10 | 10 | 09:00 | 8326 | 2018-10-10 | 9 | 31.9 | 0.9 | 32.8 | 273092.8
10 | 10 | 10:00 | 16015 | 2018-10-10 | 10 | 31.11 | 0.87 | 31.98 | 512159.7
10 | 10 | 11:00 | 22188 | 2018-10-10 | 11 | 33.28 | 0.84 | 34.12 | 757054.56
10 | 10 | 12:00 | 25049 | 2018-10-10 | 12 | 34.56 | 0.9 | 35.46 | 888237.54
10 | 10 | 13:00 | 23694 | 2018-10-10 | 13 | 35.8 | 0.89 | 36.69 | 869332.86
10 | 10 | 14:00 | 23704 | 2018-10-10 | 14 | 38.06 | 0.87 | 38.93 | 922796.72
10 | 10 | 15:00 | 19262 | 2018-10-10 | 15 | 68.16 | 1.57 | 69.73 | 1343139.26
10 | 10 | 16:00 | 13787 | 2018-10-10 | 16 | 69.1 | 1.38 | 70.48 | 971707.76
10 | 10 | 17:00 | 6559 | 2018-10-10 | 17 | 69.65 | 1.21 | 70.86 | 464770.74
10 | 10 | 18:00 | 1089 | 2018-10-10 | 18 | 57.45 | 0.98 | 58.43 | 63630.27
10 | 10 | 19:00 | 2 | 2018-10-10 | 19 | 42.74 | 0.86 | 43.6 | 87.2
10 | 10 | 20:00 | 0 | 2018-10-10 | 20 | 44.56 | 0.98 | 45.54 | 0
10 | 10 | 21:00 | 0 | 2018-10-10 | 21 | 50.16 | 0.98 | 51.14 | 0
10 | 10 | 22:00 | 0 | 2018-10-10 | 22 | 43.36 | 1.14 | 44.5 | 0
10 | 10 | 23:00 | 0 | 2018-10-10 | 23 | 37.63 | 1.11 | 38.74 | 0
10 | 10 | 24:00 | 0 | 2018-10-10 | 24 | 34.22 | 0.55 | 34.77 | 0
10 | 11 | 01:00 | 0 | 2018-10-11 | 1 | 31.16 | 0.65 | 31.81 | 0
10 | 11 | 02:00 | 0 | 2018-10-11 | 2 | 46.41 | 0.71 | 47.12 | 0
10 | 11 | 03:00 | 0 | 2018-10-11 | 3 | 40.11 | 0.71 | 40.82 | 0
10 | 11 | 04:00 | 0 | 2018-10-11 | 4 | 29.91 | 0.6 | 30.51 | 0
10 | 11 | 05:00 | 0 | 2018-10-11 | 5 | 36.25 | 0.62 | 36.87 | 0
10 | 11 | 06:00 | 0 | 2018-10-11 | 6 | 39.2 | 0.74 | 39.94 | 0
10 | 11 | 07:00 | 0 | 2018-10-11 | 7 | 44.56 | 0.83 | 45.39 | 0
10 | 11 | 08:00 | 13 | 2018-10-11 | 8 | 62.75 | 1.69 | 64.44 | 837.72
10 | 11 | 09:00 | 326 | 2018-10-11 | 9 | 55.29 | 1.5 | 56.79 | 18513.54
10 | 11 | 10:00 | 1157 | 2018-10-11 | 10 | 74.07 | 2.47 | 76.54 | 88556.78
10 | 11 | 11:00 | 2798 | 2018-10-11 | 11 | 58.97 | 1.79 | 60.76 | 170006.48
10 | 11 | 12:00 | 3479 | 2018-10-11 | 12 | 61.89 | 2.16 | 64.05 | 222829.95
10 | 11 | 13:00 | 3222 | 2018-10-11 | 13 | 55.54 | 1.11 | 56.65 | 182526.3
10 | 11 | 14:00 | 2637 | 2018-10-11 | 14 | 53.29 | 1.65 | 54.94 | 144876.78
10 | 11 | 15:00 | 1949 | 2018-10-11 | 15 | 51.92 | 1.64 | 53.56 | 104388.44
10 | 11 | 16:00 | 1123 | 2018-10-11 | 16 | 51.19 | 1.03 | 52.22 | 58643.06
10 | 11 | 17:00 | 495 | 2018-10-11 | 17 | 51.56 | 1.34 | 52.9 | 26185.5
10 | 11 | 18:00 | 137 | 2018-10-11 | 18 | 51.18 | 1.55 | 52.73 | 7224.01
10 | 11 | 19:00 | 0 | 2018-10-11 | 19 | 50.55 | 1.19 | 51.74 | 0
10 | 11 | 20:00 | 0 | 2018-10-11 | 20 | 43.3 | 1.26 | 44.56 | 0
10 | 11 | 21:00 | 0 | 2018-10-11 | 21 | 33.43 | 1.02 | 34.45 | 0
10 | 11 | 22:00 | 0 | 2018-10-11 | 22 | 29.77 | 1.02 | 30.79 | 0
10 | 11 | 23:00 | 0 | 2018-10-11 | 23 | 31.85 | 1.1 | 32.95 | 0
10 | 11 | 24:00 | 0 | 2018-10-11 | 24 | 38.06 | 0.93 | 38.99 | 0
10 | 12 | 01:00 | 0 | 2018-10-12 | 1 | 34.69 | 0.48 | 35.17 | 0
10 | 12 | 02:00 | 0 | 2018-10-12 | 2 | 29.49 | 0.45 | 29.94 | 0
10 | 12 | 03:00 | 0 | 2018-10-12 | 3 | 29.19 | 0.48 | 29.67 | 0
10 | 12 | 04:00 | 0 | 2018-10-12 | 4 | 30.51 | 0.45 | 30.96 | 0
10 | 12 | 05:00 | 0 | 2018-10-12 | 5 | 30.15 | 0.45 | 30.6 | 0
10 | 12 | 06:00 | 0 | 2018-10-12 | 6 | 30.83 | 0.46 | 31.29 | 0
10 | 12 | 07:00 | 0 | 2018-10-12 | 7 | 49.08 | 1.07 | 50.15 | 0
10 | 12 | 08:00 | 101 | 2018-10-12 | 8 | 66.82 | 1.39 | 68.21 | 6889.21
10 | 12 | 09:00 | 592 | 2018-10-12 | 9 | 70.8 | 1.11 | 71.91 | 42570.72
10 | 12 | 10:00 | 1809 | 2018-10-12 | 10 | 66.09 | 1.12 | 67.21 | 121582.89
10 | 12 | 11:00 | 4845 | 2018-10-12 | 11 | 62.08 | 1.02 | 63.1 | 305719.5
10 | 12 | 12:00 | 5333 | 2018-10-12 | 12 | 56.63 | 1.36 | 57.99 | 309260.67
10 | 12 | 13:00 | 8558 | 2018-10-12 | 13 | 49.12 | 1.78 | 50.9 | 435602.2
10 | 12 | 14:00 | 16388 | 2018-10-12 | 14 | 29.22 | 0.94 | 30.16 | 494262.08
10 | 12 | 15:00 | 19533 | 2018-10-12 | 15 | 27.63 | 0.87 | 28.5 | 556690.5
10 | 12 | 16:00 | 13967 | 2018-10-12 | 16 | 27.62 | 0.84 | 28.46 | 397500.82
10 | 12 | 17:00 | 4971 | 2018-10-12 | 17 | 29.22 | 0.9 | 30.12 | 149726.52
10 | 12 | 18:00 | 1022 | 2018-10-12 | 18 | 39.78 | 1.27 | 41.05 | 41953.1
10 | 12 | 19:00 | 0 | 2018-10-12 | 19 | 45.05 | 1.2 | 46.25 | 0
10 | 12 | 20:00 | 0 | 2018-10-12 | 20 | 58.23 | 2.1 | 60.33 | 0
10 | 12 | 21:00 | 0 | 2018-10-12 | 21 | 48.44 | 2.23 | 50.67 | 0
10 | 12 | 22:00 | 0 | 2018-10-12 | 22 | 25.61 | 0.96 | 26.57 | 0
10 | 12 | 23:00 | 0 | 2018-10-12 | 23 | 24.37 | 1.01 | 25.38 | 0
10 | 12 | 24:00 | 0 | 2018-10-12 | 24 | 19.82 | 0.56 | 20.38 | 0
10 | 13 | 01:00 | 0 | 2018-10-13 | 1 | 22.87 | 0.76 | 23.63 | 0
10 | 13 | 02:00 | 0 | 2018-10-13 | 2 | 23.95 | 0.8 | 24.75 | 0
10 | 13 | 03:00 | 0 | 2018-10-13 | 3 | 24.61 | 0.77 | 25.38 | 0
10 | 13 | 04:00 | 0 | 2018-10-13 | 4 | 25.38 | 0.83 | 26.21 | 0
10 | 13 | 05:00 | 0 | 2018-10-13 | 5 | 24.74 | 0.79 | 25.53 | 0
10 | 13 | 06:00 | 0 | 2018-10-13 | 6 | 24.78 | 0.76 | 25.54 | 0
10 | 13 | 07:00 | 0 | 2018-10-13 | 7 | 26.37 | 0.89 | 27.26 | 0
10 | 13 | 08:00 | 111 | 2018-10-13 | 8 | 35.34 | 1.26 | 36.6 | 4062.6
10 | 13 | 09:00 | 898 | 2018-10-13 | 9 | 48.81 | 1.64 | 50.45 | 45304.1
10 | 13 | 10:00 | 2489 | 2018-10-13 | 10 | 51.91 | 1.11 | 53.02 | 131966.78
10 | 13 | 11:00 | 3860 | 2018-10-13 | 11 | 56.81 | 1.23 | 58.04 | 224034.4
10 | 13 | 12:00 | 4022 | 2018-10-13 | 12 | 50.11 | 1.25 | 51.36 | 206569.92
10 | 13 | 13:00 | 4783 | 2018-10-13 | 13 | 40.1 | 1.26 | 41.36 | 197824.88
10 | 13 | 14:00 | 8614 | 2018-10-13 | 14 | 33.4 | 0.97 | 34.37 | 296063.18
10 | 13 | 15:00 | 11174 | 2018-10-13 | 15 | 31.44 | 0.87 | 32.31 | 361031.94
10 | 13 | 16:00 | 8777 | 2018-10-13 | 16 | 22.67 | 0.76 | 23.43 | 205645.11
10 | 13 | 17:00 | 6107 | 2018-10-13 | 17 | 23.37 | 0.74 | 24.11 | 147239.77
10 | 13 | 18:00 | 951 | 2018-10-13 | 18 | 34.27 | 0.91 | 35.18 | 33456.18
10 | 13 | 19:00 | 2 | 2018-10-13 | 19 | 49.61 | 0.87 | 50.48 | 100.96
10 | 13 | 20:00 | 0 | 2018-10-13 | 20 | 46.89 | 1.22 | 48.11 | 0
10 | 13 | 21:00 | 0 | 2018-10-13 | 21 | 41.75 | 1.35 | 43.1 | 0
10 | 13 | 22:00 | 0 | 2018-10-13 | 22 | 28.71 | 1 | 29.71 | 0
10 | 13 | 23:00 | 0 | 2018-10-13 | 23 | 22.22 | 0.85 | 23.07 | 0
10 | 13 | 24:00 | 0 | 2018-10-13 | 24 | 21.67 | 0.79 | 22.46 | 0
10 | 14 | 01:00 | 0 | 2018-10-14 | 1 | 20.85 | 0.51 | 21.36 | 0
10 | 14 | 02:00 | 0 | 2018-10-14 | 2 | 22.47 | 0.48 | 22.95 | 0
10 | 14 | 03:00 | 0 | 2018-10-14 | 3 | 21.54 | 0.48 | 22.02 | 0
10 | 14 | 04:00 | 0 | 2018-10-14 | 4 | 22.67 | 0.44 | 23.11 | 0
10 | 14 | 05:00 | 0 | 2018-10-14 | 5 | 21.17 | 0.49 | 21.66 | 0
10 | 14 | 06:00 | 0 | 2018-10-14 | 6 | 22.92 | 0.47 | 23.39 | 0
10 | 14 | 07:00 | 0 | 2018-10-14 | 7 | 23.12 | 0.53 | 23.65 | 0
10 | 14 | 08:00 | 2119 | 2018-10-14 | 8 | 23.62 | 0.57 | 24.19 | 51258.61
10 | 14 | 09:00 | 9263 | 2018-10-14 | 9 | 23.28 | 0.53 | 23.81 | 220552.03
10 | 14 | 10:00 | 15593 | 2018-10-14 | 10 | 27.37 | 0.76 | 28.13 | 438631.09
10 | 14 | 11:00 | 20314 | 2018-10-14 | 11 | 22.16 | 0.43 | 22.59 | 458893.26
10 | 14 | 12:00 | 26348 | 2018-10-14 | 12 | 23.23 | 0.45 | 23.68 | 623920.64
10 | 14 | 13:00 | 27480 | 2018-10-14 | 13 | 22.73 | 0.45 | 23.18 | 636986.4
10 | 14 | 14:00 | 24291 | 2018-10-14 | 14 | 21.54 | 0.46 | 22 | 534402
10 | 14 | 15:00 | 19814 | 2018-10-14 | 15 | 22.72 | 0.47 | 23.19 | 459486.66
10 | 14 | 16:00 | 14846 | 2018-10-14 | 16 | 23.09 | 0.45 | 23.54 | 349474.84
10 | 14 | 17:00 | 6691 | 2018-10-14 | 17 | 34.54 | 0.62 | 35.16 | 235255.56
10 | 14 | 18:00 | 860 | 2018-10-14 | 18 | 51.15 | 0.88 | 52.03 | 44745.8
10 | 14 | 19:00 | 0 | 2018-10-14 | 19 | 66.84 | 1.24 | 68.08 | 0
10 | 14 | 20:00 | 0 | 2018-10-14 | 20 | 61.26 | 1.02 | 62.28 | 0
10 | 14 | 21:00 | 0 | 2018-10-14 | 21 | 43.43 | 1.04 | 44.47 | 0
10 | 14 | 22:00 | 0 | 2018-10-14 | 22 | 47.46 | 1.75 | 49.21 | 0
10 | 14 | 23:00 | 0 | 2018-10-14 | 23 | 34.12 | 1.4 | 35.52 | 0
10 | 14 | 24:00 | 0 | 2018-10-14 | 24 | 30.94 | 0.68 | 31.62 | 0
10 | 15 | 01:00 | 0 | 2018-10-15 | 1 | 26.81 | 1.37 | 28.18 | 0
10 | 15 | 02:00 | 0 | 2018-10-15 | 2 | 25.78 | 1.29 | 27.07 | 0
10 | 15 | 03:00 | 0 | 2018-10-15 | 3 | 26.35 | 1.48 | 27.83 | 0
10 | 15 | 04:00 | 0 | 2018-10-15 | 4 | 33.78 | 1.56 | 35.34 | 0
10 | 15 | 05:00 | 0 | 2018-10-15 | 5 | 77.32 | 1.72 | 79.04 | 0
10 | 15 | 06:00 | 0 | 2018-10-15 | 6 | 32.46 | 1.6 | 34.06 | 0
10 | 15 | 07:00 | 0 | 2018-10-15 | 7 | 83.43 | 3.15 | 86.58 | 0
10 | 15 | 08:00 | 1041 | 2018-10-15 | 8 | 64.97 | 2.42 | 67.39 | 70152.99
10 | 15 | 09:00 | 3256 | 2018-10-15 | 9 | 54.75 | 1.86 | 56.61 | 184322.16
10 | 15 | 10:00 | 1335 | 2018-10-15 | 10 | 64.69 | 2.13 | 66.82 | 89204.7
10 | 15 | 11:00 | 1420 | 2018-10-15 | 11 | 67.7 | 2.12 | 69.82 | 99144.4
10 | 15 | 12:00 | 1677 | 2018-10-15 | 12 | 97.92 | 3.71 | 101.63 | 170433.51
10 | 15 | 13:00 | 1534 | 2018-10-15 | 13 | 73.82 | 2.24 | 76.06 | 116676.04
10 | 15 | 14:00 | 1708 | 2018-10-15 | 14 | 76.99 | 2.29 | 79.28 | 135410.24
10 | 15 | 15:00 | 1302 | 2018-10-15 | 15 | 90.32 | 3.81 | 94.13 | 122557.26
10 | 15 | 16:00 | 1450 | 2018-10-15 | 16 | 90.23 | 3.7 | 93.93 | 136198.5
10 | 15 | 17:00 | 478 | 2018-10-15 | 17 | 88.11 | 3.29 | 91.4 | 43689.2
10 | 15 | 18:00 | 36 | 2018-10-15 | 18 | 91.28 | 2.3 | 93.58 | 3368.88
10 | 15 | 19:00 | 0 | 2018-10-15 | 19 | 162.27 | 3.48 | 165.75 | 0
10 | 15 | 20:00 | 0 | 2018-10-15 | 20 | 125.42 | 4.05 | 129.47 | 0
10 | 15 | 21:00 | 0 | 2018-10-15 | 21 | 76.32 | 3.28 | 79.6 | 0
10 | 15 | 22:00 | 0 | 2018-10-15 | 22 | 47.94 | 2.85 | 50.79 | 0
10 | 15 | 23:00 | 0 | 2018-10-15 | 23 | 36.27 | 2.47 | 38.74 | 0
10 | 15 | 24:00 | 0 | 2018-10-15 | 24 | 27.53 | 1.37 | 28.9 | 0
10 | 16 | 01:00 | 0 | 2018-10-16 | 1 | 67.57 | 1.15 | 68.72 | 0
10 | 16 | 02:00 | 0 | 2018-10-16 | 2 | 62.18 | 1.18 | 63.36 | 0
10 | 16 | 03:00 | 0 | 2018-10-16 | 3 | 43.1 | 1 | 44.1 | 0
10 | 16 | 04:00 | 0 | 2018-10-16 | 4 | 40.08 | 1.03 | 41.11 | 0
10 | 16 | 05:00 | 0 | 2018-10-16 | 5 | 45.11 | 0.96 | 46.07 | 0
10 | 16 | 06:00 | 0 | 2018-10-16 | 6 | 36.27 | 1.58 | 37.85 | 0
10 | 16 | 07:00 | 0 | 2018-10-16 | 7 | 112.35 | 1.36 | 113.71 | 0
10 | 16 | 08:00 | 1727 | 2018-10-16 | 8 | 37.83 | 1.82 | 39.65 | 68475.55
10 | 16 | 09:00 | 10321 | 2018-10-16 | 9 | 33.69 | 1.5 | 35.19 | 363195.99
10 | 16 | 10:00 | 19666 | 2018-10-16 | 10 | 22.13 | 1.18 | 23.31 | 458414.46
10 | 16 | 11:00 | 25043 | 2018-10-16 | 11 | 22.27 | 1.19 | 23.46 | 587508.78
10 | 16 | 12:00 | 27657 | 2018-10-16 | 12 | 23.45 | 1.19 | 24.64 | 681468.48
10 | 16 | 13:00 | 28043 | 2018-10-16 | 13 | 22.85 | 1.21 | 24.06 | 674714.58
10 | 16 | 14:00 | 23769 | 2018-10-16 | 14 | 23.6 | 1.19 | 24.79 | 589233.51
10 | 16 | 15:00 | 21877 | 2018-10-16 | 15 | 23.61 | 1.2 | 24.81 | 542768.37
10 | 16 | 16:00 | 14767 | 2018-10-16 | 16 | 23.53 | 1.19 | 24.72 | 365040.24
10 | 16 | 17:00 | 6371 | 2018-10-16 | 17 | 28.6 | 1.26 | 29.86 | 190238.06
10 | 16 | 18:00 | 795 | 2018-10-16 | 18 | 51.94 | 2.08 | 54.02 | 42945.9
10 | 16 | 19:00 | 0 | 2018-10-16 | 19 | 56.66 | 1.59 | 58.25 | 0
10 | 16 | 20:00 | 0 | 2018-10-16 | 20 | 53.72 | 1.61 | 55.33 | 0
10 | 16 | 21:00 | 0 | 2018-10-16 | 21 | 43.86 | 1.59 | 45.45 | 0
10 | 16 | 22:00 | 0 | 2018-10-16 | 22 | 37.27 | 1.85 | 39.12 | 0
10 | 16 | 23:00 | 0 | 2018-10-16 | 23 | 37.81 | 2.12 | 39.93 | 0
10 | 16 | 24:00 | 0 | 2018-10-16 | 24 | 26.16 | 0.89 | 27.05 | 0
10 | 17 | 01:00 | 0 | 2018-10-17 | 1 | 25.81 | 0.25 | 26.06 | 0
10 | 17 | 02:00 | 0 | 2018-10-17 | 2 | 26.25 | 0.26 | 26.51 | 0
10 | 17 | 03:00 | 0 | 2018-10-17 | 3 | 25.97 | 0.27 | 26.24 | 0
10 | 17 | 04:00 | 0 | 2018-10-17 | 4 | 25.76 | 0.23 | 25.99 | 0
10 | 17 | 05:00 | 0 | 2018-10-17 | 5 | 25.53 | 0.24 | 25.77 | 0
10 | 17 | 06:00 | 0 | 2018-10-17 | 6 | 31.38 | 0.3 | 31.68 | 0
10 | 17 | 07:00 | 0 | 2018-10-17 | 7 | 40.54 | 0.68 | 41.22 | 0
10 | 17 | 08:00 | 425 | 2018-10-17 | 8 | 52.22 | 1.02 | 53.24 | 22627
10 | 17 | 09:00 | 2774 | 2018-10-17 | 9 | 39.61 | 1 | 40.61 | 112652.14
10 | 17 | 10:00 | 10901 | 2018-10-17 | 10 | 28.85 | 0.65 | 29.5 | 321579.5
10 | 17 | 11:00 | 20652 | 2018-10-17 | 11 | 28.19 | 0.63 | 28.82 | 595190.64
10 | 17 | 12:00 | 24074 | 2018-10-17 | 12 | 26.67 | 0.6 | 27.27 | 656497.98
10 | 17 | 13:00 | 17135 | 2018-10-17 | 13 | 26.44 | 0.63 | 27.07 | 463844.45
10 | 17 | 14:00 | 13046 | 2018-10-17 | 14 | 27.02 | 0.64 | 27.66 | 360852.36
10 | 17 | 15:00 | 8705 | 2018-10-17 | 15 | 28.67 | 0.63 | 29.3 | 255056.5
10 | 17 | 16:00 | 3068 | 2018-10-17 | 16 | 29.47 | 0.62 | 30.09 | 92316.12
10 | 17 | 17:00 | 3491 | 2018-10-17 | 17 | 36.39 | 0.72 | 37.11 | 129551.01
10 | 17 | 18:00 | 636 | 2018-10-17 | 18 | 34.47 | 0.74 | 35.21 | 22393.56
10 | 17 | 19:00 | 0 | 2018-10-17 | 19 | 32.5 | 0.62 | 33.12 | 0
10 | 17 | 20:00 | 0 | 2018-10-17 | 20 | 32.51 | 0.61 | 33.12 | 0
10 | 17 | 21:00 | 0 | 2018-10-17 | 21 | 30.51 | 0.6 | 31.11 | 0
10 | 17 | 22:00 | 0 | 2018-10-17 | 22 | 26.89 | 0.71 | 27.6 | 0
10 | 17 | 23:00 | 0 | 2018-10-17 | 23 | 27.2 | 0.72 | 27.92 | 0
10 | 17 | 24:00 | 0 | 2018-10-17 | 24 | 25.81 | 0.26 | 26.07 | 0
10 | 18 | 01:00 | 0 | 2018-10-18 | 1 | 25.36 | 0.51 | 25.87 | 0
10 | 18 | 02:00 | 0 | 2018-10-18 | 2 | 25.75 | 0.52 | 26.27 | 0
10 | 18 | 03:00 | 0 | 2018-10-18 | 3 | 24.8 | 0.53 | 25.33 | 0
10 | 18 | 04:00 | 0 | 2018-10-18 | 4 | 28.15 | 0.54 | 28.69 | 0
10 | 18 | 05:00 | 0 | 2018-10-18 | 5 | 28.06 | 0.56 | 28.62 | 0
10 | 18 | 06:00 | 0 | 2018-10-18 | 6 | 27.25 | 0.53 | 27.78 | 0
10 | 18 | 07:00 | 0 | 2018-10-18 | 7 | 29.02 | 0.59 | 29.61 | 0
10 | 18 | 08:00 | 811 | 2018-10-18 | 8 | 29.96 | 0.96 | 30.92 | 25076.12
10 | 18 | 09:00 | 9713 | 2018-10-18 | 9 | 34.56 | 1.08 | 35.64 | 346171.32
10 | 18 | 10:00 | 18309 | 2018-10-18 | 10 | 30.04 | 0.9 | 30.94 | 566480.46
10 | 18 | 11:00 | 24233 | 2018-10-18 | 11 | 29.99 | 0.91 | 30.9 | 748799.7
10 | 18 | 12:00 | 26711 | 2018-10-18 | 12 | 28.24 | 0.94 | 29.18 | 779426.98
10 | 18 | 13:00 | 27008 | 2018-10-18 | 13 | 27.31 | 0.96 | 28.27 | 763516.16
10 | 18 | 14:00 | 25949 | 2018-10-18 | 14 | 18.28 | 0.96 | 19.24 | 499258.76
10 | 18 | 15:00 | 17808 | 2018-10-18 | 15 | 18.6 | 1.03 | 19.63 | 349571.04
10 | 18 | 16:00 | 14302 | 2018-10-18 | 16 | 23.78 | 1 | 24.78 | 354403.56
10 | 18 | 17:00 | 6187 | 2018-10-18 | 17 | 25.86 | 0.95 | 26.81 | 165873.47
10 | 18 | 18:00 | 711 | 2018-10-18 | 18 | 29.78 | 0.89 | 30.67 | 21806.37
10 | 18 | 19:00 | 0 | 2018-10-18 | 19 | 39.1 | 0.92 | 40.02 | 0
10 | 18 | 20:00 | 0 | 2018-10-18 | 20 | 61.57 | 1.2 | 62.77 | 0
10 | 18 | 21:00 | 0 | 2018-10-18 | 21 | 38.67 | 1 | 39.67 | 0
10 | 18 | 22:00 | 0 | 2018-10-18 | 22 | 45.46 | 1.62 | 47.08 | 0
10 | 18 | 23:00 | 0 | 2018-10-18 | 23 | 32.99 | 1.18 | 34.17 | 0
10 | 18 | 24:00 | 0 | 2018-10-18 | 24 | 30.13 | 0.6 | 30.73 | 0
10 | 19 | 01:00 | 0 | 2018-10-19 | 1 | 27.47 | 0.42 | 27.89 | 0
10 | 19 | 02:00 | 0 | 2018-10-19 | 2 | 28.36 | 0.42 | 28.78 | 0
10 | 19 | 03:00 | 0 | 2018-10-19 | 3 | 27.85 | 0.41 | 28.26 | 0
10 | 19 | 04:00 | 0 | 2018-10-19 | 4 | 27.78 | 0.41 | 28.19 | 0
10 | 19 | 05:00 | 0 | 2018-10-19 | 5 | 31.25 | 0.42 | 31.67 | 0
10 | 19 | 06:00 | 0 | 2018-10-19 | 6 | 32.83 | 0.5 | 33.33 | 0
10 | 19 | 07:00 | 0 | 2018-10-19 | 7 | 43.06 | 0.69 | 43.75 | 0
10 | 19 | 08:00 | 1311 | 2018-10-19 | 8 | 49.62 | 1.06 | 50.68 | 66441.48
10 | 19 | 09:00 | 9363 | 2018-10-19 | 9 | 47.45 | 0.87 | 48.32 | 452420.16
10 | 19 | 10:00 | 17240 | 2018-10-19 | 10 | 43.89 | 0.91 | 44.8 | 772352
10 | 19 | 11:00 | 22280 | 2018-10-19 | 11 | 36.44 | 0.83 | 37.27 | 830375.6
10 | 19 | 12:00 | 24775 | 2018-10-19 | 12 | 31.92 | 1.08 | 33 | 817575
10 | 19 | 13:00 | 25578 | 2018-10-19 | 13 | 25.91 | 0.86 | 26.77 | 684723.06
10 | 19 | 14:00 | 24143 | 2018-10-19 | 14 | 26.09 | 0.82 | 26.91 | 649688.13
10 | 19 | 15:00 | 20011 | 2018-10-19 | 15 | 25.69 | 0.82 | 26.51 | 530491.61
10 | 19 | 16:00 | 13017 | 2018-10-19 | 16 | 26.98 | 0.83 | 27.81 | 362002.77
10 | 19 | 17:00 | 5679 | 2018-10-19 | 17 | 28.21 | 0.88 | 29.09 | 165202.11
10 | 19 | 18:00 | 583 | 2018-10-19 | 18 | 36.26 | 1.17 | 37.43 | 21821.69
10 | 19 | 19:00 | 0 | 2018-10-19 | 19 | 29.41 | 0.81 | 30.22 | 0
10 | 19 | 20:00 | 0 | 2018-10-19 | 20 | 31.91 | 0.89 | 32.8 | 0
10 | 19 | 21:00 | 0 | 2018-10-19 | 21 | 26.07 | 0.86 | 26.93 | 0
10 | 19 | 22:00 | 0 | 2018-10-19 | 22 | 38.73 | 1.11 | 39.84 | 0
10 | 19 | 23:00 | 0 | 2018-10-19 | 23 | 42.38 | 1.49 | 43.87 | 0
10 | 19 | 24:00 | 0 | 2018-10-19 | 24 | 46.84 | 1.68 | 48.52 | 0
10 | 20 | 01:00 | 0 | 2018-10-20 | 1 | 45.78 | 2.02 | 47.8 | 0
10 | 20 | 02:00 | 0 | 2018-10-20 | 2 | 40.67 | 1.19 | 41.86 | 0
10 | 20 | 03:00 | 0 | 2018-10-20 | 3 | 38.02 | 1.36 | 39.38 | 0
10 | 20 | 04:00 | 0 | 2018-10-20 | 4 | 46.02 | 1.24 | 47.26 | 0
10 | 20 | 05:00 | 0 | 2018-10-20 | 5 | 48.98 | 1.36 | 50.34 | 0
10 | 20 | 06:00 | 0 | 2018-10-20 | 6 | 42.53 | 1.27 | 43.8 | 0
10 | 20 | 07:00 | 0 | 2018-10-20 | 7 | 61.15 | 2.12 | 63.27 | 0
10 | 20 | 08:00 | 79 | 2018-10-20 | 8 | 72 | 4.37 | 76.37 | 6033.23
10 | 20 | 09:00 | 1862 | 2018-10-20 | 9 | 46.45 | 2.11 | 48.56 | 90418.72
10 | 20 | 10:00 | 5242 | 2018-10-20 | 10 | 52.64 | 2.17 | 54.81 | 287314.02
10 | 20 | 11:00 | 8149 | 2018-10-20 | 11 | 35.6 | 1.66 | 37.26 | 303631.74
10 | 20 | 12:00 | 8415 | 2018-10-20 | 12 | 23.66 | 1.1 | 24.76 | 208355.4
10 | 20 | 13:00 | 9456 | 2018-10-20 | 13 | 23.9 | 1.08 | 24.98 | 236210.88
10 | 20 | 14:00 | 19476 | 2018-10-20 | 14 | 24.48 | 1.08 | 25.56 | 497806.56
10 | 20 | 15:00 | 18106 | 2018-10-20 | 15 | 22.74 | 1.08 | 23.82 | 431284.92
10 | 20 | 16:00 | 11088 | 2018-10-20 | 16 | 22.91 | 1.06 | 23.97 | 265779.36
10 | 20 | 17:00 | 5265 | 2018-10-20 | 17 | 24.54 | 1.07 | 25.61 | 134836.65
10 | 20 | 18:00 | 594 | 2018-10-20 | 18 | 36.9 | 1.54 | 38.44 | 22833.36
10 | 20 | 19:00 | 0 | 2018-10-20 | 19 | 54.22 | 2.4 | 56.62 | 0
10 | 20 | 20:00 | 0 | 2018-10-20 | 20 | 32.52 | 1.22 | 33.74 | 0
10 | 20 | 21:00 | 0 | 2018-10-20 | 21 | 43.48 | 1.8 | 45.28 | 0
10 | 20 | 22:00 | 0 | 2018-10-20 | 22 | 36.28 | 1.58 | 37.86 | 0
10 | 20 | 23:00 | 0 | 2018-10-20 | 23 | 34.45 | 1.33 | 35.78 | 0
10 | 20 | 24:00 | 0 | 2018-10-20 | 24 | 30.59 | 1.55 | 32.14 | 0
10 | 21 | 01:00 | 0 | 2018-10-21 | 1 | 27.34 | 0.63 | 27.97 | 0
10 | 21 | 02:00 | 0 | 2018-10-21 | 2 | 37.45 | 0.91 | 38.36 | 0
10 | 21 | 03:00 | 0 | 2018-10-21 | 3 | 38.12 | 0.86 | 38.98 | 0
10 | 21 | 04:00 | 0 | 2018-10-21 | 4 | 26.98 | 0.67 | 27.65 | 0
10 | 21 | 05:00 | 0 | 2018-10-21 | 5 | 26.06 | 0.61 | 26.67 | 0
10 | 21 | 06:00 | 0 | 2018-10-21 | 6 | 23.64 | 0.62 | 24.26 | 0
10 | 21 | 07:00 | 0 | 2018-10-21 | 7 | 24.06 | 0.76 | 24.82 | 0
10 | 21 | 08:00 | 42 | 2018-10-21 | 8 | 23 | 0.76 | 23.76 | 997.92
10 | 21 | 09:00 | 986 | 2018-10-21 | 9 | 29.41 | 0.77 | 30.18 | 29757.48
10 | 21 | 10:00 | 3721 | 2018-10-21 | 10 | 35.5 | 0.96 | 36.46 | 135667.66
10 | 21 | 11:00 | 8895 | 2018-10-21 | 11 | 40.1 | 1.12 | 41.22 | 366651.9
10 | 21 | 12:00 | 11145 | 2018-10-21 | 12 | 35.37 | 0.98 | 36.35 | 405120.75
10 | 21 | 13:00 | 12291 | 2018-10-21 | 13 | 29.85 | 0.61 | 30.46 | 374383.86
10 | 21 | 14:00 | 10315 | 2018-10-21 | 14 | 31.34 | 0.76 | 32.1 | 331111.5
10 | 21 | 15:00 | 7990 | 2018-10-21 | 15 | 26.06 | 0.6 | 26.66 | 213013.4
10 | 21 | 16:00 | 7211 | 2018-10-21 | 16 | 25.7 | 0.58 | 26.28 | 189505.08
10 | 21 | 17:00 | 3267 | 2018-10-21 | 17 | 24.61 | 0.57 | 25.18 | 82263.06
10 | 21 | 18:00 | 624 | 2018-10-21 | 18 | 37.2 | 0.87 | 38.07 | 23755.68
10 | 21 | 19:00 | 0 | 2018-10-21 | 19 | 72.98 | 1.52 | 74.5 | 0
10 | 21 | 20:00 | 0 | 2018-10-21 | 20 | 56.54 | 1.14 | 57.68 | 0
10 | 21 | 21:00 | 0 | 2018-10-21 | 21 | 35.3 | 0.7 | 36 | 0
10 | 21 | 22:00 | 0 | 2018-10-21 | 22 | 32.72 | 1.15 | 33.87 | 0
10 | 21 | 23:00 | 0 | 2018-10-21 | 23 | 32.43 | 1.25 | 33.68 | 0
10 | 21 | 24:00 | 0 | 2018-10-21 | 24 | 34.55 | 1.12 | 35.67 | 0
10 | 22 | 01:00 | 0 | 2018-10-22 | 1 | 30.22 | 1.31 | 31.53 | 0
10 | 22 | 02:00 | 0 | 2018-10-22 | 2 | 28.08 | 1.13 | 29.21 | 0
10 | 22 | 03:00 | 0 | 2018-10-22 | 3 | 29.97 | 1.15 | 31.12 | 0
10 | 22 | 04:00 | 0 | 2018-10-22 | 4 | 32.01 | 1.16 | 33.17 | 0
10 | 22 | 05:00 | 0 | 2018-10-22 | 5 | 30.6 | 1.15 | 31.75 | 0
10 | 22 | 06:00 | 0 | 2018-10-22 | 6 | 43.16 | 1.55 | 44.71 | 0
10 | 22 | 07:00 | 0 | 2018-10-22 | 7 | 78.22 | 2.75 | 80.97 | 0
10 | 22 | 08:00 | 1109 | 2018-10-22 | 8 | 338.73 | 17.39 | 356.12 | 394937.08
10 | 22 | 09:00 | 9201 | 2018-10-22 | 9 | 188.57 | 10.62 | 199.19 | 1832747.19
10 | 22 | 10:00 | 17418 | 2018-10-22 | 10 | 47.91 | 1.88 | 49.79 | 867242.22
10 | 22 | 11:00 | 22554 | 2018-10-22 | 11 | 40.22 | 1.58 | 41.8 | 942757.2
10 | 22 | 12:00 | 23440 | 2018-10-22 | 12 | 41.58 | 1.96 | 43.54 | 1020577.6
10 | 22 | 13:00 | 23314 | 2018-10-22 | 13 | 56.77 | 2.83 | 59.6 | 1389514.4
10 | 22 | 14:00 | 17188 | 2018-10-22 | 14 | 57.54 | 2.86 | 60.4 | 1038155.2
10 | 22 | 15:00 | 11201 | 2018-10-22 | 15 | 59.27 | 3.47 | 62.74 | 702750.74
10 | 22 | 16:00 | 6619 | 2018-10-22 | 16 | 53.62 | 2.91 | 56.53 | 374172.07
10 | 22 | 17:00 | 3321 | 2018-10-22 | 17 | 70.13 | 3.52 | 73.65 | 244591.65
10 | 22 | 18:00 | 243 | 2018-10-22 | 18 | 73.57 | 3.76 | 77.33 | 18791.19
10 | 22 | 19:00 | 0 | 2018-10-22 | 19 | 76.44 | 4.02 | 80.46 | 0
10 | 22 | 20:00 | 0 | 2018-10-22 | 20 | 74.83 | 3.9 | 78.73 | 0
10 | 22 | 21:00 | 0 | 2018-10-22 | 21 | 51.35 | 2.67 | 54.02 | 0
10 | 22 | 22:00 | 0 | 2018-10-22 | 22 | 62.89 | 4.44 | 67.33 | 0
10 | 22 | 23:00 | 0 | 2018-10-22 | 23 | 43.73 | 3.14 | 46.87 | 0
10 | 22 | 24:00 | 0 | 2018-10-22 | 24 | 40.39 | 2.72 | 43.11 | 0
10 | 23 | 01:00 | 0 | 2018-10-23 | 1 | 63.21 | 5.26 | 68.47 | 0
10 | 23 | 02:00 | 0 | 2018-10-23 | 2 | 57.06 | 2.55 | 59.61 | 0
10 | 23 | 03:00 | 0 | 2018-10-23 | 3 | 153.1 | 3.73 | 156.83 | 0
10 | 23 | 04:00 | 0 | 2018-10-23 | 4 | 43.9 | 2.63 | 46.53 | 0
10 | 23 | 05:00 | 0 | 2018-10-23 | 5 | 58.03 | 2.4 | 60.43 | 0
10 | 23 | 06:00 | 0 | 2018-10-23 | 6 | 60.08 | 2.67 | 62.75 | 0
10 | 23 | 07:00 | 0 | 2018-10-23 | 7 | 78.89 | 3.8 | 82.69 | 0
10 | 23 | 08:00 | 145 | 2018-10-23 | 8 | 62.67 | 3.2 | 65.87 | 9551.15
10 | 23 | 09:00 | 3261 | 2018-10-23 | 9 | 49.55 | 2.87 | 52.42 | 170941.62
10 | 23 | 10:00 | 7101 | 2018-10-23 | 10 | 53.82 | 2.92 | 56.74 | 402910.74
10 | 23 | 11:00 | 9078 | 2018-10-23 | 11 | 53.31 | 3.55 | 56.86 | 516175.08
10 | 23 | 12:00 | 8398 | 2018-10-23 | 12 | 71.37 | 3.73 | 75.1 | 630689.8
10 | 23 | 13:00 | 4208 | 2018-10-23 | 13 | 78.09 | 3.78 | 81.87 | 344508.96
10 | 23 | 14:00 | 3855 | 2018-10-23 | 14 | 59.13 | 3.23 | 62.36 | 240397.8
10 | 23 | 15:00 | 3054 | 2018-10-23 | 15 | 43.57 | 2.83 | 46.4 | 141705.6
10 | 23 | 16:00 | 2031 | 2018-10-23 | 16 | 38.16 | 2.78 | 40.94 | 83149.14
10 | 23 | 17:00 | 695 | 2018-10-23 | 17 | 54.56 | 3.4 | 57.96 | 40282.2
10 | 23 | 18:00 | 375 | 2018-10-23 | 18 | 62.71 | 3.4 | 66.11 | 24791.25
10 | 23 | 19:00 | 0 | 2018-10-23 | 19 | 80.83 | 4.8 | 85.63 | 0
10 | 23 | 20:00 | 0 | 2018-10-23 | 20 | 72.5 | 3.67 | 76.17 | 0
10 | 23 | 21:00 | 0 | 2018-10-23 | 21 | 65.05 | 4.19 | 69.24 | 0
10 | 23 | 22:00 | 0 | 2018-10-23 | 22 | 33.62 | 3.19 | 36.81 | 0
10 | 23 | 23:00 | 0 | 2018-10-23 | 23 | 29.11 | 2.81 | 31.92 | 0
10 | 23 | 24:00 | 0 | 2018-10-23 | 24 | 30.65 | 2.4 | 33.05 | 0
10 | 24 | 01:00 | 0 | 2018-10-24 | 1 | 33.88 | 1.89 | 35.77 | 0
10 | 24 | 02:00 | 0 | 2018-10-24 | 2 | 48.26 | 2.22 | 50.48 | 0
10 | 24 | 03:00 | 0 | 2018-10-24 | 3 | 54.93 | 2.12 | 57.05 | 0
10 | 24 | 04:00 | 0 | 2018-10-24 | 4 | 33.91 | 1.95 | 35.86 | 0
10 | 24 | 05:00 | 0 | 2018-10-24 | 5 | 37.35 | 1.93 | 39.28 | 0
10 | 24 | 06:00 | 0 | 2018-10-24 | 6 | 49.49 | 2.09 | 51.58 | 0
10 | 24 | 07:00 | 0 | 2018-10-24 | 7 | 34.4 | 2.16 | 36.56 | 0
10 | 24 | 08:00 | 146 | 2018-10-24 | 8 | 53.32 | 2.67 | 55.99 | 8174.54
10 | 24 | 09:00 | 1311 | 2018-10-24 | 9 | 48.34 | 2.38 | 50.72 | 66493.92
10 | 24 | 10:00 | 3095 | 2018-10-24 | 10 | 38.93 | 2.35 | 41.28 | 127761.6
10 | 24 | 11:00 | 3990 | 2018-10-24 | 11 | 45.51 | 2.63 | 48.14 | 192078.6
10 | 24 | 12:00 | 6395 | 2018-10-24 | 12 | 46.2 | 2.46 | 48.66 | 311180.7
10 | 24 | 13:00 | 8197 | 2018-10-24 | 13 | 37.99 | 2.34 | 40.33 | 330585.01
10 | 24 | 14:00 | 11023 | 2018-10-24 | 14 | 33.48 | 2.25 | 35.73 | 393851.79
10 | 24 | 15:00 | 9746 | 2018-10-24 | 15 | 32.6 | 2.39 | 34.99 | 341012.54
10 | 24 | 16:00 | 7379 | 2018-10-24 | 16 | 31.71 | 2.45 | 34.16 | 252066.64
10 | 24 | 17:00 | 2621 | 2018-10-24 | 17 | 35.15 | 2.41 | 37.56 | 98444.76
10 | 24 | 18:00 | 703 | 2018-10-24 | 18 | 43.29 | 2.26 | 45.55 | 32021.65
10 | 24 | 19:00 | 0 | 2018-10-24 | 19 | 53.28 | 2.34 | 55.62 | 0
10 | 24 | 20:00 | 0 | 2018-10-24 | 20 | 47.14 | 2.33 | 49.47 | 0
10 | 24 | 21:00 | 0 | 2018-10-24 | 21 | 38.36 | 2.55 | 40.91 | 0
10 | 24 | 22:00 | 0 | 2018-10-24 | 22 | 29.17 | 2.36 | 31.53 | 0
10 | 24 | 23:00 | 0 | 2018-10-24 | 23 | 27.43 | 2.32 | 29.75 | 0
10 | 24 | 24:00 | 0 | 2018-10-24 | 24 | 22.21 | 1.85 | 24.06 | 0
10 | 25 | 01:00 | 0 | 2018-10-25 | 1 | 29.03 | 0.63 | 29.66 | 0
10 | 25 | 02:00 | 0 | 2018-10-25 | 2 | 28.41 | 0.63 | 29.04 | 0
10 | 25 | 03:00 | 0 | 2018-10-25 | 3 | 29.47 | 0.63 | 30.1 | 0
10 | 25 | 04:00 | 0 | 2018-10-25 | 4 | 27.85 | 0.6 | 28.45 | 0
10 | 25 | 05:00 | 0 | 2018-10-25 | 5 | 29.99 | 0.59 | 30.58 | 0
10 | 25 | 06:00 | 0 | 2018-10-25 | 6 | 30.14 | 0.62 | 30.76 | 0
10 | 25 | 07:00 | 0 | 2018-10-25 | 7 | 43.59 | 0.73 | 44.32 | 0
10 | 25 | 08:00 | 270 | 2018-10-25 | 8 | 54.05 | 1.32 | 55.37 | 14949.9
10 | 25 | 09:00 | 2900 | 2018-10-25 | 9 | 48.38 | 1.25 | 49.63 | 143927
10 | 25 | 10:00 | 8547 | 2018-10-25 | 10 | 39.03 | 1.26 | 40.29 | 344358.63
10 | 25 | 11:00 | 10866 | 2018-10-25 | 11 | 32.14 | 0.97 | 33.11 | 359773.26
10 | 25 | 12:00 | 13397 | 2018-10-25 | 12 | 31.42 | 0.98 | 32.4 | 434062.8
10 | 25 | 13:00 | 12410 | 2018-10-25 | 13 | 29.31 | 0.98 | 30.29 | 375898.9
10 | 25 | 14:00 | 12759 | 2018-10-25 | 14 | 29.64 | 0.99 | 30.63 | 390808.17
10 | 25 | 15:00 | 10402 | 2018-10-25 | 15 | 29.02 | 0.96 | 29.98 | 311851.96
10 | 25 | 16:00 | 5632 | 2018-10-25 | 16 | 30.47 | 0.96 | 31.43 | 177013.76
10 | 25 | 17:00 | 2584 | 2018-10-25 | 17 | 31.97 | 0.95 | 32.92 | 85065.28
10 | 25 | 18:00 | 245 | 2018-10-25 | 18 | 43.6 | 0.98 | 44.58 | 10922.1
10 | 25 | 19:00 | 0 | 2018-10-25 | 19 | 56.15 | 1.18 | 57.33 | 0
10 | 25 | 20:00 | 0 | 2018-10-25 | 20 | 48.81 | 1.24 | 50.05 | 0
10 | 25 | 21:00 | 0 | 2018-10-25 | 21 | 39.81 | 1.21 | 41.02 | 0
10 | 25 | 22:00 | 0 | 2018-10-25 | 22 | 33.92 | 1.03 | 34.95 | 0
10 | 25 | 23:00 | 0 | 2018-10-25 | 23 | 30.77 | 1.06 | 31.83 | 0
10 | 25 | 24:00 | 0 | 2018-10-25 | 24 | 25.61 | 0.78 | 26.39 | 0
10 | 26 | 01:00 | 0 | 2018-10-26 | 1 | 28.31 | 0.51 | 28.82 | 0
10 | 26 | 02:00 | 0 | 2018-10-26 | 2 | 26.73 | 0.5 | 27.23 | 0
10 | 26 | 03:00 | 0 | 2018-10-26 | 3 | 26.11 | 0.51 | 26.62 | 0
10 | 26 | 04:00 | 0 | 2018-10-26 | 4 | 24.3 | 0.51 | 24.81 | 0
10 | 26 | 05:00 | 0 | 2018-10-26 | 5 | 29.41 | 0.51 | 29.92 | 0
10 | 26 | 06:00 | 0 | 2018-10-26 | 6 | 26.64 | 0.53 | 27.17 | 0
10 | 26 | 07:00 | 0 | 2018-10-26 | 7 | 37.02 | 0.84 | 37.86 | 0
10 | 26 | 08:00 | 941 | 2018-10-26 | 8 | 48.27 | 1.08 | 49.35 | 46438.35
10 | 26 | 09:00 | 8154 | 2018-10-26 | 9 | 41.74 | 0.96 | 42.7 | 348175.8
10 | 26 | 10:00 | 17473 | 2018-10-26 | 10 | 32.25 | 0.87 | 33.12 | 578705.76
10 | 26 | 11:00 | 22814 | 2018-10-26 | 11 | 31.76 | 1 | 32.76 | 747386.64
10 | 26 | 12:00 | 25219 | 2018-10-26 | 12 | 28.16 | 0.87 | 29.03 | 732107.57
10 | 26 | 13:00 | 25916 | 2018-10-26 | 13 | 27.49 | 0.84 | 28.33 | 734200.28
10 | 26 | 14:00 | 24300 | 2018-10-26 | 14 | 27.69 | 0.81 | 28.5 | 692550
10 | 26 | 15:00 | 19876 | 2018-10-26 | 15 | 27.6 | 0.88 | 28.48 | 566068.48
10 | 26 | 16:00 | 12636 | 2018-10-26 | 16 | 29.44 | 0.88 | 30.32 | 383123.52
10 | 26 | 17:00 | 5008 | 2018-10-26 | 17 | 29.35 | 0.88 | 30.23 | 151391.84
10 | 26 | 18:00 | 281 | 2018-10-26 | 18 | 32.79 | 1.13 | 33.92 | 9531.52
10 | 26 | 19:00 | 0 | 2018-10-26 | 19 | 46.55 | 1.75 | 48.3 | 0
10 | 26 | 20:00 | 0 | 2018-10-26 | 20 | 39.65 | 1.7 | 41.35 | 0
10 | 26 | 21:00 | 0 | 2018-10-26 | 21 | 30.32 | 1.18 | 31.5 | 0
10 | 26 | 22:00 | 0 | 2018-10-26 | 22 | 29.07 | 0.95 | 30.02 | 0
10 | 26 | 23:00 | 0 | 2018-10-26 | 23 | 28.76 | 1.35 | 30.11 | 0
10 | 26 | 24:00 | 0 | 2018-10-26 | 24 | 42.5 | 1.2 | 43.7 | 0
10 | 27 | 01:00 | 0 | 2018-10-27 | 1 | 52.21 | 2.23 | 54.44 | 0
10 | 27 | 02:00 | 0 | 2018-10-27 | 2 | 50.46 | 2.22 | 52.68 | 0
10 | 27 | 03:00 | 0 | 2018-10-27 | 3 | 44.67 | 2.01 | 46.68 | 0
10 | 27 | 04:00 | 0 | 2018-10-27 | 4 | 30.59 | 1.88 | 32.47 | 0
10 | 27 | 05:00 | 0 | 2018-10-27 | 5 | 30.9 | 1.83 | 32.73 | 0
10 | 27 | 06:00 | 0 | 2018-10-27 | 6 | 31.67 | 1.84 | 33.51 | 0
10 | 27 | 07:00 | 0 | 2018-10-27 | 7 | 32.12 | 1.93 | 34.05 | 0
10 | 27 | 08:00 | 10 | 2018-10-27 | 8 | 32.55 | 1.93 | 34.48 | 344.8
10 | 27 | 09:00 | 340 | 2018-10-27 | 9 | 34.33 | 1.97 | 36.3 | 12342
10 | 27 | 10:00 | 883 | 2018-10-27 | 10 | 44.45 | 1.98 | 46.43 | 40997.69
10 | 27 | 11:00 | 914 | 2018-10-27 | 11 | 61.37 | 2.53 | 63.9 | 58404.6
10 | 27 | 12:00 | 1255 | 2018-10-27 | 12 | 67.95 | 2.81 | 70.76 | 88803.8
10 | 27 | 13:00 | 1018 | 2018-10-27 | 13 | 53.92 | 2.28 | 56.2 | 57211.6
10 | 27 | 14:00 | 1247 | 2018-10-27 | 14 | 48.3 | 2.04 | 50.34 | 62773.98
10 | 27 | 15:00 | 1846 | 2018-10-27 | 15 | 39.57 | 1.88 | 41.45 | 76516.7
10 | 27 | 16:00 | 1556 | 2018-10-27 | 16 | 31.4 | 2.15 | 33.55 | 52203.8
10 | 27 | 17:00 | 525 | 2018-10-27 | 17 | 29.14 | 1.99 | 31.13 | 16343.25
10 | 27 | 18:00 | 44 | 2018-10-27 | 18 | 33.04 | 2 | 35.04 | 1541.76
10 | 27 | 19:00 | 0 | 2018-10-27 | 19 | 53.2 | 3.44 | 56.64 | 0
10 | 27 | 20:00 | 0 | 2018-10-27 | 20 | 51.86 | 2.54 | 54.4 | 0
10 | 27 | 21:00 | 0 | 2018-10-27 | 21 | 37.69 | 2.5 | 40.19 | 0
10 | 27 | 22:00 | 0 | 2018-10-27 | 22 | 31.68 | 2.43 | 34.11 | 0
10 | 27 | 23:00 | 0 | 2018-10-27 | 23 | 30.47 | 1.96 | 32.43 | 0
10 | 27 | 24:00 | 0 | 2018-10-27 | 24 | 45.66 | 2.95 | 48.61 | 0
10 | 28 | 01:00 | 0 | 2018-10-28 | 1 | 55.75 | 4.16 | 59.91 | 0
10 | 28 | 02:00 | 0 | 2018-10-28 | 2 | 60.22 | 3.46 | 63.68 | 0
10 | 28 | 03:00 | 0 | 2018-10-28 | 3 | 52.4 | 2.41 | 54.81 | 0
10 | 28 | 04:00 | 0 | 2018-10-28 | 4 | 70.45 | 2.52 | 72.97 | 0
10 | 28 | 05:00 | 0 | 2018-10-28 | 5 | 73.38 | 2.75 | 76.13 | 0
10 | 28 | 06:00 | 0 | 2018-10-28 | 6 | 70.37 | 3.39 | 73.76 | 0
10 | 28 | 07:00 | 0 | 2018-10-28 | 7 | 45.26 | 4.5 | 49.76 | 0
10 | 28 | 08:00 | 102 | 2018-10-28 | 8 | 41.39 | 3.39 | 44.78 | 4567.56
10 | 28 | 09:00 | 1077 | 2018-10-28 | 9 | 42.82 | 2.71 | 45.53 | 49035.81
10 | 28 | 10:00 | 3415 | 2018-10-28 | 10 | 56.52 | 3.57 | 60.09 | 205207.35
10 | 28 | 11:00 | 4790 | 2018-10-28 | 11 | 64.24 | 4.35 | 68.59 | 328546.1
10 | 28 | 12:00 | 6999 | 2018-10-28 | 12 | 56.34 | 3.7 | 60.04 | 420219.96
10 | 28 | 13:00 | 5253 | 2018-10-28 | 13 | 53.62 | 2.77 | 56.39 | 296216.67
10 | 28 | 14:00 | 4109 | 2018-10-28 | 14 | 53.43 | 3.86 | 57.29 | 235404.61
10 | 28 | 15:00 | 2947 | 2018-10-28 | 15 | 54.87 | 4.05 | 58.92 | 173637.24
10 | 28 | 16:00 | 2958 | 2018-10-28 | 16 | 51.98 | 3.56 | 55.54 | 164287.32
10 | 28 | 17:00 | 944 | 2018-10-28 | 17 | 53.57 | 3.45 | 57.02 | 53826.88
10 | 28 | 18:00 | 159 | 2018-10-28 | 18 | 60.39 | 3.66 | 64.05 | 10183.95
10 | 28 | 19:00 | 0 | 2018-10-28 | 19 | 59.19 | 4.14 | 63.33 | 0
10 | 28 | 20:00 | 0 | 2018-10-28 | 20 | 54.16 | 3.72 | 57.88 | 0
10 | 28 | 21:00 | 0 | 2018-10-28 | 21 | 51.56 | 3.77 | 55.33 | 0
10 | 28 | 22:00 | 0 | 2018-10-28 | 22 | 29.06 | 2.37 | 31.43 | 0
10 | 28 | 23:00 | 0 | 2018-10-28 | 23 | 39.35 | 3.08 | 42.43 | 0
10 | 28 | 24:00 | 0 | 2018-10-28 | 24 | 29.83 | 2.17 | 32 | 0
10 | 29 | 01:00 | 0 | 2018-10-29 | 1 | 27.97 | 0.75 | 28.72 | 0
10 | 29 | 02:00 | 0 | 2018-10-29 | 2 | 28.08 | 0.75 | 28.83 | 0
10 | 29 | 03:00 | 0 | 2018-10-29 | 3 | 26.07 | 0.71 | 26.78 | 0
10 | 29 | 04:00 | 0 | 2018-10-29 | 4 | 26.6 | 0.71 | 27.31 | 0
10 | 29 | 05:00 | 0 | 2018-10-29 | 5 | 28.36 | 0.71 | 29.07 | 0
10 | 29 | 06:00 | 0 | 2018-10-29 | 6 | 26.27 | 0.79 | 27.06 | 0
10 | 29 | 07:00 | 0 | 2018-10-29 | 7 | 30.54 | 0.79 | 31.33 | 0
10 | 29 | 08:00 | 26 | 2018-10-29 | 8 | 43.2 | 1.73 | 44.93 | 1168.18
10 | 29 | 09:00 | 505 | 2018-10-29 | 9 | 53.45 | 1.87 | 55.32 | 27936.6
10 | 29 | 10:00 | 630 | 2018-10-29 | 10 | 40.52 | 1.74 | 42.26 | 26623.8
10 | 29 | 11:00 | 984 | 2018-10-29 | 11 | 47 | 2.07 | 49.07 | 48284.88
10 | 29 | 12:00 | 1505 | 2018-10-29 | 12 | 30.26 | 1.09 | 31.35 | 47181.75
10 | 29 | 13:00 | 3139 | 2018-10-29 | 13 | 29.44 | 1.09 | 30.53 | 95833.67
10 | 29 | 14:00 | 3330 | 2018-10-29 | 14 | 29.6 | 1.04 | 30.64 | 102031.2
10 | 29 | 15:00 | 3156 | 2018-10-29 | 15 | 30.67 | 1.07 | 31.74 | 100171.44
10 | 29 | 16:00 | 6142 | 2018-10-29 | 16 | 28.86 | 1.07 | 29.93 | 183830.06
10 | 29 | 17:00 | 3136 | 2018-10-29 | 17 | 31.21 | 1.25 | 32.46 | 101794.56
10 | 29 | 18:00 | 336 | 2018-10-29 | 18 | 39.55 | 1.32 | 40.87 | 13732.32
10 | 29 | 19:00 | 0 | 2018-10-29 | 19 | 49.17 | 1.61 | 50.78 | 0
10 | 29 | 20:00 | 0 | 2018-10-29 | 20 | 40.82 | 1.3 | 42.12 | 0
10 | 29 | 21:00 | 0 | 2018-10-29 | 21 | 32.92 | 1.33 | 34.25 | 0
10 | 29 | 22:00 | 0 | 2018-10-29 | 22 | 30.62 | 1.55 | 32.17 | 0
10 | 29 | 23:00 | 0 | 2018-10-29 | 23 | 28.14 | 1.27 | 29.41 | 0
10 | 29 | 24:00 | 0 | 2018-10-29 | 24 | 23.97 | 0.97 | 24.94 | 0
10 | 30 | 01:00 | 0 | 2018-10-30 | 1 | 27.44 | 0.62 | 28.06 | 0
10 | 30 | 02:00 | 0 | 2018-10-30 | 2 | 26.81 | 0.59 | 27.4 | 0
10 | 30 | 03:00 | 0 | 2018-10-30 | 3 | 23.79 | 0.57 | 24.36 | 0
10 | 30 | 04:00 | 0 | 2018-10-30 | 4 | 23.61 | 0.56 | 24.17 | 0
10 | 30 | 05:00 | 0 | 2018-10-30 | 5 | 25.26 | 0.55 | 25.81 | 0
10 | 30 | 06:00 | 0 | 2018-10-30 | 6 | 27.32 | 0.57 | 27.89 | 0
10 | 30 | 07:00 | 0 | 2018-10-30 | 7 | 19.24 | 0.8 | 20.04 | 0
10 | 30 | 08:00 | 539 | 2018-10-30 | 8 | 29.91 | 1.02 | 30.93 | 16671.27
10 | 30 | 09:00 | 3920 | 2018-10-30 | 9 | 29.55 | 0.95 | 30.5 | 119560
10 | 30 | 10:00 | 9950 | 2018-10-30 | 10 | 27.26 | 0.94 | 28.2 | 280590
10 | 30 | 11:00 | 7560 | 2018-10-30 | 11 | 28.03 | 0.94 | 28.97 | 219013.2
10 | 30 | 12:00 | 8931 | 2018-10-30 | 12 | 29.4 | 0.9 | 30.3 | 270609.3
10 | 30 | 13:00 | 8237 | 2018-10-30 | 13 | 27.86 | 0.93 | 28.79 | 237143.23
10 | 30 | 14:00 | 7918 | 2018-10-30 | 14 | 26.71 | 0.93 | 27.64 | 218853.52
10 | 30 | 15:00 | 8320 | 2018-10-30 | 15 | 25.54 | 0.94 | 26.48 | 220313.6
10 | 30 | 16:00 | 5502 | 2018-10-30 | 16 | 25.71 | 0.93 | 26.64 | 146573.28
10 | 30 | 17:00 | 2492 | 2018-10-30 | 17 | 28.04 | 0.92 | 28.96 | 72168.32
10 | 30 | 18:00 | 182 | 2018-10-30 | 18 | 33.26 | 0.91 | 34.17 | 6218.94
10 | 30 | 19:00 | 0 | 2018-10-30 | 19 | 40.42 | 0.91 | 41.33 | 0
10 | 30 | 20:00 | 0 | 2018-10-30 | 20 | 40.77 | 1.03 | 41.8 | 0
10 | 30 | 21:00 | 0 | 2018-10-30 | 21 | 36.65 | 1 | 37.65 | 0
10 | 30 | 22:00 | 0 | 2018-10-30 | 22 | 30.54 | 1.03 | 31.57 | 0
10 | 30 | 23:00 | 0 | 2018-10-30 | 23 | 28.17 | 1.42 | 29.59 | 0
10 | 30 | 24:00 | 0 | 2018-10-30 | 24 | 22.08 | 1.11 | 23.19 | 0
10 | 31 | 01:00 | 0 | 2018-10-31 | 1 | 27.36 | 0.92 | 28.28 | 0
10 | 31 | 02:00 | 0 | 2018-10-31 | 2 | 25.22 | 0.73 | 25.95 | 0
10 | 31 | 03:00 | 0 | 2018-10-31 | 3 | 19.56 | 0.76 | 20.32 | 0
10 | 31 | 04:00 | 0 | 2018-10-31 | 4 | 7.2 | 0.92 | 8.12 | 0
10 | 31 | 05:00 | 0 | 2018-10-31 | 5 | 20.78 | 0.77 | 21.55 | 0
10 | 31 | 06:00 | 0 | 2018-10-31 | 6 | 25.94 | 0.81 | 26.75 | 0
10 | 31 | 07:00 | 0 | 2018-10-31 | 7 | 39.26 | 0.9 | 40.16 | 0
10 | 31 | 08:00 | 486 | 2018-10-31 | 8 | 41.51 | 1.28 | 42.79 | 20795.94
10 | 31 | 09:00 | 7475 | 2018-10-31 | 9 | 37.35 | 1.14 | 38.49 | 287712.75
10 | 31 | 10:00 | 9305 | 2018-10-31 | 10 | 32.75 | 1.21 | 33.96 | 315997.8
10 | 31 | 11:00 | 6159 | 2018-10-31 | 11 | 27.08 | 1.07 | 28.15 | 173375.85
10 | 31 | 12:00 | 5716 | 2018-10-31 | 12 | 30.6 | 1.13 | 31.73 | 181368.68
10 | 31 | 13:00 | 8905 | 2018-10-31 | 13 | 26.74 | 1.11 | 27.85 | 248004.25
10 | 31 | 14:00 | 8567 | 2018-10-31 | 14 | 25.89 | 1.11 | 27 | 231309
10 | 31 | 15:00 | 7834 | 2018-10-31 | 15 | 24.94 | 1.12 | 26.06 | 204154.04
10 | 31 | 16:00 | 5361 | 2018-10-31 | 16 | 24.58 | 1.32 | 25.9 | 138849.9
10 | 31 | 17:00 | 1970 | 2018-10-31 | 17 | 27.91 | 1.15 | 29.06 | 57248.2
10 | 31 | 18:00 | 83 | 2018-10-31 | 18 | 32.74 | 1.27 | 34.01 | 2822.83
10 | 31 | 19:00 | 0 | 2018-10-31 | 19 | 35.11 | 1.31 | 36.42 | 0
10 | 31 | 20:00 | 0 | 2018-10-31 | 20 | 31.88 | 1.29 | 33.17 | 0
10 | 31 | 21:00 | 0 | 2018-10-31 | 21 | 28.35 | 1.22 | 29.57 | 0
10 | 31 | 22:00 | 0 | 2018-10-31 | 22 | 27.13 | 1.19 | 28.32 | 0
10 | 31 | 23:00 | 0 | 2018-10-31 | 23 | 28.02 | 1.3 | 29.32 | 0
10 | 31 | 24:00 | 0 | 2018-10-31 | 24 | 22.45 | 0.8 | 23.25 | 0
11 | 1 | 01:00 | 0 | 2018-11-01 | 1 | 13.37 | 1.11 | 14.48 | 0
11 | 1 | 02:00 | 0 | 2018-11-01 | 2 | 21.99 | 0.75 | 22.74 | 0
11 | 1 | 03:00 | 0 | 2018-11-01 | 3 | 20.33 | 0.66 | 20.99 | 0
11 | 1 | 04:00 | 0 | 2018-11-01 | 4 | 14.65 | 0.77 | 15.42 | 0
11 | 1 | 05:00 | 0 | 2018-11-01 | 5 | 21.16 | 0.7 | 21.86 | 0
11 | 1 | 06:00 | 0 | 2018-11-01 | 6 | 27.93 | 1.37 | 29.3 | 0
11 | 1 | 07:00 | 0 | 2018-11-01 | 7 | 31.14 | 0.98 | 32.12 | 0
11 | 1 | 08:00 | 56 | 2018-11-01 | 8 | 35.73 | 1.68 | 37.41 | 2094.96
11 | 1 | 09:00 | 452 | 2018-11-01 | 9 | 27.5 | 1.1 | 28.6 | 12927.2
11 | 1 | 10:00 | 1061 | 2018-11-01 | 10 | 36.4 | 1.09 | 37.49 | 39776.89
11 | 1 | 11:00 | 1216 | 2018-11-01 | 11 | 39.21 | 1.17 | 40.38 | 49102.08
11 | 1 | 12:00 | 1554 | 2018-11-01 | 12 | 36.95 | 1.11 | 38.06 | 59145.24
11 | 1 | 13:00 | 2705 | 2018-11-01 | 13 | 32.12 | 1.23 | 33.35 | 90211.75
11 | 1 | 14:00 | 2157 | 2018-11-01 | 14 | 29.25 | 1.33 | 30.58 | 65961.06
11 | 1 | 15:00 | 1492 | 2018-11-01 | 15 | 37.64 | 1.8 | 39.44 | 58844.48
11 | 1 | 16:00 | 663 | 2018-11-01 | 16 | 43.97 | 2.18 | 46.15 | 30597.45
11 | 1 | 17:00 | 104 | 2018-11-01 | 17 | 30 | 1.47 | 31.47 | 3272.88
11 | 1 | 18:00 | 0 | 2018-11-01 | 18 | 32.38 | 1.38 | 33.76 | 0
11 | 1 | 19:00 | 0 | 2018-11-01 | 19 | 37.17 | 1.26 | 38.43 | 0
11 | 1 | 20:00 | 0 | 2018-11-01 | 20 | 43.45 | 1.3 | 44.75 | 0
11 | 1 | 21:00 | 0 | 2018-11-01 | 21 | 44.1 | 1.43 | 45.53 | 0
11 | 1 | 22:00 | 0 | 2018-11-01 | 22 | 33 | 1.32 | 34.32 | 0
11 | 1 | 23:00 | 0 | 2018-11-01 | 23 | 28.29 | 1.48 | 29.77 | 0
11 | 1 | 24:00 | 0 | 2018-11-01 | 24 | 23.62 | 0.92 | 24.54 | 0
11 | 2 | 01:00 | 0 | 2018-11-02 | 1 | 33.35 | 1.4 | 34.75 | 0
11 | 2 | 02:00 | 0 | 2018-11-02 | 2 | 36.69 | 1.51 | 38.2 | 0
11 | 2 | 03:00 | 0 | 2018-11-02 | 3 | 31.9 | 1.52 | 33.42 | 0
11 | 2 | 04:00 | 0 | 2018-11-02 | 4 | 27.61 | 1.39 | 29 | 0
11 | 2 | 05:00 | 0 | 2018-11-02 | 5 | 24.77 | 1.33 | 26.1 | 0
11 | 2 | 06:00 | 0 | 2018-11-02 | 6 | 24.44 | 1.71 | 26.15 | 0
11 | 2 | 07:00 | 0 | 2018-11-02 | 7 | 23.68 | 1.47 | 25.15 | 0
11 | 2 | 08:00 | 0 | 2018-11-02 | 8 | 30.28 | 1.99 | 32.27 | 0
11 | 2 | 09:00 | 103 | 2018-11-02 | 9 | 48.57 | 2.73 | 51.3 | 5283.9
11 | 2 | 10:00 | 943 | 2018-11-02 | 10 | 43.89 | 2.72 | 46.61 | 43953.23
11 | 2 | 11:00 | 1090 | 2018-11-02 | 11 | 42.43 | 2.33 | 44.76 | 48788.4
11 | 2 | 12:00 | 1474 | 2018-11-02 | 12 | 53.58 | 2.09 | 55.67 | 82057.58
11 | 2 | 13:00 | 3168 | 2018-11-02 | 13 | 59.49 | 2.43 | 61.92 | 196162.56
11 | 2 | 14:00 | 2095 | 2018-11-02 | 14 | 49.54 | 2.04 | 51.58 | 108060.1
11 | 2 | 15:00 | 1370 | 2018-11-02 | 15 | 42.88 | 2.33 | 45.21 | 61937.7
11 | 2 | 16:00 | 1019 | 2018-11-02 | 16 | 55.28 | 3.52 | 58.8 | 59917.2
11 | 2 | 17:00 | 216 | 2018-11-02 | 17 | 40.55 | 2.09 | 42.64 | 9210.24
11 | 2 | 18:00 | 8 | 2018-11-02 | 18 | 40.45 | 2.54 | 42.99 | 343.92
11 | 2 | 19:00 | 0 | 2018-11-02 | 19 | 35.09 | 2.13 | 37.22 | 0
11 | 2 | 20:00 | 0 | 2018-11-02 | 20 | 38.1 | 2.63 | 40.73 | 0
11 | 2 | 21:00 | 0 | 2018-11-02 | 21 | 40.98 | 2.75 | 43.73 | 0
11 | 2 | 22:00 | 0 | 2018-11-02 | 22 | 45.77 | 2.91 | 48.68 | 0
11 | 2 | 23:00 | 0 | 2018-11-02 | 23 | 29.3 | 2.19 | 31.49 | 0
11 | 2 | 24:00 | 0 | 2018-11-02 | 24 | 25.24 | 1.72 | 26.96 | 0
11 | 3 | 01:00 | 0 | 2018-11-03 | 1 | 32.91 | 1.77 | 34.68 | 0
11 | 3 | 02:00 | 0 | 2018-11-03 | 2 | 22.03 | 0.76 | 22.79 | 0
11 | 3 | 03:00 | 0 | 2018-11-03 | 3 | 23.58 | 0.76 | 24.34 | 0
11 | 3 | 04:00 | 0 | 2018-11-03 | 4 | 23.82 | 0.76 | 24.58 | 0
11 | 3 | 05:00 | 0 | 2018-11-03 | 5 | 22.54 | 0.75 | 23.29 | 0
11 | 3 | 06:00 | 0 | 2018-11-03 | 6 | 23.05 | 0.75 | 23.8 | 0
11 | 3 | 07:00 | 0 | 2018-11-03 | 7 | 22.92 | 0.78 | 23.7 | 0
11 | 3 | 08:00 | 0 | 2018-11-03 | 8 | 24.08 | 0.78 | 24.86 | 0
11 | 3 | 09:00 | 286 | 2018-11-03 | 9 | 25.41 | 0.76 | 26.17 | 7484.62
11 | 3 | 10:00 | 1084 | 2018-11-03 | 10 | 34.78 | 1.19 | 35.97 | 38991.48
11 | 3 | 11:00 | 1050 | 2018-11-03 | 11 | 47.44 | 0.94 | 48.38 | 50799
11 | 3 | 12:00 | 3020 | 2018-11-03 | 12 | 49.81 | 1.05 | 50.86 | 153597.2
11 | 3 | 13:00 | 2577 | 2018-11-03 | 13 | 33.99 | 0.95 | 34.94 | 90040.38
11 | 3 | 14:00 | 2734 | 2018-11-03 | 14 | 19.65 | 0.76 | 20.41 | 55800.94
11 | 3 | 15:00 | 5316 | 2018-11-03 | 15 | 17.41 | 0.75 | 18.16 | 96538.56
11 | 3 | 16:00 | 7001 | 2018-11-03 | 16 | 17.21 | 0.78 | 17.99 | 125947.99
11 | 3 | 17:00 | 3145 | 2018-11-03 | 17 | 20.67 | 0.77 | 21.44 | 67428.8
11 | 3 | 18:00 | 124 | 2018-11-03 | 18 | 24.6 | 0.72 | 25.32 | 3139.68
11 | 3 | 19:00 | 0 | 2018-11-03 | 19 | 29.8 | 0.85 | 30.65 | 0
11 | 3 | 20:00 | 0 | 2018-11-03 | 20 | 28.46 | 1.13 | 29.59 | 0
11 | 3 | 21:00 | 0 | 2018-11-03 | 21 | 22.55 | 0.77 | 23.32 | 0
11 | 3 | 22:00 | 0 | 2018-11-03 | 22 | 22.79 | 0.74 | 23.53 | 0
11 | 3 | 23:00 | 0 | 2018-11-03 | 23 | 24.26 | 0.88 | 25.14 | 0
11 | 3 | 24:00 | 0 | 2018-11-03 | 24 | 22.41 | 1.1 | 23.51 | 0
11 | 4 | 01:00 | 0 | 2018-11-04 | 1 | 10.64 | 1.25 | 11.89 | 0
11 | 4 | 02:00 | 0 | 2018-11-04 | 2 | 3.34 | 1.28 | 4.62 | 0
11 | 4 | 2x | 0 | 2018-11-04 | 02X | 3.29 | 1.29 | 4.58 | 0
11 | 4 | 03:00 | 0 | 2018-11-04 | 3 | 6.99 | 1.09 | 8.08 | 0
11 | 4 | 04:00 | 0 | 2018-11-04 | 4 | 8.63 | 1.2 | 9.83 | 0
11 | 4 | 05:00 | 0 | 2018-11-04 | 5 | 4.13 | 1.11 | 5.24 | 0
11 | 4 | 06:00 | 0 | 2018-11-04 | 6 | 1.96 | 1.17 | 3.13 | 0
11 | 4 | 07:00 | 388 | 2018-11-04 | 7 | 4.57 | 1.32 | 5.89 | 2285.32
11 | 4 | 08:00 | 7382 | 2018-11-04 | 8 | 23.01 | 0.92 | 23.93 | 176651.26
11 | 4 | 09:00 | 15522 | 2018-11-04 | 9 | 19.44 | 0.88 | 20.32 | 315407.04
11 | 4 | 10:00 | 21960 | 2018-11-04 | 10 | 14.98 | 0.82 | 15.8 | 346968
11 | 4 | 11:00 | 24588 | 2018-11-04 | 11 | 17.74 | 0.8 | 18.54 | 455861.52
11 | 4 | 12:00 | 24453 | 2018-11-04 | 12 | 4.44 | 0.95 | 5.39 | 131801.67
11 | 4 | 13:00 | 20500 | 2018-11-04 | 13 | 11.4 | 1 | 12.4 | 254200
11 | 4 | 14:00 | 14184 | 2018-11-04 | 14 | 13.34 | 0.91 | 14.25 | 202122
11 | 4 | 15:00 | 9117 | 2018-11-04 | 15 | 19.29 | 0.87 | 20.16 | 183798.72
11 | 4 | 16:00 | 3155 | 2018-11-04 | 16 | 23.55 | 0.77 | 24.32 | 76729.6
11 | 4 | 17:00 | 248 | 2018-11-04 | 17 | 28.52 | 0.79 | 29.31 | 7268.88
11 | 4 | 18:00 | 0 | 2018-11-04 | 18 | 30.33 | 0.79 | 31.12 | 0
11 | 4 | 19:00 | 0 | 2018-11-04 | 19 | 32.29 | 0.84 | 33.13 | 0
11 | 4 | 20:00 | 0 | 2018-11-04 | 20 | 35.96 | 1.02 | 36.98 | 0
11 | 4 | 21:00 | 0 | 2018-11-04 | 21 | 31.67 | 1.2 | 32.87 | 0
11 | 4 | 22:00 | 0 | 2018-11-04 | 22 | 24.69 | 0.8 | 25.49 | 0
11 | 4 | 23:00 | 0 | 2018-11-04 | 23 | 23.79 | 0.78 | 24.57 | 0
11 | 4 | 24:00 | 0 | 2018-11-04 | 24 | 29.17 | 1.21 | 30.38 | 0
11 | 5 | 01:00 | 0 | 2018-11-05 | 1 | 28.78 | 1.88 | 30.66 | 0
11 | 5 | 02:00 | 0 | 2018-11-05 | 2 | 16.93 | 1.01 | 17.94 | 0
11 | 5 | 03:00 | 0 | 2018-11-05 | 3 | 13.67 | 1.07 | 14.74 | 0
11 | 5 | 04:00 | 0 | 2018-11-05 | 4 | 1.08 | 1.18 | 2.26 | 0
11 | 5 | 05:00 | 0 | 2018-11-05 | 5 | -21.51 | 1.12 | -20.39 | 0
11 | 5 | 06:00 | 0 | 2018-11-05 | 6 | 12.86 | 1.01 | 13.87 | 0
11 | 5 | 07:00 | 6 | 2018-11-05 | 7 | 28.74 | 1.08 | 29.82 | 178.92
11 | 5 | 08:00 | 503 | 2018-11-05 | 8 | 32.18 | 1.51 | 33.69 | 16946.07
11 | 5 | 09:00 | 1738 | 2018-11-05 | 9 | 33.04 | 1.37 | 34.41 | 59804.58
11 | 5 | 10:00 | 3062 | 2018-11-05 | 10 | 38.74 | 1.38 | 40.12 | 122847.44
11 | 5 | 11:00 | 2490 | 2018-11-05 | 11 | 50.67 | 1.6 | 52.27 | 130152.3
11 | 5 | 12:00 | 1828 | 2018-11-05 | 12 | 45.31 | 1.44 | 46.75 | 85459
11 | 5 | 13:00 | 1370 | 2018-11-05 | 13 | 38.01 | 1.45 | 39.46 | 54060.2
11 | 5 | 14:00 | 1207 | 2018-11-05 | 14 | 37.61 | 1.77 | 39.38 | 47531.66
11 | 5 | 15:00 | 1583 | 2018-11-05 | 15 | 34.31 | 1.67 | 35.98 | 56956.34
11 | 5 | 16:00 | 724 | 2018-11-05 | 16 | 33.49 | 1.58 | 35.07 | 25390.68
11 | 5 | 17:00 | 23 | 2018-11-05 | 17 | 51.48 | 1.55 | 53.03 | 1219.69
11 | 5 | 18:00 | 0 | 2018-11-05 | 18 | 58.45 | 2.34 | 60.79 | 0
11 | 5 | 19:00 | 0 | 2018-11-05 | 19 | 57.76 | 2.56 | 60.32 | 0
11 | 5 | 20:00 | 0 | 2018-11-05 | 20 | 45.64 | 1.63 | 47.27 | 0
11 | 5 | 21:00 | 0 | 2018-11-05 | 21 | 48.91 | 1.48 | 50.39 | 0
11 | 5 | 22:00 | 0 | 2018-11-05 | 22 | 47.85 | 2.18 | 50.03 | 0
11 | 5 | 23:00 | 0 | 2018-11-05 | 23 | 24.51 | 1.63 | 26.14 | 0
11 | 5 | 24:00 | 0 | 2018-11-05 | 24 | 22.52 | 1.09 | 23.61 | 0
11 | 6 | 01:00 | 0 | 2018-11-06 | 1 | 23.31 | 1.27 | 24.58 | 0
11 | 6 | 02:00 | 0 | 2018-11-06 | 2 | 23.52 | 1.2 | 24.72 | 0
11 | 6 | 03:00 | 0 | 2018-11-06 | 3 | 14.91 | 1.3 | 16.21 | 0
11 | 6 | 04:00 | 0 | 2018-11-06 | 4 | 23.67 | 1.17 | 24.84 | 0
11 | 6 | 05:00 | 0 | 2018-11-06 | 5 | 24.9 | 1.19 | 26.09 | 0
11 | 6 | 06:00 | 0 | 2018-11-06 | 6 | 25.44 | 1.8 | 27.24 | 0
11 | 6 | 07:00 | 2 | 2018-11-06 | 7 | 28.06 | 1.44 | 29.5 | 59
11 | 6 | 08:00 | 831 | 2018-11-06 | 8 | 26.24 | 1.8 | 28.04 | 23301.24
11 | 6 | 09:00 | 2817 | 2018-11-06 | 9 | 27.97 | 1.72 | 29.69 | 83636.73
11 | 6 | 10:00 | 3467 | 2018-11-06 | 10 | 28.12 | 1.65 | 29.77 | 103212.59
11 | 6 | 11:00 | 4165 | 2018-11-06 | 11 | 28.99 | 1.64 | 30.63 | 127573.95
11 | 6 | 12:00 | 2971 | 2018-11-06 | 12 | 37.98 | 1.94 | 39.92 | 118602.32
11 | 6 | 13:00 | 1128 | 2018-11-06 | 13 | 48.96 | 2.79 | 51.75 | 58374
11 | 6 | 14:00 | 601 | 2018-11-06 | 14 | 41.71 | 2.37 | 44.08 | 26492.08
11 | 6 | 15:00 | 793 | 2018-11-06 | 15 | 33.49 | 1.85 | 35.34 | 28024.62
11 | 6 | 16:00 | 459 | 2018-11-06 | 16 | 30.9 | 1.68 | 32.58 | 14954.22
11 | 6 | 17:00 | 2 | 2018-11-06 | 17 | 37.44 | 1.69 | 39.13 | 78.26
11 | 6 | 18:00 | 0 | 2018-11-06 | 18 | 46.27 | 1.71 | 47.98 | 0
11 | 6 | 19:00 | 0 | 2018-11-06 | 19 | 46.51 | 1.84 | 48.35 | 0
11 | 6 | 20:00 | 0 | 2018-11-06 | 20 | 39.1 | 1.86 | 40.96 | 0
11 | 6 | 21:00 | 0 | 2018-11-06 | 21 | 39.88 | 2.17 | 42.05 | 0
11 | 6 | 22:00 | 0 | 2018-11-06 | 22 | 40.44 | 2.44 | 42.88 | 0
11 | 6 | 23:00 | 0 | 2018-11-06 | 23 | 26.11 | 1.84 | 27.95 | 0
11 | 6 | 24:00 | 0 | 2018-11-06 | 24 | 22.7 | 1.26 | 23.96 | 0
11 | 7 | 01:00 | 0 | 2018-11-07 | 1 | 24.33 | 0.58 | 24.91 | 0
11 | 7 | 02:00 | 0 | 2018-11-07 | 2 | 26.55 | 0.56 | 27.11 | 0
11 | 7 | 03:00 | 0 | 2018-11-07 | 3 | 25.12 | 0.57 | 25.69 | 0
11 | 7 | 04:00 | 0 | 2018-11-07 | 4 | 21.11 | 0.54 | 21.65 | 0
11 | 7 | 05:00 | 0 | 2018-11-07 | 5 | 23.92 | 0.58 | 24.5 | 0
11 | 7 | 06:00 | 0 | 2018-11-07 | 6 | 36.46 | 0.99 | 37.45 | 0
11 | 7 | 07:00 | 232 | 2018-11-07 | 7 | 43.75 | 2.26 | 46.01 | 10674.32
11 | 7 | 08:00 | 6702 | 2018-11-07 | 8 | 46.17 | 1.6 | 47.77 | 320154.54
11 | 7 | 09:00 | 15756 | 2018-11-07 | 9 | 37.8 | 1.67 | 39.47 | 621889.32
11 | 7 | 10:00 | 21025 | 2018-11-07 | 10 | 24.34 | 1.06 | 25.4 | 534035
11 | 7 | 11:00 | 22456 | 2018-11-07 | 11 | 24.82 | 1.04 | 25.86 | 580712.16
11 | 7 | 12:00 | 20883 | 2018-11-07 | 12 | 24.69 | 1.04 | 25.73 | 537319.59
11 | 7 | 13:00 | 17824 | 2018-11-07 | 13 | 24.34 | 1.03 | 25.37 | 452194.88
11 | 7 | 14:00 | 17880 | 2018-11-07 | 14 | 24.54 | 1.03 | 25.57 | 457191.6
11 | 7 | 15:00 | 10910 | 2018-11-07 | 15 | 25.11 | 1.02 | 26.13 | 285078.3
11 | 7 | 16:00 | 3987 | 2018-11-07 | 16 | 33.51 | 1.25 | 34.76 | 138588.12
11 | 7 | 17:00 | 148 | 2018-11-07 | 17 | 40.26 | 1.32 | 41.58 | 6153.84
11 | 7 | 18:00 | 0 | 2018-11-07 | 18 | 64.19 | 1.77 | 65.96 | 0
11 | 7 | 19:00 | 0 | 2018-11-07 | 19 | 46.75 | 1.18 | 47.93 | 0
11 | 7 | 20:00 | 0 | 2018-11-07 | 20 | 52.01 | 1.39 | 53.4 | 0
11 | 7 | 21:00 | 0 | 2018-11-07 | 21 | 57.14 | 2.02 | 59.16 | 0
11 | 7 | 22:00 | 0 | 2018-11-07 | 22 | 39.91 | 1.6 | 41.51 | 0
11 | 7 | 23:00 | 0 | 2018-11-07 | 23 | 33.63 | 1.82 | 35.45 | 0
11 | 7 | 24:00 | 0 | 2018-11-07 | 24 | 22.6 | 0.78 | 23.38 | 0
11 | 8 | 01:00 | 0 | 2018-11-08 | 1 | 25.93 | 1.08 | 27.01 | 0
11 | 8 | 02:00 | 0 | 2018-11-08 | 2 | 24.64 | 1.07 | 25.71 | 0
11 | 8 | 03:00 | 0 | 2018-11-08 | 3 | 22.2 | 1.11 | 23.31 | 0
11 | 8 | 04:00 | 0 | 2018-11-08 | 4 | 20.87 | 1.09 | 21.96 | 0
11 | 8 | 05:00 | 0 | 2018-11-08 | 5 | 23.99 | 1.07 | 25.06 | 0
11 | 8 | 06:00 | 0 | 2018-11-08 | 6 | 29.2 | 1.4 | 30.6 | 0
11 | 8 | 07:00 | 173 | 2018-11-08 | 7 | 37.22 | 1.67 | 38.89 | 6727.97
11 | 8 | 08:00 | 6208 | 2018-11-08 | 8 | 53.31 | 2.13 | 55.44 | 344171.52
11 | 8 | 09:00 | 14427 | 2018-11-08 | 9 | 50.84 | 1.83 | 52.67 | 759870.09
11 | 8 | 10:00 | 21121 | 2018-11-08 | 10 | 50.07 | 2.04 | 52.11 | 1100615.31
11 | 8 | 11:00 | 18059 | 2018-11-08 | 11 | 44.04 | 2.44 | 46.48 | 839382.32
11 | 8 | 12:00 | 16891 | 2018-11-08 | 12 | 39.59 | 2.28 | 41.87 | 707226.17
11 | 8 | 13:00 | 16559 | 2018-11-08 | 13 | 31.6 | 1.7 | 33.3 | 551414.7
11 | 8 | 14:00 | 11229 | 2018-11-08 | 14 | 31.51 | 1.66 | 33.17 | 372465.93
11 | 8 | 15:00 | 6942 | 2018-11-08 | 15 | 33.49 | 1.66 | 35.15 | 244011.3
11 | 8 | 16:00 | 2031 | 2018-11-08 | 16 | 52.64 | 1.86 | 54.5 | 110689.5
11 | 8 | 17:00 | 111 | 2018-11-08 | 17 | 44.79 | 1.61 | 46.4 | 5150.4
11 | 8 | 18:00 | 0 | 2018-11-08 | 18 | 72.4 | 2.67 | 75.07 | 0
11 | 8 | 19:00 | 0 | 2018-11-08 | 19 | 53.32 | 1.91 | 55.23 | 0
11 | 8 | 20:00 | 0 | 2018-11-08 | 20 | 48.21 | 1.69 | 49.9 | 0
11 | 8 | 21:00 | 0 | 2018-11-08 | 21 | 49.95 | 2.08 | 52.03 | 0
11 | 8 | 22:00 | 0 | 2018-11-08 | 22 | 39.21 | 2.09 | 41.3 | 0
11 | 8 | 23:00 | 0 | 2018-11-08 | 23 | 35.97 | 2.2 | 38.17 | 0
11 | 8 | 24:00 | 0 | 2018-11-08 | 24 | 31.56 | 1.4 | 32.96 | 0
11 | 9 | 01:00 | 0 | 2018-11-09 | 1 | 30.28 | 0.47 | 30.75 | 0
11 | 9 | 02:00 | 0 | 2018-11-09 | 2 | 27.17 | 0.48 | 27.65 | 0
11 | 9 | 03:00 | 0 | 2018-11-09 | 3 | 27.54 | 0.42 | 27.96 | 0
11 | 9 | 04:00 | 0 | 2018-11-09 | 4 | 30.84 | 0.4 | 31.24 | 0
11 | 9 | 05:00 | 0 | 2018-11-09 | 5 | 29.2 | 0.44 | 29.64 | 0
11 | 9 | 06:00 | 0 | 2018-11-09 | 6 | 29.25 | 0.83 | 30.08 | 0
11 | 9 | 07:00 | 176 | 2018-11-09 | 7 | 37.43 | 0.88 | 38.31 | 6742.56
11 | 9 | 08:00 | 5830 | 2018-11-09 | 8 | 36.08 | 1.13 | 37.21 | 216934.3
11 | 9 | 09:00 | 9286 | 2018-11-09 | 9 | 27.34 | 0.88 | 28.22 | 262050.92
11 | 9 | 10:00 | 11145 | 2018-11-09 | 10 | 26.6 | 0.89 | 27.49 | 306376.05
11 | 9 | 11:00 | 7216 | 2018-11-09 | 11 | 32.44 | 0.91 | 33.35 | 240653.6
11 | 9 | 12:00 | 6119 | 2018-11-09 | 12 | 38.15 | 1.23 | 39.38 | 240966.22
11 | 9 | 13:00 | 3967 | 2018-11-09 | 13 | 33.79 | 0.9 | 34.69 | 137615.23
11 | 9 | 14:00 | 1262 | 2018-11-09 | 14 | 36.81 | 1.19 | 38 | 47956
11 | 9 | 15:00 | 844 | 2018-11-09 | 15 | 33.56 | 0.98 | 34.54 | 29151.76
11 | 9 | 16:00 | 229 | 2018-11-09 | 16 | 31.74 | 0.88 | 32.62 | 7469.98
11 | 9 | 17:00 | 2 | 2018-11-09 | 17 | 32.38 | 0.84 | 33.22 | 66.44
11 | 9 | 18:00 | 0 | 2018-11-09 | 18 | 33.82 | 0.84 | 34.66 | 0
11 | 9 | 19:00 | 0 | 2018-11-09 | 19 | 32.6 | 0.84 | 33.44 | 0
11 | 9 | 20:00 | 0 | 2018-11-09 | 20 | 31.8 | 0.85 | 32.65 | 0
11 | 9 | 21:00 | 0 | 2018-11-09 | 21 | 31.82 | 0.9 | 32.72 | 0
11 | 9 | 22:00 | 0 | 2018-11-09 | 22 | 30.79 | 0.89 | 31.68 | 0
11 | 9 | 23:00 | 0 | 2018-11-09 | 23 | 29.49 | 1.05 | 30.54 | 0
11 | 9 | 24:00 | 0 | 2018-11-09 | 24 | 28.1 | 0.68 | 28.78 | 0
11 | 10 | 01:00 | 0 | 2018-11-10 | 1 | 27.98 | 2.05 | 30.03 | 0
11 | 10 | 02:00 | 0 | 2018-11-10 | 2 | 21.2 | 2.05 | 23.25 | 0
11 | 10 | 03:00 | 0 | 2018-11-10 | 3 | 20.35 | 2.02 | 22.37 | 0
11 | 10 | 04:00 | 0 | 2018-11-10 | 4 | 25.77 | 2.08 | 27.85 | 0
11 | 10 | 05:00 | 0 | 2018-11-10 | 5 | 28.11 | 1.98 | 30.09 | 0
11 | 10 | 06:00 | 0 | 2018-11-10 | 6 | 29.41 | 2 | 31.41 | 0
11 | 10 | 07:00 | 27 | 2018-11-10 | 7 | 30.92 | 2.1 | 33.02 | 891.54
11 | 10 | 08:00 | 742 | 2018-11-10 | 8 | 30.42 | 2.46 | 32.88 | 24396.96
11 | 10 | 09:00 | 2065 | 2018-11-10 | 9 | 34 | 2.24 | 36.24 | 74835.6
11 | 10 | 10:00 | 3860 | 2018-11-10 | 10 | 36.28 | 2.4 | 38.68 | 149304.8
11 | 10 | 11:00 | 10831 | 2018-11-10 | 11 | 29.58 | 1.98 | 31.56 | 341826.36
11 | 10 | 12:00 | 12200 | 2018-11-10 | 12 | 28.2 | 1.91 | 30.11 | 367342
11 | 10 | 13:00 | 8114 | 2018-11-10 | 13 | 20.16 | 1.93 | 22.09 | 179238.26
11 | 10 | 14:00 | 7500 | 2018-11-10 | 14 | 3.51 | 2.11 | 5.62 | 42150
11 | 10 | 15:00 | 8490 | 2018-11-10 | 15 | 15.73 | 2.12 | 17.85 | 151546.5
11 | 10 | 16:00 | 2465 | 2018-11-10 | 16 | 31.04 | 1.97 | 33.01 | 81369.65
11 | 10 | 17:00 | 126 | 2018-11-10 | 17 | 43.05 | 2.03 | 45.08 | 5680.08
11 | 10 | 18:00 | 0 | 2018-11-10 | 18 | 59.82 | 1.99 | 61.81 | 0
11 | 10 | 19:00 | 0 | 2018-11-10 | 19 | 43.21 | 2.08 | 45.29 | 0
11 | 10 | 20:00 | 0 | 2018-11-10 | 20 | 37.22 | 2.11 | 39.33 | 0
11 | 10 | 21:00 | 0 | 2018-11-10 | 21 | 47.73 | 2.82 | 50.55 | 0
11 | 10 | 22:00 | 0 | 2018-11-10 | 22 | 35.94 | 2.11 | 38.05 | 0
11 | 10 | 23:00 | 0 | 2018-11-10 | 23 | 30.49 | 2.2 | 32.69 | 0
11 | 10 | 24:00 | 0 | 2018-11-10 | 24 | 31.78 | 2.15 | 33.93 | 0
11 | 11 | 01:00 | 0 | 2018-11-11 | 1 | 35.22 | 0.86 | 36.08 | 0
11 | 11 | 02:00 | 0 | 2018-11-11 | 2 | 32.7 | 0.82 | 33.52 | 0
11 | 11 | 03:00 | 0 | 2018-11-11 | 3 | 33 | 0.77 | 33.77 | 0
11 | 11 | 04:00 | 0 | 2018-11-11 | 4 | 27.92 | 0.85 | 28.77 | 0
11 | 11 | 05:00 | 0 | 2018-11-11 | 5 | 25.54 | 0.72 | 26.26 | 0
11 | 11 | 06:00 | 0 | 2018-11-11 | 6 | 26.87 | 0.73 | 27.6 | 0
11 | 11 | 07:00 | 149 | 2018-11-11 | 7 | 29.43 | 0.95 | 30.38 | 4526.62
11 | 11 | 08:00 | 6412 | 2018-11-11 | 8 | 28.3 | 0.73 | 29.03 | 186140.36
11 | 11 | 09:00 | 15538 | 2018-11-11 | 9 | 17.11 | 0.75 | 17.86 | 277508.68
11 | 11 | 10:00 | 20863 | 2018-11-11 | 10 | 1.68 | 0.88 | 2.56 | 53409.28
11 | 11 | 11:00 | 25042 | 2018-11-11 | 11 | -0.62 | 0.9 | 0.28 | 7011.76
11 | 11 | 12:00 | 26021 | 2018-11-11 | 12 | 2.89 | 0.92 | 3.81 | 99140.01
11 | 11 | 13:00 | 24069 | 2018-11-11 | 13 | 23.3 | 0.78 | 24.08 | 579581.52
11 | 11 | 14:00 | 19118 | 2018-11-11 | 14 | 17.44 | 0.8 | 18.24 | 348712.32
11 | 11 | 15:00 | 11399 | 2018-11-11 | 15 | 29.02 | 0.73 | 29.75 | 339120.25
11 | 11 | 16:00 | 3852 | 2018-11-11 | 16 | 33.86 | 0.72 | 34.58 | 133202.16
11 | 11 | 17:00 | 87 | 2018-11-11 | 17 | 35.8 | 0.73 | 36.53 | 3178.11
11 | 11 | 18:00 | 0 | 2018-11-11 | 18 | 44.43 | 1.18 | 45.61 | 0
11 | 11 | 19:00 | 0 | 2018-11-11 | 19 | 59.78 | 1.72 | 61.5 | 0
11 | 11 | 20:00 | 0 | 2018-11-11 | 20 | 37.04 | 0.8 | 37.84 | 0
11 | 11 | 21:00 | 0 | 2018-11-11 | 21 | 33.6 | 0.83 | 34.43 | 0
11 | 11 | 22:00 | 0 | 2018-11-11 | 22 | 30.62 | 0.72 | 31.34 | 0
11 | 11 | 23:00 | 0 | 2018-11-11 | 23 | 25.57 | 0.79 | 26.36 | 0
11 | 11 | 24:00 | 0 | 2018-11-11 | 24 | 24.05 | 0.96 | 25.01 | 0
11 | 12 | 01:00 | 0 | 2018-11-12 | 1 | 25.35 | 0.46 | 25.81 | 0
11 | 12 | 02:00 | 0 | 2018-11-12 | 2 | 22.24 | 0.45 | 22.69 | 0
11 | 12 | 03:00 | 0 | 2018-11-12 | 3 | 22.7 | 0.42 | 23.12 | 0
11 | 12 | 04:00 | 0 | 2018-11-12 | 4 | 26.62 | 0.42 | 27.04 | 0
11 | 12 | 05:00 | 0 | 2018-11-12 | 5 | 25.5 | 0.44 | 25.94 | 0
11 | 12 | 06:00 | 0 | 2018-11-12 | 6 | 31.32 | 0.4 | 31.72 | 0
11 | 12 | 07:00 | 106 | 2018-11-12 | 7 | 36.56 | 0.49 | 37.05 | 3927.3
11 | 12 | 08:00 | 5114 | 2018-11-12 | 8 | 48.95 | 1.59 | 50.54 | 258461.56
11 | 12 | 09:00 | 14381 | 2018-11-12 | 9 | 38.62 | 1.13 | 39.75 | 571644.75
11 | 12 | 10:00 | 21091 | 2018-11-12 | 10 | 30.62 | 0.85 | 31.47 | 663733.77
11 | 12 | 11:00 | 24043 | 2018-11-12 | 11 | 33.43 | 0.88 | 34.31 | 824915.33
11 | 12 | 12:00 | 24782 | 2018-11-12 | 12 | 30.58 | 0.88 | 31.46 | 779641.72
11 | 12 | 13:00 | 19450 | 2018-11-12 | 13 | 35.94 | 0.89 | 36.83 | 716343.5
11 | 12 | 14:00 | 16520 | 2018-11-12 | 14 | 37 | 0.88 | 37.88 | 625777.6
11 | 12 | 15:00 | 8478 | 2018-11-12 | 15 | 42.41 | 1.28 | 43.69 | 370403.82
11 | 12 | 16:00 | 2561 | 2018-11-12 | 16 | 57.54 | 1.53 | 59.07 | 151278.27
11 | 12 | 17:00 | 61 | 2018-11-12 | 17 | 65.65 | 1.38 | 67.03 | 4088.83
11 | 12 | 18:00 | 0 | 2018-11-12 | 18 | 94.67 | 1.95 | 96.62 | 0
11 | 12 | 19:00 | 0 | 2018-11-12 | 19 | 98.5 | 2.53 | 101.03 | 0
11 | 12 | 20:00 | 0 | 2018-11-12 | 20 | 78.93 | 1.97 | 80.9 | 0
11 | 12 | 21:00 | 0 | 2018-11-12 | 21 | 73.82 | 1.88 | 75.7 | 0
11 | 12 | 22:00 | 0 | 2018-11-12 | 22 | 45.13 | 1.38 | 46.51 | 0
11 | 12 | 23:00 | 0 | 2018-11-12 | 23 | 34.67 | 1.11 | 35.78 | 0
11 | 12 | 24:00 | 0 | 2018-11-12 | 24 | 32.39 | 0.57 | 32.96 | 0
11 | 13 | 01:00 | 0 | 2018-11-13 | 1 | 29.44 | 0.75 | 30.19 | 0
11 | 13 | 02:00 | 0 | 2018-11-13 | 2 | 28.97 | 0.77 | 29.74 | 0
11 | 13 | 03:00 | 0 | 2018-11-13 | 3 | 26.54 | 0.8 | 27.34 | 0
11 | 13 | 04:00 | 0 | 2018-11-13 | 4 | 29.49 | 0.76 | 30.25 | 0
11 | 13 | 05:00 | 0 | 2018-11-13 | 5 | 30.42 | 0.73 | 31.15 | 0
11 | 13 | 06:00 | 0 | 2018-11-13 | 6 | 33.37 | 0.9 | 34.27 | 0
11 | 13 | 07:00 | 0 | 2018-11-13 | 7 | 60.59 | 1.79 | 62.38 | 0
11 | 13 | 08:00 | 22 | 2018-11-13 | 8 | 52.98 | 1.64 | 54.62 | 1201.64
11 | 13 | 09:00 | 129 | 2018-11-13 | 9 | 71.01 | 2.07 | 73.08 | 9427.32
11 | 13 | 10:00 | 337 | 2018-11-13 | 10 | 73.42 | 2.58 | 76 | 25612
11 | 13 | 11:00 | 575 | 2018-11-13 | 11 | 72.78 | 2.58 | 75.36 | 43332
11 | 13 | 12:00 | 937 | 2018-11-13 | 12 | 71.71 | 2.44 | 74.15 | 69478.55
11 | 13 | 13:00 | 1836 | 2018-11-13 | 13 | 54.86 | 2.1 | 56.96 | 104578.56
11 | 13 | 14:00 | 1898 | 2018-11-13 | 14 | 51.01 | 1.79 | 52.8 | 100214.4
11 | 13 | 15:00 | 1498 | 2018-11-13 | 15 | 49.26 | 1.61 | 50.87 | 76203.26
11 | 13 | 16:00 | 662 | 2018-11-13 | 16 | 52.37 | 1.92 | 54.29 | 35939.98
11 | 13 | 17:00 | 19 | 2018-11-13 | 17 | 56.82 | 1.95 | 58.77 | 1116.63
11 | 13 | 18:00 | 0 | 2018-11-13 | 18 | 70.04 | 1.5 | 71.54 | 0
11 | 13 | 19:00 | 0 | 2018-11-13 | 19 | 54.72 | 1.48 | 56.2 | 0
11 | 13 | 20:00 | 0 | 2018-11-13 | 20 | 32.1 | 1.19 | 33.29 | 0
11 | 13 | 21:00 | 0 | 2018-11-13 | 21 | 36.47 | 1.39 | 37.86 | 0
11 | 13 | 22:00 | 0 | 2018-11-13 | 22 | 37.13 | 1.74 | 38.87 | 0
11 | 13 | 23:00 | 0 | 2018-11-13 | 23 | 19.87 | 1.43 | 21.3 | 0
11 | 13 | 24:00 | 0 | 2018-11-13 | 24 | 15.96 | 0.91 | 16.87 | 0
11 | 14 | 01:00 | 0 | 2018-11-14 | 1 | -1.65 | 0.82 | -0.83 | 0
11 | 14 | 02:00 | 0 | 2018-11-14 | 2 | -2.46 | 0.84 | -1.62 | 0
11 | 14 | 03:00 | 0 | 2018-11-14 | 3 | -0.35 | 0.72 | 0.37 | 0
11 | 14 | 04:00 | 0 | 2018-11-14 | 4 | 0.39 | 0.69 | 1.08 | 0
11 | 14 | 05:00 | 0 | 2018-11-14 | 5 | 3.33 | 0.72 | 4.05 | 0
11 | 14 | 06:00 | 0 | 2018-11-14 | 6 | 14.85 | 0.74 | 15.59 | 0
11 | 14 | 07:00 | 7 | 2018-11-14 | 7 | 46.13 | 1.32 | 47.45 | 332.15
11 | 14 | 08:00 | 3132 | 2018-11-14 | 8 | 50.86 | 1.52 | 52.38 | 164054.16
11 | 14 | 09:00 | 11705 | 2018-11-14 | 9 | 40.35 | 1.23 | 41.58 | 486693.9
11 | 14 | 10:00 | 12290 | 2018-11-14 | 10 | 23.81 | 1.1 | 24.91 | 306143.9
11 | 14 | 11:00 | 13065 | 2018-11-14 | 11 | 21.5 | 1.18 | 22.68 | 296314.2
11 | 14 | 12:00 | 19631 | 2018-11-14 | 12 | 18.03 | 1.17 | 19.2 | 376915.2
11 | 14 | 13:00 | 19749 | 2018-11-14 | 13 | 11.47 | 1.23 | 12.7 | 250812.3
11 | 14 | 14:00 | 16961 | 2018-11-14 | 14 | 26.21 | 1.12 | 27.33 | 463544.13
11 | 14 | 15:00 | 11623 | 2018-11-14 | 15 | 14.76 | 1.12 | 15.88 | 184573.24
11 | 14 | 16:00 | 3558 | 2018-11-14 | 16 | 25.09 | 1.2 | 26.29 | 93539.82
11 | 14 | 17:00 | 37 | 2018-11-14 | 17 | 49.92 | 1.26 | 51.18 | 1893.66
11 | 14 | 18:00 | 0 | 2018-11-14 | 18 | 92.25 | 1.83 | 94.08 | 0
11 | 14 | 19:00 | 0 | 2018-11-14 | 19 | 102.35 | 1.53 | 103.88 | 0
11 | 14 | 20:00 | 0 | 2018-11-14 | 20 | 103.8 | 1.47 | 105.27 | 0
11 | 14 | 21:00 | 0 | 2018-11-14 | 21 | 109.96 | 1.55 | 111.51 | 0
11 | 14 | 22:00 | 0 | 2018-11-14 | 22 | 86.31 | 1.81 | 88.12 | 0
11 | 14 | 23:00 | 0 | 2018-11-14 | 23 | 37.77 | 3.16 | 40.93 | 0
11 | 14 | 24:00 | 0 | 2018-11-14 | 24 | 33.23 | 1.56 | 34.79 | 0
11 | 15 | 01:00 | 0 | 2018-11-15 | 1 | 35.04 | 1.57 | 36.61 | 0
11 | 15 | 02:00 | 0 | 2018-11-15 | 2 | 35.88 | 2 | 37.88 | 0
11 | 15 | 03:00 | 0 | 2018-11-15 | 3 | 39.23 | 2.13 | 41.36 | 0
11 | 15 | 04:00 | 0 | 2018-11-15 | 4 | 41.25 | 1.63 | 42.88 | 0
11 | 15 | 05:00 | 0 | 2018-11-15 | 5 | 50.07 | 1.88 | 51.95 | 0
11 | 15 | 06:00 | 0 | 2018-11-15 | 6 | 62.32 | 2.86 | 65.18 | 0
11 | 15 | 07:00 | 19 | 2018-11-15 | 7 | 81.13 | 2.14 | 83.27 | 1582.13
11 | 15 | 08:00 | 1772 | 2018-11-15 | 8 | 86.43 | 2.3 | 88.73 | 157229.56
11 | 15 | 09:00 | 4995 | 2018-11-15 | 9 | 90.72 | 2.8 | 93.52 | 467132.4
11 | 15 | 10:00 | 9529 | 2018-11-15 | 10 | 110.92 | 3.56 | 114.48 | 1090879.92
11 | 15 | 11:00 | 9937 | 2018-11-15 | 11 | 85.19 | 2.96 | 88.15 | 875946.55
11 | 15 | 12:00 | 10516 | 2018-11-15 | 12 | 68.24 | 2.01 | 70.25 | 738749
11 | 15 | 13:00 | 10233 | 2018-11-15 | 13 | 86.65 | 2.62 | 89.27 | 913499.91
11 | 15 | 14:00 | 6058 | 2018-11-15 | 14 | 111.52 | 3.89 | 115.41 | 699153.78
11 | 15 | 15:00 | 2906 | 2018-11-15 | 15 | 103.74 | 3.57 | 107.31 | 311842.86
11 | 15 | 16:00 | 846 | 2018-11-15 | 16 | 107.52 | 3.22 | 110.74 | 93686.04
11 | 15 | 17:00 | 0 | 2018-11-15 | 17 | 81.02 | 1.92 | 82.94 | 0
11 | 15 | 18:00 | 0 | 2018-11-15 | 18 | 106.84 | 2.47 | 109.31 | 0
11 | 15 | 19:00 | 0 | 2018-11-15 | 19 | 110.43 | 2.28 | 112.71 | 0
11 | 15 | 20:00 | 0 | 2018-11-15 | 20 | 122.57 | 1.84 | 124.41 | 0
11 | 15 | 21:00 | 0 | 2018-11-15 | 21 | 133.21 | 1.89 | 135.1 | 0
11 | 15 | 22:00 | 0 | 2018-11-15 | 22 | 160.81 | 3.06 | 163.87 | 0
11 | 15 | 23:00 | 0 | 2018-11-15 | 23 | 102.96 | 4.54 | 107.5 | 0
11 | 15 | 24:00 | 0 | 2018-11-15 | 24 | 74.4 | 2.13 | 76.53 | 0
11 | 16 | 01:00 | 0 | 2018-11-16 | 1 | 111.15 | 3.12 | 114.27 | 0
11 | 16 | 02:00 | 0 | 2018-11-16 | 2 | 92.3 | 0.93 | 93.23 | 0
11 | 16 | 03:00 | 0 | 2018-11-16 | 3 | 95.5 | 0.81 | 96.31 | 0
11 | 16 | 04:00 | 0 | 2018-11-16 | 4 | 87.84 | 0.74 | 88.58 | 0
11 | 16 | 05:00 | 0 | 2018-11-16 | 5 | 87.55 | 0.78 | 88.33 | 0
11 | 16 | 06:00 | 0 | 2018-11-16 | 6 | 84.56 | 1.21 | 85.77 | 0
11 | 16 | 07:00 | 0 | 2018-11-16 | 7 | 73.01 | 1.09 | 74.1 | 0
11 | 16 | 08:00 | 0 | 2018-11-16 | 8 | 73.27 | 1.47 | 74.74 | 0
11 | 16 | 09:00 | 15 | 2018-11-16 | 9 | 117.54 | 2.4 | 119.94 | 1799.1
11 | 16 | 10:00 | 20 | 2018-11-16 | 10 | 143.04 | 3.28 | 146.32 | 2926.4
11 | 16 | 11:00 | 64 | 2018-11-16 | 11 | 126.24 | 3.26 | 129.5 | 8288
11 | 16 | 12:00 | 349 | 2018-11-16 | 12 | 107.94 | 2.8 | 110.74 | 38648.26
11 | 16 | 13:00 | 514 | 2018-11-16 | 13 | 102.17 | 2.1 | 104.27 | 53594.78
11 | 16 | 14:00 | 2913 | 2018-11-16 | 14 | 56.65 | 1.42 | 58.07 | 169157.91
11 | 16 | 15:00 | 1338 | 2018-11-16 | 15 | 51.09 | 1.41 | 52.5 | 70245
11 | 16 | 16:00 | 298 | 2018-11-16 | 16 | 49.32 | 1.29 | 50.61 | 15081.78
11 | 16 | 17:00 | 2 | 2018-11-16 | 17 | 56.24 | 1.42 | 57.66 | 115.32
11 | 16 | 18:00 | 0 | 2018-11-16 | 18 | 92.63 | 2.1 | 94.73 | 0
11 | 16 | 19:00 | 0 | 2018-11-16 | 19 | 60.28 | 1.44 | 61.72 | 0
11 | 16 | 20:00 | 0 | 2018-11-16 | 20 | 54.09 | 1.44 | 55.53 | 0
11 | 16 | 21:00 | 0 | 2018-11-16 | 21 | 53 | 1.45 | 54.45 | 0
11 | 16 | 22:00 | 0 | 2018-11-16 | 22 | 50.86 | 1.15 | 52.01 | 0
11 | 16 | 23:00 | 0 | 2018-11-16 | 23 | 42.62 | 1.32 | 43.94 | 0
11 | 16 | 24:00 | 0 | 2018-11-16 | 24 | 41.36 | 1.17 | 42.53 | 0
11 | 17 | 01:00 | 0 | 2018-11-17 | 1 | 43.41 | 1.25 | 44.66 | 0
11 | 17 | 02:00 | 0 | 2018-11-17 | 2 | 47.98 | 1.66 | 49.64 | 0
11 | 17 | 03:00 | 0 | 2018-11-17 | 3 | 42.61 | 1.38 | 43.99 | 0
11 | 17 | 04:00 | 0 | 2018-11-17 | 4 | 40.94 | 1.38 | 42.32 | 0
11 | 17 | 05:00 | 0 | 2018-11-17 | 5 | 46.01 | 1.32 | 47.33 | 0
11 | 17 | 06:00 | 0 | 2018-11-17 | 6 | 39.59 | 1.29 | 40.88 | 0
11 | 17 | 07:00 | 0 | 2018-11-17 | 7 | 43.33 | 1.35 | 44.68 | 0
11 | 17 | 08:00 | 121 | 2018-11-17 | 8 | 57.76 | 1.34 | 59.1 | 7151.1
11 | 17 | 09:00 | 1746 | 2018-11-17 | 9 | 74.24 | 1.58 | 75.82 | 132381.72
11 | 17 | 10:00 | 7020 | 2018-11-17 | 10 | 62.76 | 1.69 | 64.45 | 452439
11 | 17 | 11:00 | 6620 | 2018-11-17 | 11 | 43.13 | 1.3 | 44.43 | 294126.6
11 | 17 | 12:00 | 5815 | 2018-11-17 | 12 | 48.43 | 1.28 | 49.71 | 289063.65
11 | 17 | 13:00 | 6105 | 2018-11-17 | 13 | 86.78 | 1.59 | 88.37 | 539498.85
11 | 17 | 14:00 | 3385 | 2018-11-17 | 14 | 69.43 | 1.54 | 70.97 | 240233.45
11 | 17 | 15:00 | 1789 | 2018-11-17 | 15 | 117.34 | 2.06 | 119.4 | 213606.6
11 | 17 | 16:00 | 340 | 2018-11-17 | 16 | 81.68 | 1.92 | 83.6 | 28424
11 | 17 | 17:00 | 0 | 2018-11-17 | 17 | 94.58 | 1.88 | 96.46 | 0
11 | 17 | 18:00 | 0 | 2018-11-17 | 18 | 100.66 | 2.05 | 102.71 | 0
11 | 17 | 19:00 | 0 | 2018-11-17 | 19 | 69.27 | 1.47 | 70.74 | 0
11 | 17 | 20:00 | 0 | 2018-11-17 | 20 | 84.33 | 2.73 | 87.06 | 0
11 | 17 | 21:00 | 0 | 2018-11-17 | 21 | 46.21 | 1.5 | 47.71 | 0
11 | 17 | 22:00 | 0 | 2018-11-17 | 22 | 41.3 | 1.23 | 42.53 | 0
11 | 17 | 23:00 | 0 | 2018-11-17 | 23 | 37.74 | 1.3 | 39.04 | 0
11 | 17 | 24:00 | 0 | 2018-11-17 | 24 | 39.34 | 1.52 | 40.86 | 0
11 | 18 | 01:00 | 0 | 2018-11-18 | 1 | 38.24 | 1.81 | 40.05 | 0
11 | 18 | 02:00 | 0 | 2018-11-18 | 2 | 34.86 | 1.76 | 36.62 | 0
11 | 18 | 03:00 | 0 | 2018-11-18 | 3 | 27.21 | 1.75 | 28.96 | 0
11 | 18 | 04:00 | 0 | 2018-11-18 | 4 | 32.91 | 1.73 | 34.64 | 0
11 | 18 | 05:00 | 0 | 2018-11-18 | 5 | 31.95 | 1.78 | 33.73 | 0
11 | 18 | 06:00 | 0 | 2018-11-18 | 6 | 32.89 | 1.78 | 34.67 | 0
11 | 18 | 07:00 | 3 | 2018-11-18 | 7 | 43.82 | 1.95 | 45.77 | 137.31
11 | 18 | 08:00 | 1457 | 2018-11-18 | 8 | 48.29 | 2.06 | 50.35 | 73359.95
11 | 18 | 09:00 | 5505 | 2018-11-18 | 9 | 37.64 | 1.93 | 39.57 | 217832.85
11 | 18 | 10:00 | 9536 | 2018-11-18 | 10 | 38.3 | 1.81 | 40.11 | 382488.96
11 | 18 | 11:00 | 9330 | 2018-11-18 | 11 | 62.49 | 2.75 | 65.24 | 608689.2
11 | 18 | 12:00 | 9426 | 2018-11-18 | 12 | 81.09 | 3.54 | 84.63 | 797722.38
11 | 18 | 13:00 | 7663 | 2018-11-18 | 13 | 95.27 | 4.21 | 99.48 | 762315.24
11 | 18 | 14:00 | 4197 | 2018-11-18 | 14 | 101.67 | 4.19 | 105.86 | 444294.42
11 | 18 | 15:00 | 2587 | 2018-11-18 | 15 | 111.38 | 4.44 | 115.82 | 299626.34
11 | 18 | 16:00 | 881 | 2018-11-18 | 16 | 112.02 | 2.2 | 114.22 | 100627.82
11 | 18 | 17:00 | 4 | 2018-11-18 | 17 | 151.53 | 3.72 | 155.25 | 621
11 | 18 | 18:00 | 0 | 2018-11-18 | 18 | 220.91 | 7.86 | 228.77 | 0
11 | 18 | 19:00 | 0 | 2018-11-18 | 19 | 186.89 | 8.38 | 195.27 | 0
11 | 18 | 20:00 | 0 | 2018-11-18 | 20 | 153.08 | 4.54 | 157.62 | 0
11 | 18 | 21:00 | 0 | 2018-11-18 | 21 | 115.53 | 3.4 | 118.93 | 0
11 | 18 | 22:00 | 0 | 2018-11-18 | 22 | 59.59 | 2.05 | 61.64 | 0
11 | 18 | 23:00 | 0 | 2018-11-18 | 23 | 52.13 | 2.45 | 54.58 | 0
11 | 18 | 24:00 | 0 | 2018-11-18 | 24 | 80.13 | 3.16 | 83.29 | 0
11 | 19 | 01:00 | 0 | 2018-11-19 | 1 | 58.04 | 1.89 | 59.93 | 0
11 | 19 | 02:00 | 0 | 2018-11-19 | 2 | 49.61 | 1.43 | 51.04 | 0
11 | 19 | 03:00 | 0 | 2018-11-19 | 3 | 63.04 | 1.79 | 64.83 | 0
11 | 19 | 04:00 | 0 | 2018-11-19 | 4 | 64.28 | 1.65 | 65.93 | 0
11 | 19 | 05:00 | 0 | 2018-11-19 | 5 | 64.37 | 1.76 | 66.13 | 0
11 | 19 | 06:00 | 0 | 2018-11-19 | 6 | 59.27 | 3.07 | 62.34 | 0
11 | 19 | 07:00 | 0 | 2018-11-19 | 7 | 65.15 | 1.89 | 67.04 | 0
11 | 19 | 08:00 | 0 | 2018-11-19 | 8 | 96.12 | 2.49 | 98.61 | 0
11 | 19 | 09:00 | 8 | 2018-11-19 | 9 | 74.14 | 2 | 76.14 | 609.12
11 | 19 | 10:00 | 137 | 2018-11-19 | 10 | 65.23 | 1.83 | 67.06 | 9187.22
11 | 19 | 11:00 | 474 | 2018-11-19 | 11 | 80.09 | 2.53 | 82.62 | 39161.88
11 | 19 | 12:00 | 1070 | 2018-11-19 | 12 | 85.77 | 2.74 | 88.51 | 94705.7
11 | 19 | 13:00 | 2232 | 2018-11-19 | 13 | 85.92 | 2.69 | 88.61 | 197777.52
11 | 19 | 14:00 | 3368 | 2018-11-19 | 14 | 85.37 | 2.93 | 88.3 | 297394.4
11 | 19 | 15:00 | 2481 | 2018-11-19 | 15 | 67.77 | 2.7 | 70.47 | 174836.07
11 | 19 | 16:00 | 557 | 2018-11-19 | 16 | 67.84 | 1.88 | 69.72 | 38834.04
11 | 19 | 17:00 | 0 | 2018-11-19 | 17 | 89.51 | 2.65 | 92.16 | 0
11 | 19 | 18:00 | 0 | 2018-11-19 | 18 | 85.44 | 2.04 | 87.48 | 0
11 | 19 | 19:00 | 0 | 2018-11-19 | 19 | 80.04 | 2.18 | 82.22 | 0
11 | 19 | 20:00 | 0 | 2018-11-19 | 20 | 82.66 | 2.47 | 85.13 | 0
11 | 19 | 21:00 | 0 | 2018-11-19 | 21 | 78.69 | 2.03 | 80.72 | 0
11 | 19 | 22:00 | 0 | 2018-11-19 | 22 | 82.76 | 2.51 | 85.27 | 0
11 | 19 | 23:00 | 0 | 2018-11-19 | 23 | 61.18 | 3.1 | 64.28 | 0
11 | 19 | 24:00 | 0 | 2018-11-19 | 24 | 92.7 | 3.94 | 96.64 | 0
11 | 20 | 01:00 | 0 | 2018-11-20 | 1 | 110.3 | 1.76 | 112.06 | 0
11 | 20 | 02:00 | 0 | 2018-11-20 | 2 | 63.23 | 0.96 | 64.19 | 0
11 | 20 | 03:00 | 0 | 2018-11-20 | 3 | 79.36 | 1.45 | 80.81 | 0
11 | 20 | 04:00 | 0 | 2018-11-20 | 4 | 151.09 | 1.89 | 152.98 | 0
11 | 20 | 05:00 | 0 | 2018-11-20 | 5 | 133.48 | 2.04 | 135.52 | 0
11 | 20 | 06:00 | 0 | 2018-11-20 | 6 | 74.94 | 2.36 | 77.3 | 0
11 | 20 | 07:00 | 0 | 2018-11-20 | 7 | 95.06 | 2.35 | 97.41 | 0
11 | 20 | 08:00 | 0 | 2018-11-20 | 8 | 157.42 | 4.2 | 161.62 | 0
11 | 20 | 09:00 | 0 | 2018-11-20 | 9 | 131.95 | 2.26 | 134.21 | 0
11 | 20 | 10:00 | 1 | 2018-11-20 | 10 | 89.51 | 2.6 | 92.11 | 92.11
11 | 20 | 11:00 | 2 | 2018-11-20 | 11 | 99.71 | 2.13 | 101.84 | 203.68
11 | 20 | 12:00 | 49 | 2018-11-20 | 12 | 83.54 | 1.36 | 84.9 | 4160.1
11 | 20 | 13:00 | 57 | 2018-11-20 | 13 | 73.71 | 1.31 | 75.02 | 4276.14
11 | 20 | 14:00 | 30 | 2018-11-20 | 14 | 71.2 | 1.23 | 72.43 | 2172.9
11 | 20 | 15:00 | 2 | 2018-11-20 | 15 | 60.44 | 1.3 | 61.74 | 123.48
11 | 20 | 16:00 | 0 | 2018-11-20 | 16 | 65.3 | 1.24 | 66.54 | 0
11 | 20 | 17:00 | 0 | 2018-11-20 | 17 | 81.89 | 1.25 | 83.14 | 0
11 | 20 | 18:00 | 0 | 2018-11-20 | 18 | 72.11 | 1.23 | 73.34 | 0
11 | 20 | 19:00 | 0 | 2018-11-20 | 19 | 73.07 | 1.23 | 74.3 | 0
11 | 20 | 20:00 | 0 | 2018-11-20 | 20 | 72.24 | 1.24 | 73.48 | 0
11 | 20 | 21:00 | 0 | 2018-11-20 | 21 | 69.99 | 1.22 | 71.21 | 0
11 | 20 | 22:00 | 0 | 2018-11-20 | 22 | 67.36 | 1.33 | 68.69 | 0
11 | 20 | 23:00 | 0 | 2018-11-20 | 23 | 62.86 | 1.7 | 64.56 | 0
11 | 20 | 24:00 | 0 | 2018-11-20 | 24 | 35.44 | 1.23 | 36.67 | 0
11 | 21 | 01:00 | 0 | 2018-11-21 | 1 | 23.92 | 1.16 | 25.08 | 0
11 | 21 | 02:00 | 0 | 2018-11-21 | 2 | 35.95 | 1.06 | 37.01 | 0
11 | 21 | 03:00 | 0 | 2018-11-21 | 3 | 37.71 | 1.06 | 38.77 | 0
11 | 21 | 04:00 | 0 | 2018-11-21 | 4 | 34.97 | 1.07 | 36.04 | 0
11 | 21 | 05:00 | 0 | 2018-11-21 | 5 | 44 | 1.09 | 45.09 | 0
11 | 21 | 06:00 | 0 | 2018-11-21 | 6 | 48.18 | 2.09 | 50.27 | 0
11 | 21 | 07:00 | 0 | 2018-11-21 | 7 | 81.02 | 2.24 | 83.26 | 0
11 | 21 | 08:00 | 0 | 2018-11-21 | 8 | 98.96 | 2.41 | 101.37 | 0
11 | 21 | 09:00 | 35 | 2018-11-21 | 9 | 91.08 | 1.7 | 92.78 | 3247.3
11 | 21 | 10:00 | 60 | 2018-11-21 | 10 | 84.85 | 1.71 | 86.56 | 5193.6
11 | 21 | 11:00 | 12 | 2018-11-21 | 11 | 138.29 | 2.5 | 140.79 | 1689.48
11 | 21 | 12:00 | 43 | 2018-11-21 | 12 | 150.64 | 2.55 | 153.19 | 6587.17
11 | 21 | 13:00 | 45 | 2018-11-21 | 13 | 138.19 | 2.91 | 141.1 | 6349.5
11 | 21 | 14:00 | 658 | 2018-11-21 | 14 | 143.48 | 2.15 | 145.63 | 95824.54
11 | 21 | 15:00 | 1441 | 2018-11-21 | 15 | 120.25 | 1.88 | 122.13 | 175989.33
11 | 21 | 16:00 | 228 | 2018-11-21 | 16 | 93.96 | 1.81 | 95.77 | 21835.56
11 | 21 | 17:00 | 0 | 2018-11-21 | 17 | 97.38 | 1.88 | 99.26 | 0
11 | 21 | 18:00 | 0 | 2018-11-21 | 18 | 83.47 | 1.63 | 85.1 | 0
11 | 21 | 19:00 | 0 | 2018-11-21 | 19 | 81.3 | 1.99 | 83.29 | 0
11 | 21 | 20:00 | 0 | 2018-11-21 | 20 | 60.33 | 1.87 | 62.2 | 0
11 | 21 | 21:00 | 0 | 2018-11-21 | 21 | 77.06 | 1.76 | 78.82 | 0
11 | 21 | 22:00 | 0 | 2018-11-21 | 22 | 72.41 | 1.77 | 74.18 | 0
11 | 21 | 23:00 | 0 | 2018-11-21 | 23 | 43.86 | 2.62 | 46.48 | 0
11 | 21 | 24:00 | 0 | 2018-11-21 | 24 | 59.88 | 1.92 | 61.8 | 0
11 | 22 | 01:00 | 0 | 2018-11-22 | 1 | 93.96 | 1.5 | 95.46 | 0
11 | 22 | 02:00 | 0 | 2018-11-22 | 2 | 79.58 | 2.16 | 81.74 | 0
11 | 22 | 03:00 | 0 | 2018-11-22 | 3 | 44.95 | 1.36 | 46.31 | 0
11 | 22 | 04:00 | 0 | 2018-11-22 | 4 | 46.82 | 1.83 | 48.65 | 0
11 | 22 | 05:00 | 0 | 2018-11-22 | 5 | 96.04 | 1.88 | 97.92 | 0
11 | 22 | 06:00 | 0 | 2018-11-22 | 6 | 135.56 | 2.44 | 138 | 0
11 | 22 | 07:00 | 0 | 2018-11-22 | 7 | 78.96 | 2.41 | 81.37 | 0
11 | 22 | 08:00 | 596 | 2018-11-22 | 8 | 124.45 | 2.82 | 127.27 | 75852.92
11 | 22 | 09:00 | 1947 | 2018-11-22 | 9 | 220.72 | 5.27 | 225.99 | 440002.53
11 | 22 | 10:00 | 3137 | 2018-11-22 | 10 | 126.24 | 2.7 | 128.94 | 404484.78
11 | 22 | 11:00 | 4934 | 2018-11-22 | 11 | 171.76 | 2.39 | 174.15 | 859256.1
11 | 22 | 12:00 | 7049 | 2018-11-22 | 12 | 181.25 | 2.67 | 183.92 | 1296452.08
11 | 22 | 13:00 | 7147 | 2018-11-22 | 13 | 126.54 | 2.85 | 129.39 | 924750.33
11 | 22 | 14:00 | 5781 | 2018-11-22 | 14 | 60.73 | 1.52 | 62.25 | 359867.25
11 | 22 | 15:00 | 3543 | 2018-11-22 | 15 | 81.12 | 1.69 | 82.81 | 293395.83
11 | 22 | 16:00 | 1092 | 2018-11-22 | 16 | 96.88 | 1.58 | 98.46 | 107518.32
11 | 22 | 17:00 | 6 | 2018-11-22 | 17 | 103.66 | 1.9 | 105.56 | 633.36
11 | 22 | 18:00 | 0 | 2018-11-22 | 18 | 87.05 | 2.02 | 89.07 | 0
11 | 22 | 19:00 | 0 | 2018-11-22 | 19 | 85.38 | 1.45 | 86.83 | 0
11 | 22 | 20:00 | 0 | 2018-11-22 | 20 | 84.43 | 1.71 | 86.14 | 0
11 | 22 | 21:00 | 0 | 2018-11-22 | 21 | 109.9 | 2.24 | 112.14 | 0
11 | 22 | 22:00 | 0 | 2018-11-22 | 22 | 93.27 | 1.55 | 94.82 | 0
11 | 22 | 23:00 | 0 | 2018-11-22 | 23 | 60.12 | 2.32 | 62.44 | 0
11 | 22 | 24:00 | 0 | 2018-11-22 | 24 | 52.43 | 1.66 | 54.09 | 0
11 | 23 | 01:00 | 0 | 2018-11-23 | 1 | 120.2 | 1.33 | 121.53 | 0
11 | 23 | 02:00 | 0 | 2018-11-23 | 2 | 119.79 | 1.48 | 121.27 | 0
11 | 23 | 03:00 | 0 | 2018-11-23 | 3 | 97.7 | 1.94 | 99.64 | 0
11 | 23 | 04:00 | 0 | 2018-11-23 | 4 | 103.27 | 2.12 | 105.39 | 0
11 | 23 | 05:00 | 0 | 2018-11-23 | 5 | 98.14 | 2.37 | 100.51 | 0
11 | 23 | 06:00 | 0 | 2018-11-23 | 6 | 156.98 | 4.22 | 161.2 | 0
11 | 23 | 07:00 | 1 | 2018-11-23 | 7 | 148.3 | 4.69 | 152.99 | 152.99
11 | 23 | 08:00 | 2147 | 2018-11-23 | 8 | 96.29 | 3.19 | 99.48 | 213583.56
11 | 23 | 09:00 | 5681 | 2018-11-23 | 9 | 59.85 | 2.06 | 61.91 | 351710.71
11 | 23 | 10:00 | 7735 | 2018-11-23 | 10 | 56.47 | 1.79 | 58.26 | 450641.1
11 | 23 | 11:00 | 9004 | 2018-11-23 | 11 | 51.5 | 2.03 | 53.53 | 481984.12
11 | 23 | 12:00 | 9678 | 2018-11-23 | 12 | 53.59 | 1.9 | 55.49 | 537032.22
11 | 23 | 13:00 | 9114 | 2018-11-23 | 13 | 52.13 | 2.18 | 54.31 | 494981.34
11 | 23 | 14:00 | 7680 | 2018-11-23 | 14 | 59.63 | 2.06 | 61.69 | 473779.2
11 | 23 | 15:00 | 5236 | 2018-11-23 | 15 | 68 | 1.83 | 69.83 | 365629.88
11 | 23 | 16:00 | 1674 | 2018-11-23 | 16 | 110.72 | 2.51 | 113.23 | 189547.02
11 | 23 | 17:00 | 2 | 2018-11-23 | 17 | 114.87 | 2.02 | 116.89 | 233.78
11 | 23 | 18:00 | 0 | 2018-11-23 | 18 | 136.79 | 3.5 | 140.29 | 0
11 | 23 | 19:00 | 0 | 2018-11-23 | 19 | 115.72 | 3.27 | 118.99 | 0
11 | 23 | 20:00 | 0 | 2018-11-23 | 20 | 79.71 | 1.9 | 81.61 | 0
11 | 23 | 21:00 | 0 | 2018-11-23 | 21 | 66.75 | 1.82 | 68.57 | 0
11 | 23 | 22:00 | 0 | 2018-11-23 | 22 | 80.78 | 2.54 | 83.32 | 0
11 | 23 | 23:00 | 0 | 2018-11-23 | 23 | 72.17 | 3.56 | 75.73 | 0
11 | 23 | 24:00 | 0 | 2018-11-23 | 24 | 85.68 | 2.49 | 88.17 | 0
11 | 24 | 01:00 | 0 | 2018-11-24 | 1 | 47.88 | 1.48 | 49.36 | 0
11 | 24 | 02:00 | 0 | 2018-11-24 | 2 | 51.52 | 1.08 | 52.6 | 0
11 | 24 | 03:00 | 0 | 2018-11-24 | 3 | 62.46 | 1.14 | 63.6 | 0
11 | 24 | 04:00 | 0 | 2018-11-24 | 4 | 64.84 | 1.22 | 66.06 | 0
11 | 24 | 05:00 | 0 | 2018-11-24 | 5 | 64.95 | 1.23 | 66.18 | 0
11 | 24 | 06:00 | 0 | 2018-11-24 | 6 | 50.42 | 1.24 | 51.66 | 0
11 | 24 | 07:00 | 0 | 2018-11-24 | 7 | 49.95 | 1.33 | 51.28 | 0
11 | 24 | 08:00 | 585 | 2018-11-24 | 8 | 50.65 | 1.27 | 51.92 | 30373.2
11 | 24 | 09:00 | 2391 | 2018-11-24 | 9 | 54.03 | 1.19 | 55.22 | 132031.02
11 | 24 | 10:00 | 5203 | 2018-11-24 | 10 | 48.65 | 1.21 | 49.86 | 259421.58
11 | 24 | 11:00 | 7677 | 2018-11-24 | 11 | 49.93 | 1.21 | 51.14 | 392601.78
11 | 24 | 12:00 | 9677 | 2018-11-24 | 12 | 54.27 | 1.18 | 55.45 | 536589.65
11 | 24 | 13:00 | 9264 | 2018-11-24 | 13 | 49.04 | 1.28 | 50.32 | 466164.48
11 | 24 | 14:00 | 7607 | 2018-11-24 | 14 | 49.31 | 1.37 | 50.68 | 385522.76
11 | 24 | 15:00 | 5007 | 2018-11-24 | 15 | 56.17 | 1.49 | 57.66 | 288703.62
11 | 24 | 16:00 | 982 | 2018-11-24 | 16 | 71.85 | 1.68 | 73.53 | 72206.46
11 | 24 | 17:00 | 2 | 2018-11-24 | 17 | 101.02 | 2.9 | 103.92 | 207.84
11 | 24 | 18:00 | 0 | 2018-11-24 | 18 | 68.61 | 1.11 | 69.72 | 0
11 | 24 | 19:00 | 0 | 2018-11-24 | 19 | 65.8 | 1.18 | 66.98 | 0
11 | 24 | 20:00 | 0 | 2018-11-24 | 20 | 56.25 | 1.17 | 57.42 | 0
11 | 24 | 21:00 | 0 | 2018-11-24 | 21 | 48.66 | 1.25 | 49.91 | 0
11 | 24 | 22:00 | 0 | 2018-11-24 | 22 | 50.48 | 1.26 | 51.74 | 0
11 | 24 | 23:00 | 0 | 2018-11-24 | 23 | 48.97 | 1.3 | 50.27 | 0
11 | 24 | 24:00 | 0 | 2018-11-24 | 24 | 65.3 | 3.08 | 68.38 | 0
11 | 25 | 01:00 | 0 | 2018-11-25 | 1 | 61.05 | 3.13 | 64.18 | 0
11 | 25 | 02:00 | 0 | 2018-11-25 | 2 | 45.88 | 1.59 | 47.47 | 0
11 | 25 | 03:00 | 0 | 2018-11-25 | 3 | 48.3 | 1.51 | 49.81 | 0
11 | 25 | 04:00 | 0 | 2018-11-25 | 4 | 52.35 | 1.58 | 53.93 | 0
11 | 25 | 05:00 | 0 | 2018-11-25 | 5 | 53.09 | 1.79 | 54.88 | 0
11 | 25 | 06:00 | 0 | 2018-11-25 | 6 | 49.14 | 1.76 | 50.9 | 0
11 | 25 | 07:00 | 0 | 2018-11-25 | 7 | 41.93 | 1.66 | 43.59 | 0
11 | 25 | 08:00 | 27 | 2018-11-25 | 8 | 39.92 | 1.48 | 41.4 | 1117.8
11 | 25 | 09:00 | 470 | 2018-11-25 | 9 | 39.27 | 1.45 | 40.72 | 19138.4
11 | 25 | 10:00 | 1199 | 2018-11-25 | 10 | 41.48 | 1.4 | 42.88 | 51413.12
11 | 25 | 11:00 | 1990 | 2018-11-25 | 11 | 49.57 | 1.69 | 51.26 | 102007.4
11 | 25 | 12:00 | 3522 | 2018-11-25 | 12 | 64.48 | 2.21 | 66.69 | 234882.18
11 | 25 | 13:00 | 3517 | 2018-11-25 | 13 | 70.11 | 2.45 | 72.56 | 255193.52
11 | 25 | 14:00 | 2052 | 2018-11-25 | 14 | 82.64 | 2.74 | 85.38 | 175199.76
11 | 25 | 15:00 | 1166 | 2018-11-25 | 15 | 89.74 | 2.97 | 92.71 | 108099.86
11 | 25 | 16:00 | 363 | 2018-11-25 | 16 | 93.17 | 2.07 | 95.24 | 34572.12
11 | 25 | 17:00 | 0 | 2018-11-25 | 17 | 111.36 | 2.27 | 113.63 | 0
11 | 25 | 18:00 | 0 | 2018-11-25 | 18 | 110.51 | 1.85 | 112.36 | 0
11 | 25 | 19:00 | 0 | 2018-11-25 | 19 | 103.17 | 2.13 | 105.3 | 0
11 | 25 | 20:00 | 0 | 2018-11-25 | 20 | 107.09 | 2.5 | 109.59 | 0
11 | 25 | 21:00 | 0 | 2018-11-25 | 21 | 96.54 | 2.54 | 99.08 | 0
11 | 25 | 22:00 | 0 | 2018-11-25 | 22 | 67.7 | 2.1 | 69.8 | 0
11 | 25 | 23:00 | 0 | 2018-11-25 | 23 | 47.66 | 1.97 | 49.63 | 0
11 | 25 | 24:00 | 0 | 2018-11-25 | 24 | 62.27 | 3.02 | 65.29 | 0
11 | 26 | 01:00 | 0 | 2018-11-26 | 1 | 62.27 | 3.02 | 65.29 | 0
11 | 26 | 02:00 | 0 | 2018-11-26 | 2 | 85.88 | 3.37 | 89.25 | 0
11 | 26 | 03:00 | 0 | 2018-11-26 | 3 | 126.98 | 3.71 | 130.69 | 0
11 | 26 | 04:00 | 0 | 2018-11-26 | 4 | 61.49 | 2.72 | 64.21 | 0
11 | 26 | 05:00 | 0 | 2018-11-26 | 5 | 53.05 | 2.79 | 55.84 | 0
11 | 26 | 06:00 | 0 | 2018-11-26 | 6 | 62.45 | 3.63 | 66.08 | 0
11 | 26 | 07:00 | 0 | 2018-11-26 | 7 | 107.2 | 3.76 | 110.96 | 0
11 | 26 | 08:00 | 72 | 2018-11-26 | 8 | 118.5 | 4.04 | 122.54 | 8822.88
11 | 26 | 09:00 | 478 | 2018-11-26 | 9 | 113.65 | 3.39 | 117.04 | 55945.12
11 | 26 | 10:00 | 1542 | 2018-11-26 | 10 | 91.18 | 3.5 | 94.68 | 145996.56
11 | 26 | 11:00 | 1593 | 2018-11-26 | 11 | 77.54 | 3.36 | 80.9 | 128873.7
11 | 26 | 12:00 | 1582 | 2018-11-26 | 12 | 82.4 | 3.24 | 85.64 | 135482.48
11 | 26 | 13:00 | 1340 | 2018-11-26 | 13 | 71.22 | 3.12 | 74.34 | 99615.6
11 | 26 | 14:00 | 797 | 2018-11-26 | 14 | 70.66 | 3.06 | 73.72 | 58754.84
11 | 26 | 15:00 | 565 | 2018-11-26 | 15 | 74.78 | 2.96 | 77.74 | 43923.1
11 | 26 | 16:00 | 127 | 2018-11-26 | 16 | 82.15 | 3.15 | 85.3 | 10833.1
11 | 26 | 17:00 | 0 | 2018-11-26 | 17 | 88.71 | 2.96 | 91.67 | 0
11 | 26 | 18:00 | 0 | 2018-11-26 | 18 | 84.18 | 3.5 | 87.68 | 0
11 | 26 | 19:00 | 0 | 2018-11-26 | 19 | 71.83 | 2.88 | 74.71 | 0
11 | 26 | 20:00 | 0 | 2018-11-26 | 20 | 70.53 | 2.93 | 73.46 | 0
11 | 26 | 21:00 | 0 | 2018-11-26 | 21 | 52.48 | 2.99 | 55.47 | 0
11 | 26 | 22:00 | 0 | 2018-11-26 | 22 | 48.53 | 3.01 | 51.54 | 0
11 | 26 | 23:00 | 0 | 2018-11-26 | 23 | 40.79 | 3.13 | 43.92 | 0
11 | 26 | 24:00 | 0 | 2018-11-26 | 24 | 42.93 | 3.47 | 46.4 | 0
11 | 27 | 01:00 | 0 | 2018-11-27 | 1 | 38.36 | 0.98 | 39.34 | 0
11 | 27 | 02:00 | 0 | 2018-11-27 | 2 | 40.3 | 0.89 | 41.19 | 0
11 | 27 | 03:00 | 0 | 2018-11-27 | 3 | 39.97 | 0.9 | 40.87 | 0
11 | 27 | 04:00 | 0 | 2018-11-27 | 4 | 40.49 | 0.85 | 41.34 | 0
11 | 27 | 05:00 | 0 | 2018-11-27 | 5 | 39.65 | 0.87 | 40.52 | 0
11 | 27 | 06:00 | 0 | 2018-11-27 | 6 | 38.57 | 1.02 | 39.59 | 0
11 | 27 | 07:00 | 0 | 2018-11-27 | 7 | 46.94 | 1.14 | 48.08 | 0
11 | 27 | 08:00 | 9 | 2018-11-27 | 8 | 67.08 | 2.16 | 69.24 | 623.16
11 | 27 | 09:00 | 187 | 2018-11-27 | 9 | 75.11 | 1.68 | 76.79 | 14359.73
11 | 27 | 10:00 | 737 | 2018-11-27 | 10 | 49.04 | 1.42 | 50.46 | 37189.02
11 | 27 | 11:00 | 687 | 2018-11-27 | 11 | 39.78 | 1.28 | 41.06 | 28208.22
11 | 27 | 12:00 | 1408 | 2018-11-27 | 12 | 37.98 | 1.26 | 39.24 | 55249.92
11 | 27 | 13:00 | 3403 | 2018-11-27 | 13 | 38.35 | 1.25 | 39.6 | 134758.8
11 | 27 | 14:00 | 2390 | 2018-11-27 | 14 | 38.98 | 1.27 | 40.25 | 96197.5
11 | 27 | 15:00 | 2168 | 2018-11-27 | 15 | 48.57 | 1.45 | 50.02 | 108443.36
11 | 27 | 16:00 | 808 | 2018-11-27 | 16 | 70.3 | 2.1 | 72.4 | 58499.2
11 | 27 | 17:00 | 3 | 2018-11-27 | 17 | 66.51 | 1.55 | 68.06 | 204.18
11 | 27 | 18:00 | 0 | 2018-11-27 | 18 | 80.57 | 1.34 | 81.91 | 0
11 | 27 | 19:00 | 0 | 2018-11-27 | 19 | 72.9 | 1.9 | 74.8 | 0
11 | 27 | 20:00 | 0 | 2018-11-27 | 20 | 77.43 | 1.99 | 79.42 | 0
11 | 27 | 21:00 | 0 | 2018-11-27 | 21 | 70.23 | 2.34 | 72.57 | 0
11 | 27 | 22:00 | 0 | 2018-11-27 | 22 | 43.15 | 1.47 | 44.62 | 0
11 | 27 | 23:00 | 0 | 2018-11-27 | 23 | 40.09 | 1.52 | 41.61 | 0
11 | 27 | 24:00 | 0 | 2018-11-27 | 24 | 43.94 | 1.2 | 45.14 | 0
11 | 28 | 01:00 | 0 | 2018-11-28 | 1 | 40.49 | 1 | 41.49 | 0
11 | 28 | 02:00 | 0 | 2018-11-28 | 2 | 38.33 | 0.97 | 39.3 | 0
11 | 28 | 03:00 | 0 | 2018-11-28 | 3 | 33 | 0.9 | 33.9 | 0
11 | 28 | 04:00 | 0 | 2018-11-28 | 4 | 36.18 | 0.87 | 37.05 | 0
11 | 28 | 05:00 | 0 | 2018-11-28 | 5 | 41.65 | 0.93 | 42.58 | 0
11 | 28 | 06:00 | 0 | 2018-11-28 | 6 | 44.17 | 1.07 | 45.24 | 0
11 | 28 | 07:00 | 0 | 2018-11-28 | 7 | 43.57 | 1.09 | 44.66 | 0
11 | 28 | 08:00 | 410 | 2018-11-28 | 8 | 49.44 | 1.45 | 50.89 | 20864.9
11 | 28 | 09:00 | 3006 | 2018-11-28 | 9 | 43.96 | 1.38 | 45.34 | 136292.04
11 | 28 | 10:00 | 4988 | 2018-11-28 | 10 | 38.15 | 1.27 | 39.42 | 196626.96
11 | 28 | 11:00 | 6831 | 2018-11-28 | 11 | 40.13 | 1.23 | 41.36 | 282530.16
11 | 28 | 12:00 | 6176 | 2018-11-28 | 12 | 42.89 | 1.22 | 44.11 | 272423.36
11 | 28 | 13:00 | 4827 | 2018-11-28 | 13 | 43.38 | 1.22 | 44.6 | 215284.2
11 | 28 | 14:00 | 4666 | 2018-11-28 | 14 | 42.77 | 1.21 | 43.98 | 205210.68
11 | 28 | 15:00 | 2850 | 2018-11-28 | 15 | 53.51 | 1.48 | 54.99 | 156721.5
11 | 28 | 16:00 | 1413 | 2018-11-28 | 16 | 61.27 | 1.57 | 62.84 | 88792.92
11 | 28 | 17:00 | 16 | 2018-11-28 | 17 | 70.96 | 1.32 | 72.28 | 1156.48
11 | 28 | 18:00 | 0 | 2018-11-28 | 18 | 69.75 | 1.54 | 71.29 | 0
11 | 28 | 19:00 | 0 | 2018-11-28 | 19 | 74.72 | 1.56 | 76.28 | 0
11 | 28 | 20:00 | 0 | 2018-11-28 | 20 | 76.35 | 1.52 | 77.87 | 0
11 | 28 | 21:00 | 0 | 2018-11-28 | 21 | 59.99 | 1.33 | 61.32 | 0
11 | 28 | 22:00 | 0 | 2018-11-28 | 22 | 55.43 | 1.46 | 56.89 | 0
11 | 28 | 23:00 | 0 | 2018-11-28 | 23 | 38.31 | 1.43 | 39.74 | 0
11 | 28 | 24:00 | 0 | 2018-11-28 | 24 | 39.59 | 1.51 | 41.1 | 0
11 | 29 | 01:00 | 0 | 2018-11-29 | 1 | 45.52 | 0.87 | 46.39 | 0
11 | 29 | 02:00 | 0 | 2018-11-29 | 2 | 38.2 | 0.75 | 38.95 | 0
11 | 29 | 03:00 | 0 | 2018-11-29 | 3 | 39.61 | 0.8 | 40.41 | 0
11 | 29 | 04:00 | 0 | 2018-11-29 | 4 | 40.95 | 0.72 | 41.67 | 0
11 | 29 | 05:00 | 0 | 2018-11-29 | 5 | 51.5 | 0.75 | 52.25 | 0
11 | 29 | 06:00 | 0 | 2018-11-29 | 6 | 52.81 | 1.05 | 53.86 | 0
11 | 29 | 07:00 | 0 | 2018-11-29 | 7 | 53 | 0.91 | 53.91 | 0
11 | 29 | 08:00 | 902 | 2018-11-29 | 8 | 67.23 | 1.8 | 69.03 | 62265.06
11 | 29 | 09:00 | 4189 | 2018-11-29 | 9 | 49.41 | 1.19 | 50.6 | 211963.4
11 | 29 | 10:00 | 6470 | 2018-11-29 | 10 | 39.33 | 1.07 | 40.4 | 261388
11 | 29 | 11:00 | 9052 | 2018-11-29 | 11 | 42.69 | 1.05 | 43.74 | 395934.48
11 | 29 | 12:00 | 8415 | 2018-11-29 | 12 | 49.56 | 1.13 | 50.69 | 426556.35
11 | 29 | 13:00 | 6883 | 2018-11-29 | 13 | 51.71 | 1.18 | 52.89 | 364041.87
11 | 29 | 14:00 | 5032 | 2018-11-29 | 14 | 44.54 | 1.07 | 45.61 | 229509.52
11 | 29 | 15:00 | 3077 | 2018-11-29 | 15 | 55.79 | 1.37 | 57.16 | 175881.32
11 | 29 | 16:00 | 1233 | 2018-11-29 | 16 | 54.89 | 1.29 | 56.18 | 69269.94
11 | 29 | 17:00 | 4 | 2018-11-29 | 17 | 58.75 | 1.15 | 59.9 | 239.6
11 | 29 | 18:00 | 0 | 2018-11-29 | 18 | 73.21 | 1.55 | 74.76 | 0
11 | 29 | 19:00 | 0 | 2018-11-29 | 19 | 70.31 | 1.6 | 71.91 | 0
11 | 29 | 20:00 | 0 | 2018-11-29 | 20 | 72.94 | 1.43 | 74.37 | 0
11 | 29 | 21:00 | 0 | 2018-11-29 | 21 | 66.86 | 1.29 | 68.15 | 0
11 | 29 | 22:00 | 0 | 2018-11-29 | 22 | 57.88 | 1.19 | 59.07 | 0
11 | 29 | 23:00 | 0 | 2018-11-29 | 23 | 47.54 | 1.3 | 48.84 | 0
11 | 29 | 24:00 | 0 | 2018-11-29 | 24 | 51.72 | 1.24 | 52.96 | 0
11 | 30 | 01:00 | 0 | 2018-11-30 | 1 | 46.13 | 1.26 | 47.39 | 0
11 | 30 | 02:00 | 0 | 2018-11-30 | 2 | 41.36 | 1.19 | 42.55 | 0
11 | 30 | 03:00 | 0 | 2018-11-30 | 3 | 46.76 | 1.18 | 47.94 | 0
11 | 30 | 04:00 | 0 | 2018-11-30 | 4 | 47.43 | 1.22 | 48.65 | 0
11 | 30 | 05:00 | 0 | 2018-11-30 | 5 | 45.38 | 1.2 | 46.58 | 0
11 | 30 | 06:00 | 0 | 2018-11-30 | 6 | 42.09 | 1.28 | 43.37 | 0
11 | 30 | 07:00 | 0 | 2018-11-30 | 7 | 58.55 | 2.14 | 60.69 | 0
11 | 30 | 08:00 | 2752 | 2018-11-30 | 8 | 84.79 | 2.28 | 87.07 | 239616.64
11 | 30 | 09:00 | 4183 | 2018-11-30 | 9 | 78.53 | 2.2 | 80.73 | 337693.59
11 | 30 | 10:00 | 6737 | 2018-11-30 | 10 | 86.26 | 2.49 | 88.75 | 597908.75
11 | 30 | 11:00 | 8354 | 2018-11-30 | 11 | 70.42 | 2.77 | 73.19 | 611429.26
11 | 30 | 12:00 | 9062 | 2018-11-30 | 12 | 80.63 | 2.74 | 83.37 | 755498.94
11 | 30 | 13:00 | 7124 | 2018-11-30 | 13 | 95.14 | 2.73 | 97.87 | 697225.88
11 | 30 | 14:00 | 3234 | 2018-11-30 | 14 | 98.5 | 2.12 | 100.62 | 325405.08
11 | 30 | 15:00 | 1606 | 2018-11-30 | 15 | 91.07 | 3.54 | 94.61 | 151943.66
11 | 30 | 16:00 | 445 | 2018-11-30 | 16 | 86.44 | 3.19 | 89.63 | 39885.35
11 | 30 | 17:00 | 1 | 2018-11-30 | 17 | 85.24 | 2.13 | 87.37 | 87.37
11 | 30 | 18:00 | 0 | 2018-11-30 | 18 | 89.69 | 2.43 | 92.12 | 0
11 | 30 | 19:00 | 0 | 2018-11-30 | 19 | 100.63 | 2.04 | 102.67 | 0
11 | 30 | 20:00 | 0 | 2018-11-30 | 20 | 105.69 | 2.95 | 108.64 | 0
11 | 30 | 21:00 | 0 | 2018-11-30 | 21 | 84.45 | 3.14 | 87.59 | 0
11 | 30 | 22:00 | 0 | 2018-11-30 | 22 | 61.87 | 1.91 | 63.78 | 0
11 | 30 | 23:00 | 0 | 2018-11-30 | 23 | 55.27 | 2.77 | 58.04 | 0
11 | 30 | 24:00 | 0 | 2018-11-30 | 24 | 51.34 | 1.51 | 52.85 | 0
12 | 1 | 01:00 | 0 | 2018-12-01 | 1 | 45.49 | 0.51 | 46 | 0
12 | 1 | 02:00 | 0 | 2018-12-01 | 2 | 40.05 | 0.49 | 40.54 | 0
12 | 1 | 03:00 | 0 | 2018-12-01 | 3 | 44.02 | 0.52 | 44.54 | 0
12 | 1 | 04:00 | 0 | 2018-12-01 | 4 | 40.41 | 0.48 | 40.89 | 0
12 | 1 | 05:00 | 0 | 2018-12-01 | 5 | 40.12 | 0.48 | 40.6 | 0
12 | 1 | 06:00 | 0 | 2018-12-01 | 6 | 43.86 | 0.46 | 44.32 | 0
12 | 1 | 07:00 | 0 | 2018-12-01 | 7 | 44.71 | 1.45 | 46.16 | 0
12 | 1 | 08:00 | 399 | 2018-12-01 | 8 | 42.92 | 0.73 | 43.65 | 17416.35
12 | 1 | 09:00 | 2916 | 2018-12-01 | 9 | 43.75 | 0.54 | 44.29 | 129149.64
12 | 1 | 10:00 | 9659 | 2018-12-01 | 10 | 38.04 | 0.47 | 38.51 | 371968.09
12 | 1 | 11:00 | 13745 | 2018-12-01 | 11 | 34.54 | 0.44 | 34.98 | 480800.1
12 | 1 | 12:00 | 15211 | 2018-12-01 | 12 | 32.77 | 0.42 | 33.19 | 504853.09
12 | 1 | 13:00 | 13483 | 2018-12-01 | 13 | 32.2 | 0.43 | 32.63 | 439950.29
12 | 1 | 14:00 | 10895 | 2018-12-01 | 14 | 33.79 | 0.41 | 34.2 | 372609
12 | 1 | 15:00 | 4389 | 2018-12-01 | 15 | 38.25 | 0.43 | 38.68 | 169766.52
12 | 1 | 16:00 | 938 | 2018-12-01 | 16 | 37.69 | 0.44 | 38.13 | 35765.94
12 | 1 | 17:00 | 2 | 2018-12-01 | 17 | 46.45 | 0.47 | 46.92 | 93.84
12 | 1 | 18:00 | 0 | 2018-12-01 | 18 | 60.46 | 0.59 | 61.05 | 0
12 | 1 | 19:00 | 0 | 2018-12-01 | 19 | 62.68 | 0.7 | 63.38 | 0
12 | 1 | 20:00 | 0 | 2018-12-01 | 20 | 57.65 | 0.62 | 58.27 | 0
12 | 1 | 21:00 | 0 | 2018-12-01 | 21 | 49.65 | 0.56 | 50.21 | 0
12 | 1 | 22:00 | 0 | 2018-12-01 | 22 | 52.95 | 1.03 | 53.98 | 0
12 | 1 | 23:00 | 0 | 2018-12-01 | 23 | 38.31 | 0.55 | 38.86 | 0
12 | 1 | 24:00 | 0 | 2018-12-01 | 24 | 39.71 | 0.66 | 40.37 | 0
12 | 2 | 01:00 | 0 | 2018-12-02 | 1 | 47.35 | 2.03 | 49.38 | 0
12 | 2 | 02:00 | 0 | 2018-12-02 | 2 | 42.08 | 1.09 | 43.17 | 0
12 | 2 | 03:00 | 0 | 2018-12-02 | 3 | 41.14 | 1.03 | 42.17 | 0
12 | 2 | 04:00 | 0 | 2018-12-02 | 4 | 38.23 | 1.02 | 39.25 | 0
12 | 2 | 05:00 | 0 | 2018-12-02 | 5 | 42.81 | 1.05 | 43.86 | 0
12 | 2 | 06:00 | 0 | 2018-12-02 | 6 | 45.18 | 1.37 | 46.55 | 0
12 | 2 | 07:00 | 0 | 2018-12-02 | 7 | 47.76 | 1.61 | 49.37 | 0
12 | 2 | 08:00 | 5 | 2018-12-02 | 8 | 41.13 | 1.61 | 42.74 | 213.7
12 | 2 | 09:00 | 88 | 2018-12-02 | 9 | 47.34 | 1.64 | 48.98 | 4310.24
12 | 2 | 10:00 | 521 | 2018-12-02 | 10 | 73.73 | 2.18 | 75.91 | 39549.11
12 | 2 | 11:00 | 969 | 2018-12-02 | 11 | 81.11 | 1.86 | 82.97 | 80397.93
12 | 2 | 12:00 | 1816 | 2018-12-02 | 12 | 86.09 | 2.09 | 88.18 | 160134.88
12 | 2 | 13:00 | 1658 | 2018-12-02 | 13 | 91.77 | 2.36 | 94.13 | 156067.54
12 | 2 | 14:00 | 1694 | 2018-12-02 | 14 | 88.69 | 2.5 | 91.19 | 154475.86
12 | 2 | 15:00 | 880 | 2018-12-02 | 15 | 77.8 | 2.85 | 80.65 | 70972
12 | 2 | 16:00 | 217 | 2018-12-02 | 16 | 79.39 | 2.59 | 81.98 | 17789.66
12 | 2 | 17:00 | 0 | 2018-12-02 | 17 | 91.74 | 2.24 | 93.98 | 0
12 | 2 | 18:00 | 0 | 2018-12-02 | 18 | 96.19 | 1.91 | 98.1 | 0
12 | 2 | 19:00 | 0 | 2018-12-02 | 19 | 87.17 | 1.95 | 89.12 | 0
12 | 2 | 20:00 | 0 | 2018-12-02 | 20 | 89.36 | 2.87 | 92.23 | 0
12 | 2 | 21:00 | 0 | 2018-12-02 | 21 | 91.79 | 2.83 | 94.62 | 0
12 | 2 | 22:00 | 0 | 2018-12-02 | 22 | 96.62 | 4.01 | 100.63 | 0
12 | 2 | 23:00 | 0 | 2018-12-02 | 23 | 67.02 | 4.02 | 71.04 | 0
12 | 2 | 24:00 | 0 | 2018-12-02 | 24 | 32.53 | 1.24 | 33.77 | 0
12 | 3 | 01:00 | 0 | 2018-12-03 | 1 | 37.6 | 0.6 | 38.2 | 0
12 | 3 | 02:00 | 0 | 2018-12-03 | 2 | 36.32 | 0.62 | 36.94 | 0
12 | 3 | 03:00 | 0 | 2018-12-03 | 3 | 33.6 | 0.56 | 34.16 | 0
12 | 3 | 04:00 | 0 | 2018-12-03 | 4 | 35.1 | 0.58 | 35.68 | 0
12 | 3 | 05:00 | 0 | 2018-12-03 | 5 | 39.09 | 0.6 | 39.69 | 0
12 | 3 | 06:00 | 0 | 2018-12-03 | 6 | 43.61 | 0.8 | 44.41 | 0
12 | 3 | 07:00 | 0 | 2018-12-03 | 7 | 87.1 | 2.69 | 89.79 | 0
12 | 3 | 08:00 | 277 | 2018-12-03 | 8 | 99.33 | 3.08 | 102.41 | 28367.57
12 | 3 | 09:00 | 2893 | 2018-12-03 | 9 | 82.87 | 1.92 | 84.79 | 245297.47
12 | 3 | 10:00 | 8799 | 2018-12-03 | 10 | 46.4 | 1.32 | 47.72 | 419888.28
12 | 3 | 11:00 | 16659 | 2018-12-03 | 11 | 37.91 | 1.11 | 39.02 | 650034.18
12 | 3 | 12:00 | 15770 | 2018-12-03 | 12 | 38.74 | 1.1 | 39.84 | 628276.8
12 | 3 | 13:00 | 11544 | 2018-12-03 | 13 | 38.18 | 1.11 | 39.29 | 453563.76
12 | 3 | 14:00 | 7842 | 2018-12-03 | 14 | 40.45 | 1.12 | 41.57 | 325991.94
12 | 3 | 15:00 | 3963 | 2018-12-03 | 15 | 40.88 | 1.13 | 42.01 | 166485.63
12 | 3 | 16:00 | 759 | 2018-12-03 | 16 | 37.26 | 1.04 | 38.3 | 29069.7
12 | 3 | 17:00 | 1 | 2018-12-03 | 17 | 48.65 | 1.06 | 49.71 | 49.71
12 | 3 | 18:00 | 0 | 2018-12-03 | 18 | 77.27 | 1.28 | 78.55 | 0
12 | 3 | 19:00 | 0 | 2018-12-03 | 19 | 70.65 | 1.24 | 71.89 | 0
12 | 3 | 20:00 | 0 | 2018-12-03 | 20 | 72.73 | 1.41 | 74.14 | 0
12 | 3 | 21:00 | 0 | 2018-12-03 | 21 | 61.21 | 1.76 | 62.97 | 0
12 | 3 | 22:00 | 0 | 2018-12-03 | 22 | 39.45 | 1.16 | 40.61 | 0
12 | 3 | 23:00 | 0 | 2018-12-03 | 23 | 41.85 | 1.25 | 43.1 | 0
12 | 3 | 24:00 | 0 | 2018-12-03 | 24 | 43.25 | 1.21 | 44.46 | 0
12 | 4 | 01:00 | 0 | 2018-12-04 | 1 | 47.59 | 1.58 | 49.17 | 0
12 | 4 | 02:00 | 0 | 2018-12-04 | 2 | 32.39 | 0.45 | 32.84 | 0
12 | 4 | 03:00 | 0 | 2018-12-04 | 3 | 36.22 | 0.45 | 36.67 | 0
12 | 4 | 04:00 | 0 | 2018-12-04 | 4 | 36.17 | 0.54 | 36.71 | 0
12 | 4 | 05:00 | 0 | 2018-12-04 | 5 | 36.76 | 0.46 | 37.22 | 0
12 | 4 | 06:00 | 0 | 2018-12-04 | 6 | 31.36 | 1.04 | 32.4 | 0
12 | 4 | 07:00 | 0 | 2018-12-04 | 7 | 50.72 | 0.86 | 51.58 | 0
12 | 4 | 08:00 | 614 | 2018-12-04 | 8 | 95.97 | 2.54 | 98.51 | 60485.14
12 | 4 | 09:00 | 6295 | 2018-12-04 | 9 | 70.93 | 1.61 | 72.54 | 456639.3
12 | 4 | 10:00 | 12971 | 2018-12-04 | 10 | 39.35 | 1.09 | 40.44 | 524547.24
12 | 4 | 11:00 | 13969 | 2018-12-04 | 11 | 52.61 | 1.01 | 53.62 | 749017.78
12 | 4 | 12:00 | 18794 | 2018-12-04 | 12 | 41.19 | 1.24 | 42.43 | 797429.42
12 | 4 | 13:00 | 21648 | 2018-12-04 | 13 | 44.22 | 0.98 | 45.2 | 978489.6
12 | 4 | 14:00 | 17029 | 2018-12-04 | 14 | 48.19 | 1.02 | 49.21 | 837997.09
12 | 4 | 15:00 | 9374 | 2018-12-04 | 15 | 51.35 | 1.04 | 52.39 | 491103.86
12 | 4 | 16:00 | 2592 | 2018-12-04 | 16 | 60.69 | 0.98 | 61.67 | 159848.64
12 | 4 | 17:00 | 8 | 2018-12-04 | 17 | 66.46 | 1.03 | 67.49 | 539.92
12 | 4 | 18:00 | 0 | 2018-12-04 | 18 | 80.75 | 0.87 | 81.62 | 0
12 | 4 | 19:00 | 0 | 2018-12-04 | 19 | 72.67 | 0.91 | 73.58 | 0
12 | 4 | 20:00 | 0 | 2018-12-04 | 20 | 65.78 | 0.91 | 66.69 | 0
12 | 4 | 21:00 | 0 | 2018-12-04 | 21 | 62.75 | 0.89 | 63.64 | 0
12 | 4 | 22:00 | 0 | 2018-12-04 | 22 | 45.16 | 0.92 | 46.08 | 0
12 | 4 | 23:00 | 0 | 2018-12-04 | 23 | 36.26 | 1.06 | 37.32 | 0
12 | 4 | 24:00 | 0 | 2018-12-04 | 24 | 39.24 | 0.68 | 39.92 | 0
12 | 5 | 01:00 | 0 | 2018-12-05 | 1 | 45.11 | 0.65 | 45.76 | 0
12 | 5 | 02:00 | 0 | 2018-12-05 | 2 | 52.03 | 0.82 | 52.85 | 0
12 | 5 | 03:00 | 0 | 2018-12-05 | 3 | 52.48 | 0.93 | 53.41 | 0
12 | 5 | 04:00 | 0 | 2018-12-05 | 4 | 43.21 | 0.67 | 43.88 | 0
12 | 5 | 05:00 | 0 | 2018-12-05 | 5 | 46.09 | 0.57 | 46.66 | 0
12 | 5 | 06:00 | 0 | 2018-12-05 | 6 | 57.4 | 0.97 | 58.37 | 0
12 | 5 | 07:00 | 0 | 2018-12-05 | 7 | 71.53 | 0.83 | 72.36 | 0
12 | 5 | 08:00 | 2346 | 2018-12-05 | 8 | 78.56 | 1.18 | 79.74 | 187070.04
12 | 5 | 09:00 | 10942 | 2018-12-05 | 9 | 64.15 | 1.02 | 65.17 | 713090.14
12 | 5 | 10:00 | 19162 | 2018-12-05 | 10 | 35.92 | 1.11 | 37.03 | 709568.86
12 | 5 | 11:00 | 22042 | 2018-12-05 | 11 | 38.44 | 0.96 | 39.4 | 868454.8
12 | 5 | 12:00 | 22481 | 2018-12-05 | 12 | 33.97 | 1.01 | 34.98 | 786385.38
12 | 5 | 13:00 | 15674 | 2018-12-05 | 13 | 36.86 | 0.97 | 37.83 | 592947.42
12 | 5 | 14:00 | 8824 | 2018-12-05 | 14 | 53.7 | 0.95 | 54.65 | 482231.6
12 | 5 | 15:00 | 4012 | 2018-12-05 | 15 | 50.01 | 1.04 | 51.05 | 204812.6
12 | 5 | 16:00 | 1344 | 2018-12-05 | 16 | 56.86 | 1.06 | 57.92 | 77844.48
12 | 5 | 17:00 | 2 | 2018-12-05 | 17 | 74.68 | 1.02 | 75.7 | 151.4
12 | 5 | 18:00 | 0 | 2018-12-05 | 18 | 73.69 | 0.91 | 74.6 | 0
12 | 5 | 19:00 | 0 | 2018-12-05 | 19 | 76.29 | 0.96 | 77.25 | 0
12 | 5 | 20:00 | 0 | 2018-12-05 | 20 | 62.94 | 0.89 | 63.83 | 0
12 | 5 | 21:00 | 0 | 2018-12-05 | 21 | 54.98 | 0.88 | 55.86 | 0
12 | 5 | 22:00 | 0 | 2018-12-05 | 22 | 53.69 | 0.96 | 54.65 | 0
12 | 5 | 23:00 | 0 | 2018-12-05 | 23 | 51.79 | 1.47 | 53.26 | 0
12 | 5 | 24:00 | 0 | 2018-12-05 | 24 | 47.7 | 1.34 | 49.04 | 0
12 | 6 | 01:00 | 0 | 2018-12-06 | 1 | 34.85 | 0.45 | 35.3 | 0
12 | 6 | 02:00 | 0 | 2018-12-06 | 2 | 25.63 | 0.46 | 26.09 | 0
12 | 6 | 03:00 | 0 | 2018-12-06 | 3 | 30.45 | 0.4 | 30.85 | 0
12 | 6 | 04:00 | 0 | 2018-12-06 | 4 | 25.89 | 0.46 | 26.35 | 0
12 | 6 | 05:00 | 0 | 2018-12-06 | 5 | 33.53 | 0.47 | 34 | 0
12 | 6 | 06:00 | 0 | 2018-12-06 | 6 | 31.8 | 1.01 | 32.81 | 0
12 | 6 | 07:00 | 0 | 2018-12-06 | 7 | 53.17 | 0.87 | 54.04 | 0
12 | 6 | 08:00 | 1766 | 2018-12-06 | 8 | 61.49 | 1.18 | 62.67 | 110675.22
12 | 6 | 09:00 | 8614 | 2018-12-06 | 9 | 33.48 | 1.05 | 34.53 | 297441.42
12 | 6 | 10:00 | 9920 | 2018-12-06 | 10 | 17.11 | 0.88 | 17.99 | 178460.8
12 | 6 | 11:00 | 12746 | 2018-12-06 | 11 | 30.91 | 0.75 | 31.66 | 403538.36
12 | 6 | 12:00 | 16905 | 2018-12-06 | 12 | 35.69 | 0.71 | 36.4 | 615342
12 | 6 | 13:00 | 14759 | 2018-12-06 | 13 | 32.77 | 0.71 | 33.48 | 494131.32
12 | 6 | 14:00 | 10212 | 2018-12-06 | 14 | 32.02 | 0.7 | 32.72 | 334136.64
12 | 6 | 15:00 | 4084 | 2018-12-06 | 15 | 25.1 | 0.74 | 25.84 | 105530.56
12 | 6 | 16:00 | 1696 | 2018-12-06 | 16 | 36.75 | 0.7 | 37.45 | 63515.2
12 | 6 | 17:00 | 1 | 2018-12-06 | 17 | 50.14 | 0.76 | 50.9 | 50.9
12 | 6 | 18:00 | 0 | 2018-12-06 | 18 | 51.48 | 0.76 | 52.24 | 0
12 | 6 | 19:00 | 0 | 2018-12-06 | 19 | 44.5 | 0.73 | 45.23 | 0
12 | 6 | 20:00 | 0 | 2018-12-06 | 20 | 48.41 | 0.76 | 49.17 | 0
12 | 6 | 21:00 | 0 | 2018-12-06 | 21 | 44.22 | 0.75 | 44.97 | 0
12 | 6 | 22:00 | 0 | 2018-12-06 | 22 | 42.68 | 0.83 | 43.51 | 0
12 | 6 | 23:00 | 0 | 2018-12-06 | 23 | 38.69 | 0.89 | 39.58 | 0
12 | 6 | 24:00 | 0 | 2018-12-06 | 24 | 37.35 | 0.45 | 37.8 | 0
12 | 7 | 01:00 | 0 | 2018-12-07 | 1 | 11.05 | 1.18 | 12.23 | 0
12 | 7 | 02:00 | 0 | 2018-12-07 | 2 | -14.91 | 1.16 | -13.75 | 0
12 | 7 | 03:00 | 0 | 2018-12-07 | 3 | 5.82 | 1.01 | 6.83 | 0
12 | 7 | 04:00 | 0 | 2018-12-07 | 4 | 22.35 | 1.31 | 23.66 | 0
12 | 7 | 05:00 | 0 | 2018-12-07 | 5 | 23.63 | 0.95 | 24.58 | 0
12 | 7 | 06:00 | 0 | 2018-12-07 | 6 | 19.57 | 1.46 | 21.03 | 0
12 | 7 | 07:00 | 0 | 2018-12-07 | 7 | 45.86 | 1.63 | 47.49 | 0
12 | 7 | 08:00 | 381 | 2018-12-07 | 8 | 53.07 | 1.6 | 54.67 | 20829.27
12 | 7 | 09:00 | 2671 | 2018-12-07 | 9 | 42.75 | 1.45 | 44.2 | 118058.2
12 | 7 | 10:00 | 10919 | 2018-12-07 | 10 | 12.83 | 1.66 | 14.49 | 158216.31
12 | 7 | 11:00 | 18896 | 2018-12-07 | 11 | 25.87 | 1.44 | 27.31 | 516049.76
12 | 7 | 12:00 | 23370 | 2018-12-07 | 12 | 31.3 | 1.39 | 32.69 | 763965.3
12 | 7 | 13:00 | 21928 | 2018-12-07 | 13 | 31.32 | 1.44 | 32.76 | 718361.28
12 | 7 | 14:00 | 15340 | 2018-12-07 | 14 | 34.9 | 1.34 | 36.24 | 555921.6
12 | 7 | 15:00 | 8726 | 2018-12-07 | 15 | 47.89 | 1.43 | 49.32 | 430366.32
12 | 7 | 16:00 | 2375 | 2018-12-07 | 16 | 50.66 | 1.39 | 52.05 | 123618.75
12 | 7 | 17:00 | 8 | 2018-12-07 | 17 | 43.15 | 1.33 | 44.48 | 355.84
12 | 7 | 18:00 | 0 | 2018-12-07 | 18 | 50.92 | 1.33 | 52.25 | 0
12 | 7 | 19:00 | 0 | 2018-12-07 | 19 | 38.13 | 1.26 | 39.39 | 0
12 | 7 | 20:00 | 0 | 2018-12-07 | 20 | 39.43 | 1.37 | 40.8 | 0
12 | 7 | 21:00 | 0 | 2018-12-07 | 21 | 40.26 | 1.32 | 41.58 | 0
12 | 7 | 22:00 | 0 | 2018-12-07 | 22 | 36.6 | 1.28 | 37.88 | 0
12 | 7 | 23:00 | 0 | 2018-12-07 | 23 | 46 | 1.73 | 47.73 | 0
12 | 7 | 24:00 | 0 | 2018-12-07 | 24 | 44.44 | 1.62 | 46.06 | 0
12 | 8 | 01:00 | 0 | 2018-12-08 | 1 | 40.7 | 1.25 | 41.95 | 0
12 | 8 | 02:00 | 0 | 2018-12-08 | 2 | 41.89 | 1.08 | 42.97 | 0
12 | 8 | 03:00 | 0 | 2018-12-08 | 3 | 32.24 | 1.06 | 33.3 | 0
12 | 8 | 04:00 | 0 | 2018-12-08 | 4 | 27.31 | 1.02 | 28.33 | 0
12 | 8 | 05:00 | 0 | 2018-12-08 | 5 | 38.8 | 1.08 | 39.88 | 0
12 | 8 | 06:00 | 0 | 2018-12-08 | 6 | 42.27 | 1.19 | 43.46 | 0
12 | 8 | 07:00 | 0 | 2018-12-08 | 7 | 36.84 | 1.31 | 38.15 | 0
12 | 8 | 08:00 | 1417 | 2018-12-08 | 8 | 59.54 | 1.22 | 60.76 | 86096.92
12 | 8 | 09:00 | 9706 | 2018-12-08 | 9 | 49.18 | 1.53 | 50.71 | 492191.26
12 | 8 | 10:00 | 18669 | 2018-12-08 | 10 | 32.22 | 1.06 | 33.28 | 621304.32
12 | 8 | 11:00 | 18687 | 2018-12-08 | 11 | 41.75 | 0.74 | 42.49 | 794010.63
12 | 8 | 12:00 | 23349 | 2018-12-08 | 12 | 37.13 | 0.67 | 37.8 | 882592.2
12 | 8 | 13:00 | 22723 | 2018-12-08 | 13 | 40.66 | 0.7 | 41.36 | 939823.28
12 | 8 | 14:00 | 17668 | 2018-12-08 | 14 | 36.44 | 0.66 | 37.1 | 655482.8
12 | 8 | 15:00 | 9997 | 2018-12-08 | 15 | 56.82 | 1.14 | 57.96 | 579426.12
12 | 8 | 16:00 | 2476 | 2018-12-08 | 16 | 62.05 | 1.21 | 63.26 | 156631.76
12 | 8 | 17:00 | 9 | 2018-12-08 | 17 | 60.78 | 1.14 | 61.92 | 557.28
12 | 8 | 18:00 | 0 | 2018-12-08 | 18 | 77.84 | 1.52 | 79.36 | 0
12 | 8 | 19:00 | 0 | 2018-12-08 | 19 | 66.31 | 1.38 | 67.69 | 0
12 | 8 | 20:00 | 0 | 2018-12-08 | 20 | 60.2 | 1.12 | 61.32 | 0
12 | 8 | 21:00 | 0 | 2018-12-08 | 21 | 53.27 | 1.06 | 54.33 | 0
12 | 8 | 22:00 | 0 | 2018-12-08 | 22 | 41.97 | 0.7 | 42.67 | 0
12 | 8 | 23:00 | 0 | 2018-12-08 | 23 | 55.68 | 1.62 | 57.3 | 0
12 | 8 | 24:00 | 0 | 2018-12-08 | 24 | 45.13 | 1.15 | 46.28 | 0
12 | 9 | 01:00 | 0 | 2018-12-09 | 1 | 56.95 | 2.82 | 59.77 | 0
12 | 9 | 02:00 | 0 | 2018-12-09 | 2 | 48.08 | 1.77 | 49.85 | 0
12 | 9 | 03:00 | 0 | 2018-12-09 | 3 | 41.13 | 1.08 | 42.21 | 0
12 | 9 | 04:00 | 0 | 2018-12-09 | 4 | 37.65 | 1.23 | 38.88 | 0
12 | 9 | 05:00 | 0 | 2018-12-09 | 5 | 41.55 | 1.19 | 42.74 | 0
12 | 9 | 06:00 | 0 | 2018-12-09 | 6 | 51.03 | 1.68 | 52.71 | 0
12 | 9 | 07:00 | 0 | 2018-12-09 | 7 | 47.1 | 2.07 | 49.17 | 0
12 | 9 | 08:00 | 1633 | 2018-12-09 | 8 | 60.55 | 2.07 | 62.62 | 102258.46
12 | 9 | 09:00 | 9787 | 2018-12-09 | 9 | 51.96 | 1.3 | 53.26 | 521255.62
12 | 9 | 10:00 | 16175 | 2018-12-09 | 10 | 80.52 | 2.49 | 83.01 | 1342686.75
12 | 9 | 11:00 | 19933 | 2018-12-09 | 11 | 73.18 | 1.99 | 75.17 | 1498363.61
12 | 9 | 12:00 | 19063 | 2018-12-09 | 12 | 54.85 | 1.22 | 56.07 | 1068862.41
12 | 9 | 13:00 | 12899 | 2018-12-09 | 13 | 51.64 | 1.26 | 52.9 | 682357.1
12 | 9 | 14:00 | 16173 | 2018-12-09 | 14 | 54.91 | 1.25 | 56.16 | 908275.68
12 | 9 | 15:00 | 9656 | 2018-12-09 | 15 | 58.3 | 1.34 | 59.64 | 575883.84
12 | 9 | 16:00 | 2438 | 2018-12-09 | 16 | 85.52 | 2.18 | 87.7 | 213812.6
12 | 9 | 17:00 | 5 | 2018-12-09 | 17 | 78.15 | 1.53 | 79.68 | 398.4
12 | 9 | 18:00 | 0 | 2018-12-09 | 18 | 94.13 | 1.42 | 95.55 | 0
12 | 9 | 19:00 | 0 | 2018-12-09 | 19 | 90.77 | 1.27 | 92.04 | 0
12 | 9 | 20:00 | 0 | 2018-12-09 | 20 | 96.18 | 1.48 | 97.66 | 0
12 | 9 | 21:00 | 0 | 2018-12-09 | 21 | 81.75 | 1.53 | 83.28 | 0
12 | 9 | 22:00 | 0 | 2018-12-09 | 22 | 62.88 | 1.5 | 64.38 | 0
12 | 9 | 23:00 | 0 | 2018-12-09 | 23 | 51.94 | 1.67 | 53.61 | 0
12 | 9 | 24:00 | 0 | 2018-12-09 | 24 | 67.66 | 1.43 | 69.09 | 0
12 | 10 | 01:00 | 0 | 2018-12-10 | 1 | 46.5 | 1.52 | 48.02 | 0
12 | 10 | 02:00 | 0 | 2018-12-10 | 2 | 48.37 | 1.61 | 49.98 | 0
12 | 10 | 03:00 | 0 | 2018-12-10 | 3 | 51.59 | 1.3 | 52.89 | 0
12 | 10 | 04:00 | 0 | 2018-12-10 | 4 | 59.59 | 1.49 | 61.08 | 0
12 | 10 | 05:00 | 0 | 2018-12-10 | 5 | 62.32 | 1.41 | 63.73 | 0
12 | 10 | 06:00 | 0 | 2018-12-10 | 6 | 80.55 | 2.72 | 83.27 | 0
12 | 10 | 07:00 | 0 | 2018-12-10 | 7 | 76.5 | 2.35 | 78.85 | 0
12 | 10 | 08:00 | 758 | 2018-12-10 | 8 | 89.95 | 2.22 | 92.17 | 69864.86
12 | 10 | 09:00 | 3668 | 2018-12-10 | 9 | 83.62 | 2.02 | 85.64 | 314127.52
12 | 10 | 10:00 | 13604 | 2018-12-10 | 10 | 55.65 | 1.99 | 57.64 | 784134.56
12 | 10 | 11:00 | 22719 | 2018-12-10 | 11 | 48.18 | 1.74 | 49.92 | 1134132.48
12 | 10 | 12:00 | 23650 | 2018-12-10 | 12 | 46.36 | 1.83 | 48.19 | 1139693.5
12 | 10 | 13:00 | 22179 | 2018-12-10 | 13 | 39.97 | 1.68 | 41.65 | 923755.35
12 | 10 | 14:00 | 17369 | 2018-12-10 | 14 | 44.26 | 1.71 | 45.97 | 798452.93
12 | 10 | 15:00 | 9937 | 2018-12-10 | 15 | 50.34 | 1.81 | 52.15 | 518214.55
12 | 10 | 16:00 | 2486 | 2018-12-10 | 16 | 59.94 | 1.79 | 61.73 | 153460.78
12 | 10 | 17:00 | 9 | 2018-12-10 | 17 | 64.42 | 2.02 | 66.44 | 597.96
12 | 10 | 18:00 | 0 | 2018-12-10 | 18 | 89.68 | 2.52 | 92.2 | 0
12 | 10 | 19:00 | 0 | 2018-12-10 | 19 | 80.06 | 2.56 | 82.62 | 0
12 | 10 | 20:00 | 0 | 2018-12-10 | 20 | 76.21 | 2.4 | 78.61 | 0
12 | 10 | 21:00 | 0 | 2018-12-10 | 21 | 79.27 | 2.34 | 81.61 | 0
12 | 10 | 22:00 | 0 | 2018-12-10 | 22 | 50.49 | 1.79 | 52.28 | 0
12 | 10 | 23:00 | 0 | 2018-12-10 | 23 | 56.79 | 2.1 | 58.89 | 0
12 | 10 | 24:00 | 0 | 2018-12-10 | 24 | 72.13 | 3.22 | 75.35 | 0
12 | 11 | 01:00 | 0 | 2018-12-11 | 1 | 55.06 | 3.15 | 58.21 | 0
12 | 11 | 02:00 | 0 | 2018-12-11 | 2 | 68.22 | 2.96 | 71.18 | 0
12 | 11 | 03:00 | 0 | 2018-12-11 | 3 | 78.75 | 2.97 | 81.72 | 0
12 | 11 | 04:00 | 0 | 2018-12-11 | 4 | 90.97 | 3.07 | 94.04 | 0
12 | 11 | 05:00 | 0 | 2018-12-11 | 5 | 81.68 | 3.6 | 85.28 | 0
12 | 11 | 06:00 | 0 | 2018-12-11 | 6 | 150.42 | 6.54 | 156.96 | 0
12 | 11 | 07:00 | 0 | 2018-12-11 | 7 | 135.82 | 6.37 | 142.19 | 0
12 | 11 | 08:00 | 1732 | 2018-12-11 | 8 | 164.7 | 7.63 | 172.33 | 298475.56
12 | 11 | 09:00 | 9735 | 2018-12-11 | 9 | 141.93 | 6.09 | 148.02 | 1440974.7
12 | 11 | 10:00 | 16946 | 2018-12-11 | 10 | 73.31 | 3.64 | 76.95 | 1303994.7
12 | 11 | 11:00 | 21353 | 2018-12-11 | 11 | 54.6 | 3.17 | 57.77 | 1233562.81
12 | 11 | 12:00 | 23293 | 2018-12-11 | 12 | 52.78 | 3.14 | 55.92 | 1302544.56
12 | 11 | 13:00 | 21766 | 2018-12-11 | 13 | 52.21 | 3.09 | 55.3 | 1203659.8
12 | 11 | 14:00 | 16977 | 2018-12-11 | 14 | 56.02 | 3.17 | 59.19 | 1004868.63
12 | 11 | 15:00 | 9640 | 2018-12-11 | 15 | 64.7 | 3.22 | 67.92 | 654748.8
12 | 11 | 16:00 | 2286 | 2018-12-11 | 16 | 96.89 | 3.59 | 100.48 | 229697.28
12 | 11 | 17:00 | 7 | 2018-12-11 | 17 | 105.32 | 3.71 | 109.03 | 763.21
12 | 11 | 18:00 | 0 | 2018-12-11 | 18 | 142.72 | 3.68 | 146.4 | 0
12 | 11 | 19:00 | 0 | 2018-12-11 | 19 | 134.35 | 4.06 | 138.41 | 0
12 | 11 | 20:00 | 0 | 2018-12-11 | 20 | 132.78 | 4.51 | 137.29 | 0
12 | 11 | 21:00 | 0 | 2018-12-11 | 21 | 123.75 | 5.26 | 129.01 | 0
12 | 11 | 22:00 | 0 | 2018-12-11 | 22 | 75.71 | 4.18 | 79.89 | 0
12 | 11 | 23:00 | 0 | 2018-12-11 | 23 | 52.23 | 3.37 | 55.6 | 0
12 | 11 | 24:00 | 0 | 2018-12-11 | 24 | 93.77 | 4.36 | 98.13 | 0
12 | 12 | 01:00 | 0 | 2018-12-12 | 1 | 72.33 | 1.66 | 73.99 | 0
12 | 12 | 02:00 | 0 | 2018-12-12 | 2 | 110.92 | 1.79 | 112.71 | 0
12 | 12 | 03:00 | 0 | 2018-12-12 | 3 | 112.02 | 2 | 114.02 | 0
12 | 12 | 04:00 | 0 | 2018-12-12 | 4 | 63.88 | 1.28 | 65.16 | 0
12 | 12 | 05:00 | 0 | 2018-12-12 | 5 | 82.01 | 1.6 | 83.61 | 0
12 | 12 | 06:00 | 0 | 2018-12-12 | 6 | 58.12 | 2.51 | 60.63 | 0
12 | 12 | 07:00 | 0 | 2018-12-12 | 7 | 98.33 | 2.47 | 100.8 | 0
12 | 12 | 08:00 | 645 | 2018-12-12 | 8 | 115.98 | 2.82 | 118.8 | 76626
12 | 12 | 09:00 | 4956 | 2018-12-12 | 9 | 61.28 | 1.83 | 63.11 | 312773.16
12 | 12 | 10:00 | 15273 | 2018-12-12 | 10 | 45.37 | 1.64 | 47.01 | 717983.73
12 | 12 | 11:00 | 21715 | 2018-12-12 | 11 | 48.54 | 1.64 | 50.18 | 1089658.7
12 | 12 | 12:00 | 19901 | 2018-12-12 | 12 | 51.07 | 1.62 | 52.69 | 1048583.69
12 | 12 | 13:00 | 18535 | 2018-12-12 | 13 | 46.72 | 1.59 | 48.31 | 895425.85
12 | 12 | 14:00 | 17200 | 2018-12-12 | 14 | 51.43 | 1.62 | 53.05 | 912460
12 | 12 | 15:00 | 9572 | 2018-12-12 | 15 | 57.98 | 1.64 | 59.62 | 570682.64
12 | 12 | 16:00 | 2549 | 2018-12-12 | 16 | 69.92 | 1.64 | 71.56 | 182406.44
12 | 12 | 17:00 | 0 | 2018-12-12 | 17 | 95.44 | 1.95 | 97.39 | 0
12 | 12 | 18:00 | 0 | 2018-12-12 | 18 | 89.01 | 2.03 | 91.04 | 0
12 | 12 | 19:00 | 0 | 2018-12-12 | 19 | 84.83 | 1.61 | 86.44 | 0
12 | 12 | 20:00 | 0 | 2018-12-12 | 20 | 78.78 | 1.74 | 80.52 | 0
12 | 12 | 21:00 | 0 | 2018-12-12 | 21 | 74.28 | 1.82 | 76.1 | 0
12 | 12 | 22:00 | 0 | 2018-12-12 | 22 | 61.66 | 1.68 | 63.34 | 0
12 | 12 | 23:00 | 0 | 2018-12-12 | 23 | 58.92 | 2.09 | 61.01 | 0
12 | 12 | 24:00 | 0 | 2018-12-12 | 24 | 62.92 | 2.48 | 65.4 | 0
12 | 13 | 01:00 | 0 | 2018-12-13 | 1 | 57.64 | 2.92 | 60.56 | 0
12 | 13 | 02:00 | 0 | 2018-12-13 | 2 | 52.61 | 2.64 | 55.25 | 0
12 | 13 | 03:00 | 0 | 2018-12-13 | 3 | 51.63 | 2.87 | 54.5 | 0
12 | 13 | 04:00 | 0 | 2018-12-13 | 4 | 52.67 | 2.59 | 55.26 | 0
12 | 13 | 05:00 | 0 | 2018-12-13 | 5 | 53.57 | 2.7 | 56.27 | 0
12 | 13 | 06:00 | 0 | 2018-12-13 | 6 | 57.61 | 3.15 | 60.76 | 0
12 | 13 | 07:00 | 0 | 2018-12-13 | 7 | 110.45 | 3.61 | 114.06 | 0
12 | 13 | 08:00 | 556 | 2018-12-13 | 8 | 104.22 | 3.72 | 107.94 | 60014.64
12 | 13 | 09:00 | 6575 | 2018-12-13 | 9 | 82.88 | 3.17 | 86.05 | 565778.75
12 | 13 | 10:00 | 14174 | 2018-12-13 | 10 | 64.74 | 2.98 | 67.72 | 959863.28
12 | 13 | 11:00 | 16188 | 2018-12-13 | 11 | 65.68 | 3.19 | 68.87 | 1114867.56
12 | 13 | 12:00 | 11617 | 2018-12-13 | 12 | 62.6 | 3.05 | 65.65 | 762656.05
12 | 13 | 13:00 | 6891 | 2018-12-13 | 13 | 60.53 | 3.07 | 63.6 | 438267.6
12 | 13 | 14:00 | 4687 | 2018-12-13 | 14 | 73.51 | 3.11 | 76.62 | 359117.94
12 | 13 | 15:00 | 2758 | 2018-12-13 | 15 | 83.11 | 3.74 | 86.85 | 239532.3
12 | 13 | 16:00 | 1000 | 2018-12-13 | 16 | 88.58 | 3.29 | 91.87 | 91870
12 | 13 | 17:00 | 2 | 2018-12-13 | 17 | 93.73 | 3.16 | 96.89 | 193.78
12 | 13 | 18:00 | 0 | 2018-12-13 | 18 | 102.93 | 5.17 | 108.1 | 0
12 | 13 | 19:00 | 0 | 2018-12-13 | 19 | 88.8 | 3.72 | 92.52 | 0
12 | 13 | 20:00 | 0 | 2018-12-13 | 20 | 71.96 | 3.41 | 75.37 | 0
12 | 13 | 21:00 | 0 | 2018-12-13 | 21 | 63.73 | 3.3 | 67.03 | 0
12 | 13 | 22:00 | 0 | 2018-12-13 | 22 | 47.73 | 3.08 | 50.81 | 0
12 | 13 | 23:00 | 0 | 2018-12-13 | 23 | 44.87 | 3.62 | 48.49 | 0
12 | 13 | 24:00 | 0 | 2018-12-13 | 24 | 42.7 | 3.19 | 45.89 | 0
12 | 14 | 01:00 | 0 | 2018-12-14 | 1 | 46.6 | 0.66 | 47.26 | 0
12 | 14 | 02:00 | 0 | 2018-12-14 | 2 | 48.42 | 0.74 | 49.16 | 0
12 | 14 | 03:00 | 0 | 2018-12-14 | 3 | 47.93 | 0.64 | 48.57 | 0
12 | 14 | 04:00 | 0 | 2018-12-14 | 4 | 47.5 | 0.63 | 48.13 | 0
12 | 14 | 05:00 | 0 | 2018-12-14 | 5 | 47.43 | 0.56 | 47.99 | 0
12 | 14 | 06:00 | 0 | 2018-12-14 | 6 | 54.85 | 1.57 | 56.42 | 0
12 | 14 | 07:00 | 0 | 2018-12-14 | 7 | 69.15 | 1.67 | 70.82 | 0
12 | 14 | 08:00 | 189 | 2018-12-14 | 8 | 74.48 | 1.54 | 76.02 | 14367.78
12 | 14 | 09:00 | 1570 | 2018-12-14 | 9 | 62.85 | 1 | 63.85 | 100244.5
12 | 14 | 10:00 | 4097 | 2018-12-14 | 10 | 59.03 | 0.95 | 59.98 | 245738.06
12 | 14 | 11:00 | 7264 | 2018-12-14 | 11 | 36.93 | 0.93 | 37.86 | 275015.04
12 | 14 | 12:00 | 8023 | 2018-12-14 | 12 | 36.63 | 0.95 | 37.58 | 301504.34
12 | 14 | 13:00 | 10454 | 2018-12-14 | 13 | 38.5 | 1.02 | 39.52 | 413142.08
12 | 14 | 14:00 | 8114 | 2018-12-14 | 14 | 38.98 | 0.98 | 39.96 | 324235.44
12 | 14 | 15:00 | 2705 | 2018-12-14 | 15 | 41.46 | 0.98 | 42.44 | 114800.2
12 | 14 | 16:00 | 274 | 2018-12-14 | 16 | 42.93 | 0.96 | 43.89 | 12025.86
12 | 14 | 17:00 | 0 | 2018-12-14 | 17 | 50.72 | 1.04 | 51.76 | 0
12 | 14 | 18:00 | 0 | 2018-12-14 | 18 | 49.31 | 0.81 | 50.12 | 0
12 | 14 | 19:00 | 0 | 2018-12-14 | 19 | 46.27 | 1.01 | 47.28 | 0
12 | 14 | 20:00 | 0 | 2018-12-14 | 20 | 38.06 | 0.96 | 39.02 | 0
12 | 14 | 21:00 | 0 | 2018-12-14 | 21 | 36.66 | 0.92 | 37.58 | 0
12 | 14 | 22:00 | 0 | 2018-12-14 | 22 | 37.08 | 0.8 | 37.88 | 0
12 | 14 | 23:00 | 0 | 2018-12-14 | 23 | 47.11 | 2.54 | 49.65 | 0
12 | 14 | 24:00 | 0 | 2018-12-14 | 24 | 34.12 | 1.12 | 35.24 | 0
12 | 15 | 01:00 | 0 | 2018-12-15 | 1 | 28.6 | 0.27 | 28.87 | 0
12 | 15 | 02:00 | 0 | 2018-12-15 | 2 | 15.05 | 0.36 | 15.41 | 0
12 | 15 | 03:00 | 0 | 2018-12-15 | 3 | 24.5 | 0.28 | 24.78 | 0
12 | 15 | 04:00 | 0 | 2018-12-15 | 4 | 28.83 | 0.21 | 29.04 | 0
12 | 15 | 05:00 | 0 | 2018-12-15 | 5 | 21.56 | 0.25 | 21.81 | 0
12 | 15 | 06:00 | 0 | 2018-12-15 | 6 | 29.7 | 0.2 | 29.9 | 0
12 | 15 | 07:00 | 0 | 2018-12-15 | 7 | 29.55 | 0.3 | 29.85 | 0
12 | 15 | 08:00 | 277 | 2018-12-15 | 8 | 33.25 | 0.26 | 33.51 | 9282.27
12 | 15 | 09:00 | 5650 | 2018-12-15 | 9 | 35.87 | 0.56 | 36.43 | 205829.5
12 | 15 | 10:00 | 15450 | 2018-12-15 | 10 | 32.31 | 0.24 | 32.55 | 502897.5
12 | 15 | 11:00 | 13341 | 2018-12-15 | 11 | 31.77 | 0.21 | 31.98 | 426645.18
12 | 15 | 12:00 | 10410 | 2018-12-15 | 12 | 31.23 | 0.21 | 31.44 | 327290.4
12 | 15 | 13:00 | 8619 | 2018-12-15 | 13 | 31.38 | 0.22 | 31.6 | 272360.4
12 | 15 | 14:00 | 5143 | 2018-12-15 | 14 | 32.07 | 0.22 | 32.29 | 166067.47
12 | 15 | 15:00 | 3173 | 2018-12-15 | 15 | 31.56 | 0.23 | 31.79 | 100869.67
12 | 15 | 16:00 | 918 | 2018-12-15 | 16 | 32.93 | 0.52 | 33.45 | 30707.1
12 | 15 | 17:00 | 0 | 2018-12-15 | 17 | 41.82 | 0.37 | 42.19 | 0
12 | 15 | 18:00 | 0 | 2018-12-15 | 18 | 37.53 | 0.35 | 37.88 | 0
12 | 15 | 19:00 | 0 | 2018-12-15 | 19 | 35.35 | 0.41 | 35.76 | 0
12 | 15 | 20:00 | 0 | 2018-12-15 | 20 | 31.84 | 0.38 | 32.22 | 0
12 | 15 | 21:00 | 0 | 2018-12-15 | 21 | 32.15 | 0.34 | 32.49 | 0
12 | 15 | 22:00 | 0 | 2018-12-15 | 22 | 32.36 | 0.41 | 32.77 | 0
12 | 15 | 23:00 | 0 | 2018-12-15 | 23 | 30.94 | 0.29 | 31.23 | 0
12 | 15 | 24:00 | 0 | 2018-12-15 | 24 | 28.31 | 0.35 | 28.66 | 0
12 | 16 | 01:00 | 0 | 2018-12-16 | 1 | 22.62 | 0.55 | 23.17 | 0
12 | 16 | 02:00 | 0 | 2018-12-16 | 2 | 25.6 | 0.36 | 25.96 | 0
12 | 16 | 03:00 | 0 | 2018-12-16 | 3 | 8.24 | 0.55 | 8.79 | 0
12 | 16 | 04:00 | 0 | 2018-12-16 | 4 | 15.7 | 0.49 | 16.19 | 0
12 | 16 | 05:00 | 0 | 2018-12-16 | 5 | 13.02 | 0.55 | 13.57 | 0
12 | 16 | 06:00 | 0 | 2018-12-16 | 6 | 20.59 | 0.4 | 20.99 | 0
12 | 16 | 07:00 | 0 | 2018-12-16 | 7 | 23.37 | 0.66 | 24.03 | 0
12 | 16 | 08:00 | 232 | 2018-12-16 | 8 | 27.94 | 0.48 | 28.42 | 6593.44
12 | 16 | 09:00 | 1498 | 2018-12-16 | 9 | 29.39 | 0.57 | 29.96 | 44880.08
12 | 16 | 10:00 | 2268 | 2018-12-16 | 10 | 34.33 | 0.4 | 34.73 | 78767.64
12 | 16 | 11:00 | 3035 | 2018-12-16 | 11 | 38.76 | 0.47 | 39.23 | 119063.05
12 | 16 | 12:00 | 2546 | 2018-12-16 | 12 | 41.21 | 0.49 | 41.7 | 106168.2
12 | 16 | 13:00 | 2602 | 2018-12-16 | 13 | 38.93 | 0.46 | 39.39 | 102492.78
12 | 16 | 14:00 | 2774 | 2018-12-16 | 14 | 40.24 | 0.47 | 40.71 | 112929.54
12 | 16 | 15:00 | 1560 | 2018-12-16 | 15 | 38.2 | 0.46 | 38.66 | 60309.6
12 | 16 | 16:00 | 475 | 2018-12-16 | 16 | 41 | 0.45 | 41.45 | 19688.75
12 | 16 | 17:00 | 2 | 2018-12-16 | 17 | 47.4 | 0.45 | 47.85 | 95.7
12 | 16 | 18:00 | 0 | 2018-12-16 | 18 | 44.03 | 0.56 | 44.59 | 0
12 | 16 | 19:00 | 0 | 2018-12-16 | 19 | 50.35 | 0.58 | 50.93 | 0
12 | 16 | 20:00 | 0 | 2018-12-16 | 20 | 36.51 | 0.45 | 36.96 | 0
12 | 16 | 21:00 | 0 | 2018-12-16 | 21 | 38.99 | 0.49 | 39.48 | 0
12 | 16 | 22:00 | 0 | 2018-12-16 | 22 | 32.79 | 0.39 | 33.18 | 0
12 | 16 | 23:00 | 0 | 2018-12-16 | 23 | 49.17 | 1.65 | 50.82 | 0
12 | 16 | 24:00 | 0 | 2018-12-16 | 24 | 37.73 | 1.34 | 39.07 | 0
12 | 17 | 01:00 | 0 | 2018-12-17 | 1 | 28.84 | 0.55 | 29.39 | 0
12 | 17 | 02:00 | 0 | 2018-12-17 | 2 | 29.26 | 0.54 | 29.8 | 0
12 | 17 | 03:00 | 0 | 2018-12-17 | 3 | 26.3 | 0.49 | 26.79 | 0
12 | 17 | 04:00 | 0 | 2018-12-17 | 4 | 26.1 | 0.49 | 26.59 | 0
12 | 17 | 05:00 | 0 | 2018-12-17 | 5 | 10.86 | 0.66 | 11.52 | 0
12 | 17 | 06:00 | 0 | 2018-12-17 | 6 | 26.42 | 0.92 | 27.34 | 0
12 | 17 | 07:00 | 0 | 2018-12-17 | 7 | 53.69 | 1.16 | 54.85 | 0
12 | 17 | 08:00 | 0 | 2018-12-17 | 8 | 69.34 | 1.56 | 70.9 | 0
12 | 17 | 09:00 | 313 | 2018-12-17 | 9 | 56.08 | 1.27 | 57.35 | 17950.55
12 | 17 | 10:00 | 1600 | 2018-12-17 | 10 | 52.25 | 1.19 | 53.44 | 85504
12 | 17 | 11:00 | 3567 | 2018-12-17 | 11 | 49.96 | 1.23 | 51.19 | 182594.73
12 | 17 | 12:00 | 5745 | 2018-12-17 | 12 | 47.54 | 1.25 | 48.79 | 280298.55
12 | 17 | 13:00 | 6045 | 2018-12-17 | 13 | 40.36 | 1.17 | 41.53 | 251048.85
12 | 17 | 14:00 | 5226 | 2018-12-17 | 14 | 41.44 | 1.18 | 42.62 | 222732.12
12 | 17 | 15:00 | 1810 | 2018-12-17 | 15 | 39.53 | 1.03 | 40.56 | 73413.6
12 | 17 | 16:00 | 360 | 2018-12-17 | 16 | 40.71 | 1.04 | 41.75 | 15030
12 | 17 | 17:00 | 0 | 2018-12-17 | 17 | 50.45 | 0.99 | 51.44 | 0
12 | 17 | 18:00 | 0 | 2018-12-17 | 18 | 54.24 | 1.01 | 55.25 | 0
12 | 17 | 19:00 | 0 | 2018-12-17 | 19 | 51.74 | 1.03 | 52.77 | 0
12 | 17 | 20:00 | 0 | 2018-12-17 | 20 | 41.95 | 1.09 | 43.04 | 0
12 | 17 | 21:00 | 0 | 2018-12-17 | 21 | 39.9 | 0.97 | 40.87 | 0
12 | 17 | 22:00 | 0 | 2018-12-17 | 22 | 38.63 | 1 | 39.63 | 0
12 | 17 | 23:00 | 0 | 2018-12-17 | 23 | 37.08 | 1.55 | 38.63 | 0
12 | 17 | 24:00 | 0 | 2018-12-17 | 24 | 12.37 | 1.87 | 14.24 | 0
12 | 18 | 01:00 | 0 | 2018-12-18 | 1 | 24.43 | 0.82 | 25.25 | 0
12 | 18 | 02:00 | 0 | 2018-12-18 | 2 | 30.23 | 0.65 | 30.88 | 0
12 | 18 | 03:00 | 0 | 2018-12-18 | 3 | 19.65 | 0.64 | 20.29 | 0
12 | 18 | 04:00 | 0 | 2018-12-18 | 4 | 26.03 | 0.63 | 26.66 | 0
12 | 18 | 05:00 | 0 | 2018-12-18 | 5 | 37.22 | 0.67 | 37.89 | 0
12 | 18 | 06:00 | 0 | 2018-12-18 | 6 | 39.03 | 0.99 | 40.02 | 0
12 | 18 | 07:00 | 0 | 2018-12-18 | 7 | 47.5 | 1.17 | 48.67 | 0
12 | 18 | 08:00 | 621 | 2018-12-18 | 8 | 57.77 | 1.46 | 59.23 | 36781.83
12 | 18 | 09:00 | 6165 | 2018-12-18 | 9 | 54.39 | 1.34 | 55.73 | 343575.45
12 | 18 | 10:00 | 14110 | 2018-12-18 | 10 | 48.82 | 1.1 | 49.92 | 704371.2
12 | 18 | 11:00 | 19135 | 2018-12-18 | 11 | 40.62 | 1.08 | 41.7 | 797929.5
12 | 18 | 12:00 | 19558 | 2018-12-18 | 12 | 30.16 | 1.09 | 31.25 | 611187.5
12 | 18 | 13:00 | 22062 | 2018-12-18 | 13 | 18.37 | 1.18 | 19.55 | 431312.1
12 | 18 | 14:00 | 17311 | 2018-12-18 | 14 | 40.56 | 1.07 | 41.63 | 720656.93
12 | 18 | 15:00 | 9623 | 2018-12-18 | 15 | 44.05 | 1.17 | 45.22 | 435152.06
12 | 18 | 16:00 | 2227 | 2018-12-18 | 16 | 45.24 | 1.01 | 46.25 | 102998.75
12 | 18 | 17:00 | 17 | 2018-12-18 | 17 | 47.26 | 1.26 | 48.52 | 824.84
12 | 18 | 18:00 | 0 | 2018-12-18 | 18 | 53.76 | 1.07 | 54.83 | 0
12 | 18 | 19:00 | 0 | 2018-12-18 | 19 | 52.1 | 0.96 | 53.06 | 0
12 | 18 | 20:00 | 0 | 2018-12-18 | 20 | 50.44 | 0.97 | 51.41 | 0
12 | 18 | 21:00 | 0 | 2018-12-18 | 21 | 51.53 | 1 | 52.53 | 0
12 | 18 | 22:00 | 0 | 2018-12-18 | 22 | 56.46 | 1.16 | 57.62 | 0
12 | 18 | 23:00 | 0 | 2018-12-18 | 23 | 46.74 | 1.57 | 48.31 | 0
12 | 18 | 24:00 | 0 | 2018-12-18 | 24 | 29.6 | 1.16 | 30.76 | 0
12 | 19 | 01:00 | 0 | 2018-12-19 | 1 | 34.48 | 0.68 | 35.16 | 0
12 | 19 | 02:00 | 0 | 2018-12-19 | 2 | 24.32 | 0.62 | 24.94 | 0
12 | 19 | 03:00 | 0 | 2018-12-19 | 3 | 26.23 | 0.54 | 26.77 | 0
12 | 19 | 04:00 | 0 | 2018-12-19 | 4 | 24.74 | 0.54 | 25.28 | 0
12 | 19 | 05:00 | 0 | 2018-12-19 | 5 | 24.17 | 0.64 | 24.81 | 0
12 | 19 | 06:00 | 0 | 2018-12-19 | 6 | 33.66 | 0.96 | 34.62 | 0
12 | 19 | 07:00 | 0 | 2018-12-19 | 7 | 69.06 | 1.46 | 70.52 | 0
12 | 19 | 08:00 | 481 | 2018-12-19 | 8 | 70.87 | 2.01 | 72.88 | 35055.28
12 | 19 | 09:00 | 4277 | 2018-12-19 | 9 | 60.83 | 1.25 | 62.08 | 265516.16
12 | 19 | 10:00 | 9010 | 2018-12-19 | 10 | 43.54 | 1.02 | 44.56 | 401485.6
12 | 19 | 11:00 | 15430 | 2018-12-19 | 11 | 33.93 | 0.99 | 34.92 | 538815.6
12 | 19 | 12:00 | 21301 | 2018-12-19 | 12 | 31.65 | 0.98 | 32.63 | 695051.63
12 | 19 | 13:00 | 18125 | 2018-12-19 | 13 | 30.56 | 0.97 | 31.53 | 571481.25
12 | 19 | 14:00 | 11634 | 2018-12-19 | 14 | 29.65 | 0.97 | 30.62 | 356233.08
12 | 19 | 15:00 | 4515 | 2018-12-19 | 15 | 34.27 | 0.98 | 35.25 | 159153.75
12 | 19 | 16:00 | 1149 | 2018-12-19 | 16 | 33.95 | 0.96 | 34.91 | 40111.59
12 | 19 | 17:00 | 7 | 2018-12-19 | 17 | 37.07 | 0.92 | 37.99 | 265.93
12 | 19 | 18:00 | 0 | 2018-12-19 | 18 | 39.19 | 0.94 | 40.13 | 0
12 | 19 | 19:00 | 0 | 2018-12-19 | 19 | 40.54 | 0.94 | 41.48 | 0
12 | 19 | 20:00 | 0 | 2018-12-19 | 20 | 41.9 | 1.03 | 42.93 | 0
12 | 19 | 21:00 | 0 | 2018-12-19 | 21 | 39.67 | 0.98 | 40.65 | 0
12 | 19 | 22:00 | 0 | 2018-12-19 | 22 | 34.13 | 0.99 | 35.12 | 0
12 | 19 | 23:00 | 0 | 2018-12-19 | 23 | 25.65 | 1.14 | 26.79 | 0
12 | 19 | 24:00 | 0 | 2018-12-19 | 24 | 75.99 | 2.46 | 78.45 | 0
12 | 20 | 01:00 | 0 | 2018-12-20 | 1 | 37.97 | 0.53 | 38.5 | 0
12 | 20 | 02:00 | 0 | 2018-12-20 | 2 | 26.89 | 0.25 | 27.14 | 0
12 | 20 | 03:00 | 0 | 2018-12-20 | 3 | 30.06 | 0.23 | 30.29 | 0
12 | 20 | 04:00 | 0 | 2018-12-20 | 4 | 35.1 | 0.26 | 35.36 | 0
12 | 20 | 05:00 | 0 | 2018-12-20 | 5 | 42.09 | 0.47 | 42.56 | 0
12 | 20 | 06:00 | 0 | 2018-12-20 | 6 | 54.8 | 1.27 | 56.07 | 0
12 | 20 | 07:00 | 0 | 2018-12-20 | 7 | 58.96 | 1.58 | 60.54 | 0
12 | 20 | 08:00 | 1103 | 2018-12-20 | 8 | 46.89 | 1.09 | 47.98 | 52921.94
12 | 20 | 09:00 | 9481 | 2018-12-20 | 9 | 41.04 | 0.91 | 41.95 | 397727.95
12 | 20 | 10:00 | 16731 | 2018-12-20 | 10 | 32.05 | 0.8 | 32.85 | 549613.35
12 | 20 | 11:00 | 21289 | 2018-12-20 | 11 | 29.48 | 0.7 | 30.18 | 642502.02
12 | 20 | 12:00 | 22598 | 2018-12-20 | 12 | 29.18 | 0.7 | 29.88 | 675228.24
12 | 20 | 13:00 | 18423 | 2018-12-20 | 13 | 29.71 | 0.71 | 30.42 | 560427.66
12 | 20 | 14:00 | 13127 | 2018-12-20 | 14 | 28.56 | 0.7 | 29.26 | 384096.02
12 | 20 | 15:00 | 4361 | 2018-12-20 | 15 | 30.25 | 0.67 | 30.92 | 134842.12
12 | 20 | 16:00 | 1296 | 2018-12-20 | 16 | 30.04 | 0.67 | 30.71 | 39800.16
12 | 20 | 17:00 | 2 | 2018-12-20 | 17 | 42.5 | 0.96 | 43.46 | 86.92
12 | 20 | 18:00 | 0 | 2018-12-20 | 18 | 46.27 | 0.73 | 47 | 0
12 | 20 | 19:00 | 0 | 2018-12-20 | 19 | 40.92 | 0.82 | 41.74 | 0
12 | 20 | 20:00 | 0 | 2018-12-20 | 20 | 36.72 | 0.74 | 37.46 | 0
12 | 20 | 21:00 | 0 | 2018-12-20 | 21 | 29.4 | 0.63 | 30.03 | 0
12 | 20 | 22:00 | 0 | 2018-12-20 | 22 | 29.18 | 0.69 | 29.87 | 0
12 | 20 | 23:00 | 0 | 2018-12-20 | 23 | 33.78 | 0.99 | 34.77 | 0
12 | 20 | 24:00 | 0 | 2018-12-20 | 24 | 30.11 | 0.44 | 30.55 | 0
12 | 21 | 01:00 | 0 | 2018-12-21 | 1 | 24.26 | 0.39 | 24.65 | 0
12 | 21 | 02:00 | 0 | 2018-12-21 | 2 | 22 | 0.27 | 22.27 | 0
12 | 21 | 03:00 | 0 | 2018-12-21 | 3 | 27.73 | 0.2 | 27.93 | 0
12 | 21 | 04:00 | 0 | 2018-12-21 | 4 | 22.64 | 0.29 | 22.93 | 0
12 | 21 | 05:00 | 0 | 2018-12-21 | 5 | 17.5 | 0.31 | 17.81 | 0
12 | 21 | 06:00 | 0 | 2018-12-21 | 6 | 24.73 | 0.36 | 25.09 | 0
12 | 21 | 07:00 | 0 | 2018-12-21 | 7 | 25.84 | 0.43 | 26.27 | 0
12 | 21 | 08:00 | 0 | 2018-12-21 | 8 | 28.3 | 0.76 | 29.06 | 0
12 | 21 | 09:00 | 73 | 2018-12-21 | 9 | 28.09 | 0.7 | 28.79 | 2101.67
12 | 21 | 10:00 | 773 | 2018-12-21 | 10 | 32.88 | 0.7 | 33.58 | 25957.34
12 | 21 | 11:00 | 983 | 2018-12-21 | 11 | 44.13 | 0.71 | 44.84 | 44077.72
12 | 21 | 12:00 | 1369 | 2018-12-21 | 12 | 41.74 | 0.76 | 42.5 | 58182.5
12 | 21 | 13:00 | 627 | 2018-12-21 | 13 | 35.3 | 0.82 | 36.12 | 22647.24
12 | 21 | 14:00 | 371 | 2018-12-21 | 14 | 39.82 | 0.93 | 40.75 | 15118.25
12 | 21 | 15:00 | 278 | 2018-12-21 | 15 | 32.87 | 0.75 | 33.62 | 9346.36
12 | 21 | 16:00 | 287 | 2018-12-21 | 16 | 27.31 | 0.67 | 27.98 | 8030.26
12 | 21 | 17:00 | 16 | 2018-12-21 | 17 | 27.35 | 0.64 | 27.99 | 447.84
12 | 21 | 18:00 | 0 | 2018-12-21 | 18 | 26.16 | 0.62 | 26.78 | 0
12 | 21 | 19:00 | 0 | 2018-12-21 | 19 | 23.37 | 0.64 | 24.01 | 0
12 | 21 | 20:00 | 0 | 2018-12-21 | 20 | 22.95 | 0.67 | 23.62 | 0
12 | 21 | 21:00 | 0 | 2018-12-21 | 21 | 23.64 | 0.72 | 24.36 | 0
12 | 21 | 22:00 | 0 | 2018-12-21 | 22 | 26.67 | 0.73 | 27.4 | 0
12 | 21 | 23:00 | 0 | 2018-12-21 | 23 | 25.83 | 0.94 | 26.77 | 0
12 | 21 | 24:00 | 0 | 2018-12-21 | 24 | 18.58 | 0.49 | 19.07 | 0
12 | 22 | 01:00 | 0 | 2018-12-22 | 1 | 15.55 | 0.7 | 16.25 | 0
12 | 22 | 02:00 | 0 | 2018-12-22 | 2 | 12.48 | 0.69 | 13.17 | 0
12 | 22 | 03:00 | 0 | 2018-12-22 | 3 | 2.64 | 0.88 | 3.52 | 0
12 | 22 | 04:00 | 0 | 2018-12-22 | 4 | 1.83 | 0.9 | 2.73 | 0
12 | 22 | 05:00 | 0 | 2018-12-22 | 5 | 9.7 | 0.85 | 10.55 | 0
12 | 22 | 06:00 | 0 | 2018-12-22 | 6 | 9.94 | 0.73 | 10.67 | 0
12 | 22 | 07:00 | 0 | 2018-12-22 | 7 | -9.31 | 1.21 | -8.1 | 0
12 | 22 | 08:00 | 177 | 2018-12-22 | 8 | -13.28 | 1.3 | -11.98 | -2120.46
12 | 22 | 09:00 | 1871 | 2018-12-22 | 9 | 14.34 | 0.84 | 15.18 | 28401.78
12 | 22 | 10:00 | 3410 | 2018-12-22 | 10 | 30.52 | 0.57 | 31.09 | 106016.9
12 | 22 | 11:00 | 5692 | 2018-12-22 | 11 | 32.51 | 0.52 | 33.03 | 188006.76
12 | 22 | 12:00 | 12327 | 2018-12-22 | 12 | 29.39 | 0.52 | 29.91 | 368700.57
12 | 22 | 13:00 | 10508 | 2018-12-22 | 13 | 25.29 | 0.51 | 25.8 | 271106.4
12 | 22 | 14:00 | 7096 | 2018-12-22 | 14 | 24 | 0.5 | 24.5 | 173852
12 | 22 | 15:00 | 4956 | 2018-12-22 | 15 | 22.59 | 0.48 | 23.07 | 114334.92
12 | 22 | 16:00 | 1804 | 2018-12-22 | 16 | 23.3 | 0.49 | 23.79 | 42917.16
12 | 22 | 17:00 | 18 | 2018-12-22 | 17 | 28.26 | 0.5 | 28.76 | 517.68
12 | 22 | 18:00 | 0 | 2018-12-22 | 18 | 31.99 | 0.54 | 32.53 | 0
12 | 22 | 19:00 | 0 | 2018-12-22 | 19 | 32.63 | 0.53 | 33.16 | 0
12 | 22 | 20:00 | 0 | 2018-12-22 | 20 | 35.43 | 0.56 | 35.99 | 0
12 | 22 | 21:00 | 0 | 2018-12-22 | 21 | 33.47 | 0.56 | 34.03 | 0
12 | 22 | 22:00 | 0 | 2018-12-22 | 22 | 28.69 | 0.54 | 29.23 | 0
12 | 22 | 23:00 | 0 | 2018-12-22 | 23 | 28.5 | 0.7 | 29.2 | 0
12 | 22 | 24:00 | 0 | 2018-12-22 | 24 | 23.2 | 0.61 | 23.81 | 0
12 | 23 | 01:00 | 0 | 2018-12-23 | 1 | 23.43 | 0.49 | 23.92 | 0
12 | 23 | 02:00 | 0 | 2018-12-23 | 2 | 22.72 | 0.39 | 23.11 | 0
12 | 23 | 03:00 | 0 | 2018-12-23 | 3 | 23.9 | 0.34 | 24.24 | 0
12 | 23 | 04:00 | 0 | 2018-12-23 | 4 | 24.69 | 0.33 | 25.02 | 0
12 | 23 | 05:00 | 0 | 2018-12-23 | 5 | 24.29 | 0.38 | 24.67 | 0
12 | 23 | 06:00 | 0 | 2018-12-23 | 6 | 25.68 | 0.32 | 26 | 0
12 | 23 | 07:00 | 0 | 2018-12-23 | 7 | 10.37 | 0.64 | 11.01 | 0
12 | 23 | 08:00 | 1101 | 2018-12-23 | 8 | 27.34 | 0.5 | 27.84 | 30651.84
12 | 23 | 09:00 | 10000 | 2018-12-23 | 9 | 32.81 | 0.43 | 33.24 | 332400
12 | 23 | 10:00 | 18319 | 2018-12-23 | 10 | 26.93 | 0.33 | 27.26 | 499375.94
12 | 23 | 11:00 | 22719 | 2018-12-23 | 11 | 23.75 | 0.35 | 24.1 | 547527.9
12 | 23 | 12:00 | 23883 | 2018-12-23 | 12 | 21.93 | 0.36 | 22.29 | 532352.07
12 | 23 | 13:00 | 22729 | 2018-12-23 | 13 | 22.67 | 0.36 | 23.03 | 523448.87
12 | 23 | 14:00 | 18346 | 2018-12-23 | 14 | 25.29 | 0.35 | 25.64 | 470391.44
12 | 23 | 15:00 | 10911 | 2018-12-23 | 15 | 27.25 | 0.31 | 27.56 | 300707.16
12 | 23 | 16:00 | 3104 | 2018-12-23 | 16 | 28.06 | 0.31 | 28.37 | 88060.48
12 | 23 | 17:00 | 16 | 2018-12-23 | 17 | 34.29 | 0.35 | 34.64 | 554.24
12 | 23 | 18:00 | 0 | 2018-12-23 | 18 | 51.54 | 0.64 | 52.18 | 0
12 | 23 | 19:00 | 0 | 2018-12-23 | 19 | 53.06 | 1.18 | 54.24 | 0
12 | 23 | 20:00 | 0 | 2018-12-23 | 20 | 48.58 | 0.52 | 49.1 | 0
12 | 23 | 21:00 | 0 | 2018-12-23 | 21 | 46.78 | 0.45 | 47.23 | 0
12 | 23 | 22:00 | 0 | 2018-12-23 | 22 | 49.47 | 1.05 | 50.52 | 0
12 | 23 | 23:00 | 0 | 2018-12-23 | 23 | 50.35 | 2.41 | 52.76 | 0
12 | 23 | 24:00 | 0 | 2018-12-23 | 24 | 53.84 | 2.21 | 56.05 | 0
12 | 24 | 01:00 | 0 | 2018-12-24 | 1 | 35.55 | 0.88 | 36.43 | 0
12 | 24 | 02:00 | 0 | 2018-12-24 | 2 | 28.45 | 0.4 | 28.85 | 0
12 | 24 | 03:00 | 0 | 2018-12-24 | 3 | 27.81 | 0.39 | 28.2 | 0
12 | 24 | 04:00 | 0 | 2018-12-24 | 4 | 30.85 | 0.46 | 31.31 | 0
12 | 24 | 05:00 | 0 | 2018-12-24 | 5 | 31.63 | 0.87 | 32.5 | 0
12 | 24 | 06:00 | 0 | 2018-12-24 | 6 | 30.32 | 1.66 | 31.98 | 0
12 | 24 | 07:00 | 0 | 2018-12-24 | 7 | 13.08 | 1.07 | 14.15 | 0
12 | 24 | 08:00 | 216 | 2018-12-24 | 8 | 36.4 | 1.5 | 37.9 | 8186.4
12 | 24 | 09:00 | 2892 | 2018-12-24 | 9 | 42.13 | 1.04 | 43.17 | 124847.64
12 | 24 | 10:00 | 11243 | 2018-12-24 | 10 | 54.13 | 1.09 | 55.22 | 620838.46
12 | 24 | 11:00 | 15279 | 2018-12-24 | 11 | 55.35 | 1.1 | 56.45 | 862499.55
12 | 24 | 12:00 | 17800 | 2018-12-24 | 12 | 39.45 | 0.87 | 40.32 | 717696
12 | 24 | 13:00 | 13095 | 2018-12-24 | 13 | 36.28 | 0.88 | 37.16 | 486610.2
12 | 24 | 14:00 | 7507 | 2018-12-24 | 14 | 34.17 | 0.89 | 35.06 | 263195.42
12 | 24 | 15:00 | 2195 | 2018-12-24 | 15 | 32.78 | 0.91 | 33.69 | 73949.55
12 | 24 | 16:00 | 527 | 2018-12-24 | 16 | 36.54 | 0.92 | 37.46 | 19741.42
12 | 24 | 17:00 | 4 | 2018-12-24 | 17 | 44.86 | 0.93 | 45.79 | 183.16
12 | 24 | 18:00 | 0 | 2018-12-24 | 18 | 34.87 | 0.87 | 35.74 | 0
12 | 24 | 19:00 | 0 | 2018-12-24 | 19 | 32.72 | 0.9 | 33.62 | 0
12 | 24 | 20:00 | 0 | 2018-12-24 | 20 | 29.36 | 0.92 | 30.28 | 0
12 | 24 | 21:00 | 0 | 2018-12-24 | 21 | 25.33 | 0.9 | 26.23 | 0
12 | 24 | 22:00 | 0 | 2018-12-24 | 22 | 25 | 0.95 | 25.95 | 0
12 | 24 | 23:00 | 0 | 2018-12-24 | 23 | 23.61 | 1.62 | 25.23 | 0
12 | 24 | 24:00 | 0 | 2018-12-24 | 24 | 25.48 | 0.89 | 26.37 | 0
12 | 25 | 01:00 | 0 | 2018-12-25 | 1 | 29.33 | 1.14 | 30.47 | 0
12 | 25 | 02:00 | 0 | 2018-12-25 | 2 | 24.71 | 0.55 | 25.26 | 0
12 | 25 | 03:00 | 0 | 2018-12-25 | 3 | 24.82 | 0.4 | 25.22 | 0
12 | 25 | 04:00 | 0 | 2018-12-25 | 4 | 15.05 | 0.51 | 15.56 | 0
12 | 25 | 05:00 | 0 | 2018-12-25 | 5 | 22.78 | 0.43 | 23.21 | 0
12 | 25 | 06:00 | 0 | 2018-12-25 | 6 | 24.54 | 0.58 | 25.12 | 0
12 | 25 | 07:00 | 0 | 2018-12-25 | 7 | 24.72 | 0.59 | 25.31 | 0
12 | 25 | 08:00 | 988 | 2018-12-25 | 8 | 29.82 | 0.59 | 30.41 | 30045.08
12 | 25 | 09:00 | 9528 | 2018-12-25 | 9 | 28.15 | 0.55 | 28.7 | 273453.6
12 | 25 | 10:00 | 18411 | 2018-12-25 | 10 | 24.77 | 0.39 | 25.16 | 463220.76
12 | 25 | 11:00 | 22894 | 2018-12-25 | 11 | 23.95 | 0.39 | 24.34 | 557239.96
12 | 25 | 12:00 | 24173 | 2018-12-25 | 12 | 23.55 | 0.39 | 23.94 | 578701.62
12 | 25 | 13:00 | 23032 | 2018-12-25 | 13 | 19.99 | 0.4 | 20.39 | 469622.48
12 | 25 | 14:00 | 18739 | 2018-12-25 | 14 | 12.35 | 0.53 | 12.88 | 241358.32
12 | 25 | 15:00 | 11280 | 2018-12-25 | 15 | 21.98 | 0.43 | 22.41 | 252784.8
12 | 25 | 16:00 | 3199 | 2018-12-25 | 16 | 23.8 | 0.39 | 24.19 | 77383.81
12 | 25 | 17:00 | 23 | 2018-12-25 | 17 | 25.38 | 0.36 | 25.74 | 592.02
12 | 25 | 18:00 | 0 | 2018-12-25 | 18 | 26.23 | 0.36 | 26.59 | 0
12 | 25 | 19:00 | 0 | 2018-12-25 | 19 | 26.31 | 0.36 | 26.67 | 0
12 | 25 | 20:00 | 0 | 2018-12-25 | 20 | 26.09 | 0.42 | 26.51 | 0
12 | 25 | 21:00 | 0 | 2018-12-25 | 21 | 26.01 | 0.38 | 26.39 | 0
12 | 25 | 22:00 | 0 | 2018-12-25 | 22 | 25.74 | 0.36 | 26.1 | 0
12 | 25 | 23:00 | 0 | 2018-12-25 | 23 | 31.1 | 0.98 | 32.08 | 0
12 | 25 | 24:00 | 0 | 2018-12-25 | 24 | 28.13 | 0.66 | 28.79 | 0
12 | 26 | 01:00 | 0 | 2018-12-26 | 1 | 22.96 | 0.43 | 23.39 | 0
12 | 26 | 02:00 | 0 | 2018-12-26 | 2 | 24.24 | 0.4 | 24.64 | 0
12 | 26 | 03:00 | 0 | 2018-12-26 | 3 | 21.69 | 0.42 | 22.11 | 0
12 | 26 | 04:00 | 0 | 2018-12-26 | 4 | 22.67 | 0.42 | 23.09 | 0
12 | 26 | 05:00 | 0 | 2018-12-26 | 5 | 19.75 | 0.45 | 20.2 | 0
12 | 26 | 06:00 | 0 | 2018-12-26 | 6 | 21.95 | 0.67 | 22.62 | 0
12 | 26 | 07:00 | 0 | 2018-12-26 | 7 | 24.43 | 0.54 | 24.97 | 0
12 | 26 | 08:00 | 967 | 2018-12-26 | 8 | 28.01 | 0.95 | 28.96 | 28004.32
12 | 26 | 09:00 | 9373 | 2018-12-26 | 9 | 29.6 | 0.84 | 30.44 | 285314.12
12 | 26 | 10:00 | 18090 | 2018-12-26 | 10 | 33.12 | 0.84 | 33.96 | 614336.4
12 | 26 | 11:00 | 22200 | 2018-12-26 | 11 | 33.57 | 0.88 | 34.45 | 764790
12 | 26 | 12:00 | 23342 | 2018-12-26 | 12 | 32.68 | 0.84 | 33.52 | 782423.84
12 | 26 | 13:00 | 22660 | 2018-12-26 | 13 | 30.18 | 0.88 | 31.06 | 703819.6
12 | 26 | 14:00 | 18379 | 2018-12-26 | 14 | 27.65 | 0.79 | 28.44 | 522698.76
12 | 26 | 15:00 | 9769 | 2018-12-26 | 15 | 27.78 | 0.77 | 28.55 | 278904.95
12 | 26 | 16:00 | 2325 | 2018-12-26 | 16 | 41.74 | 0.87 | 42.61 | 99068.25
12 | 26 | 17:00 | 18 | 2018-12-26 | 17 | 41.93 | 0.84 | 42.77 | 769.86
12 | 26 | 18:00 | 0 | 2018-12-26 | 18 | 44.25 | 0.9 | 45.15 | 0
12 | 26 | 19:00 | 0 | 2018-12-26 | 19 | 37.81 | 0.94 | 38.75 | 0
12 | 26 | 20:00 | 0 | 2018-12-26 | 20 | 33.71 | 0.83 | 34.54 | 0
12 | 26 | 21:00 | 0 | 2018-12-26 | 21 | 31.71 | 0.8 | 32.51 | 0
12 | 26 | 22:00 | 0 | 2018-12-26 | 22 | 26.09 | 0.78 | 26.87 | 0
12 | 26 | 23:00 | 0 | 2018-12-26 | 23 | 21.97 | 0.94 | 22.91 | 0
12 | 26 | 24:00 | 0 | 2018-12-26 | 24 | 25 | 0.65 | 25.65 | 0
12 | 27 | 01:00 | 0 | 2018-12-27 | 1 | 19.2 | 0.42 | 19.62 | 0
12 | 27 | 02:00 | 0 | 2018-12-27 | 2 | 22.28 | 0.45 | 22.73 | 0
12 | 27 | 03:00 | 0 | 2018-12-27 | 3 | 17.56 | 0.51 | 18.07 | 0
12 | 27 | 04:00 | 0 | 2018-12-27 | 4 | 13.96 | 0.73 | 14.69 | 0
12 | 27 | 05:00 | 0 | 2018-12-27 | 5 | 16.14 | 0.56 | 16.7 | 0
12 | 27 | 06:00 | 0 | 2018-12-27 | 6 | 23.69 | 1.61 | 25.3 | 0
12 | 27 | 07:00 | 0 | 2018-12-27 | 7 | 23.84 | 0.86 | 24.7 | 0
12 | 27 | 08:00 | 968 | 2018-12-27 | 8 | 25.97 | 1.09 | 27.06 | 26194.08
12 | 27 | 09:00 | 9507 | 2018-12-27 | 9 | 27.04 | 0.84 | 27.88 | 265055.16
12 | 27 | 10:00 | 16937 | 2018-12-27 | 10 | 23.91 | 0.84 | 24.75 | 419190.75
12 | 27 | 11:00 | 22052 | 2018-12-27 | 11 | 19.64 | 0.82 | 20.46 | 451183.92
12 | 27 | 12:00 | 23670 | 2018-12-27 | 12 | 23.52 | 0.78 | 24.3 | 575181
12 | 27 | 13:00 | 21916 | 2018-12-27 | 13 | 20.44 | 0.8 | 21.24 | 465495.84
12 | 27 | 14:00 | 13814 | 2018-12-27 | 14 | 22.79 | 0.76 | 23.55 | 325319.7
12 | 27 | 15:00 | 6840 | 2018-12-27 | 15 | 19.82 | 0.85 | 20.67 | 141382.8
12 | 27 | 16:00 | 2827 | 2018-12-27 | 16 | 23.09 | 0.76 | 23.85 | 67423.95
12 | 27 | 17:00 | 22 | 2018-12-27 | 17 | 27.35 | 0.75 | 28.1 | 618.2
12 | 27 | 18:00 | 0 | 2018-12-27 | 18 | 38.46 | 0.92 | 39.38 | 0
12 | 27 | 19:00 | 0 | 2018-12-27 | 19 | 31.43 | 0.71 | 32.14 | 0
12 | 27 | 20:00 | 0 | 2018-12-27 | 20 | 32.01 | 0.79 | 32.8 | 0
12 | 27 | 21:00 | 0 | 2018-12-27 | 21 | 27.97 | 0.78 | 28.75 | 0
12 | 27 | 22:00 | 0 | 2018-12-27 | 22 | 24.54 | 0.76 | 25.3 | 0
12 | 27 | 23:00 | 0 | 2018-12-27 | 23 | 20.28 | 0.88 | 21.16 | 0
12 | 27 | 24:00 | 0 | 2018-12-27 | 24 | 25.51 | 0.46 | 25.97 | 0
12 | 28 | 01:00 | 0 | 2018-12-28 | 1 | 25.54 | 0.34 | 25.88 | 0
12 | 28 | 02:00 | 0 | 2018-12-28 | 2 | 23.26 | 0.29 | 23.55 | 0
12 | 28 | 03:00 | 0 | 2018-12-28 | 3 | 21.86 | 0.31 | 22.17 | 0
12 | 28 | 04:00 | 0 | 2018-12-28 | 4 | 22.59 | 0.31 | 22.9 | 0
12 | 28 | 05:00 | 0 | 2018-12-28 | 5 | 16.14 | 0.31 | 16.45 | 0
12 | 28 | 06:00 | 0 | 2018-12-28 | 6 | 21.31 | 0.46 | 21.77 | 0
12 | 28 | 07:00 | 0 | 2018-12-28 | 7 | 23.03 | 0.45 | 23.48 | 0
12 | 28 | 08:00 | 0 | 2018-12-28 | 8 | 22.18 | 0.91 | 23.09 | 0
12 | 28 | 09:00 | 39 | 2018-12-28 | 9 | 25.4 | 0.74 | 26.14 | 1019.46
12 | 28 | 10:00 | 275 | 2018-12-28 | 10 | 38.61 | 0.83 | 39.44 | 10846
12 | 28 | 11:00 | 734 | 2018-12-28 | 11 | 49.13 | 1.11 | 50.24 | 36876.16
12 | 28 | 12:00 | 756 | 2018-12-28 | 12 | 41.59 | 0.91 | 42.5 | 32130
12 | 28 | 13:00 | 904 | 2018-12-28 | 13 | 39.19 | 1.01 | 40.2 | 36340.8
12 | 28 | 14:00 | 729 | 2018-12-28 | 14 | 37.66 | 0.76 | 38.42 | 28008.18
12 | 28 | 15:00 | 712 | 2018-12-28 | 15 | 36.9 | 0.82 | 37.72 | 26856.64
12 | 28 | 16:00 | 128 | 2018-12-28 | 16 | 37.62 | 1.04 | 38.66 | 4948.48
12 | 28 | 17:00 | 0 | 2018-12-28 | 17 | 36.29 | 0.77 | 37.06 | 0
12 | 28 | 18:00 | 0 | 2018-12-28 | 18 | 39.13 | 0.81 | 39.94 | 0
12 | 28 | 19:00 | 0 | 2018-12-28 | 19 | 31.7 | 0.75 | 32.45 | 0
12 | 28 | 20:00 | 0 | 2018-12-28 | 20 | 24.81 | 0.73 | 25.54 | 0
12 | 28 | 21:00 | 0 | 2018-12-28 | 21 | 23.63 | 0.73 | 24.36 | 0
12 | 28 | 22:00 | 0 | 2018-12-28 | 22 | 21.78 | 0.77 | 22.55 | 0
12 | 28 | 23:00 | 0 | 2018-12-28 | 23 | 10.36 | 1.22 | 11.58 | 0
12 | 28 | 24:00 | 0 | 2018-12-28 | 24 | 11.3 | 0.6 | 11.9 | 0
12 | 29 | 01:00 | 0 | 2018-12-29 | 1 | 6.76 | 1.26 | 8.02 | 0
12 | 29 | 02:00 | 0 | 2018-12-29 | 2 | -15.72 | 1.13 | -14.59 | 0
12 | 29 | 03:00 | 0 | 2018-12-29 | 3 | 8.68 | 1.13 | 9.81 | 0
12 | 29 | 04:00 | 0 | 2018-12-29 | 4 | 12.7 | 1.26 | 13.96 | 0
12 | 29 | 05:00 | 0 | 2018-12-29 | 5 | 14.09 | 1.21 | 15.3 | 0
12 | 29 | 06:00 | 0 | 2018-12-29 | 6 | -9.93 | 1.29 | -8.64 | 0
12 | 29 | 07:00 | 0 | 2018-12-29 | 7 | -1.56 | 1.5 | -0.06 | 0
12 | 29 | 08:00 | 338 | 2018-12-29 | 8 | -11.29 | 1.57 | -9.72 | -3285.36
12 | 29 | 09:00 | 8019 | 2018-12-29 | 9 | -1.47 | 1.49 | 0.02 | 160.38
12 | 29 | 10:00 | 15426 | 2018-12-29 | 10 | 15.45 | 1.26 | 16.71 | 257768.46
12 | 29 | 11:00 | 20006 | 2018-12-29 | 11 | 4.46 | 1.23 | 5.69 | 113834.14
12 | 29 | 12:00 | 19761 | 2018-12-29 | 12 | 3.49 | 1.24 | 4.73 | 93469.53
12 | 29 | 13:00 | 12242 | 2018-12-29 | 13 | 21.73 | 1.1 | 22.83 | 279484.86
12 | 29 | 14:00 | 7242 | 2018-12-29 | 14 | 22.23 | 1.08 | 23.31 | 168811.02
12 | 29 | 15:00 | 2315 | 2018-12-29 | 15 | 12.76 | 1.14 | 13.9 | 32178.5
12 | 29 | 16:00 | 701 | 2018-12-29 | 16 | 13.04 | 1.21 | 14.25 | 9989.25
12 | 29 | 17:00 | 14 | 2018-12-29 | 17 | 19.54 | 1.13 | 20.67 | 289.38
12 | 29 | 18:00 | 0 | 2018-12-29 | 18 | 24.96 | 1.09 | 26.05 | 0
12 | 29 | 19:00 | 0 | 2018-12-29 | 19 | 30.25 | 1.08 | 31.33 | 0
12 | 29 | 20:00 | 0 | 2018-12-29 | 20 | 24.32 | 1.06 | 25.38 | 0
12 | 29 | 21:00 | 0 | 2018-12-29 | 21 | 22.35 | 1.07 | 23.42 | 0
12 | 29 | 22:00 | 0 | 2018-12-29 | 22 | 20.38 | 1.07 | 21.45 | 0
12 | 29 | 23:00 | 0 | 2018-12-29 | 23 | 14.67 | 1.16 | 15.83 | 0
12 | 29 | 24:00 | 0 | 2018-12-29 | 24 | 10.08 | 1.61 | 11.69 | 0
12 | 30 | 01:00 | 0 | 2018-12-30 | 1 | 7.47 | 0.79 | 8.26 | 0
12 | 30 | 02:00 | 0 | 2018-12-30 | 2 | 10.25 | 0.69 | 10.94 | 0
12 | 30 | 03:00 | 0 | 2018-12-30 | 3 | 16.96 | 0.56 | 17.52 | 0
12 | 30 | 04:00 | 0 | 2018-12-30 | 4 | 20.23 | 0.57 | 20.8 | 0
12 | 30 | 05:00 | 0 | 2018-12-30 | 5 | 12.43 | 0.63 | 13.06 | 0
12 | 30 | 06:00 | 0 | 2018-12-30 | 6 | 16.88 | 0.56 | 17.44 | 0
12 | 30 | 07:00 | 0 | 2018-12-30 | 7 | -11.57 | 1.13 | -10.44 | 0
12 | 30 | 08:00 | 59 | 2018-12-30 | 8 | 21.62 | 0.69 | 22.31 | 1316.29
12 | 30 | 09:00 | 1014 | 2018-12-30 | 9 | 24.04 | 0.54 | 24.58 | 24924.12
12 | 30 | 10:00 | 8601 | 2018-12-30 | 10 | 27.45 | 0.54 | 27.99 | 240741.99
12 | 30 | 11:00 | 15694 | 2018-12-30 | 11 | 27.85 | 0.52 | 28.37 | 445238.78
12 | 30 | 12:00 | 21477 | 2018-12-30 | 12 | 27.8 | 0.56 | 28.36 | 609087.72
12 | 30 | 13:00 | 21313 | 2018-12-30 | 13 | 27.58 | 0.67 | 28.25 | 602092.25
12 | 30 | 14:00 | 13063 | 2018-12-30 | 14 | 27.36 | 0.69 | 28.05 | 366417.15
12 | 30 | 15:00 | 8707 | 2018-12-30 | 15 | 23.56 | 0.5 | 24.06 | 209490.42
12 | 30 | 16:00 | 3483 | 2018-12-30 | 16 | 23.22 | 0.53 | 23.75 | 82721.25
12 | 30 | 17:00 | 33 | 2018-12-30 | 17 | 28.59 | 0.49 | 29.08 | 959.64
12 | 30 | 18:00 | 0 | 2018-12-30 | 18 | 39.51 | 1.26 | 40.77 | 0
12 | 30 | 19:00 | 0 | 2018-12-30 | 19 | 27.91 | 0.55 | 28.46 | 0
12 | 30 | 20:00 | 0 | 2018-12-30 | 20 | 30.08 | 0.64 | 30.72 | 0
12 | 30 | 21:00 | 0 | 2018-12-30 | 21 | 52.69 | 1.63 | 54.32 | 0
12 | 30 | 22:00 | 0 | 2018-12-30 | 22 | 28.77 | 0.54 | 29.31 | 0
12 | 30 | 23:00 | 0 | 2018-12-30 | 23 | 34.07 | 0.78 | 34.85 | 0
12 | 30 | 24:00 | 0 | 2018-12-30 | 24 | 32.7 | 0.91 | 33.61 | 0
12 | 31 | 01:00 | 0 | 2018-12-31 | 1 | 34.08 | 0.78 | 34.86 | 0
12 | 31 | 02:00 | 0 | 2018-12-31 | 2 | 34.31 | 1.04 | 35.35 | 0
12 | 31 | 03:00 | 0 | 2018-12-31 | 3 | 26.49 | 0.65 | 27.14 | 0
12 | 31 | 04:00 | 0 | 2018-12-31 | 4 | 26.75 | 0.56 | 27.31 | 0
12 | 31 | 05:00 | 0 | 2018-12-31 | 5 | 55.05 | 0.66 | 55.71 | 0
12 | 31 | 06:00 | 0 | 2018-12-31 | 6 | 61.18 | 2.13 | 63.31 | 0
12 | 31 | 07:00 | 0 | 2018-12-31 | 7 | 56.69 | 2.79 | 59.48 | 0
12 | 31 | 08:00 | 551 | 2018-12-31 | 8 | 32.68 | 1.58 | 34.26 | 18877.26
12 | 31 | 09:00 | 8224 | 2018-12-31 | 9 | 28.73 | 1.09 | 29.82 | 245239.68
12 | 31 | 10:00 | 11345 | 2018-12-31 | 10 | 27.18 | 0.99 | 28.17 | 319588.65
12 | 31 | 11:00 | 14635 | 2018-12-31 | 11 | 25.36 | 1 | 26.36 | 385778.6
12 | 31 | 12:00 | 15698 | 2018-12-31 | 12 | 27.3 | 1 | 28.3 | 444253.4
12 | 31 | 13:00 | 8260 | 2018-12-31 | 13 | 29.21 | 1.01 | 30.22 | 249617.2
12 | 31 | 14:00 | 5198 | 2018-12-31 | 14 | 28.17 | 1 | 29.17 | 151625.66
12 | 31 | 15:00 | 2441 | 2018-12-31 | 15 | 27.49 | 1 | 28.49 | 69544.09
12 | 31 | 16:00 | 400 | 2018-12-31 | 16 | 27.19 | 0.98 | 28.17 | 11268
12 | 31 | 17:00 | 0 | 2018-12-31 | 17 | 30.84 | 1 | 31.84 | 0
12 | 31 | 18:00 | 0 | 2018-12-31 | 18 | 29.49 | 0.96 | 30.45 | 0
12 | 31 | 19:00 | 0 | 2018-12-31 | 19 | 28.04 | 0.97 | 29.01 | 0
12 | 31 | 20:00 | 0 | 2018-12-31 | 20 | 25.17 | 0.98 | 26.15 | 0
12 | 31 | 21:00 | 0 | 2018-12-31 | 21 | 21.44 | 1 | 22.44 | 0
12 | 31 | 22:00 | 0 | 2018-12-31 | 22 | 22.46 | 1.04 | 23.5 | 0
12 | 31 | 23:00 | 0 | 2018-12-31 | 23 | 24.97 | 1.14 | 26.11 | 0
12 | 31 | 24:00 | 0 | 2018-12-31 | 24 | 39.93 | 1.98 | 41.91 | 0
1 | 1 | 01:00 | 0 | 2019-01-01 | 1 | 35.3 | 1.78 | 37.08 | 0
1 | 1 | 02:00 | 0 | 2019-01-01 | 2 | 38.18 | 0.95 | 39.13 | 0
1 | 1 | 03:00 | 0 | 2019-01-01 | 3 | 20.97 | 0.72 | 21.69 | 0
1 | 1 | 04:00 | 0 | 2019-01-01 | 4 | 18.22 | 0.66 | 18.88 | 0
1 | 1 | 05:00 | 0 | 2019-01-01 | 5 | 7.46 | 0.7 | 8.16 | 0
1 | 1 | 06:00 | 0 | 2019-01-01 | 6 | 17.73 | 0.67 | 18.4 | 0
1 | 1 | 07:00 | 0 | 2019-01-01 | 7 | 10.7 | 0.99 | 11.69 | 0
1 | 1 | 08:00 | 3 | 2019-01-01 | 8 | -44.23 | 1.41 | -42.82 | -128.46
1 | 1 | 09:00 | 716 | 2019-01-01 | 9 | -19.69 | 1.19 | -18.5 | -13246
1 | 1 | 10:00 | 5695 | 2019-01-01 | 10 | 19.25 | 0.72 | 19.97 | 113729.15
1 | 1 | 11:00 | 10213 | 2019-01-01 | 11 | 12.12 | 0.74 | 12.86 | 131339.18
1 | 1 | 12:00 | 13718 | 2019-01-01 | 12 | 2.55 | 0.84 | 3.39 | 46504.02
1 | 1 | 13:00 | 13349 | 2019-01-01 | 13 | 11.33 | 0.78 | 12.11 | 161656.39
1 | 1 | 14:00 | 9410 | 2019-01-01 | 14 | 11.27 | 0.81 | 12.08 | 113672.8
1 | 1 | 15:00 | 4216 | 2019-01-01 | 15 | 18.05 | 0.75 | 18.8 | 79260.8
1 | 1 | 16:00 | 1047 | 2019-01-01 | 16 | 16.27 | 0.71 | 16.98 | 17778.06
1 | 1 | 17:00 | 20 | 2019-01-01 | 17 | 18.24 | 0.76 | 19 | 380
1 | 1 | 18:00 | 0 | 2019-01-01 | 18 | 25.1 | 0.75 | 25.85 | 0
1 | 1 | 19:00 | 0 | 2019-01-01 | 19 | 22.78 | 0.68 | 23.46 | 0
1 | 1 | 20:00 | 0 | 2019-01-01 | 20 | 22.12 | 0.68 | 22.8 | 0
1 | 1 | 21:00 | 0 | 2019-01-01 | 21 | 23.33 | 0.68 | 24.01 | 0
1 | 1 | 22:00 | 0 | 2019-01-01 | 22 | 20.15 | 0.72 | 20.87 | 0
1 | 1 | 23:00 | 0 | 2019-01-01 | 23 | 19.04 | 0.9 | 19.94 | 0
1 | 1 | 24:00 | 0 | 2019-01-01 | 24 | 17.75 | 1.02 | 18.77 | 0
1 | 2 | 01:00 | 0 | 2019-01-02 | 1 | 3.63 | 0.61 | 4.24 | 0
1 | 2 | 02:00 | 0 | 2019-01-02 | 2 | 0.57 | 0.53 | 1.1 | 0
1 | 2 | 03:00 | 0 | 2019-01-02 | 3 | 18.81 | 0.42 | 19.23 | 0
1 | 2 | 04:00 | 0 | 2019-01-02 | 4 | 22.48 | 0.43 | 22.91 | 0
1 | 2 | 05:00 | 0 | 2019-01-02 | 5 | 18.79 | 0.52 | 19.31 | 0
1 | 2 | 06:00 | 0 | 2019-01-02 | 6 | 16.67 | 0.94 | 17.61 | 0
1 | 2 | 07:00 | 0 | 2019-01-02 | 7 | 29.98 | 1.58 | 31.56 | 0
1 | 2 | 08:00 | 285 | 2019-01-02 | 8 | 30.81 | 1.11 | 31.92 | 9097.2
1 | 2 | 09:00 | 8976 | 2019-01-02 | 9 | 25.87 | 0.92 | 26.79 | 240467.04
1 | 2 | 10:00 | 18324 | 2019-01-02 | 10 | 22.22 | 0.82 | 23.04 | 422184.96
1 | 2 | 11:00 | 22976 | 2019-01-02 | 11 | 24.74 | 0.82 | 25.56 | 587266.56
1 | 2 | 12:00 | 24305 | 2019-01-02 | 12 | 25.65 | 0.85 | 26.5 | 644082.5
1 | 2 | 13:00 | 22842 | 2019-01-02 | 13 | 24.35 | 0.86 | 25.21 | 575846.82
1 | 2 | 14:00 | 17614 | 2019-01-02 | 14 | 24.99 | 0.83 | 25.82 | 454793.48
1 | 2 | 15:00 | 9446 | 2019-01-02 | 15 | 25.96 | 0.83 | 26.79 | 253058.34
1 | 2 | 16:00 | 2127 | 2019-01-02 | 16 | 30.8 | 0.92 | 31.72 | 67468.44
1 | 2 | 17:00 | 56 | 2019-01-02 | 17 | 36.67 | 1.02 | 37.69 | 2110.64
1 | 2 | 18:00 | 0 | 2019-01-02 | 18 | 40.45 | 1.46 | 41.91 | 0
1 | 2 | 19:00 | 0 | 2019-01-02 | 19 | 69.23 | 4.24 | 73.47 | 0
1 | 2 | 20:00 | 0 | 2019-01-02 | 20 | 33.86 | 1.23 | 35.09 | 0
1 | 2 | 21:00 | 0 | 2019-01-02 | 21 | 29.24 | 0.82 | 30.06 | 0
1 | 2 | 22:00 | 0 | 2019-01-02 | 22 | 28.9 | 0.88 | 29.78 | 0
1 | 2 | 23:00 | 0 | 2019-01-02 | 23 | 26.08 | 1.01 | 27.09 | 0
1 | 2 | 24:00 | 0 | 2019-01-02 | 24 | 25.08 | 0.49 | 25.57 | 0
1 | 3 | 01:00 | 0 | 2019-01-03 | 1 | 25.41 | 0.16 | 25.57 | 0
1 | 3 | 02:00 | 0 | 2019-01-03 | 2 | 24.14 | 0.17 | 24.31 | 0
1 | 3 | 03:00 | 0 | 2019-01-03 | 3 | 22.92 | 0.14 | 23.06 | 0
1 | 3 | 04:00 | 0 | 2019-01-03 | 4 | 20.83 | 0.21 | 21.04 | 0
1 | 3 | 05:00 | 0 | 2019-01-03 | 5 | 21.37 | 0.15 | 21.52 | 0
1 | 3 | 06:00 | 0 | 2019-01-03 | 6 | 25.96 | 0.23 | 26.19 | 0
1 | 3 | 07:00 | 0 | 2019-01-03 | 7 | 34.55 | 0.4 | 34.95 | 0
1 | 3 | 08:00 | 0 | 2019-01-03 | 8 | 33.34 | 0.74 | 34.08 | 0
1 | 3 | 09:00 | 26 | 2019-01-03 | 9 | 35.98 | 0.69 | 36.67 | 953.42
1 | 3 | 10:00 | 624 | 2019-01-03 | 10 | 39.89 | 0.7 | 40.59 | 25328.16
1 | 3 | 11:00 | 1756 | 2019-01-03 | 11 | 41.79 | 1.23 | 43.02 | 75543.12
1 | 3 | 12:00 | 4508 | 2019-01-03 | 12 | 27.32 | 0.72 | 28.04 | 126404.32
1 | 3 | 13:00 | 7936 | 2019-01-03 | 13 | 24.86 | 0.58 | 25.44 | 201891.84
1 | 3 | 14:00 | 8249 | 2019-01-03 | 14 | 25.27 | 0.57 | 25.84 | 213154.16
1 | 3 | 15:00 | 2912 | 2019-01-03 | 15 | 28.93 | 0.71 | 29.64 | 86311.68
1 | 3 | 16:00 | 880 | 2019-01-03 | 16 | 32.94 | 0.84 | 33.78 | 29726.4
1 | 3 | 17:00 | 14 | 2019-01-03 | 17 | 38.76 | 0.91 | 39.67 | 555.38
1 | 3 | 18:00 | 0 | 2019-01-03 | 18 | 28.15 | 0.55 | 28.7 | 0
1 | 3 | 19:00 | 0 | 2019-01-03 | 19 | 30.88 | 0.56 | 31.44 | 0
1 | 3 | 20:00 | 0 | 2019-01-03 | 20 | 25.59 | 0.54 | 26.13 | 0
1 | 3 | 21:00 | 0 | 2019-01-03 | 21 | 25.29 | 0.58 | 25.87 | 0
1 | 3 | 22:00 | 0 | 2019-01-03 | 22 | 26.11 | 0.6 | 26.71 | 0
1 | 3 | 23:00 | 0 | 2019-01-03 | 23 | 23.26 | 0.68 | 23.94 | 0
1 | 3 | 24:00 | 0 | 2019-01-03 | 24 | 21.53 | 0.24 | 21.77 | 0
1 | 4 | 01:00 | 0 | 2019-01-04 | 1 | 19.61 | 0.19 | 19.8 | 0
1 | 4 | 02:00 | 0 | 2019-01-04 | 2 | 21.55 | 0.21 | 21.76 | 0
1 | 4 | 03:00 | 0 | 2019-01-04 | 3 | 20.53 | 0.18 | 20.71 | 0
1 | 4 | 04:00 | 0 | 2019-01-04 | 4 | 21.36 | 0.18 | 21.54 | 0
1 | 4 | 05:00 | 0 | 2019-01-04 | 5 | 22.23 | 0.21 | 22.44 | 0
1 | 4 | 06:00 | 0 | 2019-01-04 | 6 | 28 | 0.41 | 28.41 | 0
1 | 4 | 07:00 | 0 | 2019-01-04 | 7 | 25.29 | 0.39 | 25.68 | 0
1 | 4 | 08:00 | 599 | 2019-01-04 | 8 | 23.59 | 0.7 | 24.29 | 14549.71
1 | 4 | 09:00 | 6922 | 2019-01-04 | 9 | 22.51 | 0.62 | 23.13 | 160105.86
1 | 4 | 10:00 | 14444 | 2019-01-04 | 10 | 21.3 | 0.6 | 21.9 | 316323.6
1 | 4 | 11:00 | 18134 | 2019-01-04 | 11 | 20.66 | 0.6 | 21.26 | 385528.84
1 | 4 | 12:00 | 16305 | 2019-01-04 | 12 | 20.37 | 0.61 | 20.98 | 342078.9
1 | 4 | 13:00 | 16960 | 2019-01-04 | 13 | 20.7 | 0.61 | 21.31 | 361417.6
1 | 4 | 14:00 | 14167 | 2019-01-04 | 14 | 20.77 | 0.61 | 21.38 | 302890.46
1 | 4 | 15:00 | 8051 | 2019-01-04 | 15 | 21.96 | 0.63 | 22.59 | 181872.09
1 | 4 | 16:00 | 2300 | 2019-01-04 | 16 | 22.46 | 0.62 | 23.08 | 53084
1 | 4 | 17:00 | 63 | 2019-01-04 | 17 | 28.49 | 0.7 | 29.19 | 1838.97
1 | 4 | 18:00 | 0 | 2019-01-04 | 18 | 28.43 | 0.61 | 29.04 | 0
1 | 4 | 19:00 | 0 | 2019-01-04 | 19 | 27.27 | 0.88 | 28.15 | 0
1 | 4 | 20:00 | 0 | 2019-01-04 | 20 | 22.64 | 0.59 | 23.23 | 0
1 | 4 | 21:00 | 0 | 2019-01-04 | 21 | 22.06 | 0.61 | 22.67 | 0
1 | 4 | 22:00 | 0 | 2019-01-04 | 22 | 28.15 | 0.95 | 29.1 | 0
1 | 4 | 23:00 | 0 | 2019-01-04 | 23 | 22.6 | 0.83 | 23.43 | 0
1 | 4 | 24:00 | 0 | 2019-01-04 | 24 | 30.17 | 1.1 | 31.27 | 0
1 | 5 | 01:00 | 0 | 2019-01-05 | 1 | 38.35 | 1.07 | 39.42 | 0
1 | 5 | 02:00 | 0 | 2019-01-05 | 2 | 21.3 | 0.16 | 21.46 | 0
1 | 5 | 03:00 | 0 | 2019-01-05 | 3 | 17.42 | 0.17 | 17.59 | 0
1 | 5 | 04:00 | 0 | 2019-01-05 | 4 | 20.05 | 0.16 | 20.21 | 0
1 | 5 | 05:00 | 0 | 2019-01-05 | 5 | 19.43 | 0.15 | 19.58 | 0
1 | 5 | 06:00 | 0 | 2019-01-05 | 6 | 22.23 | 0.16 | 22.39 | 0
1 | 5 | 07:00 | 0 | 2019-01-05 | 7 | 26.07 | 0.74 | 26.81 | 0
1 | 5 | 08:00 | 31 | 2019-01-05 | 8 | 22.68 | 0.83 | 23.51 | 728.81
1 | 5 | 09:00 | 1336 | 2019-01-05 | 9 | 15.7 | 0.51 | 16.21 | 21656.56
1 | 5 | 10:00 | 2828 | 2019-01-05 | 10 | 21.85 | 0.2 | 22.05 | 62357.4
1 | 5 | 11:00 | 4458 | 2019-01-05 | 11 | 23.38 | 0.15 | 23.53 | 104896.74
1 | 5 | 12:00 | 5027 | 2019-01-05 | 12 | 25.01 | 0.18 | 25.19 | 126630.13
1 | 5 | 13:00 | 4544 | 2019-01-05 | 13 | 24.64 | 0.18 | 24.82 | 112782.08
1 | 5 | 14:00 | 4304 | 2019-01-05 | 14 | 26.01 | 0.23 | 26.24 | 112936.96
1 | 5 | 15:00 | 1412 | 2019-01-05 | 15 | 27.33 | 0.31 | 27.64 | 39027.68
1 | 5 | 16:00 | 579 | 2019-01-05 | 16 | 29.28 | 0.43 | 29.71 | 17202.09
1 | 5 | 17:00 | 6 | 2019-01-05 | 17 | 31.09 | 0.33 | 31.42 | 188.52
1 | 5 | 18:00 | 0 | 2019-01-05 | 18 | 27.93 | 0.18 | 28.11 | 0
1 | 5 | 19:00 | 0 | 2019-01-05 | 19 | 24.46 | 0.17 | 24.63 | 0
1 | 5 | 20:00 | 0 | 2019-01-05 | 20 | 22.88 | 0.18 | 23.06 | 0
1 | 5 | 21:00 | 0 | 2019-01-05 | 21 | 22.59 | 0.15 | 22.74 | 0
1 | 5 | 22:00 | 0 | 2019-01-05 | 22 | 22.16 | 0.14 | 22.3 | 0
1 | 5 | 23:00 | 0 | 2019-01-05 | 23 | 23.43 | 0.36 | 23.79 | 0
1 | 5 | 24:00 | 0 | 2019-01-05 | 24 | 29.72 | 0.73 | 30.45 | 0
1 | 6 | 01:00 | 0 | 2019-01-06 | 1 | 17.02 | 0.37 | 17.39 | 0
1 | 6 | 02:00 | 0 | 2019-01-06 | 2 | 16.13 | 0.32 | 16.45 | 0
1 | 6 | 03:00 | 0 | 2019-01-06 | 3 | 18.56 | 0.35 | 18.91 | 0
1 | 6 | 04:00 | 0 | 2019-01-06 | 4 | 18.82 | 0.3 | 19.12 | 0
1 | 6 | 05:00 | 0 | 2019-01-06 | 5 | 18.88 | 0.28 | 19.16 | 0
1 | 6 | 06:00 | 0 | 2019-01-06 | 6 | 19.48 | 0.28 | 19.76 | 0
1 | 6 | 07:00 | 0 | 2019-01-06 | 7 | 18.1 | 0.4 | 18.5 | 0
1 | 6 | 08:00 | 83 | 2019-01-06 | 8 | 28.46 | 1.22 | 29.68 | 2463.44
1 | 6 | 09:00 | 1941 | 2019-01-06 | 9 | 31.23 | 0.55 | 31.78 | 61684.98
1 | 6 | 10:00 | 3165 | 2019-01-06 | 10 | 45.85 | 0.82 | 46.67 | 147710.55
1 | 6 | 11:00 | 6378 | 2019-01-06 | 11 | 32.86 | 0.44 | 33.3 | 212387.4
1 | 6 | 12:00 | 11442 | 2019-01-06 | 12 | 31.93 | 0.57 | 32.5 | 371865
1 | 6 | 13:00 | 16418 | 2019-01-06 | 13 | 21.96 | 0.38 | 22.34 | 366778.12
1 | 6 | 14:00 | 8572 | 2019-01-06 | 14 | 20.75 | 0.32 | 21.07 | 180612.04
1 | 6 | 15:00 | 5256 | 2019-01-06 | 15 | 20.57 | 0.29 | 20.86 | 109640.16
1 | 6 | 16:00 | 2173 | 2019-01-06 | 16 | 21.27 | 0.28 | 21.55 | 46828.15
1 | 6 | 17:00 | 66 | 2019-01-06 | 17 | 23.68 | 0.29 | 23.97 | 1582.02
1 | 6 | 18:00 | 0 | 2019-01-06 | 18 | 39.87 | 0.51 | 40.38 | 0
1 | 6 | 19:00 | 0 | 2019-01-06 | 19 | 35.83 | 0.4 | 36.23 | 0
1 | 6 | 20:00 | 0 | 2019-01-06 | 20 | 34.93 | 0.32 | 35.25 | 0
1 | 6 | 21:00 | 0 | 2019-01-06 | 21 | 30.02 | 0.4 | 30.42 | 0
1 | 6 | 22:00 | 0 | 2019-01-06 | 22 | 28.8 | 0.41 | 29.21 | 0
1 | 6 | 23:00 | 0 | 2019-01-06 | 23 | 20.69 | 0.35 | 21.04 | 0
1 | 6 | 24:00 | 0 | 2019-01-06 | 24 | 19.9 | 0.4 | 20.3 | 0
1 | 7 | 01:00 | 0 | 2019-01-07 | 1 | 15.75 | 0.23 | 15.98 | 0
1 | 7 | 02:00 | 0 | 2019-01-07 | 2 | 12.83 | 0.29 | 13.12 | 0
1 | 7 | 03:00 | 0 | 2019-01-07 | 3 | 13.84 | 0.26 | 14.1 | 0
1 | 7 | 04:00 | 0 | 2019-01-07 | 4 | 15.97 | 0.26 | 16.23 | 0
1 | 7 | 05:00 | 0 | 2019-01-07 | 5 | 15.49 | 0.26 | 15.75 | 0
1 | 7 | 06:00 | 0 | 2019-01-07 | 6 | 6.03 | 0.6 | 6.63 | 0
1 | 7 | 07:00 | 0 | 2019-01-07 | 7 | 23.45 | 0.42 | 23.87 | 0
1 | 7 | 08:00 | 1159 | 2019-01-07 | 8 | 28.68 | 0.75 | 29.43 | 34109.37
1 | 7 | 09:00 | 9149 | 2019-01-07 | 9 | 21.61 | 0.61 | 22.22 | 203290.78
1 | 7 | 10:00 | 16875 | 2019-01-07 | 10 | 21.3 | 0.6 | 21.9 | 369562.5
1 | 7 | 11:00 | 22470 | 2019-01-07 | 11 | 22.12 | 0.6 | 22.72 | 510518.4
1 | 7 | 12:00 | 21203 | 2019-01-07 | 12 | 16.58 | 0.63 | 17.21 | 364903.63
1 | 7 | 13:00 | 18182 | 2019-01-07 | 13 | 21.52 | 0.61 | 22.13 | 402367.66
1 | 7 | 14:00 | 12550 | 2019-01-07 | 14 | 23.63 | 0.62 | 24.25 | 304337.5
1 | 7 | 15:00 | 8264 | 2019-01-07 | 15 | 23.71 | 0.61 | 24.32 | 200980.48
1 | 7 | 16:00 | 2158 | 2019-01-07 | 16 | 27.22 | 0.61 | 27.83 | 60057.14
1 | 7 | 17:00 | 60 | 2019-01-07 | 17 | 30.14 | 0.69 | 30.83 | 1849.8
1 | 7 | 18:00 | 0 | 2019-01-07 | 18 | 28.68 | 0.6 | 29.28 | 0
1 | 7 | 19:00 | 0 | 2019-01-07 | 19 | 31.25 | 0.64 | 31.89 | 0
1 | 7 | 20:00 | 0 | 2019-01-07 | 20 | 29.51 | 0.63 | 30.14 | 0
1 | 7 | 21:00 | 0 | 2019-01-07 | 21 | 23.82 | 0.62 | 24.44 | 0
1 | 7 | 22:00 | 0 | 2019-01-07 | 22 | 23.3 | 0.62 | 23.92 | 0
1 | 7 | 23:00 | 0 | 2019-01-07 | 23 | 25.56 | 0.75 | 26.31 | 0
1 | 7 | 24:00 | 0 | 2019-01-07 | 24 | 29.43 | 0.39 | 29.82 | 0
1 | 8 | 01:00 | 0 | 2019-01-08 | 1 | 23.85 | 0.68 | 24.53 | 0
1 | 8 | 02:00 | 0 | 2019-01-08 | 2 | 23.34 | 0.48 | 23.82 | 0
1 | 8 | 03:00 | 0 | 2019-01-08 | 3 | 16.73 | 0.49 | 17.22 | 0
1 | 8 | 04:00 | 0 | 2019-01-08 | 4 | 21.07 | 0.46 | 21.53 | 0
1 | 8 | 05:00 | 0 | 2019-01-08 | 5 | 21.16 | 0.46 | 21.62 | 0
1 | 8 | 06:00 | 0 | 2019-01-08 | 6 | 27.42 | 0.57 | 27.99 | 0
1 | 8 | 07:00 | 0 | 2019-01-08 | 7 | 29.42 | 0.55 | 29.97 | 0
1 | 8 | 08:00 | 0 | 2019-01-08 | 8 | 33.04 | 0.91 | 33.95 | 0
1 | 8 | 09:00 | 0 | 2019-01-08 | 9 | 32.92 | 0.82 | 33.74 | 0
1 | 8 | 10:00 | 0 | 2019-01-08 | 10 | 39.21 | 1.05 | 40.26 | 0
1 | 8 | 11:00 | 23 | 2019-01-08 | 11 | 40.62 | 1.46 | 42.08 | 967.84
1 | 8 | 12:00 | 76 | 2019-01-08 | 12 | 38.34 | 0.89 | 39.23 | 2981.48
1 | 8 | 13:00 | 57 | 2019-01-08 | 13 | 37.74 | 0.78 | 38.52 | 2195.64
1 | 8 | 14:00 | 89 | 2019-01-08 | 14 | 33.01 | 0.86 | 33.87 | 3014.43
1 | 8 | 15:00 | 45 | 2019-01-08 | 15 | 33.43 | 1.07 | 34.5 | 1552.5
1 | 8 | 16:00 | 8 | 2019-01-08 | 16 | 28.74 | 0.88 | 29.62 | 236.96
1 | 8 | 17:00 | 0 | 2019-01-08 | 17 | 35.65 | 0.85 | 36.5 | 0
1 | 8 | 18:00 | 0 | 2019-01-08 | 18 | 40.19 | 0.77 | 40.96 | 0
1 | 8 | 19:00 | 0 | 2019-01-08 | 19 | 37.81 | 0.94 | 38.75 | 0
1 | 8 | 20:00 | 0 | 2019-01-08 | 20 | 38.21 | 0.78 | 38.99 | 0
1 | 8 | 21:00 | 0 | 2019-01-08 | 21 | 36.16 | 1.17 | 37.33 | 0
1 | 8 | 22:00 | 0 | 2019-01-08 | 22 | 33.62 | 1.15 | 34.77 | 0
1 | 8 | 23:00 | 0 | 2019-01-08 | 23 | 24.34 | 0.93 | 25.27 | 0
1 | 8 | 24:00 | 0 | 2019-01-08 | 24 | 21.62 | 0.5 | 22.12 | 0
1 | 9 | 01:00 | 0 | 2019-01-09 | 1 | 18.41 | 0.59 | 19 | 0
1 | 9 | 02:00 | 0 | 2019-01-09 | 2 | 19.52 | 0.55 | 20.07 | 0
1 | 9 | 03:00 | 0 | 2019-01-09 | 3 | 17.73 | 0.55 | 18.28 | 0
1 | 9 | 04:00 | 0 | 2019-01-09 | 4 | 18.28 | 0.58 | 18.86 | 0
1 | 9 | 05:00 | 0 | 2019-01-09 | 5 | 20.39 | 0.55 | 20.94 | 0
1 | 9 | 06:00 | 0 | 2019-01-09 | 6 | 20.96 | 0.61 | 21.57 | 0
1 | 9 | 07:00 | 0 | 2019-01-09 | 7 | 23.16 | 0.93 | 24.09 | 0
1 | 9 | 08:00 | 10 | 2019-01-09 | 8 | 29.92 | 1.37 | 31.29 | 312.9
1 | 9 | 09:00 | 227 | 2019-01-09 | 9 | 24.83 | 1.11 | 25.94 | 5888.38
1 | 9 | 10:00 | 1266 | 2019-01-09 | 10 | 22.83 | 0.99 | 23.82 | 30156.12
1 | 9 | 11:00 | 2842 | 2019-01-09 | 11 | 26.29 | 0.99 | 27.28 | 77529.76
1 | 9 | 12:00 | 3278 | 2019-01-09 | 12 | 23.77 | 0.98 | 24.75 | 81130.5
1 | 9 | 13:00 | 2678 | 2019-01-09 | 13 | 30.5 | 0.99 | 31.49 | 84330.22
1 | 9 | 14:00 | 2100 | 2019-01-09 | 14 | 29.23 | 0.97 | 30.2 | 63420
1 | 9 | 15:00 | 1066 | 2019-01-09 | 15 | 24.09 | 0.95 | 25.04 | 26692.64
1 | 9 | 16:00 | 372 | 2019-01-09 | 16 | 32.38 | 1 | 33.38 | 12417.36
1 | 9 | 17:00 | 28 | 2019-01-09 | 17 | 25.65 | 0.94 | 26.59 | 744.52
1 | 9 | 18:00 | 0 | 2019-01-09 | 18 | 30.17 | 0.92 | 31.09 | 0
1 | 9 | 19:00 | 0 | 2019-01-09 | 19 | 41.78 | 1.12 | 42.9 | 0
1 | 9 | 20:00 | 0 | 2019-01-09 | 20 | 33.71 | 0.97 | 34.68 | 0
1 | 9 | 21:00 | 0 | 2019-01-09 | 21 | 35.32 | 1.09 | 36.41 | 0
1 | 9 | 22:00 | 0 | 2019-01-09 | 22 | 26.06 | 1.03 | 27.09 | 0
1 | 9 | 23:00 | 0 | 2019-01-09 | 23 | 25.42 | 1.12 | 26.54 | 0
1 | 9 | 24:00 | 0 | 2019-01-09 | 24 | 22.05 | 0.66 | 22.71 | 0
1 | 10 | 01:00 | 0 | 2019-01-10 | 1 | 21.44 | 0.74 | 22.18 | 0
1 | 10 | 02:00 | 0 | 2019-01-10 | 2 | 24.58 | 0.71 | 25.29 | 0
1 | 10 | 03:00 | 0 | 2019-01-10 | 3 | 10.81 | 0.87 | 11.68 | 0
1 | 10 | 04:00 | 0 | 2019-01-10 | 4 | 24.17 | 0.74 | 24.91 | 0
1 | 10 | 05:00 | 0 | 2019-01-10 | 5 | 18.83 | 0.77 | 19.6 | 0
1 | 10 | 06:00 | 0 | 2019-01-10 | 6 | 8.61 | 0.81 | 9.42 | 0
1 | 10 | 07:00 | 0 | 2019-01-10 | 7 | 31.65 | 0.86 | 32.51 | 0
1 | 10 | 08:00 | 155 | 2019-01-10 | 8 | 40.15 | 1.56 | 41.71 | 6465.05
1 | 10 | 09:00 | 1431 | 2019-01-10 | 9 | 42.8 | 1.58 | 44.38 | 63507.78
1 | 10 | 10:00 | 3451 | 2019-01-10 | 10 | 50.3 | 1.8 | 52.1 | 179797.1
1 | 10 | 11:00 | 3878 | 2019-01-10 | 11 | 51.69 | 1.17 | 52.86 | 204991.08
1 | 10 | 12:00 | 4425 | 2019-01-10 | 12 | 48.5 | 1.18 | 49.68 | 219834
1 | 10 | 13:00 | 5945 | 2019-01-10 | 13 | 42.37 | 1.18 | 43.55 | 258904.75
1 | 10 | 14:00 | 4579 | 2019-01-10 | 14 | 44.45 | 1.13 | 45.58 | 208710.82
1 | 10 | 15:00 | 4122 | 2019-01-10 | 15 | 42.89 | 1.12 | 44.01 | 181409.22
1 | 10 | 16:00 | 1890 | 2019-01-10 | 16 | 42.47 | 1.11 | 43.58 | 82366.2
1 | 10 | 17:00 | 203 | 2019-01-10 | 17 | 45.74 | 1.11 | 46.85 | 9510.55
1 | 10 | 18:00 | 0 | 2019-01-10 | 18 | 60.38 | 1.06 | 61.44 | 0
1 | 10 | 19:00 | 0 | 2019-01-10 | 19 | 58.6 | 1.2 | 59.8 | 0
1 | 10 | 20:00 | 0 | 2019-01-10 | 20 | 55.94 | 1.15 | 57.09 | 0
1 | 10 | 21:00 | 0 | 2019-01-10 | 21 | 54.82 | 1.17 | 55.99 | 0
1 | 10 | 22:00 | 0 | 2019-01-10 | 22 | 51.16 | 1.18 | 52.34 | 0
1 | 10 | 23:00 | 0 | 2019-01-10 | 23 | 32.26 | 1.33 | 33.59 | 0
1 | 10 | 24:00 | 0 | 2019-01-10 | 24 | 30.67 | 1.4 | 32.07 | 0
1 | 11 | 01:00 | 0 | 2019-01-11 | 1 | 45.47 | 0.97 | 46.44 | 0
1 | 11 | 02:00 | 0 | 2019-01-11 | 2 | 42.38 | 0.88 | 43.26 | 0
1 | 11 | 03:00 | 0 | 2019-01-11 | 3 | 47.31 | 0.67 | 47.98 | 0
1 | 11 | 04:00 | 0 | 2019-01-11 | 4 | 51.13 | 0.78 | 51.91 | 0
1 | 11 | 05:00 | 0 | 2019-01-11 | 5 | 49.44 | 0.78 | 50.22 | 0
1 | 11 | 06:00 | 0 | 2019-01-11 | 6 | 81.96 | 1.94 | 83.9 | 0
1 | 11 | 07:00 | 0 | 2019-01-11 | 7 | 67.42 | 1.12 | 68.54 | 0
1 | 11 | 08:00 | 463 | 2019-01-11 | 8 | 62.5 | 1.3 | 63.8 | 29539.4
1 | 11 | 09:00 | 4857 | 2019-01-11 | 9 | 47.28 | 1.12 | 48.4 | 235078.8
1 | 11 | 10:00 | 10520 | 2019-01-11 | 10 | 38.49 | 1.27 | 39.76 | 418275.2
1 | 11 | 11:00 | 14587 | 2019-01-11 | 11 | 41.74 | 1.18 | 42.92 | 626074.04
1 | 11 | 12:00 | 14870 | 2019-01-11 | 12 | 40.94 | 1.04 | 41.98 | 624242.6
1 | 11 | 13:00 | 18895 | 2019-01-11 | 13 | 42.78 | 1.12 | 43.9 | 829490.5
1 | 11 | 14:00 | 14912 | 2019-01-11 | 14 | 45.79 | 1.13 | 46.92 | 699671.04
1 | 11 | 15:00 | 8548 | 2019-01-11 | 15 | 48.08 | 1.11 | 49.19 | 420476.12
1 | 11 | 16:00 | 2680 | 2019-01-11 | 16 | 51.11 | 1.1 | 52.21 | 139922.8
1 | 11 | 17:00 | 89 | 2019-01-11 | 17 | 48.47 | 1.08 | 49.55 | 4409.95
1 | 11 | 18:00 | 0 | 2019-01-11 | 18 | 54.12 | 0.97 | 55.09 | 0
1 | 11 | 19:00 | 0 | 2019-01-11 | 19 | 53.48 | 0.98 | 54.46 | 0
1 | 11 | 20:00 | 0 | 2019-01-11 | 20 | 52.61 | 0.97 | 53.58 | 0
1 | 11 | 21:00 | 0 | 2019-01-11 | 21 | 52.75 | 1.24 | 53.99 | 0
1 | 11 | 22:00 | 0 | 2019-01-11 | 22 | 53.27 | 1.17 | 54.44 | 0
1 | 11 | 23:00 | 0 | 2019-01-11 | 23 | 50.91 | 1.48 | 52.39 | 0
1 | 11 | 24:00 | 0 | 2019-01-11 | 24 | 43.1 | 1.04 | 44.14 | 0
1 | 12 | 01:00 | 0 | 2019-01-12 | 1 | 37.96 | 0.62 | 38.58 | 0
1 | 12 | 02:00 | 0 | 2019-01-12 | 2 | 44.48 | 0.58 | 45.06 | 0
1 | 12 | 03:00 | 0 | 2019-01-12 | 3 | 57.19 | 0.65 | 57.84 | 0
1 | 12 | 04:00 | 0 | 2019-01-12 | 4 | 74.19 | 0.87 | 75.06 | 0
1 | 12 | 05:00 | 0 | 2019-01-12 | 5 | 48.68 | 0.64 | 49.32 | 0
1 | 12 | 06:00 | 0 | 2019-01-12 | 6 | 59.96 | 0.59 | 60.55 | 0
1 | 12 | 07:00 | 0 | 2019-01-12 | 7 | 60.07 | 1.27 | 61.34 | 0
1 | 12 | 08:00 | 776 | 2019-01-12 | 8 | 64.83 | 1.17 | 66 | 51216
1 | 12 | 09:00 | 6687 | 2019-01-12 | 9 | 78.37 | 0.94 | 79.31 | 530345.97
1 | 12 | 10:00 | 13657 | 2019-01-12 | 10 | 76.5 | 1.28 | 77.78 | 1062241.46
1 | 12 | 11:00 | 18629 | 2019-01-12 | 11 | 48.41 | 0.75 | 49.16 | 915801.64
1 | 12 | 12:00 | 19986 | 2019-01-12 | 12 | 44.9 | 0.6 | 45.5 | 909363
1 | 12 | 13:00 | 19143 | 2019-01-12 | 13 | 42.39 | 0.56 | 42.95 | 822191.85
1 | 12 | 14:00 | 15319 | 2019-01-12 | 14 | 40.12 | 0.52 | 40.64 | 622564.16
1 | 12 | 15:00 | 8712 | 2019-01-12 | 15 | 40.1 | 0.57 | 40.67 | 354317.04
1 | 12 | 16:00 | 2688 | 2019-01-12 | 16 | 45.56 | 0.56 | 46.12 | 123970.56
1 | 12 | 17:00 | 126 | 2019-01-12 | 17 | 55.79 | 0.7 | 56.49 | 7117.74
1 | 12 | 18:00 | 0 | 2019-01-12 | 18 | 67.3 | 1.41 | 68.71 | 0
1 | 12 | 19:00 | 0 | 2019-01-12 | 19 | 64.99 | 0.81 | 65.8 | 0
1 | 12 | 20:00 | 0 | 2019-01-12 | 20 | 68.7 | 0.79 | 69.49 | 0
1 | 12 | 21:00 | 0 | 2019-01-12 | 21 | 70.28 | 1.05 | 71.33 | 0
1 | 12 | 22:00 | 0 | 2019-01-12 | 22 | 52.32 | 1.26 | 53.58 | 0
1 | 12 | 23:00 | 0 | 2019-01-12 | 23 | 42.2 | 0.79 | 42.99 | 0
1 | 12 | 24:00 | 0 | 2019-01-12 | 24 | 44.31 | 0.72 | 45.03 | 0
1 | 13 | 01:00 | 0 | 2019-01-13 | 1 | 40.5 | 0.63 | 41.13 | 0
1 | 13 | 02:00 | 0 | 2019-01-13 | 2 | 40.82 | 0.69 | 41.51 | 0
1 | 13 | 03:00 | 0 | 2019-01-13 | 3 | 39.78 | 0.68 | 40.46 | 0
1 | 13 | 04:00 | 0 | 2019-01-13 | 4 | 38.86 | 0.65 | 39.51 | 0
1 | 13 | 05:00 | 0 | 2019-01-13 | 5 | 36.91 | 0.71 | 37.62 | 0
1 | 13 | 06:00 | 0 | 2019-01-13 | 6 | 39.03 | 0.65 | 39.68 | 0
1 | 13 | 07:00 | 0 | 2019-01-13 | 7 | 40.08 | 0.58 | 40.66 | 0
1 | 13 | 08:00 | 665 | 2019-01-13 | 8 | 40.02 | 0.55 | 40.57 | 26979.05
1 | 13 | 09:00 | 6656 | 2019-01-13 | 9 | 48.01 | 0.56 | 48.57 | 323281.92
1 | 13 | 10:00 | 13806 | 2019-01-13 | 10 | 46.84 | 0.56 | 47.4 | 654404.4
1 | 13 | 11:00 | 18362 | 2019-01-13 | 11 | 44.78 | 0.59 | 45.37 | 833083.94
1 | 13 | 12:00 | 19676 | 2019-01-13 | 12 | 50.42 | 0.59 | 51.01 | 1003672.76
1 | 13 | 13:00 | 18859 | 2019-01-13 | 13 | 45.22 | 0.55 | 45.77 | 863176.43
1 | 13 | 14:00 | 15196 | 2019-01-13 | 14 | 44.36 | 0.63 | 44.99 | 683668.04
1 | 13 | 15:00 | 8739 | 2019-01-13 | 15 | 47.2 | 0.59 | 47.79 | 417636.81
1 | 13 | 16:00 | 2866 | 2019-01-13 | 16 | 51.55 | 0.57 | 52.12 | 149375.92
1 | 13 | 17:00 | 130 | 2019-01-13 | 17 | 57.36 | 0.55 | 57.91 | 7528.3
1 | 13 | 18:00 | 0 | 2019-01-13 | 18 | 102.28 | 1.51 | 103.79 | 0
1 | 13 | 19:00 | 0 | 2019-01-13 | 19 | 109.79 | 1.72 | 111.51 | 0
1 | 13 | 20:00 | 0 | 2019-01-13 | 20 | 80.15 | 0.77 | 80.92 | 0
1 | 13 | 21:00 | 0 | 2019-01-13 | 21 | 72.89 | 0.98 | 73.87 | 0
1 | 13 | 22:00 | 0 | 2019-01-13 | 22 | 54.69 | 0.77 | 55.46 | 0
1 | 13 | 23:00 | 0 | 2019-01-13 | 23 | 43.63 | 0.73 | 44.36 | 0
1 | 13 | 24:00 | 0 | 2019-01-13 | 24 | 47.49 | 0.94 | 48.43 | 0
1 | 14 | 01:00 | 0 | 2019-01-14 | 1 | 60.97 | 1.56 | 62.53 | 0
1 | 14 | 02:00 | 0 | 2019-01-14 | 2 | 51.25 | 1.69 | 52.94 | 0
1 | 14 | 03:00 | 0 | 2019-01-14 | 3 | 48.33 | 1.54 | 49.87 | 0
1 | 14 | 04:00 | 0 | 2019-01-14 | 4 | 66.54 | 1.79 | 68.33 | 0
1 | 14 | 05:00 | 0 | 2019-01-14 | 5 | 46.83 | 1.56 | 48.39 | 0
1 | 14 | 06:00 | 0 | 2019-01-14 | 6 | 50.16 | 1.98 | 52.14 | 0
1 | 14 | 07:00 | 0 | 2019-01-14 | 7 | 71.8 | 2.47 | 74.27 | 0
1 | 14 | 08:00 | 760 | 2019-01-14 | 8 | 91.04 | 3.97 | 95.01 | 72207.6
1 | 14 | 09:00 | 6617 | 2019-01-14 | 9 | 81.07 | 2.87 | 83.94 | 555430.98
1 | 14 | 10:00 | 13319 | 2019-01-14 | 10 | 86.37 | 2.06 | 88.43 | 1177799.17
1 | 14 | 11:00 | 18625 | 2019-01-14 | 11 | 76.32 | 2.38 | 78.7 | 1465787.5
1 | 14 | 12:00 | 19311 | 2019-01-14 | 12 | 51.59 | 1.98 | 53.57 | 1034490.27
1 | 14 | 13:00 | 12502 | 2019-01-14 | 13 | 46.88 | 1.9 | 48.78 | 609847.56
1 | 14 | 14:00 | 12087 | 2019-01-14 | 14 | 45.56 | 1.85 | 47.41 | 573044.67
1 | 14 | 15:00 | 9628 | 2019-01-14 | 15 | 53.37 | 1.89 | 55.26 | 532043.28
1 | 14 | 16:00 | 2875 | 2019-01-14 | 16 | 49.48 | 1.87 | 51.35 | 147631.25
1 | 14 | 17:00 | 181 | 2019-01-14 | 17 | 60.72 | 1.84 | 62.56 | 11323.36
1 | 14 | 18:00 | 0 | 2019-01-14 | 18 | 100.32 | 3.06 | 103.38 | 0
1 | 14 | 19:00 | 0 | 2019-01-14 | 19 | 115.67 | 2.61 | 118.28 | 0
1 | 14 | 20:00 | 0 | 2019-01-14 | 20 | 101.72 | 2.58 | 104.3 | 0
1 | 14 | 21:00 | 0 | 2019-01-14 | 21 | 92.2 | 2.73 | 94.93 | 0
1 | 14 | 22:00 | 0 | 2019-01-14 | 22 | 76.58 | 2.76 | 79.34 | 0
1 | 14 | 23:00 | 0 | 2019-01-14 | 23 | 98.79 | 3.53 | 102.32 | 0
1 | 14 | 24:00 | 0 | 2019-01-14 | 24 | 61.44 | 2.8 | 64.24 | 0
1 | 15 | 01:00 | 0 | 2019-01-15 | 1 | 66.16 | 0.93 | 67.09 | 0
1 | 15 | 02:00 | 0 | 2019-01-15 | 2 | 96.7 | 1.2 | 97.9 | 0
1 | 15 | 03:00 | 0 | 2019-01-15 | 3 | 104.44 | 1.11 | 105.55 | 0
1 | 15 | 04:00 | 0 | 2019-01-15 | 4 | 97.8 | 1.05 | 98.85 | 0
1 | 15 | 05:00 | 0 | 2019-01-15 | 5 | 69.51 | 1.08 | 70.59 | 0
1 | 15 | 06:00 | 0 | 2019-01-15 | 6 | 69.18 | 1.02 | 70.2 | 0
1 | 15 | 07:00 | 0 | 2019-01-15 | 7 | 105.15 | 1.14 | 106.29 | 0
1 | 15 | 08:00 | 1084 | 2019-01-15 | 8 | 140.25 | 2.93 | 143.18 | 155207.12
1 | 15 | 09:00 | 6378 | 2019-01-15 | 9 | 148.85 | 2.29 | 151.14 | 963970.92
1 | 15 | 10:00 | 12962 | 2019-01-15 | 10 | 88.55 | 1.72 | 90.27 | 1170079.74
1 | 15 | 11:00 | 14359 | 2019-01-15 | 11 | 60.07 | 1.29 | 61.36 | 881068.24
1 | 15 | 12:00 | 14951 | 2019-01-15 | 12 | 64.04 | 1.34 | 65.38 | 977496.38
1 | 15 | 13:00 | 13737 | 2019-01-15 | 13 | 59.81 | 1.3 | 61.11 | 839468.07
1 | 15 | 14:00 | 11530 | 2019-01-15 | 14 | 60.61 | 1.29 | 61.9 | 713707
1 | 15 | 15:00 | 4704 | 2019-01-15 | 15 | 66.54 | 1.25 | 67.79 | 318884.16
1 | 15 | 16:00 | 1916 | 2019-01-15 | 16 | 83.1 | 1.36 | 84.46 | 161825.36
1 | 15 | 17:00 | 180 | 2019-01-15 | 17 | 96.81 | 1.23 | 98.04 | 17647.2
1 | 15 | 18:00 | 0 | 2019-01-15 | 18 | 147.41 | 4.58 | 151.99 | 0
1 | 15 | 19:00 | 0 | 2019-01-15 | 19 | 143.78 | 2.13 | 145.91 | 0
1 | 15 | 20:00 | 0 | 2019-01-15 | 20 | 120.36 | 2.05 | 122.41 | 0
1 | 15 | 21:00 | 0 | 2019-01-15 | 21 | 93.1 | 1.59 | 94.69 | 0
1 | 15 | 22:00 | 0 | 2019-01-15 | 22 | 78.84 | 1.28 | 80.12 | 0
1 | 15 | 23:00 | 0 | 2019-01-15 | 23 | 75.24 | 1.98 | 77.22 | 0
1 | 15 | 24:00 | 0 | 2019-01-15 | 24 | 95.69 | 1.23 | 96.92 | 0
1 | 16 | 01:00 | 0 | 2019-01-16 | 1 | 131.42 | 0.92 | 132.34 | 0
1 | 16 | 02:00 | 0 | 2019-01-16 | 2 | 80.14 | 0.89 | 81.03 | 0
1 | 16 | 03:00 | 0 | 2019-01-16 | 3 | 65.77 | 0.74 | 66.51 | 0
1 | 16 | 04:00 | 0 | 2019-01-16 | 4 | 62.31 | 0.59 | 62.9 | 0
1 | 16 | 05:00 | 0 | 2019-01-16 | 5 | 64.85 | 0.6 | 65.45 | 0
1 | 16 | 06:00 | 0 | 2019-01-16 | 6 | 69.18 | 0.77 | 69.95 | 0
1 | 16 | 07:00 | 0 | 2019-01-16 | 7 | 77.02 | 1.29 | 78.31 | 0
1 | 16 | 08:00 | 268 | 2019-01-16 | 8 | 98.89 | 2.13 | 101.02 | 27073.36
1 | 16 | 09:00 | 3628 | 2019-01-16 | 9 | 83.72 | 1.48 | 85.2 | 309105.6
1 | 16 | 10:00 | 4783 | 2019-01-16 | 10 | 63.46 | 1.03 | 64.49 | 308455.67
1 | 16 | 11:00 | 9045 | 2019-01-16 | 11 | 70.79 | 1.04 | 71.83 | 649702.35
1 | 16 | 12:00 | 7833 | 2019-01-16 | 12 | 84.62 | 1.21 | 85.83 | 672306.39
1 | 16 | 13:00 | 6051 | 2019-01-16 | 13 | 78.45 | 1.25 | 79.7 | 482264.7
1 | 16 | 14:00 | 11560 | 2019-01-16 | 14 | 74.96 | 1.02 | 75.98 | 878328.8
1 | 16 | 15:00 | 6066 | 2019-01-16 | 15 | 74.49 | 1.07 | 75.56 | 458346.96
1 | 16 | 16:00 | 1416 | 2019-01-16 | 16 | 69.56 | 1.02 | 70.58 | 99941.28
1 | 16 | 17:00 | 162 | 2019-01-16 | 17 | 66.86 | 1.15 | 68.01 | 11017.62
1 | 16 | 18:00 | 0 | 2019-01-16 | 18 | 95.65 | 1.45 | 97.1 | 0
1 | 16 | 19:00 | 0 | 2019-01-16 | 19 | 86.56 | 1.83 | 88.39 | 0
1 | 16 | 20:00 | 0 | 2019-01-16 | 20 | 57.55 | 1.04 | 58.59 | 0
1 | 16 | 21:00 | 0 | 2019-01-16 | 21 | 58.56 | 1.01 | 59.57 | 0
1 | 16 | 22:00 | 0 | 2019-01-16 | 22 | 53.41 | 1.05 | 54.46 | 0
1 | 16 | 23:00 | 0 | 2019-01-16 | 23 | 44.75 | 1.24 | 45.99 | 0
1 | 16 | 24:00 | 0 | 2019-01-16 | 24 | 31.22 | 0.91 | 32.13 | 0
1 | 17 | 01:00 | 0 | 2019-01-17 | 1 | 41.84 | 1.2 | 43.04 | 0
1 | 17 | 02:00 | 0 | 2019-01-17 | 2 | 33.48 | 1.02 | 34.5 | 0
1 | 17 | 03:00 | 0 | 2019-01-17 | 3 | 31.51 | 0.99 | 32.5 | 0
1 | 17 | 04:00 | 0 | 2019-01-17 | 4 | 22.38 | 1.01 | 23.39 | 0
1 | 17 | 05:00 | 0 | 2019-01-17 | 5 | 15.51 | 1.32 | 16.83 | 0
1 | 17 | 06:00 | 0 | 2019-01-17 | 6 | 20.66 | 1.34 | 22 | 0
1 | 17 | 07:00 | 0 | 2019-01-17 | 7 | 62.19 | 2.17 | 64.36 | 0
1 | 17 | 08:00 | 1078 | 2019-01-17 | 8 | 70.2 | 2.69 | 72.89 | 78575.42
1 | 17 | 09:00 | 8156 | 2019-01-17 | 9 | 61.69 | 1.73 | 63.42 | 517253.52
1 | 17 | 10:00 | 16669 | 2019-01-17 | 10 | 31.19 | 1.7 | 32.89 | 548243.41
1 | 17 | 11:00 | 21893 | 2019-01-17 | 11 | 49.41 | 1.52 | 50.93 | 1115010.49
1 | 17 | 12:00 | 23551 | 2019-01-17 | 12 | 52.33 | 1.46 | 53.79 | 1266808.29
1 | 17 | 13:00 | 22664 | 2019-01-17 | 13 | 45.95 | 1.47 | 47.42 | 1074726.88
1 | 17 | 14:00 | 18901 | 2019-01-17 | 14 | 53.84 | 1.46 | 55.3 | 1045225.3
1 | 17 | 15:00 | 10102 | 2019-01-17 | 15 | 64.47 | 1.57 | 66.04 | 667136.08
1 | 17 | 16:00 | 3773 | 2019-01-17 | 16 | 69.58 | 1.6 | 71.18 | 268562.14
1 | 17 | 17:00 | 385 | 2019-01-17 | 17 | 81.37 | 1.54 | 82.91 | 31920.35
1 | 17 | 18:00 | 0 | 2019-01-17 | 18 | 96.49 | 1.56 | 98.05 | 0
1 | 17 | 19:00 | 0 | 2019-01-17 | 19 | 101.42 | 1.77 | 103.19 | 0
1 | 17 | 20:00 | 0 | 2019-01-17 | 20 | 98.48 | 1.57 | 100.05 | 0
1 | 17 | 21:00 | 0 | 2019-01-17 | 21 | 82.07 | 1.52 | 83.59 | 0
1 | 17 | 22:00 | 0 | 2019-01-17 | 22 | 67.75 | 1.47 | 69.22 | 0
1 | 17 | 23:00 | 0 | 2019-01-17 | 23 | 61.96 | 1.78 | 63.74 | 0
1 | 17 | 24:00 | 0 | 2019-01-17 | 24 | 66.92 | 1.4 | 68.32 | 0
1 | 18 | 01:00 | 0 | 2019-01-18 | 1 | 62.97 | 0.94 | 63.91 | 0
1 | 18 | 02:00 | 0 | 2019-01-18 | 2 | 43.53 | 0.86 | 44.39 | 0
1 | 18 | 03:00 | 0 | 2019-01-18 | 3 | 46.9 | 0.64 | 47.54 | 0
1 | 18 | 04:00 | 0 | 2019-01-18 | 4 | 49.32 | 0.6 | 49.92 | 0
1 | 18 | 05:00 | 0 | 2019-01-18 | 5 | 52.66 | 0.69 | 53.35 | 0
1 | 18 | 06:00 | 0 | 2019-01-18 | 6 | 68.24 | 1.85 | 70.09 | 0
1 | 18 | 07:00 | 0 | 2019-01-18 | 7 | 97.77 | 1.8 | 99.57 | 0
1 | 18 | 08:00 | 74 | 2019-01-18 | 8 | 106.92 | 1.65 | 108.57 | 8034.18
1 | 18 | 09:00 | 1020 | 2019-01-18 | 9 | 90.88 | 1.9 | 92.78 | 94635.6
1 | 18 | 10:00 | 2276 | 2019-01-18 | 10 | 78.85 | 1.47 | 80.32 | 182808.32
1 | 18 | 11:00 | 3775 | 2019-01-18 | 11 | 89.81 | 1.63 | 91.44 | 345186
1 | 18 | 12:00 | 4933 | 2019-01-18 | 12 | 73.82 | 1 | 74.82 | 369087.06
1 | 18 | 13:00 | 5624 | 2019-01-18 | 13 | 64.41 | 0.95 | 65.36 | 367584.64
1 | 18 | 14:00 | 5361 | 2019-01-18 | 14 | 61.23 | 0.95 | 62.18 | 333346.98
1 | 18 | 15:00 | 2862 | 2019-01-18 | 15 | 61.29 | 0.94 | 62.23 | 178102.26
1 | 18 | 16:00 | 948 | 2019-01-18 | 16 | 69.5 | 1.05 | 70.55 | 66881.4
1 | 18 | 17:00 | 36 | 2019-01-18 | 17 | 73.83 | 1.02 | 74.85 | 2694.6
1 | 18 | 18:00 | 0 | 2019-01-18 | 18 | 77.76 | 1 | 78.76 | 0
1 | 18 | 19:00 | 0 | 2019-01-18 | 19 | 69.92 | 1 | 70.92 | 0
1 | 18 | 20:00 | 0 | 2019-01-18 | 20 | 65.13 | 1.04 | 66.17 | 0
1 | 18 | 21:00 | 0 | 2019-01-18 | 21 | 56.63 | 0.97 | 57.6 | 0
1 | 18 | 22:00 | 0 | 2019-01-18 | 22 | 59.68 | 0.99 | 60.67 | 0
1 | 18 | 23:00 | 0 | 2019-01-18 | 23 | 41.96 | 1.47 | 43.43 | 0
1 | 18 | 24:00 | 0 | 2019-01-18 | 24 | 43.82 | 0.76 | 44.58 | 0
1 | 19 | 01:00 | 0 | 2019-01-19 | 1 | 45.2 | 0.85 | 46.05 | 0
1 | 19 | 02:00 | 0 | 2019-01-19 | 2 | 42.5 | 0.77 | 43.27 | 0
1 | 19 | 03:00 | 0 | 2019-01-19 | 3 | 42.42 | 0.76 | 43.18 | 0
1 | 19 | 04:00 | 0 | 2019-01-19 | 4 | 47.86 | 0.79 | 48.65 | 0
1 | 19 | 05:00 | 0 | 2019-01-19 | 5 | 42.24 | 0.77 | 43.01 | 0
1 | 19 | 06:00 | 0 | 2019-01-19 | 6 | 25.94 | 0.76 | 26.7 | 0
1 | 19 | 07:00 | 0 | 2019-01-19 | 7 | 43.47 | 0.93 | 44.4 | 0
1 | 19 | 08:00 | 204 | 2019-01-19 | 8 | 48.01 | 0.9 | 48.91 | 9977.64
1 | 19 | 09:00 | 2672 | 2019-01-19 | 9 | 46.62 | 0.86 | 47.48 | 126866.56
1 | 19 | 10:00 | 11075 | 2019-01-19 | 10 | 43.69 | 1.01 | 44.7 | 495052.5
1 | 19 | 11:00 | 14831 | 2019-01-19 | 11 | 67.21 | 1.01 | 68.22 | 1011770.82
1 | 19 | 12:00 | 14981 | 2019-01-19 | 12 | 92.48 | 1.01 | 93.49 | 1400573.69
1 | 19 | 13:00 | 8272 | 2019-01-19 | 13 | 68.58 | 1.07 | 69.65 | 576144.8
1 | 19 | 14:00 | 5841 | 2019-01-19 | 14 | 61.72 | 1.13 | 62.85 | 367106.85
1 | 19 | 15:00 | 2929 | 2019-01-19 | 15 | 79.32 | 1.25 | 80.57 | 235989.53
1 | 19 | 16:00 | 515 | 2019-01-19 | 16 | 96.88 | 1.02 | 97.9 | 50418.5
1 | 19 | 17:00 | 5 | 2019-01-19 | 17 | 124.18 | 1.43 | 125.61 | 628.05
1 | 19 | 18:00 | 0 | 2019-01-19 | 18 | 115.53 | 1.07 | 116.6 | 0
1 | 19 | 19:00 | 0 | 2019-01-19 | 19 | 96.79 | 1.13 | 97.92 | 0
1 | 19 | 20:00 | 0 | 2019-01-19 | 20 | 80.04 | 1.04 | 81.08 | 0
1 | 19 | 21:00 | 0 | 2019-01-19 | 21 | 76.62 | 1.03 | 77.65 | 0
1 | 19 | 22:00 | 0 | 2019-01-19 | 22 | 50.11 | 0.98 | 51.09 | 0
1 | 19 | 23:00 | 0 | 2019-01-19 | 23 | 62.84 | 1.47 | 64.31 | 0
1 | 19 | 24:00 | 0 | 2019-01-19 | 24 | 76.43 | 2.29 | 78.72 | 0
1 | 20 | 01:00 | 0 | 2019-01-20 | 1 | 114.6 | 1.08 | 115.68 | 0
1 | 20 | 02:00 | 0 | 2019-01-20 | 2 | 160.44 | 1.06 | 161.5 | 0
1 | 20 | 03:00 | 0 | 2019-01-20 | 3 | 145.45 | 0.87 | 146.32 | 0
1 | 20 | 04:00 | 0 | 2019-01-20 | 4 | 61.58 | 1.01 | 62.59 | 0
1 | 20 | 05:00 | 0 | 2019-01-20 | 5 | 61.07 | 0.95 | 62.02 | 0
1 | 20 | 06:00 | 0 | 2019-01-20 | 6 | 71.51 | 0.74 | 72.25 | 0
1 | 20 | 07:00 | 0 | 2019-01-20 | 7 | 46.86 | 0.87 | 47.73 | 0
1 | 20 | 08:00 | 0 | 2019-01-20 | 8 | 18.54 | 1.45 | 19.99 | 0
1 | 20 | 09:00 | 0 | 2019-01-20 | 9 | 50.24 | 1.3 | 51.54 | 0
1 | 20 | 10:00 | 0 | 2019-01-20 | 10 | 58.31 | 0.9 | 59.21 | 0
1 | 20 | 11:00 | 0 | 2019-01-20 | 11 | 95.1 | 0.92 | 96.02 | 0
1 | 20 | 12:00 | 0 | 2019-01-20 | 12 | 100.8 | 0.91 | 101.71 | 0
1 | 20 | 13:00 | 0 | 2019-01-20 | 13 | 112.77 | 1.08 | 113.85 | 0
1 | 20 | 14:00 | 19 | 2019-01-20 | 14 | 77.48 | 0.92 | 78.4 | 1489.6
1 | 20 | 15:00 | 87 | 2019-01-20 | 15 | 99.15 | 0.88 | 100.03 | 8702.61
1 | 20 | 16:00 | 51 | 2019-01-20 | 16 | 92.83 | 0.92 | 93.75 | 4781.25
1 | 20 | 17:00 | 0 | 2019-01-20 | 17 | 66.86 | 0.79 | 67.65 | 0
1 | 20 | 18:00 | 0 | 2019-01-20 | 18 | 90.53 | 0.73 | 91.26 | 0
1 | 20 | 19:00 | 0 | 2019-01-20 | 19 | 71.68 | 0.6 | 72.28 | 0
1 | 20 | 20:00 | 0 | 2019-01-20 | 20 | 54.4 | 0.77 | 55.17 | 0
1 | 20 | 21:00 | 0 | 2019-01-20 | 21 | 56.39 | 0.77 | 57.16 | 0
1 | 20 | 22:00 | 0 | 2019-01-20 | 22 | 59.87 | 0.78 | 60.65 | 0
1 | 20 | 23:00 | 0 | 2019-01-20 | 23 | 57.6 | 1.16 | 58.76 | 0
1 | 20 | 24:00 | 0 | 2019-01-20 | 24 | 65.55 | 1.58 | 67.13 | 0
1 | 21 | 01:00 | 0 | 2019-01-21 | 1 | 56.43 | 0.88 | 57.31 | 0
1 | 21 | 02:00 | 0 | 2019-01-21 | 2 | 53.65 | 0.75 | 54.4 | 0
1 | 21 | 03:00 | 0 | 2019-01-21 | 3 | 40.11 | 0.88 | 40.99 | 0
1 | 21 | 04:00 | 0 | 2019-01-21 | 4 | 54.84 | 0.92 | 55.76 | 0
1 | 21 | 05:00 | 0 | 2019-01-21 | 5 | 55.14 | 0.79 | 55.93 | 0
1 | 21 | 06:00 | 0 | 2019-01-21 | 6 | 54.15 | 1.76 | 55.91 | 0
1 | 21 | 07:00 | 0 | 2019-01-21 | 7 | 55.74 | 1.29 | 57.03 | 0
1 | 21 | 08:00 | 3 | 2019-01-21 | 8 | 53.83 | 1.49 | 55.32 | 165.96
1 | 21 | 09:00 | 63 | 2019-01-21 | 9 | 107.59 | 1.14 | 108.73 | 6849.99
1 | 21 | 10:00 | 143 | 2019-01-21 | 10 | 145.11 | 1 | 146.11 | 20893.73
1 | 21 | 11:00 | 302 | 2019-01-21 | 11 | 146.88 | 1.76 | 148.64 | 44889.28
1 | 21 | 12:00 | 550 | 2019-01-21 | 12 | 146.04 | 1.56 | 147.6 | 81180
1 | 21 | 13:00 | 775 | 2019-01-21 | 13 | 144.22 | 1.56 | 145.78 | 112979.5
1 | 21 | 14:00 | 325 | 2019-01-21 | 14 | 152.43 | 1.75 | 154.18 | 50108.5
1 | 21 | 15:00 | 136 | 2019-01-21 | 15 | 148.52 | 1.5 | 150.02 | 20402.72
1 | 21 | 16:00 | 39 | 2019-01-21 | 16 | 133 | 1.33 | 134.33 | 5238.87
1 | 21 | 17:00 | 1 | 2019-01-21 | 17 | 136.26 | 1.45 | 137.71 | 137.71
1 | 21 | 18:00 | 0 | 2019-01-21 | 18 | 161.27 | 1.73 | 163 | 0
1 | 21 | 19:00 | 0 | 2019-01-21 | 19 | 158.52 | 1.55 | 160.07 | 0
1 | 21 | 20:00 | 0 | 2019-01-21 | 20 | 148.99 | 1.71 | 150.7 | 0
1 | 21 | 21:00 | 0 | 2019-01-21 | 21 | 139.61 | 1.77 | 141.38 | 0
1 | 21 | 22:00 | 0 | 2019-01-21 | 22 | 143.4 | 1.76 | 145.16 | 0
1 | 21 | 23:00 | 0 | 2019-01-21 | 23 | 100.77 | 2.54 | 103.31 | 0
1 | 21 | 24:00 | 0 | 2019-01-21 | 24 | 97.12 | 2.46 | 99.58 | 0
1 | 22 | 01:00 | 0 | 2019-01-22 | 1 | 127.2 | 0.89 | 128.09 | 0
1 | 22 | 02:00 | 0 | 2019-01-22 | 2 | 149.1 | 0.75 | 149.85 | 0
1 | 22 | 03:00 | 0 | 2019-01-22 | 3 | 126.59 | 0.83 | 127.42 | 0
1 | 22 | 04:00 | 0 | 2019-01-22 | 4 | 123.39 | 0.79 | 124.18 | 0
1 | 22 | 05:00 | 0 | 2019-01-22 | 5 | 132.38 | 0.74 | 133.12 | 0
1 | 22 | 06:00 | 0 | 2019-01-22 | 6 | 151.45 | 1.84 | 153.29 | 0
1 | 22 | 07:00 | 0 | 2019-01-22 | 7 | 158.12 | 1.89 | 160.01 | 0
1 | 22 | 08:00 | 89 | 2019-01-22 | 8 | 141.61 | 1.61 | 143.22 | 12746.58
1 | 22 | 09:00 | 706 | 2019-01-22 | 9 | 136.13 | 0.89 | 137.02 | 96736.12
1 | 22 | 10:00 | 1525 | 2019-01-22 | 10 | 129.29 | 1.31 | 130.6 | 199165
1 | 22 | 11:00 | 2212 | 2019-01-22 | 11 | 130.76 | 1.19 | 131.95 | 291873.4
1 | 22 | 12:00 | 3246 | 2019-01-22 | 12 | 128.57 | 1.2 | 129.77 | 421233.42
1 | 22 | 13:00 | 4066 | 2019-01-22 | 13 | 97.78 | 1.03 | 98.81 | 401761.46
1 | 22 | 14:00 | 3731 | 2019-01-22 | 14 | 90.64 | 0.94 | 91.58 | 341684.98
1 | 22 | 15:00 | 2473 | 2019-01-22 | 15 | 91.31 | 0.91 | 92.22 | 228060.06
1 | 22 | 16:00 | 1390 | 2019-01-22 | 16 | 96.89 | 1.01 | 97.9 | 136081
1 | 22 | 17:00 | 102 | 2019-01-22 | 17 | 107.94 | 0.83 | 108.77 | 11094.54
1 | 22 | 18:00 | 0 | 2019-01-22 | 18 | 127.91 | 0.84 | 128.75 | 0
1 | 22 | 19:00 | 0 | 2019-01-22 | 19 | 122.91 | 0.86 | 123.77 | 0
1 | 22 | 20:00 | 0 | 2019-01-22 | 20 | 109.11 | 1.03 | 110.14 | 0
1 | 22 | 21:00 | 0 | 2019-01-22 | 21 | 94.15 | 0.88 | 95.03 | 0
1 | 22 | 22:00 | 0 | 2019-01-22 | 22 | 79.45 | 0.8 | 80.25 | 0
1 | 22 | 23:00 | 0 | 2019-01-22 | 23 | 68.32 | 1.52 | 69.84 | 0
1 | 22 | 24:00 | 0 | 2019-01-22 | 24 | 58.54 | 1.4 | 59.94 | 0
1 | 23 | 01:00 | 0 | 2019-01-23 | 1 | 77.72 | 0.9 | 78.62 | 0
1 | 23 | 02:00 | 0 | 2019-01-23 | 2 | 82.29 | 0.93 | 83.22 | 0
1 | 23 | 03:00 | 0 | 2019-01-23 | 3 | 106.04 | 0.91 | 106.95 | 0
1 | 23 | 04:00 | 0 | 2019-01-23 | 4 | 100.26 | 0.85 | 101.11 | 0
1 | 23 | 05:00 | 0 | 2019-01-23 | 5 | 71.27 | 1 | 72.27 | 0
1 | 23 | 06:00 | 0 | 2019-01-23 | 6 | 81.93 | 2.15 | 84.08 | 0
1 | 23 | 07:00 | 0 | 2019-01-23 | 7 | 106.44 | 1.51 | 107.95 | 0
1 | 23 | 08:00 | 21 | 2019-01-23 | 8 | 99.78 | 1.83 | 101.61 | 2133.81
1 | 23 | 09:00 | 349 | 2019-01-23 | 9 | 87.51 | 1.53 | 89.04 | 31074.96
1 | 23 | 10:00 | 414 | 2019-01-23 | 10 | 88.99 | 1.33 | 90.32 | 37392.48
1 | 23 | 11:00 | 838 | 2019-01-23 | 11 | 55.95 | 1.23 | 57.18 | 47916.84
1 | 23 | 12:00 | 1157 | 2019-01-23 | 12 | 62.99 | 1.31 | 64.3 | 74395.1
1 | 23 | 13:00 | 978 | 2019-01-23 | 13 | 67.8 | 1.69 | 69.49 | 67961.22
1 | 23 | 14:00 | 461 | 2019-01-23 | 14 | 61.06 | 1.37 | 62.43 | 28780.23
1 | 23 | 15:00 | 256 | 2019-01-23 | 15 | 57.33 | 1.32 | 58.65 | 15014.4
1 | 23 | 16:00 | 104 | 2019-01-23 | 16 | 61.29 | 1.32 | 62.61 | 6511.44
1 | 23 | 17:00 | 11 | 2019-01-23 | 17 | 64.5 | 1.43 | 65.93 | 725.23
1 | 23 | 18:00 | 0 | 2019-01-23 | 18 | 71.95 | 1.33 | 73.28 | 0
1 | 23 | 19:00 | 0 | 2019-01-23 | 19 | 69.48 | 1.23 | 70.71 | 0
1 | 23 | 20:00 | 0 | 2019-01-23 | 20 | 54.41 | 1.23 | 55.64 | 0
1 | 23 | 21:00 | 0 | 2019-01-23 | 21 | 42.1 | 1.18 | 43.28 | 0
1 | 23 | 22:00 | 0 | 2019-01-23 | 22 | 35.2 | 1.18 | 36.38 | 0
1 | 23 | 23:00 | 0 | 2019-01-23 | 23 | 31.84 | 1.27 | 33.11 | 0
1 | 23 | 24:00 | 0 | 2019-01-23 | 24 | 13.84 | 1.3 | 15.14 | 0
1 | 24 | 01:00 | 0 | 2019-01-24 | 1 | 26.91 | 0.41 | 27.32 | 0
1 | 24 | 02:00 | 0 | 2019-01-24 | 2 | 21.6 | 0.41 | 22.01 | 0
1 | 24 | 03:00 | 0 | 2019-01-24 | 3 | 21.75 | 0.39 | 22.14 | 0
1 | 24 | 04:00 | 0 | 2019-01-24 | 4 | 21.39 | 0.39 | 21.78 | 0
1 | 24 | 05:00 | 0 | 2019-01-24 | 5 | 21.79 | 0.41 | 22.2 | 0
1 | 24 | 06:00 | 0 | 2019-01-24 | 6 | 24.77 | 0.49 | 25.26 | 0
1 | 24 | 07:00 | 0 | 2019-01-24 | 7 | 25.39 | 0.48 | 25.87 | 0
1 | 24 | 08:00 | 21 | 2019-01-24 | 8 | 26.76 | 0.88 | 27.64 | 580.44
1 | 24 | 09:00 | 455 | 2019-01-24 | 9 | 33.38 | 0.81 | 34.19 | 15556.45
1 | 24 | 10:00 | 1149 | 2019-01-24 | 10 | 33.27 | 0.84 | 34.11 | 39192.39
1 | 24 | 11:00 | 1865 | 2019-01-24 | 11 | 29.37 | 0.81 | 30.18 | 56285.7
1 | 24 | 12:00 | 2065 | 2019-01-24 | 12 | 43.2 | 1.17 | 44.37 | 91624.05
1 | 24 | 13:00 | 1652 | 2019-01-24 | 13 | 44.62 | 1.04 | 45.66 | 75430.32
1 | 24 | 14:00 | 1168 | 2019-01-24 | 14 | 47.91 | 0.93 | 48.84 | 57045.12
1 | 24 | 15:00 | 507 | 2019-01-24 | 15 | 45.76 | 0.93 | 46.69 | 23671.83
1 | 24 | 16:00 | 59 | 2019-01-24 | 16 | 35.48 | 0.84 | 36.32 | 2142.88
1 | 24 | 17:00 | 0 | 2019-01-24 | 17 | 43.56 | 0.82 | 44.38 | 0
1 | 24 | 18:00 | 0 | 2019-01-24 | 18 | 37.62 | 0.81 | 38.43 | 0
1 | 24 | 19:00 | 0 | 2019-01-24 | 19 | 31.89 | 0.78 | 32.67 | 0
1 | 24 | 20:00 | 0 | 2019-01-24 | 20 | 29.51 | 0.79 | 30.3 | 0
1 | 24 | 21:00 | 0 | 2019-01-24 | 21 | 26.86 | 0.78 | 27.64 | 0
1 | 24 | 22:00 | 0 | 2019-01-24 | 22 | 25.07 | 0.8 | 25.87 | 0
1 | 24 | 23:00 | 0 | 2019-01-24 | 23 | 9.36 | 0.98 | 10.34 | 0
1 | 24 | 24:00 | 0 | 2019-01-24 | 24 | 4.16 | 0.78 | 4.94 | 0
1 | 25 | 01:00 | 0 | 2019-01-25 | 1 | 12.48 | 0.55 | 13.03 | 0
1 | 25 | 02:00 | 0 | 2019-01-25 | 2 | 5.19 | 0.5 | 5.69 | 0
1 | 25 | 03:00 | 0 | 2019-01-25 | 3 | -3.12 | 0.53 | -2.59 | 0
1 | 25 | 04:00 | 0 | 2019-01-25 | 4 | 4.37 | 0.51 | 4.88 | 0
1 | 25 | 05:00 | 0 | 2019-01-25 | 5 | 0.39 | 0.5 | 0.89 | 0
1 | 25 | 06:00 | 0 | 2019-01-25 | 6 | -1.79 | 0.98 | -0.81 | 0
1 | 25 | 07:00 | 0 | 2019-01-25 | 7 | 30.42 | 0.62 | 31.04 | 0
1 | 25 | 08:00 | 350 | 2019-01-25 | 8 | 45.3 | 1.4 | 46.7 | 16345
1 | 25 | 09:00 | 4818 | 2019-01-25 | 9 | 41.71 | 1.22 | 42.93 | 206836.74
1 | 25 | 10:00 | 12919 | 2019-01-25 | 10 | 27.92 | 0.79 | 28.71 | 370904.49
1 | 25 | 11:00 | 19189 | 2019-01-25 | 11 | 34.44 | 0.95 | 35.39 | 679098.71
1 | 25 | 12:00 | 12830 | 2019-01-25 | 12 | 38.21 | 0.87 | 39.08 | 501396.4
1 | 25 | 13:00 | 11211 | 2019-01-25 | 13 | 24.41 | 0.95 | 25.36 | 284310.96
1 | 25 | 14:00 | 11452 | 2019-01-25 | 14 | 28.26 | 0.96 | 29.22 | 334627.44
1 | 25 | 15:00 | 12262 | 2019-01-25 | 15 | 28.76 | 0.88 | 29.64 | 363445.68
1 | 25 | 16:00 | 4857 | 2019-01-25 | 16 | 29.7 | 0.82 | 30.52 | 148235.64
1 | 25 | 17:00 | 546 | 2019-01-25 | 17 | 45.83 | 0.84 | 46.67 | 25481.82
1 | 25 | 18:00 | 0 | 2019-01-25 | 18 | 61.8 | 1.7 | 63.5 | 0
1 | 25 | 19:00 | 0 | 2019-01-25 | 19 | 61.99 | 1.27 | 63.26 | 0
1 | 25 | 20:00 | 0 | 2019-01-25 | 20 | 44.27 | 0.95 | 45.22 | 0
1 | 25 | 21:00 | 0 | 2019-01-25 | 21 | 42.59 | 1 | 43.59 | 0
1 | 25 | 22:00 | 0 | 2019-01-25 | 22 | 38.93 | 0.91 | 39.84 | 0
1 | 25 | 23:00 | 0 | 2019-01-25 | 23 | 26.24 | 0.93 | 27.17 | 0
1 | 25 | 24:00 | 0 | 2019-01-25 | 24 | 38.9 | 0.53 | 39.43 | 0
1 | 26 | 01:00 | 0 | 2019-01-26 | 1 | 50.06 | 0.85 | 50.91 | 0
1 | 26 | 02:00 | 0 | 2019-01-26 | 2 | 47.83 | 0.65 | 48.48 | 0
1 | 26 | 03:00 | 0 | 2019-01-26 | 3 | 33.45 | 0.61 | 34.06 | 0
1 | 26 | 04:00 | 0 | 2019-01-26 | 4 | 43.74 | 0.74 | 44.48 | 0
1 | 26 | 05:00 | 0 | 2019-01-26 | 5 | 46.78 | 1.37 | 48.15 | 0
1 | 26 | 06:00 | 0 | 2019-01-26 | 6 | 36.25 | 1.27 | 37.52 | 0
1 | 26 | 07:00 | 0 | 2019-01-26 | 7 | 35.89 | 0.94 | 36.83 | 0
1 | 26 | 08:00 | 601 | 2019-01-26 | 8 | 44.72 | 0.94 | 45.66 | 27441.66
1 | 26 | 09:00 | 6488 | 2019-01-26 | 9 | 51.5 | 0.81 | 52.31 | 339387.28
1 | 26 | 10:00 | 13025 | 2019-01-26 | 10 | 36.36 | 1.02 | 37.38 | 486874.5
1 | 26 | 11:00 | 20279 | 2019-01-26 | 11 | 45.49 | 0.62 | 46.11 | 935064.69
1 | 26 | 12:00 | 25042 | 2019-01-26 | 12 | 13.81 | 0.73 | 14.54 | 364110.68
1 | 26 | 13:00 | 22617 | 2019-01-26 | 13 | -1.1 | 0.83 | -0.27 | -6106.59
1 | 26 | 14:00 | 17246 | 2019-01-26 | 14 | 28.04 | 0.58 | 28.62 | 493580.52
1 | 26 | 15:00 | 8587 | 2019-01-26 | 15 | 29.53 | 0.54 | 30.07 | 258211.09
1 | 26 | 16:00 | 3316 | 2019-01-26 | 16 | 43.64 | 0.58 | 44.22 | 146633.52
1 | 26 | 17:00 | 665 | 2019-01-26 | 17 | 54.88 | 0.67 | 55.55 | 36940.75
1 | 26 | 18:00 | 0 | 2019-01-26 | 18 | 61.4 | 0.73 | 62.13 | 0
1 | 26 | 19:00 | 0 | 2019-01-26 | 19 | 55.79 | 0.87 | 56.66 | 0
1 | 26 | 20:00 | 0 | 2019-01-26 | 20 | 52.45 | 0.69 | 53.14 | 0
1 | 26 | 21:00 | 0 | 2019-01-26 | 21 | 57.4 | 1.6 | 59 | 0
1 | 26 | 22:00 | 0 | 2019-01-26 | 22 | 34.91 | 0.66 | 35.57 | 0
1 | 26 | 23:00 | 0 | 2019-01-26 | 23 | 49.84 | 2.2 | 52.04 | 0
1 | 26 | 24:00 | 0 | 2019-01-26 | 24 | 55.76 | 1.36 | 57.12 | 0
1 | 27 | 01:00 | 0 | 2019-01-27 | 1 | 65.2 | 1 | 66.2 | 0
1 | 27 | 02:00 | 0 | 2019-01-27 | 2 | 38.66 | 0.8 | 39.46 | 0
1 | 27 | 03:00 | 0 | 2019-01-27 | 3 | 37.78 | 0.82 | 38.6 | 0
1 | 27 | 04:00 | 0 | 2019-01-27 | 4 | 44.12 | 0.52 | 44.64 | 0
1 | 27 | 05:00 | 0 | 2019-01-27 | 5 | 58.69 | 0.5 | 59.19 | 0
1 | 27 | 06:00 | 0 | 2019-01-27 | 6 | 67.08 | 0.5 | 67.58 | 0
1 | 27 | 07:00 | 0 | 2019-01-27 | 7 | 42.59 | 1 | 43.59 | 0
1 | 27 | 08:00 | 641 | 2019-01-27 | 8 | 46.29 | 0.72 | 47.01 | 30133.41
1 | 27 | 09:00 | 4871 | 2019-01-27 | 9 | 65.73 | 1.38 | 67.11 | 326892.81
1 | 27 | 10:00 | 13233 | 2019-01-27 | 10 | 31.91 | 0.79 | 32.7 | 432719.1
1 | 27 | 11:00 | 16861 | 2019-01-27 | 11 | 28.98 | 0.51 | 29.49 | 497230.89
1 | 27 | 12:00 | 11055 | 2019-01-27 | 12 | 26.6 | 0.45 | 27.05 | 299037.75
1 | 27 | 13:00 | 14625 | 2019-01-27 | 13 | 29.2 | 0.45 | 29.65 | 433631.25
1 | 27 | 14:00 | 7784 | 2019-01-27 | 14 | 32.34 | 0.48 | 32.82 | 255470.88
1 | 27 | 15:00 | 4479 | 2019-01-27 | 15 | 26.8 | 0.43 | 27.23 | 121963.17
1 | 27 | 16:00 | 1698 | 2019-01-27 | 16 | 27.54 | 0.44 | 27.98 | 47510.04
1 | 27 | 17:00 | 177 | 2019-01-27 | 17 | 29.79 | 0.43 | 30.22 | 5348.94
1 | 27 | 18:00 | 0 | 2019-01-27 | 18 | 49.33 | 0.65 | 49.98 | 0
1 | 27 | 19:00 | 0 | 2019-01-27 | 19 | 53.68 | 0.65 | 54.33 | 0
1 | 27 | 20:00 | 0 | 2019-01-27 | 20 | 37.59 | 0.6 | 38.19 | 0
1 | 27 | 21:00 | 0 | 2019-01-27 | 21 | 26.7 | 0.48 | 27.18 | 0
1 | 27 | 22:00 | 0 | 2019-01-27 | 22 | 16.55 | 0.46 | 17.01 | 0
1 | 27 | 23:00 | 0 | 2019-01-27 | 23 | -1.26 | 0.68 | -0.58 | 0
1 | 27 | 24:00 | 0 | 2019-01-27 | 24 | -23.65 | 0.62 | -23.03 | 0
1 | 28 | 01:00 | 0 | 2019-01-28 | 1 | -11.03 | 1.31 | -9.72 | 0
1 | 28 | 02:00 | 0 | 2019-01-28 | 2 | 21.51 | 1.3 | 22.81 | 0
1 | 28 | 03:00 | 0 | 2019-01-28 | 3 | 17.68 | 1.1 | 18.78 | 0
1 | 28 | 04:00 | 0 | 2019-01-28 | 4 | -14.5 | 1.2 | -13.3 | 0
1 | 28 | 05:00 | 0 | 2019-01-28 | 5 | 8.55 | 1.11 | 9.66 | 0
1 | 28 | 06:00 | 0 | 2019-01-28 | 6 | 40.3 | 1.69 | 41.99 | 0
1 | 28 | 07:00 | 0 | 2019-01-28 | 7 | 58.35 | 2.06 | 60.41 | 0
1 | 28 | 08:00 | 1337 | 2019-01-28 | 8 | 49.01 | 2.18 | 51.19 | 68441.03
1 | 28 | 09:00 | 7674 | 2019-01-28 | 9 | 51.15 | 2.13 | 53.28 | 408870.72
1 | 28 | 10:00 | 15971 | 2019-01-28 | 10 | 28.72 | 1.5 | 30.22 | 482643.62
1 | 28 | 11:00 | 25004 | 2019-01-28 | 11 | 35.07 | 1.51 | 36.58 | 914646.32
1 | 28 | 12:00 | 26867 | 2019-01-28 | 12 | 31.86 | 1.52 | 33.38 | 896820.46
1 | 28 | 13:00 | 26086 | 2019-01-28 | 13 | 39.01 | 1.59 | 40.6 | 1059091.6
1 | 28 | 14:00 | 20689 | 2019-01-28 | 14 | 45.17 | 1.51 | 46.68 | 965762.52
1 | 28 | 15:00 | 14704 | 2019-01-28 | 15 | 46.94 | 1.44 | 48.38 | 711379.52
1 | 28 | 16:00 | 7172 | 2019-01-28 | 16 | 49.33 | 1.48 | 50.81 | 364409.32
1 | 28 | 17:00 | 1232 | 2019-01-28 | 17 | 66.12 | 1.55 | 67.67 | 83369.44
1 | 28 | 18:00 | 0 | 2019-01-28 | 18 | 99.88 | 2.03 | 101.91 | 0
1 | 28 | 19:00 | 0 | 2019-01-28 | 19 | 134.93 | 3.64 | 138.57 | 0
1 | 28 | 20:00 | 0 | 2019-01-28 | 20 | 117.9 | 3.86 | 121.76 | 0
1 | 28 | 21:00 | 0 | 2019-01-28 | 21 | 102.25 | 3.14 | 105.39 | 0
1 | 28 | 22:00 | 0 | 2019-01-28 | 22 | 74.48 | 1.52 | 76 | 0
1 | 28 | 23:00 | 0 | 2019-01-28 | 23 | 66.02 | 2.05 | 68.07 | 0
1 | 28 | 24:00 | 0 | 2019-01-28 | 24 | 62.26 | 1.68 | 63.94 | 0
1 | 29 | 01:00 | 0 | 2019-01-29 | 1 | 95.52 | 1.42 | 96.94 | 0
1 | 29 | 02:00 | 0 | 2019-01-29 | 2 | 94.91 | 0.72 | 95.63 | 0
1 | 29 | 03:00 | 0 | 2019-01-29 | 3 | 84.5 | 1 | 85.5 | 0
1 | 29 | 04:00 | 0 | 2019-01-29 | 4 | 127.39 | 0.78 | 128.17 | 0
1 | 29 | 05:00 | 0 | 2019-01-29 | 5 | 130.12 | 0.71 | 130.83 | 0
1 | 29 | 06:00 | 0 | 2019-01-29 | 6 | 153.14 | 2.72 | 155.86 | 0
1 | 29 | 07:00 | 0 | 2019-01-29 | 7 | 134.92 | 2.67 | 137.59 | 0
1 | 29 | 08:00 | 478 | 2019-01-29 | 8 | 134.6 | 2.39 | 136.99 | 65481.22
1 | 29 | 09:00 | 2408 | 2019-01-29 | 9 | 93.17 | 1.24 | 94.41 | 227339.28
1 | 29 | 10:00 | 4040 | 2019-01-29 | 10 | 79.18 | 1.14 | 80.32 | 324492.8
1 | 29 | 11:00 | 4393 | 2019-01-29 | 11 | 69.11 | 1.16 | 70.27 | 308696.11
1 | 29 | 12:00 | 4237 | 2019-01-29 | 12 | 67.03 | 1.11 | 68.14 | 288709.18
1 | 29 | 13:00 | 3826 | 2019-01-29 | 13 | 79.74 | 1.09 | 80.83 | 309255.58
1 | 29 | 14:00 | 2802 | 2019-01-29 | 14 | 78.81 | 1.25 | 80.06 | 224328.12
1 | 29 | 15:00 | 1557 | 2019-01-29 | 15 | 71.12 | 1.09 | 72.21 | 112430.97
1 | 29 | 16:00 | 557 | 2019-01-29 | 16 | 69.83 | 1.29 | 71.12 | 39613.84
1 | 29 | 17:00 | 10 | 2019-01-29 | 17 | 69.84 | 1.05 | 70.89 | 708.9
1 | 29 | 18:00 | 0 | 2019-01-29 | 18 | 90.14 | 1.17 | 91.31 | 0
1 | 29 | 19:00 | 0 | 2019-01-29 | 19 | 86.26 | 1.32 | 87.58 | 0
1 | 29 | 20:00 | 0 | 2019-01-29 | 20 | 67.76 | 1.15 | 68.91 | 0
1 | 29 | 21:00 | 0 | 2019-01-29 | 21 | 68.7 | 1.08 | 69.78 | 0
1 | 29 | 22:00 | 0 | 2019-01-29 | 22 | 58.39 | 1.03 | 59.42 | 0
1 | 29 | 23:00 | 0 | 2019-01-29 | 23 | 50.98 | 1.48 | 52.46 | 0
1 | 29 | 24:00 | 0 | 2019-01-29 | 24 | 38.77 | 1.24 | 40.01 | 0
1 | 30 | 01:00 | 0 | 2019-01-30 | 1 | 16.98 | 0.79 | 17.77 | 0
1 | 30 | 02:00 | 0 | 2019-01-30 | 2 | 10.26 | 0.66 | 10.92 | 0
1 | 30 | 03:00 | 0 | 2019-01-30 | 3 | 11.33 | 0.66 | 11.99 | 0
1 | 30 | 04:00 | 0 | 2019-01-30 | 4 | 0.01 | 0.67 | 0.68 | 0
1 | 30 | 05:00 | 0 | 2019-01-30 | 5 | 5.64 | 0.38 | 6.02 | 0
1 | 30 | 06:00 | 0 | 2019-01-30 | 6 | -27.08 | 1.11 | -25.97 | 0
1 | 30 | 07:00 | 0 | 2019-01-30 | 7 | 46.56 | 1.03 | 47.59 | 0
1 | 30 | 08:00 | 160 | 2019-01-30 | 8 | 48.34 | 1.08 | 49.42 | 7907.2
1 | 30 | 09:00 | 1048 | 2019-01-30 | 9 | 51.82 | 0.86 | 52.68 | 55208.64
1 | 30 | 10:00 | 2244 | 2019-01-30 | 10 | 44.2 | 0.78 | 44.98 | 100935.12
1 | 30 | 11:00 | 4516 | 2019-01-30 | 11 | 58.95 | 0.84 | 59.79 | 270011.64
1 | 30 | 12:00 | 8597 | 2019-01-30 | 12 | 58.88 | 0.85 | 59.73 | 513498.81
1 | 30 | 13:00 | 10071 | 2019-01-30 | 13 | 53.29 | 0.85 | 54.14 | 545243.94
1 | 30 | 14:00 | 9802 | 2019-01-30 | 14 | 39.51 | 0.87 | 40.38 | 395804.76
1 | 30 | 15:00 | 7973 | 2019-01-30 | 15 | 0 | 0.98 | 0.98 | 7813.54
1 | 30 | 16:00 | 2678 | 2019-01-30 | 16 | 30.38 | 0.97 | 31.35 | 83955.3
1 | 30 | 17:00 | 208 | 2019-01-30 | 17 | 49.78 | 0.81 | 50.59 | 10522.72
1 | 30 | 18:00 | 0 | 2019-01-30 | 18 | 59.88 | 0.77 | 60.65 | 0
1 | 30 | 19:00 | 0 | 2019-01-30 | 19 | 66.68 | 0.87 | 67.55 | 0
1 | 30 | 20:00 | 0 | 2019-01-30 | 20 | 68.95 | 0.88 | 69.83 | 0
1 | 30 | 21:00 | 0 | 2019-01-30 | 21 | 67.96 | 0.87 | 68.83 | 0
1 | 30 | 22:00 | 0 | 2019-01-30 | 22 | 56.47 | 0.86 | 57.33 | 0
1 | 30 | 23:00 | 0 | 2019-01-30 | 23 | 50.81 | 1.13 | 51.94 | 0
1 | 30 | 24:00 | 0 | 2019-01-30 | 24 | 48.83 | 0.86 | 49.69 | 0
1 | 31 | 01:00 | 0 | 2019-01-31 | 1 | 48.89 | 0.46 | 49.35 | 0
1 | 31 | 02:00 | 0 | 2019-01-31 | 2 | 52.39 | 0.46 | 52.85 | 0
1 | 31 | 03:00 | 0 | 2019-01-31 | 3 | 50.79 | 0.45 | 51.24 | 0
1 | 31 | 04:00 | 0 | 2019-01-31 | 4 | 43.81 | 0.48 | 44.29 | 0
1 | 31 | 05:00 | 0 | 2019-01-31 | 5 | 42.44 | 0.5 | 42.94 | 0
1 | 31 | 06:00 | 0 | 2019-01-31 | 6 | 40.81 | 1.07 | 41.88 | 0
1 | 31 | 07:00 | 0 | 2019-01-31 | 7 | 54.6 | 0.84 | 55.44 | 0
1 | 31 | 08:00 | 1500 | 2019-01-31 | 8 | 70.05 | 1.19 | 71.24 | 106860
1 | 31 | 09:00 | 6830 | 2019-01-31 | 9 | 68.96 | 0.81 | 69.77 | 476529.1
1 | 31 | 10:00 | 10325 | 2019-01-31 | 10 | 61.66 | 0.82 | 62.48 | 645106
1 | 31 | 11:00 | 12033 | 2019-01-31 | 11 | 60.38 | 0.77 | 61.15 | 735817.95
1 | 31 | 12:00 | 12585 | 2019-01-31 | 12 | 55.49 | 0.69 | 56.18 | 707025.3
1 | 31 | 13:00 | 12295 | 2019-01-31 | 13 | 57.24 | 0.7 | 57.94 | 712372.3
1 | 31 | 14:00 | 11236 | 2019-01-31 | 14 | 54.89 | 0.69 | 55.58 | 624496.88
1 | 31 | 15:00 | 8159 | 2019-01-31 | 15 | 54.24 | 0.68 | 54.92 | 448092.28
1 | 31 | 16:00 | 4345 | 2019-01-31 | 16 | 55.39 | 0.69 | 56.08 | 243667.6
1 | 31 | 17:00 | 727 | 2019-01-31 | 17 | 55.4 | 0.67 | 56.07 | 40762.89
1 | 31 | 18:00 | 0 | 2019-01-31 | 18 | 63.49 | 0.73 | 64.22 | 0
1 | 31 | 19:00 | 0 | 2019-01-31 | 19 | 67.41 | 0.67 | 68.08 | 0
1 | 31 | 20:00 | 0 | 2019-01-31 | 20 | 60.16 | 0.68 | 60.84 | 0
1 | 31 | 21:00 | 0 | 2019-01-31 | 21 | 57.37 | 0.72 | 58.09 | 0
1 | 31 | 22:00 | 0 | 2019-01-31 | 22 | 55.94 | 0.89 | 56.83 | 0
1 | 31 | 23:00 | 0 | 2019-01-31 | 23 | 51.46 | 1.31 | 52.77 | 0
1 | 31 | 24:00 | 0 | 2019-01-31 | 24 | 54.24 | 0.97 | 55.21 | 0
2 | 1 | 01:00 | 0 | 2019-02-01 | 1 | 48.12 | 0.43 | 48.55 | 0
2 | 1 | 02:00 | 0 | 2019-02-01 | 2 | 37.25 | 0.53 | 37.78 | 0
2 | 1 | 03:00 | 0 | 2019-02-01 | 3 | 39.52 | 0.48 | 40 | 0
2 | 1 | 04:00 | 0 | 2019-02-01 | 4 | 41.17 | 0.46 | 41.63 | 0
2 | 1 | 05:00 | 0 | 2019-02-01 | 5 | 47.78 | 0.5 | 48.28 | 0
2 | 1 | 06:00 | 0 | 2019-02-01 | 6 | 114.94 | 1.38 | 116.32 | 0
2 | 1 | 07:00 | 0 | 2019-02-01 | 7 | 71.15 | 0.64 | 71.79 | 0
2 | 1 | 08:00 | 1696 | 2019-02-01 | 8 | 74.17 | 1.24 | 75.41 | 127895.36
2 | 1 | 09:00 | 7354 | 2019-02-01 | 9 | 69.35 | 0.87 | 70.22 | 516397.88
2 | 1 | 10:00 | 10803 | 2019-02-01 | 10 | 56.54 | 0.67 | 57.21 | 618039.63
2 | 1 | 11:00 | 10839 | 2019-02-01 | 11 | 45.74 | 0.71 | 46.45 | 503471.55
2 | 1 | 12:00 | 11416 | 2019-02-01 | 12 | 43.61 | 0.73 | 44.34 | 506185.44
2 | 1 | 13:00 | 11193 | 2019-02-01 | 13 | 44.11 | 0.68 | 44.79 | 501334.47
2 | 1 | 14:00 | 11073 | 2019-02-01 | 14 | 43.53 | 0.71 | 44.24 | 489869.52
2 | 1 | 15:00 | 8774 | 2019-02-01 | 15 | 43.93 | 0.71 | 44.64 | 391671.36
2 | 1 | 16:00 | 4920 | 2019-02-01 | 16 | 44.63 | 0.7 | 45.33 | 223023.6
2 | 1 | 17:00 | 851 | 2019-02-01 | 17 | 47.7 | 0.68 | 48.38 | 41171.38
2 | 1 | 18:00 | 0 | 2019-02-01 | 18 | 59.33 | 0.7 | 60.03 | 0
2 | 1 | 19:00 | 0 | 2019-02-01 | 19 | 63.88 | 0.74 | 64.62 | 0
2 | 1 | 20:00 | 0 | 2019-02-01 | 20 | 57.49 | 0.69 | 58.18 | 0
2 | 1 | 21:00 | 0 | 2019-02-01 | 21 | 54.49 | 0.78 | 55.27 | 0
2 | 1 | 22:00 | 0 | 2019-02-01 | 22 | 41.97 | 0.77 | 42.74 | 0
2 | 1 | 23:00 | 0 | 2019-02-01 | 23 | 44.62 | 1.31 | 45.93 | 0
2 | 1 | 24:00 | 0 | 2019-02-01 | 24 | 57.23 | 1.19 | 58.42 | 0
2 | 2 | 01:00 | 0 | 2019-02-02 | 1 | 50.45 | 0.73 | 51.18 | 0
2 | 2 | 02:00 | 0 | 2019-02-02 | 2 | 59.28 | 0.89 | 60.17 | 0
2 | 2 | 03:00 | 0 | 2019-02-02 | 3 | 70.89 | 0.69 | 71.58 | 0
2 | 2 | 04:00 | 0 | 2019-02-02 | 4 | 64.74 | 0.62 | 65.36 | 0
2 | 2 | 05:00 | 0 | 2019-02-02 | 5 | 68.51 | 0.65 | 69.16 | 0
2 | 2 | 06:00 | 0 | 2019-02-02 | 6 | 103.33 | 1.13 | 104.46 | 0
2 | 2 | 07:00 | 0 | 2019-02-02 | 7 | 129.77 | 2.35 | 132.12 | 0
2 | 2 | 08:00 | 666 | 2019-02-02 | 8 | 128.16 | 1.84 | 130 | 86580
2 | 2 | 09:00 | 3083 | 2019-02-02 | 9 | 109.34 | 3.53 | 112.87 | 347978.21
2 | 2 | 10:00 | 4052 | 2019-02-02 | 10 | 106.29 | 2.78 | 109.07 | 441951.64
2 | 2 | 11:00 | 7417 | 2019-02-02 | 11 | 49.27 | 1.11 | 50.38 | 373668.46
2 | 2 | 12:00 | 11794 | 2019-02-02 | 12 | 40.67 | 0.7 | 41.37 | 487917.78
2 | 2 | 13:00 | 9313 | 2019-02-02 | 13 | 39.96 | 0.71 | 40.67 | 378759.71
2 | 2 | 14:00 | 7849 | 2019-02-02 | 14 | 39.77 | 0.71 | 40.48 | 317727.52
2 | 2 | 15:00 | 5986 | 2019-02-02 | 15 | 39.52 | 0.71 | 40.23 | 240816.78
2 | 2 | 16:00 | 2197 | 2019-02-02 | 16 | 38.42 | 0.71 | 39.13 | 85968.61
2 | 2 | 17:00 | 103 | 2019-02-02 | 17 | 33.6 | 0.65 | 34.25 | 3527.75
2 | 2 | 18:00 | 0 | 2019-02-02 | 18 | 34.23 | 0.65 | 34.88 | 0
2 | 2 | 19:00 | 0 | 2019-02-02 | 19 | 34.4 | 0.63 | 35.03 | 0
2 | 2 | 20:00 | 0 | 2019-02-02 | 20 | 31.66 | 0.65 | 32.31 | 0
2 | 2 | 21:00 | 0 | 2019-02-02 | 21 | 40.37 | 0.85 | 41.22 | 0
2 | 2 | 22:00 | 0 | 2019-02-02 | 22 | 40.9 | 0.65 | 41.55 | 0
2 | 2 | 23:00 | 0 | 2019-02-02 | 23 | 34.89 | 0.8 | 35.69 | 0
2 | 2 | 24:00 | 0 | 2019-02-02 | 24 | 30.95 | 0.92 | 31.87 | 0
2 | 3 | 01:00 | 0 | 2019-02-03 | 1 | 43.66 | 1.27 | 44.93 | 0
2 | 3 | 02:00 | 0 | 2019-02-03 | 2 | 39.04 | 0.77 | 39.81 | 0
2 | 3 | 03:00 | 0 | 2019-02-03 | 3 | 34.82 | 0.74 | 35.56 | 0
2 | 3 | 04:00 | 0 | 2019-02-03 | 4 | 28.81 | 0.71 | 29.52 | 0
2 | 3 | 05:00 | 0 | 2019-02-03 | 5 | 27.31 | 0.7 | 28.01 | 0
2 | 3 | 06:00 | 0 | 2019-02-03 | 6 | 26.44 | 0.75 | 27.19 | 0
2 | 3 | 07:00 | 0 | 2019-02-03 | 7 | 22.99 | 0.83 | 23.82 | 0
2 | 3 | 08:00 | 137 | 2019-02-03 | 8 | 27.47 | 0.81 | 28.28 | 3874.36
2 | 3 | 09:00 | 995 | 2019-02-03 | 9 | 32.71 | 0.92 | 33.63 | 33461.85
2 | 3 | 10:00 | 1761 | 2019-02-03 | 10 | 66.51 | 1.49 | 68 | 119748
2 | 3 | 11:00 | 2316 | 2019-02-03 | 11 | 65.66 | 1.7 | 67.36 | 156005.76
2 | 3 | 12:00 | 4364 | 2019-02-03 | 12 | 64.29 | 1.68 | 65.97 | 287893.08
2 | 3 | 13:00 | 4228 | 2019-02-03 | 13 | 61.06 | 1.77 | 62.83 | 265645.24
2 | 3 | 14:00 | 1657 | 2019-02-03 | 14 | 40.47 | 0.86 | 41.33 | 68483.81
2 | 3 | 15:00 | 1321 | 2019-02-03 | 15 | 27.39 | 0.74 | 28.13 | 37159.73
2 | 3 | 16:00 | 910 | 2019-02-03 | 16 | 24.27 | 0.7 | 24.97 | 22722.7
2 | 3 | 17:00 | 402 | 2019-02-03 | 17 | 27.89 | 0.68 | 28.57 | 11485.14
2 | 3 | 18:00 | 0 | 2019-02-03 | 18 | 32.72 | 0.79 | 33.51 | 0
2 | 3 | 19:00 | 0 | 2019-02-03 | 19 | 27.82 | 0.8 | 28.62 | 0
2 | 3 | 20:00 | 0 | 2019-02-03 | 20 | 22.75 | 0.69 | 23.44 | 0
2 | 3 | 21:00 | 0 | 2019-02-03 | 21 | 23.08 | 0.68 | 23.76 | 0
2 | 3 | 22:00 | 0 | 2019-02-03 | 22 | 24.18 | 0.67 | 24.85 | 0
2 | 3 | 23:00 | 0 | 2019-02-03 | 23 | 35.89 | 1 | 36.89 | 0
2 | 3 | 24:00 | 0 | 2019-02-03 | 24 | 51.72 | 1.6 | 53.32 | 0
2 | 4 | 01:00 | 0 | 2019-02-04 | 1 | 23.81 | 0.29 | 24.1 | 0
2 | 4 | 02:00 | 0 | 2019-02-04 | 2 | 23.47 | 0.25 | 23.72 | 0
2 | 4 | 03:00 | 0 | 2019-02-04 | 3 | 21.5 | 0.25 | 21.75 | 0
2 | 4 | 04:00 | 0 | 2019-02-04 | 4 | 23.15 | 0.26 | 23.41 | 0
2 | 4 | 05:00 | 0 | 2019-02-04 | 5 | 24.11 | 0.26 | 24.37 | 0
2 | 4 | 06:00 | 0 | 2019-02-04 | 6 | 26.59 | 0.32 | 26.91 | 0
2 | 4 | 07:00 | 0 | 2019-02-04 | 7 | 48.5 | 1.26 | 49.76 | 0
2 | 4 | 08:00 | 479 | 2019-02-04 | 8 | 59.04 | 1.23 | 60.27 | 28869.33
2 | 4 | 09:00 | 3850 | 2019-02-04 | 9 | 46.51 | 0.96 | 47.47 | 182759.5
2 | 4 | 10:00 | 5899 | 2019-02-04 | 10 | 29.15 | 0.7 | 29.85 | 176085.15
2 | 4 | 11:00 | 9411 | 2019-02-04 | 11 | 23.56 | 0.68 | 24.24 | 228122.64
2 | 4 | 12:00 | 17399 | 2019-02-04 | 12 | 23.78 | 0.68 | 24.46 | 425579.54
2 | 4 | 13:00 | 18767 | 2019-02-04 | 13 | 21.28 | 0.7 | 21.98 | 412498.66
2 | 4 | 14:00 | 18680 | 2019-02-04 | 14 | 20.71 | 0.69 | 21.4 | 399752
2 | 4 | 15:00 | 12897 | 2019-02-04 | 15 | 20.62 | 0.72 | 21.34 | 275221.98
2 | 4 | 16:00 | 6450 | 2019-02-04 | 16 | 23.49 | 0.7 | 24.19 | 156025.5
2 | 4 | 17:00 | 1154 | 2019-02-04 | 17 | 32.86 | 0.91 | 33.77 | 38970.58
2 | 4 | 18:00 | 0 | 2019-02-04 | 18 | 44.11 | 0.78 | 44.89 | 0
2 | 4 | 19:00 | 0 | 2019-02-04 | 19 | 34.09 | 0.81 | 34.9 | 0
2 | 4 | 20:00 | 0 | 2019-02-04 | 20 | 27.92 | 0.84 | 28.76 | 0
2 | 4 | 21:00 | 0 | 2019-02-04 | 21 | 25.27 | 0.89 | 26.16 | 0
2 | 4 | 22:00 | 0 | 2019-02-04 | 22 | 20.64 | 0.96 | 21.6 | 0
2 | 4 | 23:00 | 0 | 2019-02-04 | 23 | 17.37 | 0.89 | 18.26 | 0
2 | 4 | 24:00 | 0 | 2019-02-04 | 24 | 12.44 | 0.42 | 12.86 | 0
2 | 5 | 01:00 | 0 | 2019-02-05 | 1 | 5.64 | 0.56 | 6.2 | 0
2 | 5 | 02:00 | 0 | 2019-02-05 | 2 | 15.2 | 0.46 | 15.66 | 0
2 | 5 | 03:00 | 0 | 2019-02-05 | 3 | 16.26 | 0.46 | 16.72 | 0
2 | 5 | 04:00 | 0 | 2019-02-05 | 4 | 15.17 | 0.46 | 15.63 | 0
2 | 5 | 05:00 | 0 | 2019-02-05 | 5 | 7.13 | 0.64 | 7.77 | 0
2 | 5 | 06:00 | 0 | 2019-02-05 | 6 | 3.86 | 0.83 | 4.69 | 0
2 | 5 | 07:00 | 1 | 2019-02-05 | 7 | 13.81 | 1.1 | 14.91 | 14.91
2 | 5 | 08:00 | 297 | 2019-02-05 | 8 | 20.86 | 1.3 | 22.16 | 6581.52
2 | 5 | 09:00 | 2779 | 2019-02-05 | 9 | 20.58 | 1 | 21.58 | 59970.82
2 | 5 | 10:00 | 15648 | 2019-02-05 | 10 | 20.33 | 0.93 | 21.26 | 332676.48
2 | 5 | 11:00 | 20905 | 2019-02-05 | 11 | 19.16 | 0.92 | 20.08 | 419772.4
2 | 5 | 12:00 | 24043 | 2019-02-05 | 12 | 15.59 | 0.93 | 16.52 | 397190.36
2 | 5 | 13:00 | 25195 | 2019-02-05 | 13 | 14.98 | 0.97 | 15.95 | 401860.25
2 | 5 | 14:00 | 22253 | 2019-02-05 | 14 | 11.06 | 1 | 12.06 | 268371.18
2 | 5 | 15:00 | 15948 | 2019-02-05 | 15 | 10.65 | 1 | 11.65 | 185794.2
2 | 5 | 16:00 | 7782 | 2019-02-05 | 16 | 10.69 | 0.94 | 11.63 | 90504.66
2 | 5 | 17:00 | 1576 | 2019-02-05 | 17 | 18.3 | 0.88 | 19.18 | 30227.68
2 | 5 | 18:00 | 0 | 2019-02-05 | 18 | 20.08 | 0.84 | 20.92 | 0
2 | 5 | 19:00 | 0 | 2019-02-05 | 19 | 19.94 | 0.83 | 20.77 | 0
2 | 5 | 20:00 | 0 | 2019-02-05 | 20 | 18.6 | 0.88 | 19.48 | 0
2 | 5 | 21:00 | 0 | 2019-02-05 | 21 | 17.84 | 0.99 | 18.83 | 0
2 | 5 | 22:00 | 0 | 2019-02-05 | 22 | 19.35 | 0.97 | 20.32 | 0
2 | 5 | 23:00 | 0 | 2019-02-05 | 23 | 13.11 | 1.18 | 14.29 | 0
2 | 5 | 24:00 | 0 | 2019-02-05 | 24 | -6.35 | 1.04 | -5.31 | 0
2 | 6 | 01:00 | 0 | 2019-02-06 | 1 | 7.65 | 0.5 | 8.15 | 0
2 | 6 | 02:00 | 0 | 2019-02-06 | 2 | 12.74 | 0.38 | 13.12 | 0
2 | 6 | 03:00 | 0 | 2019-02-06 | 3 | 3.43 | 0.48 | 3.91 | 0
2 | 6 | 04:00 | 0 | 2019-02-06 | 4 | 6.53 | 0.41 | 6.94 | 0
2 | 6 | 05:00 | 0 | 2019-02-06 | 5 | 17.26 | 0.36 | 17.62 | 0
2 | 6 | 06:00 | 0 | 2019-02-06 | 6 | 17.63 | 0.44 | 18.07 | 0
2 | 6 | 07:00 | 0 | 2019-02-06 | 7 | 18.31 | 0.5 | 18.81 | 0
2 | 6 | 08:00 | 2940 | 2019-02-06 | 8 | 26.96 | 1.25 | 28.21 | 82937.4
2 | 6 | 09:00 | 13019 | 2019-02-06 | 9 | 29.25 | 1.23 | 30.48 | 396819.12
2 | 6 | 10:00 | 21170 | 2019-02-06 | 10 | 20.5 | 0.86 | 21.36 | 452191.2
2 | 6 | 11:00 | 25107 | 2019-02-06 | 11 | 20.44 | 0.8 | 21.24 | 533272.68
2 | 6 | 12:00 | 26900 | 2019-02-06 | 12 | 19.7 | 0.77 | 20.47 | 550643
2 | 6 | 13:00 | 24170 | 2019-02-06 | 13 | 19.37 | 0.79 | 20.16 | 487267.2
2 | 6 | 14:00 | 15680 | 2019-02-06 | 14 | 9.72 | 0.94 | 10.66 | 167148.8
2 | 6 | 15:00 | 7417 | 2019-02-06 | 15 | 20.11 | 0.75 | 20.86 | 154718.62
2 | 6 | 16:00 | 3251 | 2019-02-06 | 16 | 23.98 | 0.76 | 24.74 | 80429.74
2 | 6 | 17:00 | 578 | 2019-02-06 | 17 | 31.13 | 0.8 | 31.93 | 18455.54
2 | 6 | 18:00 | 0 | 2019-02-06 | 18 | 39.41 | 0.95 | 40.36 | 0
2 | 6 | 19:00 | 0 | 2019-02-06 | 19 | 36.1 | 0.74 | 36.84 | 0
2 | 6 | 20:00 | 0 | 2019-02-06 | 20 | 32.61 | 0.7 | 33.31 | 0
2 | 6 | 21:00 | 0 | 2019-02-06 | 21 | 33.64 | 0.76 | 34.4 | 0
2 | 6 | 22:00 | 0 | 2019-02-06 | 22 | 29.17 | 0.82 | 29.99 | 0
2 | 6 | 23:00 | 0 | 2019-02-06 | 23 | 19.78 | 0.93 | 20.71 | 0
2 | 6 | 24:00 | 0 | 2019-02-06 | 24 | 24.05 | 0.67 | 24.72 | 0
2 | 7 | 01:00 | 0 | 2019-02-07 | 1 | 18.47 | 0.31 | 18.78 | 0
2 | 7 | 02:00 | 0 | 2019-02-07 | 2 | 17.71 | 0.26 | 17.97 | 0
2 | 7 | 03:00 | 0 | 2019-02-07 | 3 | 18.22 | 0.26 | 18.48 | 0
2 | 7 | 04:00 | 0 | 2019-02-07 | 4 | 18.46 | 0.25 | 18.71 | 0
2 | 7 | 05:00 | 0 | 2019-02-07 | 5 | 18.54 | 0.26 | 18.8 | 0
2 | 7 | 06:00 | 0 | 2019-02-07 | 6 | 20.93 | 0.66 | 21.59 | 0
2 | 7 | 07:00 | 0 | 2019-02-07 | 7 | 29.14 | 0.85 | 29.99 | 0
2 | 7 | 08:00 | 161 | 2019-02-07 | 8 | 30.24 | 1.33 | 31.57 | 5082.77
2 | 7 | 09:00 | 626 | 2019-02-07 | 9 | 36.28 | 1.49 | 37.77 | 23644.02
2 | 7 | 10:00 | 1370 | 2019-02-07 | 10 | 26.12 | 0.95 | 27.07 | 37085.9
2 | 7 | 11:00 | 2363 | 2019-02-07 | 11 | 24.18 | 0.92 | 25.1 | 59311.3
2 | 7 | 12:00 | 3580 | 2019-02-07 | 12 | 27.36 | 1.16 | 28.52 | 102101.6
2 | 7 | 13:00 | 3814 | 2019-02-07 | 13 | 24.13 | 0.94 | 25.07 | 95616.98
2 | 7 | 14:00 | 2967 | 2019-02-07 | 14 | 24.19 | 0.83 | 25.02 | 74234.34
2 | 7 | 15:00 | 2534 | 2019-02-07 | 15 | 23 | 0.74 | 23.74 | 60157.16
2 | 7 | 16:00 | 1099 | 2019-02-07 | 16 | 23.87 | 0.74 | 24.61 | 27046.39
2 | 7 | 17:00 | 144 | 2019-02-07 | 17 | 28.89 | 1.05 | 29.94 | 4311.36
2 | 7 | 18:00 | 0 | 2019-02-07 | 18 | 31.03 | 0.98 | 32.01 | 0
2 | 7 | 19:00 | 0 | 2019-02-07 | 19 | 35.83 | 1.19 | 37.02 | 0
2 | 7 | 20:00 | 0 | 2019-02-07 | 20 | 27.41 | 0.89 | 28.3 | 0
2 | 7 | 21:00 | 0 | 2019-02-07 | 21 | 27.96 | 0.93 | 28.89 | 0
2 | 7 | 22:00 | 0 | 2019-02-07 | 22 | 23.18 | 0.81 | 23.99 | 0
2 | 7 | 23:00 | 0 | 2019-02-07 | 23 | 29.23 | 1.66 | 30.89 | 0
2 | 7 | 24:00 | 0 | 2019-02-07 | 24 | 34.85 | 1.12 | 35.97 | 0
2 | 8 | 01:00 | 0 | 2019-02-08 | 1 | 26.67 | 0.6 | 27.27 | 0
2 | 8 | 02:00 | 0 | 2019-02-08 | 2 | 28.6 | 0.47 | 29.07 | 0
2 | 8 | 03:00 | 0 | 2019-02-08 | 3 | 28.01 | 0.49 | 28.5 | 0
2 | 8 | 04:00 | 0 | 2019-02-08 | 4 | 31.34 | 0.62 | 31.96 | 0
2 | 8 | 05:00 | 0 | 2019-02-08 | 5 | 33.75 | 0.67 | 34.42 | 0
2 | 8 | 06:00 | 0 | 2019-02-08 | 6 | 42.49 | 1.03 | 43.52 | 0
2 | 8 | 07:00 | 0 | 2019-02-08 | 7 | 36.8 | 1.11 | 37.91 | 0
2 | 8 | 08:00 | 231 | 2019-02-08 | 8 | 42.65 | 1.52 | 44.17 | 10203.27
2 | 8 | 09:00 | 962 | 2019-02-08 | 9 | 40.43 | 1.13 | 41.56 | 39980.72
2 | 8 | 10:00 | 943 | 2019-02-08 | 10 | 58.73 | 1.7 | 60.43 | 56985.49
2 | 8 | 11:00 | 1639 | 2019-02-08 | 11 | 49.16 | 1.31 | 50.47 | 82720.33
2 | 8 | 12:00 | 7927 | 2019-02-08 | 12 | 43.44 | 1.61 | 45.05 | 357111.35
2 | 8 | 13:00 | 18823 | 2019-02-08 | 13 | 22.64 | 1.06 | 23.7 | 446105.1
2 | 8 | 14:00 | 21566 | 2019-02-08 | 14 | 18.45 | 0.91 | 19.36 | 417517.76
2 | 8 | 15:00 | 17256 | 2019-02-08 | 15 | 18.37 | 0.91 | 19.28 | 332695.68
2 | 8 | 16:00 | 8907 | 2019-02-08 | 16 | 19.6 | 0.92 | 20.52 | 182771.64
2 | 8 | 17:00 | 1944 | 2019-02-08 | 17 | 23.48 | 0.93 | 24.41 | 47453.04
2 | 8 | 18:00 | 3 | 2019-02-08 | 18 | 27.23 | 0.91 | 28.14 | 84.42
2 | 8 | 19:00 | 0 | 2019-02-08 | 19 | 37.05 | 1.13 | 38.18 | 0
2 | 8 | 20:00 | 0 | 2019-02-08 | 20 | 27.37 | 1.13 | 28.5 | 0
2 | 8 | 21:00 | 0 | 2019-02-08 | 21 | 28.83 | 1.18 | 30.01 | 0
2 | 8 | 22:00 | 0 | 2019-02-08 | 22 | 24.25 | 1.04 | 25.29 | 0
2 | 8 | 23:00 | 0 | 2019-02-08 | 23 | 27.72 | 2.2 | 29.92 | 0
2 | 8 | 24:00 | 0 | 2019-02-08 | 24 | 37.84 | 2.5 | 40.34 | 0
2 | 9 | 01:00 | 0 | 2019-02-09 | 1 | 24.22 | 0.6 | 24.82 | 0
2 | 9 | 02:00 | 0 | 2019-02-09 | 2 | 28.02 | 0.41 | 28.43 | 0
2 | 9 | 03:00 | 0 | 2019-02-09 | 3 | 27.52 | 0.4 | 27.92 | 0
2 | 9 | 04:00 | 0 | 2019-02-09 | 4 | 24.64 | 0.37 | 25.01 | 0
2 | 9 | 05:00 | 0 | 2019-02-09 | 5 | 28.43 | 0.38 | 28.81 | 0
2 | 9 | 06:00 | 0 | 2019-02-09 | 6 | 27.11 | 0.37 | 27.48 | 0
2 | 9 | 07:00 | 3 | 2019-02-09 | 7 | 26.97 | 0.46 | 27.43 | 82.29
2 | 9 | 08:00 | 3548 | 2019-02-09 | 8 | 37.98 | 1.81 | 39.79 | 141174.92
2 | 9 | 09:00 | 14060 | 2019-02-09 | 9 | 23.87 | 0.67 | 24.54 | 345032.4
2 | 9 | 10:00 | 22863 | 2019-02-09 | 10 | 21.87 | 0.45 | 22.32 | 510302.16
2 | 9 | 11:00 | 26705 | 2019-02-09 | 11 | 26.16 | 0.41 | 26.57 | 709551.85
2 | 9 | 12:00 | 29332 | 2019-02-09 | 12 | 25.56 | 0.4 | 25.96 | 761458.72
2 | 9 | 13:00 | 28389 | 2019-02-09 | 13 | 25.02 | 0.45 | 25.47 | 723067.83
2 | 9 | 14:00 | 25337 | 2019-02-09 | 14 | 16.97 | 0.42 | 17.39 | 440610.43
2 | 9 | 15:00 | 18621 | 2019-02-09 | 15 | 24.31 | 0.41 | 24.72 | 460311.12
2 | 9 | 16:00 | 9567 | 2019-02-09 | 16 | 28.72 | 0.42 | 29.14 | 278782.38
2 | 9 | 17:00 | 2311 | 2019-02-09 | 17 | 38.39 | 0.57 | 38.96 | 90036.56
2 | 9 | 18:00 | 5 | 2019-02-09 | 18 | 45.41 | 0.54 | 45.95 | 229.75
2 | 9 | 19:00 | 0 | 2019-02-09 | 19 | 52.08 | 0.57 | 52.65 | 0
2 | 9 | 20:00 | 0 | 2019-02-09 | 20 | 51.37 | 0.69 | 52.06 | 0
2 | 9 | 21:00 | 0 | 2019-02-09 | 21 | 44.34 | 0.71 | 45.05 | 0
2 | 9 | 22:00 | 0 | 2019-02-09 | 22 | 38.09 | 0.74 | 38.83 | 0
2 | 9 | 23:00 | 0 | 2019-02-09 | 23 | 33.04 | 1.2 | 34.24 | 0
2 | 9 | 24:00 | 0 | 2019-02-09 | 24 | 30.44 | 0.79 | 31.23 | 0
2 | 10 | 01:00 | 0 | 2019-02-10 | 1 | 38.06 | 1.23 | 39.29 | 0
2 | 10 | 02:00 | 0 | 2019-02-10 | 2 | 40.74 | 1.24 | 41.98 | 0
2 | 10 | 03:00 | 0 | 2019-02-10 | 3 | 40.53 | 0.68 | 41.21 | 0
2 | 10 | 04:00 | 0 | 2019-02-10 | 4 | 41.58 | 0.71 | 42.29 | 0
2 | 10 | 05:00 | 0 | 2019-02-10 | 5 | 29.53 | 0.65 | 30.18 | 0
2 | 10 | 06:00 | 0 | 2019-02-10 | 6 | 41.17 | 1.35 | 42.52 | 0
2 | 10 | 07:00 | 4 | 2019-02-10 | 7 | 26.88 | 1.23 | 28.11 | 112.44
2 | 10 | 08:00 | 2675 | 2019-02-10 | 8 | 47.33 | 1.94 | 49.27 | 131797.25
2 | 10 | 09:00 | 12865 | 2019-02-10 | 9 | 25.35 | 0.75 | 26.1 | 335776.5
2 | 10 | 10:00 | 22218 | 2019-02-10 | 10 | 23.45 | 0.63 | 24.08 | 535009.44
2 | 10 | 11:00 | 26347 | 2019-02-10 | 11 | 22.69 | 0.6 | 23.29 | 613621.63
2 | 10 | 12:00 | 26396 | 2019-02-10 | 12 | 25.35 | 0.59 | 25.94 | 684712.24
2 | 10 | 13:00 | 26969 | 2019-02-10 | 13 | 24.64 | 0.6 | 25.24 | 680697.56
2 | 10 | 14:00 | 24532 | 2019-02-10 | 14 | 27.01 | 0.79 | 27.8 | 681989.6
2 | 10 | 15:00 | 17118 | 2019-02-10 | 15 | 25.63 | 0.78 | 26.41 | 452086.38
2 | 10 | 16:00 | 7949 | 2019-02-10 | 16 | 24.56 | 0.64 | 25.2 | 200314.8
2 | 10 | 17:00 | 1954 | 2019-02-10 | 17 | 34.42 | 1.13 | 35.55 | 69464.7
2 | 10 | 18:00 | 4 | 2019-02-10 | 18 | 61.02 | 1.61 | 62.63 | 250.52
2 | 10 | 19:00 | 0 | 2019-02-10 | 19 | 89.1 | 2.8 | 91.9 | 0
2 | 10 | 20:00 | 0 | 2019-02-10 | 20 | 56.25 | 0.91 | 57.16 | 0
2 | 10 | 21:00 | 0 | 2019-02-10 | 21 | 50.5 | 1.47 | 51.97 | 0
2 | 10 | 22:00 | 0 | 2019-02-10 | 22 | 44.48 | 1.63 | 46.11 | 0
2 | 10 | 23:00 | 0 | 2019-02-10 | 23 | 35.35 | 0.95 | 36.3 | 0
2 | 10 | 24:00 | 0 | 2019-02-10 | 24 | 25.94 | 0.77 | 26.71 | 0
2 | 11 | 01:00 | 0 | 2019-02-11 | 1 | 26.56 | 0.75 | 27.31 | 0
2 | 11 | 02:00 | 0 | 2019-02-11 | 2 | 24.21 | 0.65 | 24.86 | 0
2 | 11 | 03:00 | 0 | 2019-02-11 | 3 | 26.49 | 0.63 | 27.12 | 0
2 | 11 | 04:00 | 0 | 2019-02-11 | 4 | 30.57 | 0.63 | 31.2 | 0
2 | 11 | 05:00 | 0 | 2019-02-11 | 5 | 32.39 | 0.66 | 33.05 | 0
2 | 11 | 06:00 | 0 | 2019-02-11 | 6 | 28.46 | 0.89 | 29.35 | 0
2 | 11 | 07:00 | 0 | 2019-02-11 | 7 | 49.81 | 1.38 | 51.19 | 0
2 | 11 | 08:00 | 1748 | 2019-02-11 | 8 | 55.32 | 1.73 | 57.05 | 99723.4
2 | 11 | 09:00 | 9823 | 2019-02-11 | 9 | 42.91 | 1.26 | 44.17 | 433881.91
2 | 11 | 10:00 | 18535 | 2019-02-11 | 10 | 42.69 | 1.28 | 43.97 | 814983.95
2 | 11 | 11:00 | 24986 | 2019-02-11 | 11 | 26.23 | 1.09 | 27.32 | 682617.52
2 | 11 | 12:00 | 27934 | 2019-02-11 | 12 | 29.69 | 1.12 | 30.81 | 860646.54
2 | 11 | 13:00 | 26853 | 2019-02-11 | 13 | 28.23 | 1.13 | 29.36 | 788404.08
2 | 11 | 14:00 | 23703 | 2019-02-11 | 14 | 26.86 | 1.14 | 28 | 663684
2 | 11 | 15:00 | 17576 | 2019-02-11 | 15 | 24.78 | 1.12 | 25.9 | 455218.4
2 | 11 | 16:00 | 9346 | 2019-02-11 | 16 | 28.64 | 1.11 | 29.75 | 278043.5
2 | 11 | 17:00 | 2028 | 2019-02-11 | 17 | 33.64 | 1.15 | 34.79 | 70554.12
2 | 11 | 18:00 | 3 | 2019-02-11 | 18 | 41.2 | 1.27 | 42.47 | 127.41
2 | 11 | 19:00 | 0 | 2019-02-11 | 19 | 45.08 | 1.17 | 46.25 | 0
2 | 11 | 20:00 | 0 | 2019-02-11 | 20 | 39.17 | 1.23 | 40.4 | 0
2 | 11 | 21:00 | 0 | 2019-02-11 | 21 | 35.58 | 1.26 | 36.84 | 0
2 | 11 | 22:00 | 0 | 2019-02-11 | 22 | 31.31 | 1.11 | 32.42 | 0
2 | 11 | 23:00 | 0 | 2019-02-11 | 23 | 35.68 | 1.28 | 36.96 | 0
2 | 11 | 24:00 | 0 | 2019-02-11 | 24 | 29.07 | 0.78 | 29.85 | 0
2 | 12 | 01:00 | 0 | 2019-02-12 | 1 | 27.83 | 0.46 | 28.29 | 0
2 | 12 | 02:00 | 0 | 2019-02-12 | 2 | 19.81 | 0.65 | 20.46 | 0
2 | 12 | 03:00 | 0 | 2019-02-12 | 3 | 25.56 | 0.61 | 26.17 | 0
2 | 12 | 04:00 | 0 | 2019-02-12 | 4 | 26.48 | 0.56 | 27.04 | 0
2 | 12 | 05:00 | 0 | 2019-02-12 | 5 | 33.1 | 0.54 | 33.64 | 0
2 | 12 | 06:00 | 0 | 2019-02-12 | 6 | 40.03 | 0.74 | 40.77 | 0
2 | 12 | 07:00 | 36 | 2019-02-12 | 7 | 41.69 | 0.84 | 42.53 | 1531.08
2 | 12 | 08:00 | 1700 | 2019-02-12 | 8 | 39.52 | 1.13 | 40.65 | 69105
2 | 12 | 09:00 | 3966 | 2019-02-12 | 9 | 38.02 | 0.95 | 38.97 | 154555.02
2 | 12 | 10:00 | 5364 | 2019-02-12 | 10 | 31.68 | 0.91 | 32.59 | 174812.76
2 | 12 | 11:00 | 6706 | 2019-02-12 | 11 | 37.7 | 0.94 | 38.64 | 259119.84
2 | 12 | 12:00 | 7033 | 2019-02-12 | 12 | 44.26 | 0.92 | 45.18 | 317750.94
2 | 12 | 13:00 | 5218 | 2019-02-12 | 13 | 54.1 | 1.07 | 55.17 | 287877.06
2 | 12 | 14:00 | 3866 | 2019-02-12 | 14 | 50.41 | 1.09 | 51.5 | 199099
2 | 12 | 15:00 | 2708 | 2019-02-12 | 15 | 48.74 | 1 | 49.74 | 134695.92
2 | 12 | 16:00 | 1119 | 2019-02-12 | 16 | 42.81 | 0.87 | 43.68 | 48877.92
2 | 12 | 17:00 | 33 | 2019-02-12 | 17 | 46.52 | 0.94 | 47.46 | 1566.18
2 | 12 | 18:00 | 0 | 2019-02-12 | 18 | 59.67 | 1.1 | 60.77 | 0
2 | 12 | 19:00 | 0 | 2019-02-12 | 19 | 70.4 | 1.27 | 71.67 | 0
2 | 12 | 20:00 | 0 | 2019-02-12 | 20 | 51.38 | 0.98 | 52.36 | 0
2 | 12 | 21:00 | 0 | 2019-02-12 | 21 | 48.91 | 1.34 | 50.25 | 0
2 | 12 | 22:00 | 0 | 2019-02-12 | 22 | 38.64 | 1.05 | 39.69 | 0
2 | 12 | 23:00 | 0 | 2019-02-12 | 23 | 26.57 | 1.42 | 27.99 | 0
2 | 12 | 24:00 | 0 | 2019-02-12 | 24 | 25.52 | 0.79 | 26.31 | 0
2 | 13 | 01:00 | 0 | 2019-02-13 | 1 | 34.88 | 0.77 | 35.65 | 0
2 | 13 | 02:00 | 0 | 2019-02-13 | 2 | 21.8 | 0.84 | 22.64 | 0
2 | 13 | 03:00 | 0 | 2019-02-13 | 3 | 24.43 | 0.9 | 25.33 | 0
2 | 13 | 04:00 | 0 | 2019-02-13 | 4 | 38.8 | 0.84 | 39.64 | 0
2 | 13 | 05:00 | 0 | 2019-02-13 | 5 | 37.83 | 0.88 | 38.71 | 0
2 | 13 | 06:00 | 0 | 2019-02-13 | 6 | 39.93 | 1.65 | 41.58 | 0
2 | 13 | 07:00 | 0 | 2019-02-13 | 7 | 46.39 | 1.82 | 48.21 | 0
2 | 13 | 08:00 | 0 | 2019-02-13 | 8 | 42.38 | 1.87 | 44.25 | 0
2 | 13 | 09:00 | 54 | 2019-02-13 | 9 | 47.77 | 1.47 | 49.24 | 2658.96
2 | 13 | 10:00 | 100 | 2019-02-13 | 10 | 56.51 | 1.72 | 58.23 | 5823
2 | 13 | 11:00 | 133 | 2019-02-13 | 11 | 52.34 | 1.49 | 53.83 | 7159.39
2 | 13 | 12:00 | 1630 | 2019-02-13 | 12 | 43.99 | 1.63 | 45.62 | 74360.6
2 | 13 | 13:00 | 7535 | 2019-02-13 | 13 | 32.24 | 1.37 | 33.61 | 253251.35
2 | 13 | 14:00 | 3206 | 2019-02-13 | 14 | 38.23 | 1.35 | 39.58 | 126893.48
2 | 13 | 15:00 | 2760 | 2019-02-13 | 15 | 35.94 | 1.35 | 37.29 | 102920.4
2 | 13 | 16:00 | 1132 | 2019-02-13 | 16 | 40.66 | 1.39 | 42.05 | 47600.6
2 | 13 | 17:00 | 521 | 2019-02-13 | 17 | 46.53 | 1.42 | 47.95 | 24981.95
2 | 13 | 18:00 | 5 | 2019-02-13 | 18 | 73.12 | 1.45 | 74.57 | 372.85
2 | 13 | 19:00 | 0 | 2019-02-13 | 19 | 74.05 | 1.44 | 75.49 | 0
2 | 13 | 20:00 | 0 | 2019-02-13 | 20 | 68.85 | 1.27 | 70.12 | 0
2 | 13 | 21:00 | 0 | 2019-02-13 | 21 | 69.42 | 1.27 | 70.69 | 0
2 | 13 | 22:00 | 0 | 2019-02-13 | 22 | 63.77 | 2.5 | 66.27 | 0
2 | 13 | 23:00 | 0 | 2019-02-13 | 23 | 37.23 | 1.75 | 38.98 | 0
2 | 13 | 24:00 | 0 | 2019-02-13 | 24 | 26.41 | 1.01 | 27.42 | 0
2 | 14 | 01:00 | 0 | 2019-02-14 | 1 | 33.13 | 0.56 | 33.69 | 0
2 | 14 | 02:00 | 0 | 2019-02-14 | 2 | 35.72 | 0.53 | 36.25 | 0
2 | 14 | 03:00 | 0 | 2019-02-14 | 3 | 35.09 | 0.69 | 35.78 | 0
2 | 14 | 04:00 | 0 | 2019-02-14 | 4 | 33.69 | 0.57 | 34.26 | 0
2 | 14 | 05:00 | 0 | 2019-02-14 | 5 | 36.84 | 0.73 | 37.57 | 0
2 | 14 | 06:00 | 0 | 2019-02-14 | 6 | 33.13 | 0.8 | 33.93 | 0
2 | 14 | 07:00 | 2 | 2019-02-14 | 7 | 44.75 | 0.83 | 45.58 | 91.16
2 | 14 | 08:00 | 971 | 2019-02-14 | 8 | 57.78 | 1.82 | 59.6 | 57871.6
2 | 14 | 09:00 | 8082 | 2019-02-14 | 9 | 44.38 | 1.08 | 45.46 | 367407.72
2 | 14 | 10:00 | 16063 | 2019-02-14 | 10 | 33.47 | 0.96 | 34.43 | 553049.09
2 | 14 | 11:00 | 20242 | 2019-02-14 | 11 | 27.5 | 1 | 28.5 | 576897
2 | 14 | 12:00 | 22025 | 2019-02-14 | 12 | 26.23 | 1 | 27.23 | 599740.75
2 | 14 | 13:00 | 21310 | 2019-02-14 | 13 | 22.99 | 1.03 | 24.02 | 511866.2
2 | 14 | 14:00 | 21124 | 2019-02-14 | 14 | 22.58 | 1.01 | 23.59 | 498315.16
2 | 14 | 15:00 | 16120 | 2019-02-14 | 15 | 22.82 | 0.99 | 23.81 | 383817.2
2 | 14 | 16:00 | 7437 | 2019-02-14 | 16 | 25.48 | 1.05 | 26.53 | 197303.61
2 | 14 | 17:00 | 2028 | 2019-02-14 | 17 | 26.97 | 1.13 | 28.1 | 56986.8
2 | 14 | 18:00 | 21 | 2019-02-14 | 18 | 30.28 | 1.02 | 31.3 | 657.3
2 | 14 | 19:00 | 0 | 2019-02-14 | 19 | 43.43 | 1.34 | 44.77 | 0
2 | 14 | 20:00 | 0 | 2019-02-14 | 20 | 50.17 | 1.16 | 51.33 | 0
2 | 14 | 21:00 | 0 | 2019-02-14 | 21 | 50.59 | 1.32 | 51.91 | 0
2 | 14 | 22:00 | 0 | 2019-02-14 | 22 | 32.24 | 1.04 | 33.28 | 0
2 | 14 | 23:00 | 0 | 2019-02-14 | 23 | 25.02 | 1.18 | 26.2 | 0
2 | 14 | 24:00 | 0 | 2019-02-14 | 24 | 38.53 | 1.13 | 39.66 | 0
2 | 15 | 01:00 | 0 | 2019-02-15 | 1 | 35.39 | 0.48 | 35.87 | 0
2 | 15 | 02:00 | 0 | 2019-02-15 | 2 | 43.27 | 0.55 | 43.82 | 0
2 | 15 | 03:00 | 0 | 2019-02-15 | 3 | 51.89 | 0.59 | 52.48 | 0
2 | 15 | 04:00 | 0 | 2019-02-15 | 4 | 27.07 | 0.39 | 27.46 | 0
2 | 15 | 05:00 | 0 | 2019-02-15 | 5 | 26.47 | 0.38 | 26.85 | 0
2 | 15 | 06:00 | 0 | 2019-02-15 | 6 | 33.46 | 0.51 | 33.97 | 0
2 | 15 | 07:00 | 1 | 2019-02-15 | 7 | 43.44 | 0.96 | 44.4 | 44.4
2 | 15 | 08:00 | 422 | 2019-02-15 | 8 | 47.69 | 1.17 | 48.86 | 20618.92
2 | 15 | 09:00 | 1720 | 2019-02-15 | 9 | 56.7 | 1.29 | 57.99 | 99742.8
2 | 15 | 10:00 | 1620 | 2019-02-15 | 10 | 79.95 | 2.11 | 82.06 | 132937.2
2 | 15 | 11:00 | 731 | 2019-02-15 | 11 | 74.03 | 1.91 | 75.94 | 55512.14
2 | 15 | 12:00 | 1110 | 2019-02-15 | 12 | 51.84 | 1.38 | 53.22 | 59074.2
2 | 15 | 13:00 | 1258 | 2019-02-15 | 13 | 48.35 | 1.87 | 50.22 | 63176.76
2 | 15 | 14:00 | 1150 | 2019-02-15 | 14 | 36.58 | 1.31 | 37.89 | 43573.5
2 | 15 | 15:00 | 1309 | 2019-02-15 | 15 | 25.54 | 0.86 | 26.4 | 34557.6
2 | 15 | 16:00 | 808 | 2019-02-15 | 16 | 23.03 | 0.85 | 23.88 | 19295.04
2 | 15 | 17:00 | 161 | 2019-02-15 | 17 | 31.71 | 1.11 | 32.82 | 5284.02
2 | 15 | 18:00 | 0 | 2019-02-15 | 18 | 45.83 | 0.97 | 46.8 | 0
2 | 15 | 19:00 | 0 | 2019-02-15 | 19 | 46.83 | 0.98 | 47.81 | 0
2 | 15 | 20:00 | 0 | 2019-02-15 | 20 | 35.09 | 1.06 | 36.15 | 0
2 | 15 | 21:00 | 0 | 2019-02-15 | 21 | 29.75 | 1.2 | 30.95 | 0
2 | 15 | 22:00 | 0 | 2019-02-15 | 22 | 22.67 | 0.89 | 23.56 | 0
2 | 15 | 23:00 | 0 | 2019-02-15 | 23 | 22.4 | 1.29 | 23.69 | 0
2 | 15 | 24:00 | 0 | 2019-02-15 | 24 | 24.12 | 1.28 | 25.4 | 0
2 | 16 | 01:00 | 0 | 2019-02-16 | 1 | 18.29 | 0.31 | 18.6 | 0
2 | 16 | 02:00 | 0 | 2019-02-16 | 2 | 17.04 | 0.15 | 17.19 | 0
2 | 16 | 03:00 | 0 | 2019-02-16 | 3 | 16.2 | 0.15 | 16.35 | 0
2 | 16 | 04:00 | 0 | 2019-02-16 | 4 | 11.24 | 0.42 | 11.66 | 0
2 | 16 | 05:00 | 0 | 2019-02-16 | 5 | 14.47 | 0.15 | 14.62 | 0
2 | 16 | 06:00 | 0 | 2019-02-16 | 6 | 14.35 | 0.12 | 14.47 | 0
2 | 16 | 07:00 | 5 | 2019-02-16 | 7 | 22.17 | 0.75 | 22.92 | 114.6
2 | 16 | 08:00 | 3381 | 2019-02-16 | 8 | 16.37 | 0.74 | 17.11 | 57848.91
2 | 16 | 09:00 | 10792 | 2019-02-16 | 9 | 16.51 | 0.37 | 16.88 | 182168.96
2 | 16 | 10:00 | 14724 | 2019-02-16 | 10 | 16.49 | 0.26 | 16.75 | 246627
2 | 16 | 11:00 | 17213 | 2019-02-16 | 11 | 15.57 | 0.16 | 15.73 | 270760.49
2 | 16 | 12:00 | 13692 | 2019-02-16 | 12 | 17.07 | 0.23 | 17.3 | 236871.6
2 | 16 | 13:00 | 13892 | 2019-02-16 | 13 | 8.93 | 0.2 | 9.13 | 126833.96
2 | 16 | 14:00 | 16119 | 2019-02-16 | 14 | 0 | 0.33 | 0.33 | 5319.27
2 | 16 | 15:00 | 14719 | 2019-02-16 | 15 | 2.66 | 0.27 | 2.93 | 43126.67
2 | 16 | 16:00 | 6796 | 2019-02-16 | 16 | 16.11 | 0.15 | 16.26 | 110502.96
2 | 16 | 17:00 | 2141 | 2019-02-16 | 17 | 24.05 | 0.17 | 24.22 | 51855.02
2 | 16 | 18:00 | 35 | 2019-02-16 | 18 | 36.98 | 0.43 | 37.41 | 1309.35
2 | 16 | 19:00 | 0 | 2019-02-16 | 19 | 39.9 | 0.41 | 40.31 | 0
2 | 16 | 20:00 | 0 | 2019-02-16 | 20 | 39.22 | 0.32 | 39.54 | 0
2 | 16 | 21:00 | 0 | 2019-02-16 | 21 | 21.8 | 0.23 | 22.03 | 0
2 | 16 | 22:00 | 0 | 2019-02-16 | 22 | 21.93 | 0.26 | 22.19 | 0
2 | 16 | 23:00 | 0 | 2019-02-16 | 23 | 19.78 | 0.23 | 20.01 | 0
2 | 16 | 24:00 | 0 | 2019-02-16 | 24 | 16.5 | 0.3 | 16.8 | 0
2 | 17 | 01:00 | 0 | 2019-02-17 | 1 | 17.08 | 1.11 | 18.19 | 0
2 | 17 | 02:00 | 0 | 2019-02-17 | 2 | 16.41 | 0.78 | 17.19 | 0
2 | 17 | 03:00 | 0 | 2019-02-17 | 3 | 15.53 | 0.61 | 16.14 | 0
2 | 17 | 04:00 | 0 | 2019-02-17 | 4 | 16.4 | 0.78 | 17.18 | 0
2 | 17 | 05:00 | 0 | 2019-02-17 | 5 | 13.56 | 0.78 | 14.34 | 0
2 | 17 | 06:00 | 0 | 2019-02-17 | 6 | 16.91 | 0.77 | 17.68 | 0
2 | 17 | 07:00 | 45 | 2019-02-17 | 7 | 26.11 | 2.16 | 28.27 | 1272.15
2 | 17 | 08:00 | 4591 | 2019-02-17 | 8 | 25.37 | 1.71 | 27.08 | 124324.28
2 | 17 | 09:00 | 14768 | 2019-02-17 | 9 | 21.31 | 1.08 | 22.39 | 330655.52
2 | 17 | 10:00 | 22030 | 2019-02-17 | 10 | 16.47 | 0.87 | 17.34 | 382000.2
2 | 17 | 11:00 | 25912 | 2019-02-17 | 11 | 15.3 | 0.7 | 16 | 414592
2 | 17 | 12:00 | 27542 | 2019-02-17 | 12 | 19.89 | 0.63 | 20.52 | 565161.84
2 | 17 | 13:00 | 26828 | 2019-02-17 | 13 | 8.92 | 0.74 | 9.66 | 259158.48
2 | 17 | 14:00 | 23730 | 2019-02-17 | 14 | 17.33 | 0.72 | 18.05 | 428326.5
2 | 17 | 15:00 | 13410 | 2019-02-17 | 15 | 16.68 | 0.69 | 17.37 | 232931.7
2 | 17 | 16:00 | 6759 | 2019-02-17 | 16 | 18.1 | 0.68 | 18.78 | 126934.02
2 | 17 | 17:00 | 2037 | 2019-02-17 | 17 | 34.4 | 1.72 | 36.12 | 73576.44
2 | 17 | 18:00 | 44 | 2019-02-17 | 18 | 54.59 | 1.78 | 56.37 | 2480.28
2 | 17 | 19:00 | 0 | 2019-02-17 | 19 | 51.7 | 2.57 | 54.27 | 0
2 | 17 | 20:00 | 0 | 2019-02-17 | 20 | 36.58 | 0.8 | 37.38 | 0
2 | 17 | 21:00 | 0 | 2019-02-17 | 21 | 37.09 | 1.4 | 38.49 | 0
2 | 17 | 22:00 | 0 | 2019-02-17 | 22 | 26.22 | 1.27 | 27.49 | 0
2 | 17 | 23:00 | 0 | 2019-02-17 | 23 | 24.47 | 1.54 | 26.01 | 0
2 | 17 | 24:00 | 0 | 2019-02-17 | 24 | 20.71 | 1.26 | 21.97 | 0
2 | 18 | 01:00 | 0 | 2019-02-18 | 1 | 20.6 | 0.68 | 21.28 | 0
2 | 18 | 02:00 | 0 | 2019-02-18 | 2 | 22.57 | 0.3 | 22.87 | 0
2 | 18 | 03:00 | 0 | 2019-02-18 | 3 | 20.48 | 0.29 | 20.77 | 0
2 | 18 | 04:00 | 0 | 2019-02-18 | 4 | 19.98 | 0.35 | 20.33 | 0
2 | 18 | 05:00 | 0 | 2019-02-18 | 5 | 21.06 | 0.32 | 21.38 | 0
2 | 18 | 06:00 | 0 | 2019-02-18 | 6 | 22.18 | 0.61 | 22.79 | 0
2 | 18 | 07:00 | 0 | 2019-02-18 | 7 | 28.22 | 1.66 | 29.88 | 0
2 | 18 | 08:00 | 8 | 2019-02-18 | 8 | 26.12 | 2.15 | 28.27 | 226.16
2 | 18 | 09:00 | 89 | 2019-02-18 | 9 | 47.88 | 1.38 | 49.26 | 4384.14
2 | 18 | 10:00 | 326 | 2019-02-18 | 10 | 52.65 | 1.43 | 54.08 | 17630.08
2 | 18 | 11:00 | 604 | 2019-02-18 | 11 | 48.58 | 1.45 | 50.03 | 30218.12
2 | 18 | 12:00 | 658 | 2019-02-18 | 12 | 53.27 | 1.41 | 54.68 | 35979.44
2 | 18 | 13:00 | 903 | 2019-02-18 | 13 | 60.59 | 1.55 | 62.14 | 56112.42
2 | 18 | 14:00 | 733 | 2019-02-18 | 14 | 51.91 | 1.35 | 53.26 | 39039.58
2 | 18 | 15:00 | 667 | 2019-02-18 | 15 | 46.39 | 1.34 | 47.73 | 31835.91
2 | 18 | 16:00 | 418 | 2019-02-18 | 16 | 43.37 | 1.46 | 44.83 | 18738.94
2 | 18 | 17:00 | 255 | 2019-02-18 | 17 | 42.96 | 0.78 | 43.74 | 11153.7
2 | 18 | 18:00 | 0 | 2019-02-18 | 18 | 47.74 | 1 | 48.74 | 0
2 | 18 | 19:00 | 0 | 2019-02-18 | 19 | 45.16 | 0.84 | 46 | 0
2 | 18 | 20:00 | 0 | 2019-02-18 | 20 | 49.31 | 1.61 | 50.92 | 0
2 | 18 | 21:00 | 0 | 2019-02-18 | 21 | 30.78 | 0.98 | 31.76 | 0
2 | 18 | 22:00 | 0 | 2019-02-18 | 22 | 26.28 | 0.84 | 27.12 | 0
2 | 18 | 23:00 | 0 | 2019-02-18 | 23 | 37.5 | 1.72 | 39.22 | 0
2 | 18 | 24:00 | 0 | 2019-02-18 | 24 | 42.64 | 1.98 | 44.62 | 0
2 | 19 | 01:00 | 0 | 2019-02-19 | 1 | 32.47 | 0.65 | 33.12 | 0
2 | 19 | 02:00 | 0 | 2019-02-19 | 2 | 22.49 | 0.3 | 22.79 | 0
2 | 19 | 03:00 | 0 | 2019-02-19 | 3 | 22.98 | 0.2 | 23.18 | 0
2 | 19 | 04:00 | 0 | 2019-02-19 | 4 | 22.97 | 0.3 | 23.27 | 0
2 | 19 | 05:00 | 0 | 2019-02-19 | 5 | 26.75 | 0.27 | 27.02 | 0
2 | 19 | 06:00 | 0 | 2019-02-19 | 6 | 23.94 | 0.4 | 24.34 | 0
2 | 19 | 07:00 | 2 | 2019-02-19 | 7 | 26.34 | 0.52 | 26.86 | 53.72
2 | 19 | 08:00 | 757 | 2019-02-19 | 8 | 28.62 | 0.81 | 29.43 | 22278.51
2 | 19 | 09:00 | 2900 | 2019-02-19 | 9 | 26.27 | 0.64 | 26.91 | 78039
2 | 19 | 10:00 | 6041 | 2019-02-19 | 10 | 27.25 | 0.84 | 28.09 | 169691.69
2 | 19 | 11:00 | 12020 | 2019-02-19 | 11 | 25.62 | 0.71 | 26.33 | 316486.6
2 | 19 | 12:00 | 18461 | 2019-02-19 | 12 | 23.59 | 0.59 | 24.18 | 446386.98
2 | 19 | 13:00 | 21522 | 2019-02-19 | 13 | 24.33 | 0.67 | 25 | 538050
2 | 19 | 14:00 | 21352 | 2019-02-19 | 14 | 24.53 | 0.69 | 25.22 | 538497.44
2 | 19 | 15:00 | 16804 | 2019-02-19 | 15 | 23.43 | 0.61 | 24.04 | 403968.16
2 | 19 | 16:00 | 9037 | 2019-02-19 | 16 | 22.49 | 0.59 | 23.08 | 208573.96
2 | 19 | 17:00 | 2409 | 2019-02-19 | 17 | 22.62 | 0.57 | 23.19 | 55864.71
2 | 19 | 18:00 | 36 | 2019-02-19 | 18 | 30.74 | 0.66 | 31.4 | 1130.4
2 | 19 | 19:00 | 0 | 2019-02-19 | 19 | 28.66 | 0.75 | 29.41 | 0
2 | 19 | 20:00 | 0 | 2019-02-19 | 20 | 24.93 | 0.63 | 25.56 | 0
2 | 19 | 21:00 | 0 | 2019-02-19 | 21 | 24.74 | 0.67 | 25.41 | 0
2 | 19 | 22:00 | 0 | 2019-02-19 | 22 | 22.62 | 0.62 | 23.24 | 0
2 | 19 | 23:00 | 0 | 2019-02-19 | 23 | 22.81 | 0.78 | 23.59 | 0
2 | 19 | 24:00 | 0 | 2019-02-19 | 24 | 31.11 | 0.41 | 31.52 | 0
2 | 20 | 01:00 | 0 | 2019-02-20 | 1 | 33.62 | 0.52 | 34.14 | 0
2 | 20 | 02:00 | 0 | 2019-02-20 | 2 | 24.53 | 0.46 | 24.99 | 0
2 | 20 | 03:00 | 0 | 2019-02-20 | 3 | 29.27 | 0.52 | 29.79 | 0
2 | 20 | 04:00 | 0 | 2019-02-20 | 4 | 24.63 | 0.48 | 25.11 | 0
2 | 20 | 05:00 | 0 | 2019-02-20 | 5 | 26.91 | 0.5 | 27.41 | 0
2 | 20 | 06:00 | 0 | 2019-02-20 | 6 | 42.53 | 1.59 | 44.12 | 0
2 | 20 | 07:00 | 73 | 2019-02-20 | 7 | 41.83 | 1.18 | 43.01 | 3139.73
2 | 20 | 08:00 | 2562 | 2019-02-20 | 8 | 48.97 | 1.29 | 50.26 | 128766.12
2 | 20 | 09:00 | 8098 | 2019-02-20 | 9 | 47.64 | 1.43 | 49.07 | 397368.86
2 | 20 | 10:00 | 12087 | 2019-02-20 | 10 | 47.37 | 1.04 | 48.41 | 585131.67
2 | 20 | 11:00 | 13492 | 2019-02-20 | 11 | 46.67 | 0.96 | 47.63 | 642623.96
2 | 20 | 12:00 | 11481 | 2019-02-20 | 12 | 51.45 | 1.07 | 52.52 | 602982.12
2 | 20 | 13:00 | 8445 | 2019-02-20 | 13 | 50.2 | 1.23 | 51.43 | 434326.35
2 | 20 | 14:00 | 6873 | 2019-02-20 | 14 | 45.97 | 1.54 | 47.51 | 326536.23
2 | 20 | 15:00 | 6411 | 2019-02-20 | 15 | 49.36 | 1.53 | 50.89 | 326255.79
2 | 20 | 16:00 | 3347 | 2019-02-20 | 16 | 51.92 | 1.49 | 53.41 | 178763.27
2 | 20 | 17:00 | 1239 | 2019-02-20 | 17 | 59.23 | 1.68 | 60.91 | 75467.49
2 | 20 | 18:00 | 24 | 2019-02-20 | 18 | 60.52 | 1.35 | 61.87 | 1484.88
2 | 20 | 19:00 | 0 | 2019-02-20 | 19 | 63.77 | 1.1 | 64.87 | 0
2 | 20 | 20:00 | 0 | 2019-02-20 | 20 | 53.02 | 1.46 | 54.48 | 0
2 | 20 | 21:00 | 0 | 2019-02-20 | 21 | 39.88 | 1.39 | 41.27 | 0
2 | 20 | 22:00 | 0 | 2019-02-20 | 22 | 29.94 | 0.88 | 30.82 | 0
2 | 20 | 23:00 | 0 | 2019-02-20 | 23 | 43.03 | 1.42 | 44.45 | 0
2 | 20 | 24:00 | 0 | 2019-02-20 | 24 | 68.35 | 1.91 | 70.26 | 0
2 | 21 | 01:00 | 0 | 2019-02-21 | 1 | 72.5 | 2.03 | 74.53 | 0
2 | 21 | 02:00 | 0 | 2019-02-21 | 2 | 40.33 | 0.81 | 41.14 | 0
2 | 21 | 03:00 | 0 | 2019-02-21 | 3 | 40.05 | 0.83 | 40.88 | 0
2 | 21 | 04:00 | 0 | 2019-02-21 | 4 | 38.38 | 0.87 | 39.25 | 0
2 | 21 | 05:00 | 0 | 2019-02-21 | 5 | 38.98 | 0.84 | 39.82 | 0
2 | 21 | 06:00 | 0 | 2019-02-21 | 6 | 43.26 | 1.88 | 45.14 | 0
2 | 21 | 07:00 | 0 | 2019-02-21 | 7 | 37.98 | 1.14 | 39.12 | 0
2 | 21 | 08:00 | 0 | 2019-02-21 | 8 | 47.7 | 1.56 | 49.26 | 0
2 | 21 | 09:00 | 0 | 2019-02-21 | 9 | 82.01 | 1.73 | 83.74 | 0
2 | 21 | 10:00 | 124 | 2019-02-21 | 10 | 76.74 | 1.53 | 78.27 | 9705.48
2 | 21 | 11:00 | 2343 | 2019-02-21 | 11 | 73 | 1.81 | 74.81 | 175279.83
2 | 21 | 12:00 | 12689 | 2019-02-21 | 12 | 58.75 | 2.6 | 61.35 | 778470.15
2 | 21 | 13:00 | 11670 | 2019-02-21 | 13 | 37.93 | 1.82 | 39.75 | 463882.5
2 | 21 | 14:00 | 10948 | 2019-02-21 | 14 | 25.91 | 1.19 | 27.1 | 296690.8
2 | 21 | 15:00 | 8881 | 2019-02-21 | 15 | 25.06 | 1.19 | 26.25 | 233126.25
2 | 21 | 16:00 | 4299 | 2019-02-21 | 16 | 26.27 | 1.21 | 27.48 | 118136.52
2 | 21 | 17:00 | 1209 | 2019-02-21 | 17 | 26.81 | 1.28 | 28.09 | 33960.81
2 | 21 | 18:00 | 11 | 2019-02-21 | 18 | 36.08 | 1.4 | 37.48 | 412.28
2 | 21 | 19:00 | 0 | 2019-02-21 | 19 | 53.28 | 1.63 | 54.91 | 0
2 | 21 | 20:00 | 0 | 2019-02-21 | 20 | 44.6 | 1.78 | 46.38 | 0
2 | 21 | 21:00 | 0 | 2019-02-21 | 21 | 34.17 | 1.48 | 35.65 | 0
2 | 21 | 22:00 | 0 | 2019-02-21 | 22 | 23.61 | 1.2 | 24.81 | 0
2 | 21 | 23:00 | 0 | 2019-02-21 | 23 | 23.35 | 1.26 | 24.61 | 0
2 | 21 | 24:00 | 0 | 2019-02-21 | 24 | 24.24 | 0.86 | 25.1 | 0
2 | 22 | 01:00 | 0 | 2019-02-22 | 1 | 25.94 | 0.37 | 26.31 | 0
2 | 22 | 02:00 | 0 | 2019-02-22 | 2 | 25.66 | 0.38 | 26.04 | 0
2 | 22 | 03:00 | 0 | 2019-02-22 | 3 | 26.36 | 0.34 | 26.7 | 0
2 | 22 | 04:00 | 0 | 2019-02-22 | 4 | 26.7 | 0.37 | 27.07 | 0
2 | 22 | 05:00 | 0 | 2019-02-22 | 5 | 36.79 | 0.41 | 37.2 | 0
2 | 22 | 06:00 | 0 | 2019-02-22 | 6 | 33.15 | 0.75 | 33.9 | 0
2 | 22 | 07:00 | 36 | 2019-02-22 | 7 | 38.67 | 0.83 | 39.5 | 1422
2 | 22 | 08:00 | 2119 | 2019-02-22 | 8 | 42.9 | 1.14 | 44.04 | 93320.76
2 | 22 | 09:00 | 7230 | 2019-02-22 | 9 | 42.25 | 0.99 | 43.24 | 312625.2
2 | 22 | 10:00 | 12602 | 2019-02-22 | 10 | 37.49 | 1.28 | 38.77 | 488579.54
2 | 22 | 11:00 | 22652 | 2019-02-22 | 11 | 27.73 | 0.82 | 28.55 | 646714.6
2 | 22 | 12:00 | 25995 | 2019-02-22 | 12 | 24.41 | 0.88 | 25.29 | 657413.55
2 | 22 | 13:00 | 27252 | 2019-02-22 | 13 | 24.02 | 0.89 | 24.91 | 678847.32
2 | 22 | 14:00 | 24588 | 2019-02-22 | 14 | 23.64 | 0.88 | 24.52 | 602897.76
2 | 22 | 15:00 | 18630 | 2019-02-22 | 15 | 23.88 | 0.89 | 24.77 | 461465.1
2 | 22 | 16:00 | 9435 | 2019-02-22 | 16 | 25.59 | 0.88 | 26.47 | 249744.45
2 | 22 | 17:00 | 2709 | 2019-02-22 | 17 | 34.88 | 1.38 | 36.26 | 98228.34
2 | 22 | 18:00 | 104 | 2019-02-22 | 18 | 41.21 | 1.33 | 42.54 | 4424.16
2 | 22 | 19:00 | 0 | 2019-02-22 | 19 | 36.66 | 0.88 | 37.54 | 0
2 | 22 | 20:00 | 0 | 2019-02-22 | 20 | 41.11 | 1.63 | 42.74 | 0
2 | 22 | 21:00 | 0 | 2019-02-22 | 21 | 36.88 | 1.45 | 38.33 | 0
2 | 22 | 22:00 | 0 | 2019-02-22 | 22 | 34.51 | 1.6 | 36.11 | 0
2 | 22 | 23:00 | 0 | 2019-02-22 | 23 | 22 | 0.96 | 22.96 | 0
2 | 22 | 24:00 | 0 | 2019-02-22 | 24 | 21.82 | 0.44 | 22.26 | 0
2 | 23 | 01:00 | 0 | 2019-02-23 | 1 | 23.71 | 0.37 | 24.08 | 0
2 | 23 | 02:00 | 0 | 2019-02-23 | 2 | 26.12 | 0.38 | 26.5 | 0
2 | 23 | 03:00 | 0 | 2019-02-23 | 3 | 24.01 | 0.37 | 24.38 | 0
2 | 23 | 04:00 | 0 | 2019-02-23 | 4 | 21.94 | 0.35 | 22.29 | 0
2 | 23 | 05:00 | 0 | 2019-02-23 | 5 | 27.63 | 0.36 | 27.99 | 0
2 | 23 | 06:00 | 0 | 2019-02-23 | 6 | 27.31 | 0.37 | 27.68 | 0
2 | 23 | 07:00 | 188 | 2019-02-23 | 7 | 35 | 1.4 | 36.4 | 6843.2
2 | 23 | 08:00 | 6032 | 2019-02-23 | 8 | 25.84 | 0.82 | 26.66 | 160813.12
2 | 23 | 09:00 | 13637 | 2019-02-23 | 9 | 22.93 | 0.4 | 23.33 | 318151.21
2 | 23 | 10:00 | 17616 | 2019-02-23 | 10 | 21.01 | 0.37 | 21.38 | 376630.08
2 | 23 | 11:00 | 21684 | 2019-02-23 | 11 | 20.9 | 0.34 | 21.24 | 460568.16
2 | 23 | 12:00 | 21947 | 2019-02-23 | 12 | 21.16 | 0.34 | 21.5 | 471860.5
2 | 23 | 13:00 | 19621 | 2019-02-23 | 13 | 21.19 | 0.35 | 21.54 | 422636.34
2 | 23 | 14:00 | 14505 | 2019-02-23 | 14 | 21.15 | 0.34 | 21.49 | 311712.45
2 | 23 | 15:00 | 11588 | 2019-02-23 | 15 | 21.56 | 0.39 | 21.95 | 254356.6
2 | 23 | 16:00 | 7344 | 2019-02-23 | 16 | 30.91 | 1.01 | 31.92 | 234420.48
2 | 23 | 17:00 | 2641 | 2019-02-23 | 17 | 37.03 | 1.07 | 38.1 | 100622.1
2 | 23 | 18:00 | 194 | 2019-02-23 | 18 | 36.15 | 0.48 | 36.63 | 7106.22
2 | 23 | 19:00 | 0 | 2019-02-23 | 19 | 48.15 | 0.46 | 48.61 | 0
2 | 23 | 20:00 | 0 | 2019-02-23 | 20 | 47.06 | 0.6 | 47.66 | 0
2 | 23 | 21:00 | 0 | 2019-02-23 | 21 | 41.99 | 0.77 | 42.76 | 0
2 | 23 | 22:00 | 0 | 2019-02-23 | 22 | 36.41 | 0.97 | 37.38 | 0
2 | 23 | 23:00 | 0 | 2019-02-23 | 23 | 32.69 | 0.84 | 33.53 | 0
2 | 23 | 24:00 | 0 | 2019-02-23 | 24 | 28.91 | 0.77 | 29.68 | 0
2 | 24 | 01:00 | 0 | 2019-02-24 | 1 | 34.04 | 1.88 | 35.92 | 0
2 | 24 | 02:00 | 0 | 2019-02-24 | 2 | 21.91 | 0.56 | 22.47 | 0
2 | 24 | 03:00 | 0 | 2019-02-24 | 3 | 23.59 | 0.49 | 24.08 | 0
2 | 24 | 04:00 | 0 | 2019-02-24 | 4 | 23.59 | 0.5 | 24.09 | 0
2 | 24 | 05:00 | 0 | 2019-02-24 | 5 | 22.07 | 0.53 | 22.6 | 0
2 | 24 | 06:00 | 0 | 2019-02-24 | 6 | 23.49 | 0.51 | 24 | 0
2 | 24 | 07:00 | 0 | 2019-02-24 | 7 | 27.15 | 0.69 | 27.84 | 0
2 | 24 | 08:00 | 48 | 2019-02-24 | 8 | 23 | 0.71 | 23.71 | 1138.08
2 | 24 | 09:00 | 252 | 2019-02-24 | 9 | 34.19 | 0.75 | 34.94 | 8804.88
2 | 24 | 10:00 | 717 | 2019-02-24 | 10 | 62.59 | 1.17 | 63.76 | 45715.92
2 | 24 | 11:00 | 1240 | 2019-02-24 | 11 | 51.64 | 1.09 | 52.73 | 65385.2
2 | 24 | 12:00 | 2154 | 2019-02-24 | 12 | 50.67 | 1.72 | 52.39 | 112848.06
2 | 24 | 13:00 | 3894 | 2019-02-24 | 13 | 54.51 | 0.68 | 55.19 | 214909.86
2 | 24 | 14:00 | 3138 | 2019-02-24 | 14 | 46.36 | 0.9 | 47.26 | 148301.88
2 | 24 | 15:00 | 1807 | 2019-02-24 | 15 | 59.39 | 1.51 | 60.9 | 110046.3
2 | 24 | 16:00 | 930 | 2019-02-24 | 16 | 60.88 | 1.29 | 62.17 | 57818.1
2 | 24 | 17:00 | 521 | 2019-02-24 | 17 | 44.77 | 0.87 | 45.64 | 23778.44
2 | 24 | 18:00 | 11 | 2019-02-24 | 18 | 61.98 | 0.83 | 62.81 | 690.91
2 | 24 | 19:00 | 0 | 2019-02-24 | 19 | 67.69 | 0.77 | 68.46 | 0
2 | 24 | 20:00 | 0 | 2019-02-24 | 20 | 45 | 0.84 | 45.84 | 0
2 | 24 | 21:00 | 0 | 2019-02-24 | 21 | 49.09 | 1.59 | 50.68 | 0
2 | 24 | 22:00 | 0 | 2019-02-24 | 22 | 24.75 | 0.64 | 25.39 | 0
2 | 24 | 23:00 | 0 | 2019-02-24 | 23 | 30.98 | 0.74 | 31.72 | 0
2 | 24 | 24:00 | 0 | 2019-02-24 | 24 | 28.8 | 0.86 | 29.66 | 0
2 | 25 | 01:00 | 0 | 2019-02-25 | 1 | 57.41 | 1.45 | 58.86 | 0
2 | 25 | 02:00 | 0 | 2019-02-25 | 2 | 44.62 | 1.58 | 46.2 | 0
2 | 25 | 03:00 | 0 | 2019-02-25 | 3 | 28.77 | 1.48 | 30.25 | 0
2 | 25 | 04:00 | 0 | 2019-02-25 | 4 | 31.76 | 1.48 | 33.24 | 0
2 | 25 | 05:00 | 0 | 2019-02-25 | 5 | 38.8 | 1.55 | 40.35 | 0
2 | 25 | 06:00 | 0 | 2019-02-25 | 6 | 61.98 | 2.44 | 64.42 | 0
2 | 25 | 07:00 | 212 | 2019-02-25 | 7 | 69.22 | 3.7 | 72.92 | 15459.04
2 | 25 | 08:00 | 3625 | 2019-02-25 | 8 | 44.46 | 2.31 | 46.77 | 169541.25
2 | 25 | 09:00 | 7946 | 2019-02-25 | 9 | 33.42 | 1.87 | 35.29 | 280414.34
2 | 25 | 10:00 | 11467 | 2019-02-25 | 10 | 26.99 | 1.73 | 28.72 | 329332.24
2 | 25 | 11:00 | 10553 | 2019-02-25 | 11 | 33.98 | 1.8 | 35.78 | 377586.34
2 | 25 | 12:00 | 10766 | 2019-02-25 | 12 | 32.17 | 1.78 | 33.95 | 365505.7
2 | 25 | 13:00 | 12707 | 2019-02-25 | 13 | 33.38 | 1.92 | 35.3 | 448557.1
2 | 25 | 14:00 | 12490 | 2019-02-25 | 14 | 29.99 | 1.77 | 31.76 | 396682.4
2 | 25 | 15:00 | 9539 | 2019-02-25 | 15 | 29.98 | 1.79 | 31.77 | 303054.03
2 | 25 | 16:00 | 6136 | 2019-02-25 | 16 | 35.52 | 1.8 | 37.32 | 228995.52
2 | 25 | 17:00 | 2201 | 2019-02-25 | 17 | 52.02 | 1.89 | 53.91 | 118655.91
2 | 25 | 18:00 | 163 | 2019-02-25 | 18 | 74.89 | 2.2 | 77.09 | 12565.67
2 | 25 | 19:00 | 0 | 2019-02-25 | 19 | 98.96 | 2.33 | 101.29 | 0
2 | 25 | 20:00 | 0 | 2019-02-25 | 20 | 92.46 | 2.19 | 94.65 | 0
2 | 25 | 21:00 | 0 | 2019-02-25 | 21 | 77.74 | 2.21 | 79.95 | 0
2 | 25 | 22:00 | 0 | 2019-02-25 | 22 | 68.98 | 2.51 | 71.49 | 0
2 | 25 | 23:00 | 0 | 2019-02-25 | 23 | 42.51 | 2.1 | 44.61 | 0
2 | 25 | 24:00 | 0 | 2019-02-25 | 24 | 47.77 | 2.06 | 49.83 | 0
2 | 26 | 01:00 | 0 | 2019-02-26 | 1 | 50.35 | 0.9 | 51.25 | 0
2 | 26 | 02:00 | 0 | 2019-02-26 | 2 | 44.12 | 0.64 | 44.76 | 0
2 | 26 | 03:00 | 0 | 2019-02-26 | 3 | 43.34 | 0.67 | 44.01 | 0
2 | 26 | 04:00 | 0 | 2019-02-26 | 4 | 29.38 | 0.75 | 30.13 | 0
2 | 26 | 05:00 | 0 | 2019-02-26 | 5 | 43.45 | 0.95 | 44.4 | 0
2 | 26 | 06:00 | 0 | 2019-02-26 | 6 | 65.78 | 1.5 | 67.28 | 0
2 | 26 | 07:00 | 316 | 2019-02-26 | 7 | 98.24 | 2.16 | 100.4 | 31726.4
2 | 26 | 08:00 | 7278 | 2019-02-26 | 8 | 61.03 | 1.62 | 62.65 | 455966.7
2 | 26 | 09:00 | 16924 | 2019-02-26 | 9 | 44.25 | 1.2 | 45.45 | 769195.8
2 | 26 | 10:00 | 24866 | 2019-02-26 | 10 | 25.85 | 1.25 | 27.1 | 673868.6
2 | 26 | 11:00 | 29235 | 2019-02-26 | 11 | 30.83 | 1.4 | 32.23 | 942244.05
2 | 26 | 12:00 | 30890 | 2019-02-26 | 12 | 34.08 | 1.39 | 35.47 | 1095668.3
2 | 26 | 13:00 | 30584 | 2019-02-26 | 13 | 30.57 | 1.31 | 31.88 | 975017.92
2 | 26 | 14:00 | 27638 | 2019-02-26 | 14 | 34.32 | 1.37 | 35.69 | 986400.22
2 | 26 | 15:00 | 21556 | 2019-02-26 | 15 | 36.1 | 1.33 | 37.43 | 806841.08
2 | 26 | 16:00 | 12272 | 2019-02-26 | 16 | 36.89 | 1.28 | 38.17 | 468422.24
2 | 26 | 17:00 | 3833 | 2019-02-26 | 17 | 48.18 | 1.19 | 49.37 | 189235.21
2 | 26 | 18:00 | 170 | 2019-02-26 | 18 | 55.78 | 1.1 | 56.88 | 9669.6
2 | 26 | 19:00 | 0 | 2019-02-26 | 19 | 65.99 | 1.53 | 67.52 | 0
2 | 26 | 20:00 | 0 | 2019-02-26 | 20 | 59.91 | 1.34 | 61.25 | 0
2 | 26 | 21:00 | 0 | 2019-02-26 | 21 | 62.18 | 1.4 | 63.58 | 0
2 | 26 | 22:00 | 0 | 2019-02-26 | 22 | 54.14 | 1.25 | 55.39 | 0
2 | 26 | 23:00 | 0 | 2019-02-26 | 23 | 51.47 | 1.37 | 52.84 | 0
2 | 26 | 24:00 | 0 | 2019-02-26 | 24 | 44.21 | 1.15 | 45.36 | 0
2 | 27 | 01:00 | 0 | 2019-02-27 | 1 | 45.73 | 0.65 | 46.38 | 0
2 | 27 | 02:00 | 0 | 2019-02-27 | 2 | 39.14 | 0.59 | 39.73 | 0
2 | 27 | 03:00 | 0 | 2019-02-27 | 3 | 34.66 | 0.61 | 35.27 | 0
2 | 27 | 04:00 | 0 | 2019-02-27 | 4 | 35.54 | 0.63 | 36.17 | 0
2 | 27 | 05:00 | 0 | 2019-02-27 | 5 | 33.63 | 0.75 | 34.38 | 0
2 | 27 | 06:00 | 0 | 2019-02-27 | 6 | 39.71 | 1.17 | 40.88 | 0
2 | 27 | 07:00 | 377 | 2019-02-27 | 7 | 60 | 1.27 | 61.27 | 23098.79
2 | 27 | 08:00 | 6415 | 2019-02-27 | 8 | 56.82 | 1.62 | 58.44 | 374892.6
2 | 27 | 09:00 | 13977 | 2019-02-27 | 9 | 50.11 | 1.08 | 51.19 | 715482.63
2 | 27 | 10:00 | 16526 | 2019-02-27 | 10 | 63.56 | 1.46 | 65.02 | 1074520.52
2 | 27 | 11:00 | 11306 | 2019-02-27 | 11 | 48.38 | 1.02 | 49.4 | 558516.4
2 | 27 | 12:00 | 14911 | 2019-02-27 | 12 | 31.13 | 0.99 | 32.12 | 478941.32
2 | 27 | 13:00 | 15354 | 2019-02-27 | 13 | 37.12 | 0.98 | 38.1 | 584987.4
2 | 27 | 14:00 | 10898 | 2019-02-27 | 14 | 43.77 | 1.05 | 44.82 | 488448.36
2 | 27 | 15:00 | 7762 | 2019-02-27 | 15 | 38.46 | 1.02 | 39.48 | 306443.76
2 | 27 | 16:00 | 5054 | 2019-02-27 | 16 | 45.61 | 1.01 | 46.62 | 235617.48
2 | 27 | 17:00 | 1774 | 2019-02-27 | 17 | 54.24 | 1.28 | 55.52 | 98492.48
2 | 27 | 18:00 | 85 | 2019-02-27 | 18 | 52.35 | 1.01 | 53.36 | 4535.6
2 | 27 | 19:00 | 0 | 2019-02-27 | 19 | 80.94 | 1.31 | 82.25 | 0
2 | 27 | 20:00 | 0 | 2019-02-27 | 20 | 60.92 | 1.01 | 61.93 | 0
2 | 27 | 21:00 | 0 | 2019-02-27 | 21 | 53.21 | 1 | 54.21 | 0
2 | 27 | 22:00 | 0 | 2019-02-27 | 22 | 47.83 | 0.99 | 48.82 | 0
2 | 27 | 23:00 | 0 | 2019-02-27 | 23 | 47.21 | 1.31 | 48.52 | 0
2 | 27 | 24:00 | 0 | 2019-02-27 | 24 | 48.81 | 1.05 | 49.86 | 0
2 | 28 | 01:00 | 0 | 2019-02-28 | 1 | 79.07 | 1.56 | 80.63 | 0
2 | 28 | 02:00 | 0 | 2019-02-28 | 2 | 90.16 | 1.13 | 91.29 | 0
2 | 28 | 03:00 | 0 | 2019-02-28 | 3 | 74.61 | 1.44 | 76.05 | 0
2 | 28 | 04:00 | 0 | 2019-02-28 | 4 | 76.49 | 1.11 | 77.6 | 0
2 | 28 | 05:00 | 0 | 2019-02-28 | 5 | 74.12 | 1.01 | 75.13 | 0
2 | 28 | 06:00 | 0 | 2019-02-28 | 6 | 81.61 | 2.64 | 84.25 | 0
2 | 28 | 07:00 | 0 | 2019-02-28 | 7 | 104.14 | 2.69 | 106.83 | 0
2 | 28 | 08:00 | 11 | 2019-02-28 | 8 | 82.71 | 2 | 84.71 | 931.81
2 | 28 | 09:00 | 549 | 2019-02-28 | 9 | 99.06 | 1.8 | 100.86 | 55372.14
2 | 28 | 10:00 | 2117 | 2019-02-28 | 10 | 75.7 | 1.45 | 77.15 | 163326.55
2 | 28 | 11:00 | 6034 | 2019-02-28 | 11 | 44.78 | 1.34 | 46.12 | 278288.08
2 | 28 | 12:00 | 13062 | 2019-02-28 | 12 | 41.47 | 1.33 | 42.8 | 559053.6
2 | 28 | 13:00 | 18098 | 2019-02-28 | 13 | 41.3 | 1.37 | 42.67 | 772241.66
2 | 28 | 14:00 | 18683 | 2019-02-28 | 14 | 40.82 | 1.32 | 42.14 | 787301.62
2 | 28 | 15:00 | 15690 | 2019-02-28 | 15 | 33.67 | 1.4 | 35.07 | 550248.3
2 | 28 | 16:00 | 9668 | 2019-02-28 | 16 | 42.83 | 1.34 | 44.17 | 427035.56
2 | 28 | 17:00 | 2937 | 2019-02-28 | 17 | 43.4 | 1.29 | 44.69 | 131254.53
2 | 28 | 18:00 | 140 | 2019-02-28 | 18 | 47.36 | 1.41 | 48.77 | 6827.8
2 | 28 | 19:00 | 0 | 2019-02-28 | 19 | 77.57 | 1.5 | 79.07 | 0
2 | 28 | 20:00 | 0 | 2019-02-28 | 20 | 66.25 | 1.93 | 68.18 | 0
2 | 28 | 21:00 | 0 | 2019-02-28 | 21 | 60.44 | 1.88 | 62.32 | 0
2 | 28 | 22:00 | 0 | 2019-02-28 | 22 | 45.07 | 1.41 | 46.48 | 0
2 | 28 | 23:00 | 0 | 2019-02-28 | 23 | 36.78 | 1.51 | 38.29 | 0
2 | 28 | 24:00 | 0 | 2019-02-28 | 24 | 52.65 | 1.49 | 54.14 | 0
3 | 1 | 01:00 | 0 | 2019-03-01 | 1 | 58.05 | 0.54 | 58.59 | 0
3 | 1 | 02:00 | 0 | 2019-03-01 | 2 | 50.16 | 0.52 | 50.68 | 0
3 | 1 | 03:00 | 0 | 2019-03-01 | 3 | 42.76 | 0.52 | 43.28 | 0
3 | 1 | 04:00 | 0 | 2019-03-01 | 4 | 37.88 | 0.55 | 38.43 | 0
3 | 1 | 05:00 | 0 | 2019-03-01 | 5 | 45.83 | 0.51 | 46.34 | 0
3 | 1 | 06:00 | 0 | 2019-03-01 | 6 | 75.62 | 1.03 | 76.65 | 0
3 | 1 | 07:00 | 52 | 2019-03-01 | 7 | 81.39 | 1.6 | 82.99 | 4315.48
3 | 1 | 08:00 | 1497 | 2019-03-01 | 8 | 83.58 | 1.62 | 85.2 | 127544.4
3 | 1 | 09:00 | 10165 | 2019-03-01 | 9 | 75.26 | 1.24 | 76.5 | 777622.5
3 | 1 | 10:00 | 22559 | 2019-03-01 | 10 | 48.54 | 0.92 | 49.46 | 1115768.14
3 | 1 | 11:00 | 26891 | 2019-03-01 | 11 | 39.48 | 0.95 | 40.43 | 1087203.13
3 | 1 | 12:00 | 29310 | 2019-03-01 | 12 | 39.09 | 1.04 | 40.13 | 1176210.3
3 | 1 | 13:00 | 29046 | 2019-03-01 | 13 | 39.04 | 1.06 | 40.1 | 1164744.6
3 | 1 | 14:00 | 26391 | 2019-03-01 | 14 | 38.46 | 1.08 | 39.54 | 1043500.14
3 | 1 | 15:00 | 20605 | 2019-03-01 | 15 | 41.14 | 0.99 | 42.13 | 868088.65
3 | 1 | 16:00 | 11791 | 2019-03-01 | 16 | 39.69 | 0.99 | 40.68 | 479657.88
3 | 1 | 17:00 | 3718 | 2019-03-01 | 17 | 44.97 | 0.98 | 45.95 | 170842.1
3 | 1 | 18:00 | 222 | 2019-03-01 | 18 | 64.79 | 1.71 | 66.5 | 14763
3 | 1 | 19:00 | 0 | 2019-03-01 | 19 | 70.3 | 1.13 | 71.43 | 0
3 | 1 | 20:00 | 0 | 2019-03-01 | 20 | 59.76 | 1.18 | 60.94 | 0
3 | 1 | 21:00 | 0 | 2019-03-01 | 21 | 40.86 | 0.99 | 41.85 | 0
3 | 1 | 22:00 | 0 | 2019-03-01 | 22 | 45.55 | 1.34 | 46.89 | 0
3 | 1 | 23:00 | 0 | 2019-03-01 | 23 | 44.06 | 1.21 | 45.27 | 0
3 | 1 | 24:00 | 0 | 2019-03-01 | 24 | 40.43 | 0.74 | 41.17 | 0
3 | 2 | 01:00 | 0 | 2019-03-02 | 1 | 47.68 | 0.84 | 48.52 | 0
3 | 2 | 02:00 | 0 | 2019-03-02 | 2 | 46.09 | 0.83 | 46.92 | 0
3 | 2 | 03:00 | 0 | 2019-03-02 | 3 | 50.69 | 0.83 | 51.52 | 0
3 | 2 | 04:00 | 0 | 2019-03-02 | 4 | 52.7 | 0.89 | 53.59 | 0
3 | 2 | 05:00 | 0 | 2019-03-02 | 5 | 64.8 | 0.92 | 65.72 | 0
3 | 2 | 06:00 | 0 | 2019-03-02 | 6 | 76.19 | 0.94 | 77.13 | 0
3 | 2 | 07:00 | 31 | 2019-03-02 | 7 | 85.28 | 2.62 | 87.9 | 2724.9
3 | 2 | 08:00 | 670 | 2019-03-02 | 8 | 64.55 | 1.85 | 66.4 | 44488
3 | 2 | 09:00 | 2182 | 2019-03-02 | 9 | 82.17 | 1.08 | 83.25 | 181651.5
3 | 2 | 10:00 | 4052 | 2019-03-02 | 10 | 97.13 | 1.05 | 98.18 | 397825.36
3 | 2 | 11:00 | 6980 | 2019-03-02 | 11 | 100.89 | 0.88 | 101.77 | 710354.6
3 | 2 | 12:00 | 9131 | 2019-03-02 | 12 | 102.8 | 1.64 | 104.44 | 953641.64
3 | 2 | 13:00 | 7009 | 2019-03-02 | 13 | 79.17 | 1.65 | 80.82 | 566467.38
3 | 2 | 14:00 | 5635 | 2019-03-02 | 14 | 56.14 | 1.09 | 57.23 | 322491.05
3 | 2 | 15:00 | 3728 | 2019-03-02 | 15 | 55.17 | 0.95 | 56.12 | 209215.36
3 | 2 | 16:00 | 2239 | 2019-03-02 | 16 | 57.95 | 0.96 | 58.91 | 131899.49
3 | 2 | 17:00 | 829 | 2019-03-02 | 17 | 57.46 | 0.89 | 58.35 | 48372.15
3 | 2 | 18:00 | 14 | 2019-03-02 | 18 | 67.98 | 0.93 | 68.91 | 964.74
3 | 2 | 19:00 | 0 | 2019-03-02 | 19 | 72.84 | 1.17 | 74.01 | 0
3 | 2 | 20:00 | 0 | 2019-03-02 | 20 | 70.1 | 0.99 | 71.09 | 0
3 | 2 | 21:00 | 0 | 2019-03-02 | 21 | 58.98 | 0.87 | 59.85 | 0
3 | 2 | 22:00 | 0 | 2019-03-02 | 22 | 58.78 | 0.9 | 59.68 | 0
3 | 2 | 23:00 | 0 | 2019-03-02 | 23 | 70.6 | 2.38 | 72.98 | 0
3 | 2 | 24:00 | 0 | 2019-03-02 | 24 | 87.79 | 2.67 | 90.46 | 0
3 | 3 | 01:00 | 0 | 2019-03-03 | 1 | 76.48 | 2.12 | 78.6 | 0
3 | 3 | 02:00 | 0 | 2019-03-03 | 2 | 68.66 | 1.8 | 70.46 | 0
3 | 3 | 03:00 | 0 | 2019-03-03 | 3 | 74.72 | 1.52 | 76.24 | 0
3 | 3 | 04:00 | 0 | 2019-03-03 | 4 | 75.41 | 1.66 | 77.07 | 0
3 | 3 | 05:00 | 0 | 2019-03-03 | 5 | 69.93 | 1.67 | 71.6 | 0
3 | 3 | 06:00 | 0 | 2019-03-03 | 6 | 58.42 | 2.12 | 60.54 | 0
3 | 3 | 07:00 | 220 | 2019-03-03 | 7 | 76.84 | 2.13 | 78.97 | 17373.4
3 | 3 | 08:00 | 4505 | 2019-03-03 | 8 | 98.88 | 3.94 | 102.82 | 463204.1
3 | 3 | 09:00 | 14541 | 2019-03-03 | 9 | 75.93 | 2.02 | 77.95 | 1133470.95
3 | 3 | 10:00 | 17719 | 2019-03-03 | 10 | 46.09 | 1.78 | 47.87 | 848208.53
3 | 3 | 11:00 | 16763 | 2019-03-03 | 11 | 43.32 | 1.47 | 44.79 | 750814.77
3 | 3 | 12:00 | 16858 | 2019-03-03 | 12 | 50.48 | 1.5 | 51.98 | 876278.84
3 | 3 | 13:00 | 19634 | 2019-03-03 | 13 | 50.61 | 1.5 | 52.11 | 1023127.74
3 | 3 | 14:00 | 23206 | 2019-03-03 | 14 | 45.65 | 1.49 | 47.14 | 1093930.84
3 | 3 | 15:00 | 19224 | 2019-03-03 | 15 | 47.69 | 1.44 | 49.13 | 944475.12
3 | 3 | 16:00 | 10870 | 2019-03-03 | 16 | 51.33 | 1.37 | 52.7 | 572849
3 | 3 | 17:00 | 2764 | 2019-03-03 | 17 | 88.61 | 1.64 | 90.25 | 249451
3 | 3 | 18:00 | 105 | 2019-03-03 | 18 | 121.36 | 1.92 | 123.28 | 12944.4
3 | 3 | 19:00 | 0 | 2019-03-03 | 19 | 148.09 | 3.1 | 151.19 | 0
3 | 3 | 20:00 | 0 | 2019-03-03 | 20 | 131.97 | 2.61 | 134.58 | 0
3 | 3 | 21:00 | 0 | 2019-03-03 | 21 | 106.3 | 1.72 | 108.02 | 0
3 | 3 | 22:00 | 0 | 2019-03-03 | 22 | 110.36 | 2.06 | 112.42 | 0
3 | 3 | 23:00 | 0 | 2019-03-03 | 23 | 105.94 | 2.34 | 108.28 | 0
3 | 3 | 24:00 | 0 | 2019-03-03 | 24 | 106.17 | 3.08 | 109.25 | 0
3 | 4 | 01:00 | 0 | 2019-03-04 | 1 | 66.83 | 1.66 | 68.49 | 0
3 | 4 | 02:00 | 0 | 2019-03-04 | 2 | 58.67 | 0.69 | 59.36 | 0
3 | 4 | 03:00 | 0 | 2019-03-04 | 3 | 61.08 | 0.63 | 61.71 | 0
3 | 4 | 04:00 | 0 | 2019-03-04 | 4 | 50.72 | 0.54 | 51.26 | 0
3 | 4 | 05:00 | 0 | 2019-03-04 | 5 | 56.07 | 0.51 | 56.58 | 0
3 | 4 | 06:00 | 0 | 2019-03-04 | 6 | 58.33 | 0.68 | 59.01 | 0
3 | 4 | 07:00 | 0 | 2019-03-04 | 7 | 40.25 | 0.78 | 41.03 | 0
3 | 4 | 08:00 | 13 | 2019-03-04 | 8 | 36.04 | 1.19 | 37.23 | 483.99
3 | 4 | 09:00 | 234 | 2019-03-04 | 9 | 49.58 | 1.06 | 50.64 | 11849.76
3 | 4 | 10:00 | 789 | 2019-03-04 | 10 | 52.55 | 0.95 | 53.5 | 42211.5
3 | 4 | 11:00 | 2509 | 2019-03-04 | 11 | 63.22 | 1.11 | 64.33 | 161403.97
3 | 4 | 12:00 | 5465 | 2019-03-04 | 12 | 91.31 | 1.25 | 92.56 | 505840.4
3 | 4 | 13:00 | 5772 | 2019-03-04 | 13 | 84.3 | 1.44 | 85.74 | 494891.28
3 | 4 | 14:00 | 7990 | 2019-03-04 | 14 | 65.45 | 1.17 | 66.62 | 532293.8
3 | 4 | 15:00 | 5633 | 2019-03-04 | 15 | 58.6 | 1.11 | 59.71 | 336346.43
3 | 4 | 16:00 | 3958 | 2019-03-04 | 16 | 60.73 | 1.11 | 61.84 | 244762.72
3 | 4 | 17:00 | 1438 | 2019-03-04 | 17 | 57.5 | 1.11 | 58.61 | 84281.18
3 | 4 | 18:00 | 255 | 2019-03-04 | 18 | 63.62 | 1.07 | 64.69 | 16495.95
3 | 4 | 19:00 | 0 | 2019-03-04 | 19 | 95.19 | 1.03 | 96.22 | 0
3 | 4 | 20:00 | 0 | 2019-03-04 | 20 | 61.81 | 0.98 | 62.79 | 0
3 | 4 | 21:00 | 0 | 2019-03-04 | 21 | 49.7 | 1.02 | 50.72 | 0
3 | 4 | 22:00 | 0 | 2019-03-04 | 22 | 43.77 | 1.03 | 44.8 | 0
3 | 4 | 23:00 | 0 | 2019-03-04 | 23 | 37.46 | 1.1 | 38.56 | 0
3 | 4 | 24:00 | 0 | 2019-03-04 | 24 | 36.23 | 0.68 | 36.91 | 0
3 | 5 | 01:00 | 0 | 2019-03-05 | 1 | 30.74 | 0.71 | 31.45 | 0
3 | 5 | 02:00 | 0 | 2019-03-05 | 2 | 36.73 | 0.73 | 37.46 | 0
3 | 5 | 03:00 | 0 | 2019-03-05 | 3 | 35.08 | 0.71 | 35.79 | 0
3 | 5 | 04:00 | 0 | 2019-03-05 | 4 | 47.71 | 0.82 | 48.53 | 0
3 | 5 | 05:00 | 0 | 2019-03-05 | 5 | 39.35 | 0.91 | 40.26 | 0
3 | 5 | 06:00 | 0 | 2019-03-05 | 6 | 44.26 | 1.16 | 45.42 | 0
3 | 5 | 07:00 | 665 | 2019-03-05 | 7 | 94.28 | 1.67 | 95.95 | 63806.75
3 | 5 | 08:00 | 6433 | 2019-03-05 | 8 | 88.5 | 2.29 | 90.79 | 584052.07
3 | 5 | 09:00 | 13585 | 2019-03-05 | 9 | 66.36 | 1.24 | 67.6 | 918346
3 | 5 | 10:00 | 18532 | 2019-03-05 | 10 | 51.99 | 1.31 | 53.3 | 987755.6
3 | 5 | 11:00 | 20831 | 2019-03-05 | 11 | 51.7 | 1.22 | 52.92 | 1102376.52
3 | 5 | 12:00 | 21412 | 2019-03-05 | 12 | 54.13 | 1.13 | 55.26 | 1183227.12
3 | 5 | 13:00 | 20944 | 2019-03-05 | 13 | 46 | 1.1 | 47.1 | 986462.4
3 | 5 | 14:00 | 19000 | 2019-03-05 | 14 | 43.47 | 1.09 | 44.56 | 846640
3 | 5 | 15:00 | 15173 | 2019-03-05 | 15 | 42.61 | 1.08 | 43.69 | 662908.37
3 | 5 | 16:00 | 9011 | 2019-03-05 | 16 | 47.81 | 1.07 | 48.88 | 440457.68
3 | 5 | 17:00 | 2496 | 2019-03-05 | 17 | 60.02 | 1.14 | 61.16 | 152655.36
3 | 5 | 18:00 | 178 | 2019-03-05 | 18 | 72.34 | 1.14 | 73.48 | 13079.44
3 | 5 | 19:00 | 0 | 2019-03-05 | 19 | 87.92 | 1.27 | 89.19 | 0
3 | 5 | 20:00 | 0 | 2019-03-05 | 20 | 97.34 | 1.86 | 99.2 | 0
3 | 5 | 21:00 | 0 | 2019-03-05 | 21 | 81.81 | 1.29 | 83.1 | 0
3 | 5 | 22:00 | 0 | 2019-03-05 | 22 | 60.31 | 1.17 | 61.48 | 0
3 | 5 | 23:00 | 0 | 2019-03-05 | 23 | 49.51 | 1.23 | 50.74 | 0
3 | 5 | 24:00 | 0 | 2019-03-05 | 24 | 53.41 | 0.85 | 54.26 | 0
3 | 6 | 01:00 | 0 | 2019-03-06 | 1 | 71.99 | 0.47 | 72.46 | 0
3 | 6 | 02:00 | 0 | 2019-03-06 | 2 | 77.02 | 0.48 | 77.5 | 0
3 | 6 | 03:00 | 0 | 2019-03-06 | 3 | 81.38 | 0.66 | 82.04 | 0
3 | 6 | 04:00 | 0 | 2019-03-06 | 4 | 84.93 | 0.57 | 85.5 | 0
3 | 6 | 05:00 | 0 | 2019-03-06 | 5 | 91.05 | 0.51 | 91.56 | 0
3 | 6 | 06:00 | 0 | 2019-03-06 | 6 | 112.92 | 1.29 | 114.21 | 0
3 | 6 | 07:00 | 865 | 2019-03-06 | 7 | 124.08 | 1.92 | 126 | 108990
3 | 6 | 08:00 | 7845 | 2019-03-06 | 8 | 67.44 | 1.64 | 69.08 | 541932.6
3 | 6 | 09:00 | 14869 | 2019-03-06 | 9 | 51.13 | 0.94 | 52.07 | 774228.83
3 | 6 | 10:00 | 20180 | 2019-03-06 | 10 | 48.7 | 0.81 | 49.51 | 999111.8
3 | 6 | 11:00 | 22295 | 2019-03-06 | 11 | 49.39 | 0.74 | 50.13 | 1117648.35
3 | 6 | 12:00 | 21479 | 2019-03-06 | 12 | 52.88 | 0.76 | 53.64 | 1152133.56
3 | 6 | 13:00 | 19769 | 2019-03-06 | 13 | 51.63 | 0.82 | 52.45 | 1036884.05
3 | 6 | 14:00 | 16586 | 2019-03-06 | 14 | 51.91 | 0.78 | 52.69 | 873916.34
3 | 6 | 15:00 | 14198 | 2019-03-06 | 15 | 50.53 | 0.85 | 51.38 | 729493.24
3 | 6 | 16:00 | 9773 | 2019-03-06 | 16 | 53.42 | 0.79 | 54.21 | 529794.33
3 | 6 | 17:00 | 1981 | 2019-03-06 | 17 | 56.8 | 0.83 | 57.63 | 114165.03
3 | 6 | 18:00 | 164 | 2019-03-06 | 18 | 58.98 | 0.77 | 59.75 | 9799
3 | 6 | 19:00 | 0 | 2019-03-06 | 19 | 65.68 | 0.87 | 66.55 | 0
3 | 6 | 20:00 | 0 | 2019-03-06 | 20 | 61.61 | 0.88 | 62.49 | 0
3 | 6 | 21:00 | 0 | 2019-03-06 | 21 | 58.96 | 0.86 | 59.82 | 0
3 | 6 | 22:00 | 0 | 2019-03-06 | 22 | 62.35 | 0.87 | 63.22 | 0
3 | 6 | 23:00 | 0 | 2019-03-06 | 23 | 55.3 | 1.3 | 56.6 | 0
3 | 6 | 24:00 | 0 | 2019-03-06 | 24 | 51.58 | 0.57 | 52.15 | 0
3 | 7 | 01:00 | 0 | 2019-03-07 | 1 | 52.76 | 0.45 | 53.21 | 0
3 | 7 | 02:00 | 0 | 2019-03-07 | 2 | 51.58 | 0.42 | 52 | 0
3 | 7 | 03:00 | 0 | 2019-03-07 | 3 | 52.22 | 0.45 | 52.67 | 0
3 | 7 | 04:00 | 0 | 2019-03-07 | 4 | 46.26 | 0.46 | 46.72 | 0
3 | 7 | 05:00 | 0 | 2019-03-07 | 5 | 57.62 | 0.35 | 57.97 | 0
3 | 7 | 06:00 | 0 | 2019-03-07 | 6 | 53.46 | 0.74 | 54.2 | 0
3 | 7 | 07:00 | 934 | 2019-03-07 | 7 | 56.33 | 0.95 | 57.28 | 53499.52
3 | 7 | 08:00 | 7732 | 2019-03-07 | 8 | 60.28 | 1.23 | 61.51 | 475595.32
3 | 7 | 09:00 | 13982 | 2019-03-07 | 9 | 50.25 | 0.81 | 51.06 | 713920.92
3 | 7 | 10:00 | 20678 | 2019-03-07 | 10 | 40.38 | 0.73 | 41.11 | 850072.58
3 | 7 | 11:00 | 22887 | 2019-03-07 | 11 | 45.01 | 0.76 | 45.77 | 1047537.99
3 | 7 | 12:00 | 19693 | 2019-03-07 | 12 | 44.5 | 0.78 | 45.28 | 891699.04
3 | 7 | 13:00 | 15593 | 2019-03-07 | 13 | 37.13 | 0.82 | 37.95 | 591754.35
3 | 7 | 14:00 | 14487 | 2019-03-07 | 14 | 42.9 | 0.79 | 43.69 | 632937.03
3 | 7 | 15:00 | 9273 | 2019-03-07 | 15 | 45.03 | 0.78 | 45.81 | 424796.13
3 | 7 | 16:00 | 6023 | 2019-03-07 | 16 | 44.63 | 0.77 | 45.4 | 273444.2
3 | 7 | 17:00 | 3075 | 2019-03-07 | 17 | 42.61 | 0.75 | 43.36 | 133332
3 | 7 | 18:00 | 253 | 2019-03-07 | 18 | 52.63 | 0.76 | 53.39 | 13507.67
3 | 7 | 19:00 | 0 | 2019-03-07 | 19 | 66.21 | 0.83 | 67.04 | 0
3 | 7 | 20:00 | 0 | 2019-03-07 | 20 | 55.82 | 0.91 | 56.73 | 0
3 | 7 | 21:00 | 0 | 2019-03-07 | 21 | 59.58 | 0.9 | 60.48 | 0
3 | 7 | 22:00 | 0 | 2019-03-07 | 22 | 45.33 | 0.83 | 46.16 | 0
3 | 7 | 23:00 | 0 | 2019-03-07 | 23 | 46.84 | 1 | 47.84 | 0
3 | 7 | 24:00 | 0 | 2019-03-07 | 24 | 39.18 | 0.57 | 39.75 | 0
3 | 8 | 01:00 | 0 | 2019-03-08 | 1 | 34.36 | 1.05 | 35.41 | 0
3 | 8 | 02:00 | 0 | 2019-03-08 | 2 | 35.48 | 1.06 | 36.54 | 0
3 | 8 | 03:00 | 0 | 2019-03-08 | 3 | 37.05 | 1 | 38.05 | 0
3 | 8 | 04:00 | 0 | 2019-03-08 | 4 | 35.19 | 1.09 | 36.28 | 0
3 | 8 | 05:00 | 0 | 2019-03-08 | 5 | 41.28 | 1.21 | 42.49 | 0
3 | 8 | 06:00 | 0 | 2019-03-08 | 6 | 62.05 | 2.09 | 64.14 | 0
3 | 8 | 07:00 | 752 | 2019-03-08 | 7 | 75.63 | 2.56 | 78.19 | 58798.88
3 | 8 | 08:00 | 5581 | 2019-03-08 | 8 | 56.3 | 1.8 | 58.1 | 324256.1
3 | 8 | 09:00 | 10699 | 2019-03-08 | 9 | 55.14 | 1.55 | 56.69 | 606526.31
3 | 8 | 10:00 | 19169 | 2019-03-08 | 10 | 54.09 | 1.67 | 55.76 | 1068863.44
3 | 8 | 11:00 | 22476 | 2019-03-08 | 11 | 35.92 | 1.44 | 37.36 | 839703.36
3 | 8 | 12:00 | 23025 | 2019-03-08 | 12 | 35.51 | 1.38 | 36.89 | 849392.25
3 | 8 | 13:00 | 22511 | 2019-03-08 | 13 | 34.99 | 1.41 | 36.4 | 819400.4
3 | 8 | 14:00 | 20236 | 2019-03-08 | 14 | 34.53 | 1.37 | 35.9 | 726472.4
3 | 8 | 15:00 | 13357 | 2019-03-08 | 15 | 37.75 | 1.4 | 39.15 | 522926.55
3 | 8 | 16:00 | 8732 | 2019-03-08 | 16 | 38.95 | 1.4 | 40.35 | 352336.2
3 | 8 | 17:00 | 3109 | 2019-03-08 | 17 | 48.53 | 1.85 | 50.38 | 156631.42
3 | 8 | 18:00 | 283 | 2019-03-08 | 18 | 57.65 | 1.73 | 59.38 | 16804.54
3 | 8 | 19:00 | 0 | 2019-03-08 | 19 | 71.33 | 1.82 | 73.15 | 0
3 | 8 | 20:00 | 0 | 2019-03-08 | 20 | 57.51 | 1.47 | 58.98 | 0
3 | 8 | 21:00 | 0 | 2019-03-08 | 21 | 58.4 | 2.09 | 60.49 | 0
3 | 8 | 22:00 | 0 | 2019-03-08 | 22 | 67.69 | 2.81 | 70.5 | 0
3 | 8 | 23:00 | 0 | 2019-03-08 | 23 | 39.36 | 1.67 | 41.03 | 0
3 | 8 | 24:00 | 0 | 2019-03-08 | 24 | 46.59 | 1.24 | 47.83 | 0
3 | 9 | 01:00 | 0 | 2019-03-09 | 1 | 34.31 | 0.45 | 34.76 | 0
3 | 9 | 02:00 | 0 | 2019-03-09 | 2 | 37.07 | 0.43 | 37.5 | 0
3 | 9 | 03:00 | 0 | 2019-03-09 | 3 | 39.73 | 0.47 | 40.2 | 0
3 | 9 | 04:00 | 0 | 2019-03-09 | 4 | 38.75 | 0.48 | 39.23 | 0
3 | 9 | 05:00 | 0 | 2019-03-09 | 5 | 36.74 | 0.51 | 37.25 | 0
3 | 9 | 06:00 | 0 | 2019-03-09 | 6 | 38.28 | 0.74 | 39.02 | 0
3 | 9 | 07:00 | 1201 | 2019-03-09 | 7 | 53.58 | 2.02 | 55.6 | 66775.6
3 | 9 | 08:00 | 8591 | 2019-03-09 | 8 | 47.31 | 1.04 | 48.35 | 415374.85
3 | 9 | 09:00 | 16741 | 2019-03-09 | 9 | 53.47 | 1.05 | 54.52 | 912719.32
3 | 9 | 10:00 | 21593 | 2019-03-09 | 10 | 45.89 | 1.52 | 47.41 | 1023724.13
3 | 9 | 11:00 | 23800 | 2019-03-09 | 11 | 28.47 | 0.63 | 29.1 | 692580
3 | 9 | 12:00 | 24835 | 2019-03-09 | 12 | 28.23 | 0.46 | 28.69 | 712516.15
3 | 9 | 13:00 | 24704 | 2019-03-09 | 13 | 26.62 | 0.46 | 27.08 | 668984.32
3 | 9 | 14:00 | 23541 | 2019-03-09 | 14 | 24.19 | 0.44 | 24.63 | 579814.83
3 | 9 | 15:00 | 19560 | 2019-03-09 | 15 | 22.91 | 0.45 | 23.36 | 456921.6
3 | 9 | 16:00 | 12407 | 2019-03-09 | 16 | 30.44 | 0.46 | 30.9 | 383376.3
3 | 9 | 17:00 | 4059 | 2019-03-09 | 17 | 30.54 | 0.46 | 31 | 125829
3 | 9 | 18:00 | 402 | 2019-03-09 | 18 | 48.94 | 0.66 | 49.6 | 19939.2
3 | 9 | 19:00 | 0 | 2019-03-09 | 19 | 60.33 | 0.89 | 61.22 | 0
3 | 9 | 20:00 | 0 | 2019-03-09 | 20 | 49.17 | 0.62 | 49.79 | 0
3 | 9 | 21:00 | 0 | 2019-03-09 | 21 | 40.07 | 0.74 | 40.81 | 0
3 | 9 | 22:00 | 0 | 2019-03-09 | 22 | 27.46 | 0.49 | 27.95 | 0
3 | 9 | 23:00 | 0 | 2019-03-09 | 23 | 32.44 | 0.55 | 32.99 | 0
3 | 9 | 24:00 | 0 | 2019-03-09 | 24 | 30.41 | 0.6 | 31.01 | 0
3 | 10 | 01:00 | 0 | 2019-03-10 | 1 | 29.35 | 1.24 | 30.59 | 0
3 | 10 | 02:00 | 0 | 2019-03-10 | 2 | 24.21 | 0.86 | 25.07 | 0
3 | 10 | 04:00 | 0 | 2019-03-10 | 4 | 23.67 | 0.76 | 24.43 | 0
3 | 10 | 05:00 | 0 | 2019-03-10 | 5 | 25.88 | 0.81 | 26.69 | 0
3 | 10 | 06:00 | 0 | 2019-03-10 | 6 | 26.94 | 0.8 | 27.74 | 0
3 | 10 | 07:00 | 0 | 2019-03-10 | 7 | 25.62 | 0.99 | 26.61 | 0
3 | 10 | 08:00 | 65 | 2019-03-10 | 8 | 23.33 | 0.86 | 24.19 | 1572.35
3 | 10 | 09:00 | 242 | 2019-03-10 | 9 | 24.58 | 0.81 | 25.39 | 6144.38
3 | 10 | 10:00 | 223 | 2019-03-10 | 10 | 27.47 | 0.83 | 28.3 | 6310.9
3 | 10 | 11:00 | 37 | 2019-03-10 | 11 | 47.16 | 1.33 | 48.49 | 1794.13
3 | 10 | 12:00 | 0 | 2019-03-10 | 12 | 47.38 | 1.05 | 48.43 | 0
3 | 10 | 13:00 | 10 | 2019-03-10 | 13 | 62.05 | 1.29 | 63.34 | 633.4
3 | 10 | 14:00 | 3 | 2019-03-10 | 14 | 64.55 | 1.49 | 66.04 | 198.12
3 | 10 | 15:00 | 85 | 2019-03-10 | 15 | 64.2 | 2.07 | 66.27 | 5632.95
3 | 10 | 16:00 | 143 | 2019-03-10 | 16 | 44.7 | 1.14 | 45.84 | 6555.12
3 | 10 | 17:00 | 203 | 2019-03-10 | 17 | 50.72 | 1.66 | 52.38 | 10633.14
3 | 10 | 18:00 | 77 | 2019-03-10 | 18 | 51.9 | 1.15 | 53.05 | 4084.85
3 | 10 | 19:00 | 0 | 2019-03-10 | 19 | 66.97 | 1.38 | 68.35 | 0
3 | 10 | 20:00 | 0 | 2019-03-10 | 20 | 60.91 | 1.25 | 62.16 | 0
3 | 10 | 21:00 | 0 | 2019-03-10 | 21 | 57.5 | 1.33 | 58.83 | 0
3 | 10 | 22:00 | 0 | 2019-03-10 | 22 | 63.52 | 2.1 | 65.62 | 0
3 | 10 | 23:00 | 0 | 2019-03-10 | 23 | 63.06 | 2.91 | 65.97 | 0
3 | 10 | 24:00 | 0 | 2019-03-10 | 24 | 44.48 | 1.61 | 46.09 | 0
3 | 11 | 01:00 | 0 | 2019-03-11 | 1 | 39.86 | 0.6 | 40.46 | 0
3 | 11 | 02:00 | 0 | 2019-03-11 | 2 | 40.27 | 0.67 | 40.94 | 0
3 | 11 | 03:00 | 0 | 2019-03-11 | 3 | 47.78 | 0.66 | 48.44 | 0
3 | 11 | 04:00 | 0 | 2019-03-11 | 4 | 41.6 | 0.55 | 42.15 | 0
3 | 11 | 05:00 | 0 | 2019-03-11 | 5 | 35.4 | 0.52 | 35.92 | 0
3 | 11 | 06:00 | 0 | 2019-03-11 | 6 | 109.57 | 2.2 | 111.77 | 0
3 | 11 | 07:00 | 0 | 2019-03-11 | 7 | 72.36 | 2.09 | 74.45 | 0
3 | 11 | 08:00 | 89 | 2019-03-11 | 8 | 81.66 | 3.33 | 84.99 | 7564.11
3 | 11 | 09:00 | 344 | 2019-03-11 | 9 | 44.01 | 1.57 | 45.58 | 15679.52
3 | 11 | 10:00 | 3432 | 2019-03-11 | 10 | 33.92 | 1 | 34.92 | 119845.44
3 | 11 | 11:00 | 9179 | 2019-03-11 | 11 | 31.02 | 0.97 | 31.99 | 293636.21
3 | 11 | 12:00 | 12243 | 2019-03-11 | 12 | 29.67 | 0.96 | 30.63 | 375003.09
3 | 11 | 13:00 | 14231 | 2019-03-11 | 13 | 24.6 | 0.9 | 25.5 | 362890.5
3 | 11 | 14:00 | 11884 | 2019-03-11 | 14 | 22.93 | 0.9 | 23.83 | 283195.72
3 | 11 | 15:00 | 10654 | 2019-03-11 | 15 | 23.87 | 0.91 | 24.78 | 264006.12
3 | 11 | 16:00 | 10384 | 2019-03-11 | 16 | 22.99 | 0.89 | 23.88 | 247969.92
3 | 11 | 17:00 | 10539 | 2019-03-11 | 17 | 25.05 | 0.87 | 25.92 | 273170.88
3 | 11 | 18:00 | 3701 | 2019-03-11 | 18 | 25.71 | 0.85 | 26.56 | 98298.56
3 | 11 | 19:00 | 475 | 2019-03-11 | 19 | 31.37 | 1.04 | 32.41 | 15394.75
3 | 11 | 20:00 | 0 | 2019-03-11 | 20 | 39.89 | 0.93 | 40.82 | 0
3 | 11 | 21:00 | 0 | 2019-03-11 | 21 | 37.88 | 1.03 | 38.91 | 0
3 | 11 | 22:00 | 0 | 2019-03-11 | 22 | 30.22 | 1.13 | 31.35 | 0
3 | 11 | 23:00 | 0 | 2019-03-11 | 23 | 29.52 | 1.11 | 30.63 | 0
3 | 11 | 24:00 | 0 | 2019-03-11 | 24 | 29.87 | 1.16 | 31.03 | 0
3 | 12 | 01:00 | 0 | 2019-03-12 | 1 | 25.38 | 0.72 | 26.1 | 0
3 | 12 | 02:00 | 0 | 2019-03-12 | 2 | 24.7 | 0.49 | 25.19 | 0
3 | 12 | 03:00 | 0 | 2019-03-12 | 3 | 24.5 | 0.48 | 24.98 | 0
3 | 12 | 04:00 | 0 | 2019-03-12 | 4 | 24.67 | 0.48 | 25.15 | 0
3 | 12 | 05:00 | 0 | 2019-03-12 | 5 | 24.35 | 0.48 | 24.83 | 0
3 | 12 | 06:00 | 0 | 2019-03-12 | 6 | 19.94 | 0.81 | 20.75 | 0
3 | 12 | 07:00 | 0 | 2019-03-12 | 7 | 25 | 0.72 | 25.72 | 0
3 | 12 | 08:00 | 830 | 2019-03-12 | 8 | 25.89 | 0.97 | 26.86 | 22293.8
3 | 12 | 09:00 | 5471 | 2019-03-12 | 9 | 27.95 | 0.92 | 28.87 | 157947.77
3 | 12 | 10:00 | 15487 | 2019-03-12 | 10 | 25.49 | 0.86 | 26.35 | 408082.45
3 | 12 | 11:00 | 20772 | 2019-03-12 | 11 | 40.43 | 1.06 | 41.49 | 861830.28
3 | 12 | 12:00 | 24577 | 2019-03-12 | 12 | 32.52 | 0.95 | 33.47 | 822592.19
3 | 12 | 13:00 | 25991 | 2019-03-12 | 13 | 27.3 | 0.9 | 28.2 | 732946.2
3 | 12 | 14:00 | 28450 | 2019-03-12 | 14 | 24.41 | 0.92 | 25.33 | 720638.5
3 | 12 | 15:00 | 27362 | 2019-03-12 | 15 | 23.97 | 0.93 | 24.9 | 681313.8
3 | 12 | 16:00 | 22030 | 2019-03-12 | 16 | 23.02 | 0.94 | 23.96 | 527838.8
3 | 12 | 17:00 | 13769 | 2019-03-12 | 17 | 23.92 | 0.92 | 24.84 | 342021.96
3 | 12 | 18:00 | 4862 | 2019-03-12 | 18 | 24.14 | 0.9 | 25.04 | 121744.48
3 | 12 | 19:00 | 598 | 2019-03-12 | 19 | 26.21 | 0.87 | 27.08 | 16193.84
3 | 12 | 20:00 | 0 | 2019-03-12 | 20 | 27.08 | 0.87 | 27.95 | 0
3 | 12 | 21:00 | 0 | 2019-03-12 | 21 | 29.25 | 0.92 | 30.17 | 0
3 | 12 | 22:00 | 0 | 2019-03-12 | 22 | 35.17 | 1.11 | 36.28 | 0
3 | 12 | 23:00 | 0 | 2019-03-12 | 23 | 27.18 | 1.36 | 28.54 | 0
3 | 12 | 24:00 | 0 | 2019-03-12 | 24 | 25 | 0.71 | 25.71 | 0
3 | 12 | 01:00 | 0 | 2019-03-13 | 1 | 25.54 | 0.48 | 26.02 | 0
3 | 13 | 02:00 | 0 | 2019-03-13 | 2 | 26.22 | 0.47 | 26.69 | 0
3 | 13 | 03:00 | 0 | 2019-03-13 | 3 | 25.4 | 0.48 | 25.88 | 0
3 | 13 | 04:00 | 0 | 2019-03-13 | 4 | 25.1 | 0.48 | 25.58 | 0
3 | 13 | 05:00 | 0 | 2019-03-13 | 5 | 25.92 | 0.48 | 26.4 | 0
3 | 13 | 06:00 | 0 | 2019-03-13 | 6 | 34.3 | 1.01 | 35.31 | 0
3 | 13 | 07:00 | 0 | 2019-03-13 | 7 | 51.3 | 1.3 | 52.6 | 0
3 | 13 | 08:00 | 1656 | 2019-03-13 | 8 | 56.63 | 1.5 | 58.13 | 96263.28
3 | 13 | 09:00 | 10282 | 2019-03-13 | 9 | 45.35 | 1.48 | 46.83 | 481506.06
3 | 13 | 10:00 | 20325 | 2019-03-13 | 10 | 28.58 | 0.96 | 29.54 | 600400.5
3 | 13 | 11:00 | 26497 | 2019-03-13 | 11 | 26.53 | 1.18 | 27.71 | 734231.87
3 | 13 | 12:00 | 26373 | 2019-03-13 | 12 | 25.24 | 0.91 | 26.15 | 689653.95
3 | 13 | 13:00 | 19618 | 2019-03-13 | 13 | 24.14 | 0.92 | 25.06 | 491627.08
3 | 13 | 14:00 | 19774 | 2019-03-13 | 14 | 23.11 | 0.92 | 24.03 | 475169.22
3 | 13 | 15:00 | 14487 | 2019-03-13 | 15 | 24.22 | 0.9 | 25.12 | 363913.44
3 | 13 | 16:00 | 5342 | 2019-03-13 | 16 | 28.56 | 0.92 | 29.48 | 157482.16
3 | 13 | 17:00 | 2706 | 2019-03-13 | 17 | 36.71 | 0.94 | 37.65 | 101880.9
3 | 13 | 18:00 | 852 | 2019-03-13 | 18 | 42.11 | 1.03 | 43.14 | 36755.28
3 | 13 | 19:00 | 79 | 2019-03-13 | 19 | 46.75 | 1.35 | 48.1 | 3799.9
3 | 13 | 20:00 | 0 | 2019-03-13 | 20 | 38.85 | 1.27 | 40.12 | 0
3 | 13 | 21:00 | 0 | 2019-03-13 | 21 | 39.68 | 0.96 | 40.64 | 0
3 | 13 | 22:00 | 0 | 2019-03-13 | 22 | 37.49 | 1 | 38.49 | 0
3 | 13 | 23:00 | 0 | 2019-03-13 | 23 | 40.87 | 1.25 | 42.12 | 0
3 | 13 | 24:00 | 0 | 2019-03-13 | 24 | 40.15 | 1.26 | 41.41 | 0
3 | 13 | 01:00 | 0 | 2019-03-14 | 1 | 39.08 | 1.35 | 40.43 | 0
3 | 14 | 02:00 | 0 | 2019-03-14 | 2 | 30.2 | 0.51 | 30.71 | 0
3 | 14 | 03:00 | 0 | 2019-03-14 | 3 | 30.31 | 0.62 | 30.93 | 0
3 | 14 | 04:00 | 0 | 2019-03-14 | 4 | 28.22 | 0.61 | 28.83 | 0
3 | 14 | 05:00 | 0 | 2019-03-14 | 5 | 29.39 | 0.88 | 30.27 | 0
3 | 14 | 06:00 | 0 | 2019-03-14 | 6 | 29.13 | 1.86 | 30.99 | 0
3 | 14 | 07:00 | 0 | 2019-03-14 | 7 | 36.65 | 0.79 | 37.44 | 0
3 | 14 | 08:00 | 414 | 2019-03-14 | 8 | 42.65 | 1.19 | 43.84 | 18149.76
3 | 14 | 09:00 | 2432 | 2019-03-14 | 9 | 39.3 | 1.43 | 40.73 | 99055.36
3 | 14 | 10:00 | 5899 | 2019-03-14 | 10 | 39.61 | 1.52 | 41.13 | 242625.87
3 | 14 | 11:00 | 10683 | 2019-03-14 | 11 | 31.24 | 1.17 | 32.41 | 346236.03
3 | 14 | 12:00 | 14078 | 2019-03-14 | 12 | 24.67 | 0.93 | 25.6 | 360396.8
3 | 14 | 13:00 | 12751 | 2019-03-14 | 13 | 23.03 | 0.94 | 23.97 | 305641.47
3 | 14 | 14:00 | 14281 | 2019-03-14 | 14 | 21.09 | 0.94 | 22.03 | 314610.43
3 | 14 | 15:00 | 12331 | 2019-03-14 | 15 | 21.88 | 0.94 | 22.82 | 281393.42
3 | 14 | 16:00 | 6099 | 2019-03-14 | 16 | 20.69 | 0.94 | 21.63 | 131921.37
3 | 14 | 17:00 | 6933 | 2019-03-14 | 17 | 22.73 | 0.94 | 23.67 | 164104.11
3 | 14 | 18:00 | 2672 | 2019-03-14 | 18 | 23.46 | 0.9 | 24.36 | 65089.92
3 | 14 | 19:00 | 344 | 2019-03-14 | 19 | 23.8 | 0.89 | 24.69 | 8493.36
3 | 14 | 20:00 | 0 | 2019-03-14 | 20 | 40.19 | 1.51 | 41.7 | 0
3 | 14 | 21:00 | 0 | 2019-03-14 | 21 | 38.77 | 1.41 | 40.18 | 0
3 | 14 | 22:00 | 0 | 2019-03-14 | 22 | 28.85 | 1.06 | 29.91 | 0
3 | 14 | 23:00 | 0 | 2019-03-14 | 23 | 29.38 | 1.31 | 30.69 | 0
3 | 14 | 24:00 | 0 | 2019-03-14 | 24 | 28.67 | 0.85 | 29.52 | 0
3 | 14 | 01:00 | 0 | 2019-03-15 | 1 | 22.19 | 0.39 | 22.58 | 0
3 | 15 | 02:00 | 0 | 2019-03-15 | 2 | 23.82 | 0.43 | 24.25 | 0
3 | 15 | 03:00 | 0 | 2019-03-15 | 3 | 21.49 | 0.37 | 21.86 | 0
3 | 15 | 04:00 | 0 | 2019-03-15 | 4 | 20.85 | 0.34 | 21.19 | 0
3 | 15 | 05:00 | 0 | 2019-03-15 | 5 | 21.27 | 0.34 | 21.61 | 0
3 | 15 | 06:00 | 0 | 2019-03-15 | 6 | 19.88 | 0.49 | 20.37 | 0
3 | 15 | 07:00 | 0 | 2019-03-15 | 7 | 20.66 | 0.53 | 21.19 | 0
3 | 15 | 08:00 | 351 | 2019-03-15 | 8 | 23.4 | 0.94 | 24.34 | 8543.34
3 | 15 | 09:00 | 1933 | 2019-03-15 | 9 | 22.79 | 0.78 | 23.57 | 45560.81
3 | 15 | 10:00 | 5752 | 2019-03-15 | 10 | 28.04 | 0.76 | 28.8 | 165657.6
3 | 15 | 11:00 | 8090 | 2019-03-15 | 11 | 23.87 | 0.8 | 24.67 | 199580.3
3 | 15 | 12:00 | 9875 | 2019-03-15 | 12 | 24.18 | 0.86 | 25.04 | 247270
3 | 15 | 13:00 | 13284 | 2019-03-15 | 13 | 23.01 | 0.84 | 23.85 | 316823.4
3 | 15 | 14:00 | 18162 | 2019-03-15 | 14 | 22.12 | 0.79 | 22.91 | 416091.42
3 | 15 | 15:00 | 16203 | 2019-03-15 | 15 | 20.52 | 0.78 | 21.3 | 345123.9
3 | 15 | 16:00 | 19950 | 2019-03-15 | 16 | 20.93 | 0.78 | 21.71 | 433114.5
3 | 15 | 17:00 | 12707 | 2019-03-15 | 17 | 22.05 | 0.8 | 22.85 | 290354.95
3 | 15 | 18:00 | 4409 | 2019-03-15 | 18 | 21.8 | 0.79 | 22.59 | 99599.31
3 | 15 | 19:00 | 796 | 2019-03-15 | 19 | 21.11 | 0.78 | 21.89 | 17424.44
3 | 15 | 20:00 | 0 | 2019-03-15 | 20 | 25.13 | 0.97 | 26.1 | 0
3 | 15 | 21:00 | 0 | 2019-03-15 | 21 | 25.83 | 1.07 | 26.9 | 0
3 | 15 | 22:00 | 0 | 2019-03-15 | 22 | 31.93 | 1.29 | 33.22 | 0
3 | 15 | 23:00 | 0 | 2019-03-15 | 23 | 33.59 | 1.09 | 34.68 | 0
3 | 15 | 24:00 | 0 | 2019-03-15 | 24 | 35.2 | 0.88 | 36.08 | 0
3 | 15 | 01:00 | 0 | 2019-03-16 | 1 | 19.03 | 0.45 | 19.48 | 0
3 | 16 | 02:00 | 0 | 2019-03-16 | 2 | 16.35 | 0.36 | 16.71 | 0
3 | 16 | 03:00 | 0 | 2019-03-16 | 3 | 18.48 | 0.36 | 18.84 | 0
3 | 16 | 04:00 | 0 | 2019-03-16 | 4 | 18.61 | 0.35 | 18.96 | 0
3 | 16 | 05:00 | 0 | 2019-03-16 | 5 | 18.18 | 0.36 | 18.54 | 0
3 | 16 | 06:00 | 0 | 2019-03-16 | 6 | 13.28 | 0.38 | 13.66 | 0
3 | 16 | 07:00 | 0 | 2019-03-16 | 7 | 17.22 | 0.46 | 17.68 | 0
3 | 16 | 08:00 | 955 | 2019-03-16 | 8 | 20.13 | 0.37 | 20.5 | 19577.5
3 | 16 | 09:00 | 6161 | 2019-03-16 | 9 | 22.99 | 0.39 | 23.38 | 144044.18
3 | 16 | 10:00 | 18872 | 2019-03-16 | 10 | 19.81 | 0.32 | 20.13 | 379893.36
3 | 16 | 11:00 | 24871 | 2019-03-16 | 11 | 22.97 | 0.36 | 23.33 | 580240.43
3 | 16 | 12:00 | 21167 | 2019-03-16 | 12 | 23.69 | 0.37 | 24.06 | 509278.02
3 | 16 | 13:00 | 16592 | 2019-03-16 | 13 | 23.63 | 0.38 | 24.01 | 398373.92
3 | 16 | 14:00 | 19493 | 2019-03-16 | 14 | 21.59 | 0.37 | 21.96 | 428066.28
3 | 16 | 15:00 | 20075 | 2019-03-16 | 15 | 19.21 | 0.31 | 19.52 | 391864
3 | 16 | 16:00 | 12059 | 2019-03-16 | 16 | 16.4 | 0.5 | 16.9 | 203797.1
3 | 16 | 17:00 | 10298 | 2019-03-16 | 17 | 17.48 | 0.41 | 17.89 | 184231.22
3 | 16 | 18:00 | 4333 | 2019-03-16 | 18 | 22.8 | 0.33 | 23.13 | 100222.29
3 | 16 | 19:00 | 666 | 2019-03-16 | 19 | 25.6 | 0.4 | 26 | 17316
3 | 16 | 20:00 | 0 | 2019-03-16 | 20 | 41.06 | 0.87 | 41.93 | 0
3 | 16 | 21:00 | 0 | 2019-03-16 | 21 | 38.22 | 0.67 | 38.89 | 0
3 | 16 | 22:00 | 0 | 2019-03-16 | 22 | 23.42 | 0.48 | 23.9 | 0
3 | 16 | 23:00 | 0 | 2019-03-16 | 23 | 22.67 | 1.06 | 23.73 | 0
3 | 16 | 24:00 | 0 | 2019-03-16 | 24 | 20.98 | 0.7 | 21.68 | 0
3 | 16 | 01:00 | 0 | 2019-03-17 | 1 | 20.54 | 0.51 | 21.05 | 0
3 | 17 | 02:00 | 0 | 2019-03-17 | 2 | 17.73 | 0.33 | 18.06 | 0
3 | 17 | 03:00 | 0 | 2019-03-17 | 3 | 18.17 | 0.26 | 18.43 | 0
3 | 17 | 04:00 | 0 | 2019-03-17 | 4 | 18 | 0.25 | 18.25 | 0
3 | 17 | 05:00 | 0 | 2019-03-17 | 5 | 17.78 | 0.3 | 18.08 | 0
3 | 17 | 06:00 | 0 | 2019-03-17 | 6 | 19.88 | 0.35 | 20.23 | 0
3 | 17 | 07:00 | 0 | 2019-03-17 | 7 | 26 | 0.67 | 26.67 | 0
3 | 17 | 08:00 | 2078 | 2019-03-17 | 8 | 22.39 | 0.54 | 22.93 | 47648.54
3 | 17 | 09:00 | 7685 | 2019-03-17 | 9 | 21.1 | 0.33 | 21.43 | 164689.55
3 | 17 | 10:00 | 14510 | 2019-03-17 | 10 | 19.93 | 0.31 | 20.24 | 293682.4
3 | 17 | 11:00 | 16336 | 2019-03-17 | 11 | 21.61 | 0.34 | 21.95 | 358575.2
3 | 17 | 12:00 | 16614 | 2019-03-17 | 12 | 21.38 | 0.33 | 21.71 | 360689.94
3 | 17 | 13:00 | 22901 | 2019-03-17 | 13 | 20.43 | 0.31 | 20.74 | 474966.74
3 | 17 | 14:00 | 25077 | 2019-03-17 | 14 | 19.51 | 0.32 | 19.83 | 497276.91
3 | 17 | 15:00 | 26828 | 2019-03-17 | 15 | 18.98 | 0.33 | 19.31 | 518048.68
3 | 17 | 16:00 | 21942 | 2019-03-17 | 16 | 16.95 | 0.29 | 17.24 | 378280.08
3 | 17 | 17:00 | 14571 | 2019-03-17 | 17 | 2.53 | 0.41 | 2.94 | 42838.74
3 | 17 | 18:00 | 5958 | 2019-03-17 | 18 | 14.49 | 0.34 | 14.83 | 88357.14
3 | 17 | 19:00 | 786 | 2019-03-17 | 19 | 25.41 | 0.36 | 25.77 | 20255.22
3 | 17 | 20:00 | 0 | 2019-03-17 | 20 | 49.55 | 1.07 | 50.62 | 0
3 | 17 | 21:00 | 0 | 2019-03-17 | 21 | 54.06 | 1.34 | 55.4 | 0
3 | 17 | 22:00 | 0 | 2019-03-17 | 22 | 39.25 | 1.68 | 40.93 | 0
3 | 17 | 23:00 | 0 | 2019-03-17 | 23 | 21.58 | 0.8 | 22.38 | 0
3 | 17 | 24:00 | 0 | 2019-03-17 | 24 | 24.79 | 1.25 | 26.04 | 0
3 | 17 | 01:00 | 0 | 2019-03-18 | 1 | 20.97 | 0.37 | 21.34 | 0
3 | 18 | 02:00 | 0 | 2019-03-18 | 2 | 22.4 | 0.3 | 22.7 | 0
3 | 18 | 03:00 | 0 | 2019-03-18 | 3 | 21.81 | 0.31 | 22.12 | 0
3 | 18 | 04:00 | 0 | 2019-03-18 | 4 | 23.07 | 0.31 | 23.38 | 0
3 | 18 | 05:00 | 0 | 2019-03-18 | 5 | 27.62 | 0.31 | 27.93 | 0
3 | 18 | 06:00 | 0 | 2019-03-18 | 6 | 45.66 | 1.26 | 46.92 | 0
3 | 18 | 07:00 | 0 | 2019-03-18 | 7 | 51.89 | 1.18 | 53.07 | 0
3 | 18 | 08:00 | 2603 | 2019-03-18 | 8 | 67.11 | 1.47 | 68.58 | 178513.74
3 | 18 | 09:00 | 11866 | 2019-03-18 | 9 | 48.23 | 1.15 | 49.38 | 585943.08
3 | 18 | 10:00 | 21863 | 2019-03-18 | 10 | 25.11 | 0.83 | 25.94 | 567126.22
3 | 18 | 11:00 | 28083 | 2019-03-18 | 11 | 26.1 | 0.79 | 26.89 | 755151.87
3 | 18 | 12:00 | 30655 | 2019-03-18 | 12 | 32.26 | 0.83 | 33.09 | 1014373.95
3 | 18 | 13:00 | 31444 | 2019-03-18 | 13 | 28.19 | 0.82 | 29.01 | 912190.44
3 | 18 | 14:00 | 31051 | 2019-03-18 | 14 | 25.88 | 0.82 | 26.7 | 829061.7
3 | 18 | 15:00 | 28740 | 2019-03-18 | 15 | 26.04 | 0.82 | 26.86 | 771956.4
3 | 18 | 16:00 | 22952 | 2019-03-18 | 16 | 25.84 | 0.91 | 26.75 | 613966
3 | 18 | 17:00 | 13354 | 2019-03-18 | 17 | 26.06 | 0.78 | 26.84 | 358421.36
3 | 18 | 18:00 | 6110 | 2019-03-18 | 18 | 27.61 | 0.81 | 28.42 | 173646.2
3 | 18 | 19:00 | 866 | 2019-03-18 | 19 | 41.32 | 0.82 | 42.14 | 36493.24
3 | 18 | 20:00 | 0 | 2019-03-18 | 20 | 44.25 | 0.9 | 45.15 | 0
3 | 18 | 21:00 | 0 | 2019-03-18 | 21 | 51.19 | 1.01 | 52.2 | 0
3 | 18 | 22:00 | 0 | 2019-03-18 | 22 | 44.05 | 0.84 | 44.89 | 0
3 | 18 | 23:00 | 0 | 2019-03-18 | 23 | 28.33 | 1.15 | 29.48 | 0
3 | 18 | 24:00 | 0 | 2019-03-18 | 24 | 29.2 | 1.04 | 30.24 | 0
3 | 18 | 01:00 | 0 | 2019-03-19 | 1 | 34.34 | 1.16 | 35.5 | 0
3 | 19 | 02:00 | 0 | 2019-03-19 | 2 | 27.37 | 0.4 | 27.77 | 0
3 | 19 | 03:00 | 0 | 2019-03-19 | 3 | 30.52 | 0.48 | 31 | 0
3 | 19 | 04:00 | 0 | 2019-03-19 | 4 | 27.44 | 0.41 | 27.85 | 0
3 | 19 | 05:00 | 0 | 2019-03-19 | 5 | 28.27 | 0.44 | 28.71 | 0
3 | 19 | 06:00 | 0 | 2019-03-19 | 6 | 30.21 | 0.88 | 31.09 | 0
3 | 19 | 07:00 | 5 | 2019-03-19 | 7 | 51.39 | 1.13 | 52.52 | 262.6
3 | 19 | 08:00 | 2575 | 2019-03-19 | 8 | 85.45 | 3.13 | 88.58 | 228093.5
3 | 19 | 09:00 | 11624 | 2019-03-19 | 9 | 49.82 | 1.63 | 51.45 | 598054.8
3 | 19 | 10:00 | 21378 | 2019-03-19 | 10 | 43.48 | 1.58 | 45.06 | 963292.68
3 | 19 | 11:00 | 27164 | 2019-03-19 | 11 | 36.27 | 1.36 | 37.63 | 1022181.32
3 | 19 | 12:00 | 28025 | 2019-03-19 | 12 | 26.53 | 0.91 | 27.44 | 769006
3 | 19 | 13:00 | 28489 | 2019-03-19 | 13 | 27.4 | 0.87 | 28.27 | 805384.03
3 | 19 | 14:00 | 23953 | 2019-03-19 | 14 | 25.84 | 0.87 | 26.71 | 639784.63
3 | 19 | 15:00 | 23366 | 2019-03-19 | 15 | 24.06 | 0.86 | 24.92 | 582280.72
3 | 19 | 16:00 | 24115 | 2019-03-19 | 16 | 24.66 | 0.84 | 25.5 | 614932.5
3 | 19 | 17:00 | 15339 | 2019-03-19 | 17 | 24.79 | 0.83 | 25.62 | 392985.18
3 | 19 | 18:00 | 5923 | 2019-03-19 | 18 | 26.37 | 0.82 | 27.19 | 161046.37
3 | 19 | 19:00 | 897 | 2019-03-19 | 19 | 32.43 | 0.89 | 33.32 | 29888.04
3 | 19 | 20:00 | 0 | 2019-03-19 | 20 | 41.79 | 1.42 | 43.21 | 0
3 | 19 | 21:00 | 0 | 2019-03-19 | 21 | 42.56 | 0.97 | 43.53 | 0
3 | 19 | 22:00 | 0 | 2019-03-19 | 22 | 36.73 | 1.03 | 37.76 | 0
3 | 19 | 23:00 | 0 | 2019-03-19 | 23 | 32.24 | 1.02 | 33.26 | 0
3 | 19 | 24:00 | 0 | 2019-03-19 | 24 | 26.07 | 0.5 | 26.57 | 0
3 | 19 | 01:00 | 0 | 2019-03-20 | 1 | 22.64 | 0.35 | 22.99 | 0
3 | 20 | 02:00 | 0 | 2019-03-20 | 2 | 24.72 | 0.34 | 25.06 | 0
3 | 20 | 03:00 | 0 | 2019-03-20 | 3 | 27.49 | 0.33 | 27.82 | 0
3 | 20 | 04:00 | 0 | 2019-03-20 | 4 | 26.29 | 0.34 | 26.63 | 0
3 | 20 | 05:00 | 0 | 2019-03-20 | 5 | 27.34 | 0.35 | 27.69 | 0
3 | 20 | 06:00 | 0 | 2019-03-20 | 6 | 28.94 | 0.47 | 29.41 | 0
3 | 20 | 07:00 | 4 | 2019-03-20 | 7 | 47.48 | 0.8 | 48.28 | 193.12
3 | 20 | 08:00 | 2848 | 2019-03-20 | 8 | 60.48 | 1.56 | 62.04 | 176689.92
3 | 20 | 09:00 | 11468 | 2019-03-20 | 9 | 48.96 | 0.9 | 49.86 | 571794.48
3 | 20 | 10:00 | 21048 | 2019-03-20 | 10 | 35.48 | 1.04 | 36.52 | 768672.96
3 | 20 | 11:00 | 26661 | 2019-03-20 | 11 | 31.26 | 1.14 | 32.4 | 863816.4
3 | 20 | 12:00 | 29224 | 2019-03-20 | 12 | 26.62 | 0.83 | 27.45 | 802198.8
3 | 20 | 13:00 | 29177 | 2019-03-20 | 13 | 24.99 | 0.81 | 25.8 | 752766.6
3 | 20 | 14:00 | 28293 | 2019-03-20 | 14 | 25.06 | 0.82 | 25.88 | 732222.84
3 | 20 | 15:00 | 26243 | 2019-03-20 | 15 | 24.9 | 0.82 | 25.72 | 674969.96
3 | 20 | 16:00 | 21610 | 2019-03-20 | 16 | 24.53 | 0.82 | 25.35 | 547813.5
3 | 20 | 17:00 | 14418 | 2019-03-20 | 17 | 25.08 | 0.8 | 25.88 | 373137.84
3 | 20 | 18:00 | 5403 | 2019-03-20 | 18 | 27.06 | 0.85 | 27.91 | 150797.73
3 | 20 | 19:00 | 909 | 2019-03-20 | 19 | 42.08 | 1.21 | 43.29 | 39350.61
3 | 20 | 20:00 | 0 | 2019-03-20 | 20 | 45.15 | 0.96 | 46.11 | 0
3 | 20 | 21:00 | 0 | 2019-03-20 | 21 | 35.66 | 0.89 | 36.55 | 0
3 | 20 | 22:00 | 0 | 2019-03-20 | 22 | 37.8 | 1.25 | 39.05 | 0
3 | 20 | 23:00 | 0 | 2019-03-20 | 23 | 43.95 | 2.07 | 46.02 | 0
3 | 20 | 24:00 | 0 | 2019-03-20 | 24 | 44.16 | 1.79 | 45.95 | 0
3 | 20 | 01:00 | 0 | 2019-03-21 | 1 | 25.34 | 0.59 | 25.93 | 0
3 | 21 | 02:00 | 0 | 2019-03-21 | 2 | 27.59 | 0.56 | 28.15 | 0
3 | 21 | 03:00 | 0 | 2019-03-21 | 3 | 25.17 | 0.56 | 25.73 | 0
3 | 21 | 04:00 | 0 | 2019-03-21 | 4 | 23.61 | 0.56 | 24.17 | 0
3 | 21 | 05:00 | 0 | 2019-03-21 | 5 | 24.82 | 0.56 | 25.38 | 0
3 | 21 | 06:00 | 0 | 2019-03-21 | 6 | 25.78 | 0.63 | 26.41 | 0
3 | 21 | 07:00 | 5 | 2019-03-21 | 7 | 29.56 | 0.77 | 30.33 | 151.65
3 | 21 | 08:00 | 2029 | 2019-03-21 | 8 | 32.59 | 1.25 | 33.84 | 68661.36
3 | 21 | 09:00 | 9065 | 2019-03-21 | 9 | 25.11 | 1.02 | 26.13 | 236868.45
3 | 21 | 10:00 | 16185 | 2019-03-21 | 10 | 23.9 | 0.99 | 24.89 | 402844.65
3 | 21 | 11:00 | 15294 | 2019-03-21 | 11 | 25.53 | 0.99 | 26.52 | 405596.88
3 | 21 | 12:00 | 19567 | 2019-03-21 | 12 | 25.28 | 1.01 | 26.29 | 514416.43
3 | 21 | 13:00 | 18535 | 2019-03-21 | 13 | 24.83 | 1 | 25.83 | 478759.05
3 | 21 | 14:00 | 13736 | 2019-03-21 | 14 | 23.34 | 1.01 | 24.35 | 334471.6
3 | 21 | 15:00 | 13585 | 2019-03-21 | 15 | 22.38 | 1 | 23.38 | 317617.3
3 | 21 | 16:00 | 8966 | 2019-03-21 | 16 | 22.48 | 1 | 23.48 | 210521.68
3 | 21 | 17:00 | 5963 | 2019-03-21 | 17 | 23.79 | 0.99 | 24.78 | 147763.14
3 | 21 | 18:00 | 3044 | 2019-03-21 | 18 | 24.89 | 1.02 | 25.91 | 78870.04
3 | 21 | 19:00 | 505 | 2019-03-21 | 19 | 25.33 | 1.01 | 26.34 | 13301.7
3 | 21 | 20:00 | 0 | 2019-03-21 | 20 | 26.25 | 0.99 | 27.24 | 0
3 | 21 | 21:00 | 0 | 2019-03-21 | 21 | 24.47 | 0.99 | 25.46 | 0
3 | 21 | 22:00 | 0 | 2019-03-21 | 22 | 23.58 | 1 | 24.58 | 0
3 | 21 | 23:00 | 0 | 2019-03-21 | 23 | 29.83 | 1.37 | 31.2 | 0
3 | 21 | 24:00 | 0 | 2019-03-21 | 24 | 24.1 | 0.63 | 24.73 | 0
3 | 21 | 01:00 | 0 | 2019-03-22 | 1 | 26.41 | 0.92 | 27.33 | 0
3 | 22 | 02:00 | 0 | 2019-03-22 | 2 | 21.77 | 0.74 | 22.51 | 0
3 | 22 | 03:00 | 0 | 2019-03-22 | 3 | 20.58 | 0.74 | 21.32 | 0
3 | 22 | 04:00 | 0 | 2019-03-22 | 4 | 20.82 | 0.74 | 21.56 | 0
3 | 22 | 05:00 | 0 | 2019-03-22 | 5 | 22.66 | 0.74 | 23.4 | 0
3 | 22 | 06:00 | 0 | 2019-03-22 | 6 | 19.6 | 0.8 | 20.4 | 0
3 | 22 | 07:00 | 0 | 2019-03-22 | 7 | 28.85 | 0.95 | 29.8 | 0
3 | 22 | 08:00 | 58 | 2019-03-22 | 8 | 41.64 | 1.74 | 43.38 | 2516.04
3 | 22 | 09:00 | 636 | 2019-03-22 | 9 | 33.05 | 1.35 | 34.4 | 21878.4
3 | 22 | 10:00 | 2333 | 2019-03-22 | 10 | 39.15 | 1.24 | 40.39 | 94229.87
3 | 22 | 11:00 | 5178 | 2019-03-22 | 11 | 35.41 | 1.21 | 36.62 | 189618.36
3 | 22 | 12:00 | 6633 | 2019-03-22 | 12 | 37.01 | 1.29 | 38.3 | 254043.9
3 | 22 | 13:00 | 7801 | 2019-03-22 | 13 | 38.61 | 1.51 | 40.12 | 312976.12
3 | 22 | 14:00 | 8328 | 2019-03-22 | 14 | 41.35 | 1.79 | 43.14 | 359269.92
3 | 22 | 15:00 | 9355 | 2019-03-22 | 15 | 34.44 | 1.69 | 36.13 | 337996.15
3 | 22 | 16:00 | 12951 | 2019-03-22 | 16 | 23.62 | 1.17 | 24.79 | 321055.29
3 | 22 | 17:00 | 6231 | 2019-03-22 | 17 | 29.52 | 1.45 | 30.97 | 192974.07
3 | 22 | 18:00 | 3105 | 2019-03-22 | 18 | 34.71 | 1.72 | 36.43 | 113115.15
3 | 22 | 19:00 | 267 | 2019-03-22 | 19 | 26.35 | 1.26 | 27.61 | 7371.87
3 | 22 | 20:00 | 0 | 2019-03-22 | 20 | 33.34 | 1.45 | 34.79 | 0
3 | 22 | 21:00 | 0 | 2019-03-22 | 21 | 32.07 | 1.45 | 33.52 | 0
3 | 22 | 22:00 | 0 | 2019-03-22 | 22 | 25.46 | 1.2 | 26.66 | 0
3 | 22 | 23:00 | 0 | 2019-03-22 | 23 | 25.64 | 1.38 | 27.02 | 0
3 | 22 | 24:00 | 0 | 2019-03-22 | 24 | 23.63 | 0.82 | 24.45 | 0
3 | 22 | 01:00 | 0 | 2019-03-23 | 1 | 22.15 | 0.62 | 22.77 | 0
3 | 23 | 02:00 | 0 | 2019-03-23 | 2 | 22.5 | 0.61 | 23.11 | 0
3 | 23 | 03:00 | 0 | 2019-03-23 | 3 | 22.88 | 0.62 | 23.5 | 0
3 | 23 | 04:00 | 0 | 2019-03-23 | 4 | 22.16 | 0.63 | 22.79 | 0
3 | 23 | 05:00 | 0 | 2019-03-23 | 5 | 22.3 | 0.62 | 22.92 | 0
3 | 23 | 06:00 | 0 | 2019-03-23 | 6 | 22.25 | 0.63 | 22.88 | 0
3 | 23 | 07:00 | 5 | 2019-03-23 | 7 | 23.42 | 0.73 | 24.15 | 120.75
3 | 23 | 08:00 | 1235 | 2019-03-23 | 8 | 26.96 | 0.71 | 27.67 | 34172.45
3 | 23 | 09:00 | 5080 | 2019-03-23 | 9 | 33.87 | 0.79 | 34.66 | 176072.8
3 | 23 | 10:00 | 14055 | 2019-03-23 | 10 | 31.53 | 0.79 | 32.32 | 454257.6
3 | 23 | 11:00 | 24529 | 2019-03-23 | 11 | 22.71 | 0.78 | 23.49 | 576186.21
3 | 23 | 12:00 | 27255 | 2019-03-23 | 12 | 20.57 | 0.65 | 21.22 | 578351.1
3 | 23 | 13:00 | 30050 | 2019-03-23 | 13 | 20.72 | 0.63 | 21.35 | 641567.5
3 | 23 | 14:00 | 26853 | 2019-03-23 | 14 | 20.7 | 0.62 | 21.32 | 572505.96
3 | 23 | 15:00 | 22907 | 2019-03-23 | 15 | 19.63 | 0.63 | 20.26 | 464095.82
3 | 23 | 16:00 | 20286 | 2019-03-23 | 16 | 19.54 | 0.63 | 20.17 | 409168.62
3 | 23 | 17:00 | 14506 | 2019-03-23 | 17 | 15.86 | 0.64 | 16.5 | 239349
3 | 23 | 18:00 | 5426 | 2019-03-23 | 18 | 20.35 | 0.66 | 21.01 | 114000.26
3 | 23 | 19:00 | 1081 | 2019-03-23 | 19 | 28.79 | 0.73 | 29.52 | 31911.12
3 | 23 | 20:00 | 0 | 2019-03-23 | 20 | 29.89 | 0.82 | 30.71 | 0
3 | 23 | 21:00 | 0 | 2019-03-23 | 21 | 32.6 | 0.96 | 33.56 | 0
3 | 23 | 22:00 | 0 | 2019-03-23 | 22 | 30.61 | 0.84 | 31.45 | 0
3 | 23 | 23:00 | 0 | 2019-03-23 | 23 | 32.35 | 1.47 | 33.82 | 0
3 | 23 | 24:00 | 0 | 2019-03-23 | 24 | 22.13 | 0.78 | 22.91 | 0
3 | 23 | 01:00 | 0 | 2019-03-24 | 1 | 20.13 | 0.48 | 20.61 | 0
3 | 24 | 02:00 | 0 | 2019-03-24 | 2 | 21.16 | 0.35 | 21.51 | 0
3 | 24 | 03:00 | 0 | 2019-03-24 | 3 | 21.44 | 0.34 | 21.78 | 0
3 | 24 | 04:00 | 0 | 2019-03-24 | 4 | 21.32 | 0.34 | 21.66 | 0
3 | 24 | 05:00 | 0 | 2019-03-24 | 5 | 21.32 | 0.34 | 21.66 | 0
3 | 24 | 06:00 | 0 | 2019-03-24 | 6 | 21.26 | 0.34 | 21.6 | 0
3 | 24 | 07:00 | 26 | 2019-03-24 | 7 | 20.19 | 0.49 | 20.68 | 537.68
3 | 24 | 08:00 | 3505 | 2019-03-24 | 8 | 20.38 | 0.5 | 20.88 | 73184.4
3 | 24 | 09:00 | 13039 | 2019-03-24 | 9 | 16.52 | 0.42 | 16.94 | 220880.66
3 | 24 | 10:00 | 22461 | 2019-03-24 | 10 | 18.18 | 0.4 | 18.58 | 417325.38
3 | 24 | 11:00 | 27894 | 2019-03-24 | 11 | 19.61 | 0.36 | 19.97 | 557043.18
3 | 24 | 12:00 | 30241 | 2019-03-24 | 12 | 12.65 | 0.38 | 13.03 | 394040.23
3 | 24 | 13:00 | 29259 | 2019-03-24 | 13 | 8.37 | 0.5 | 8.87 | 259527.33
3 | 24 | 14:00 | 21305 | 2019-03-24 | 14 | -1.92 | 0.49 | -1.43 | -30466.15
3 | 24 | 15:00 | 17076 | 2019-03-24 | 15 | -7.75 | 0.61 | -7.14 | -121922.64
3 | 24 | 16:00 | 11635 | 2019-03-24 | 16 | 21.95 | 0.46 | 22.41 | 260740.35
3 | 24 | 17:00 | 7095 | 2019-03-24 | 17 | 25.35 | 0.54 | 25.89 | 183689.55
3 | 24 | 18:00 | 5604 | 2019-03-24 | 18 | 23.71 | 0.54 | 24.25 | 135897
3 | 24 | 19:00 | 957 | 2019-03-24 | 19 | 28.16 | 0.68 | 28.84 | 27599.88
3 | 24 | 20:00 | 0 | 2019-03-24 | 20 | 41.99 | 0.62 | 42.61 | 0
3 | 24 | 21:00 | 0 | 2019-03-24 | 21 | 39.04 | 0.82 | 39.86 | 0
3 | 24 | 22:00 | 0 | 2019-03-24 | 22 | 30.25 | 0.93 | 31.18 | 0
3 | 24 | 23:00 | 0 | 2019-03-24 | 23 | 21.28 | 0.43 | 21.71 | 0
3 | 24 | 24:00 | 0 | 2019-03-24 | 24 | 18.46 | 0.41 | 18.87 | 0
3 | 24 | 01:00 | 0 | 2019-03-25 | 1 | 19.62 | 0.35 | 19.97 | 0
3 | 25 | 02:00 | 0 | 2019-03-25 | 2 | 6.46 | 0.37 | 6.83 | 0
3 | 25 | 03:00 | 0 | 2019-03-25 | 3 | 14.64 | 0.37 | 15.01 | 0
3 | 25 | 04:00 | 0 | 2019-03-25 | 4 | 16.89 | 0.43 | 17.32 | 0
3 | 25 | 05:00 | 0 | 2019-03-25 | 5 | 21.75 | 0.34 | 22.09 | 0
3 | 25 | 06:00 | 0 | 2019-03-25 | 6 | 21.85 | 0.44 | 22.29 | 0
3 | 25 | 07:00 | 22 | 2019-03-25 | 7 | 37.66 | 1.29 | 38.95 | 856.9
3 | 25 | 08:00 | 2195 | 2019-03-25 | 8 | 40.92 | 1.2 | 42.12 | 92453.4
3 | 25 | 09:00 | 13021 | 2019-03-25 | 9 | 38.53 | 1 | 39.53 | 514720.13
3 | 25 | 10:00 | 22665 | 2019-03-25 | 10 | 27.52 | 0.87 | 28.39 | 643459.35
3 | 25 | 11:00 | 28469 | 2019-03-25 | 11 | 26.46 | 0.83 | 27.29 | 776919.01
3 | 25 | 12:00 | 30797 | 2019-03-25 | 12 | 22.2 | 0.87 | 23.07 | 710486.79
3 | 25 | 13:00 | 31493 | 2019-03-25 | 13 | 22.15 | 0.88 | 23.03 | 725283.79
3 | 25 | 14:00 | 31130 | 2019-03-25 | 14 | 21.68 | 0.89 | 22.57 | 702604.1
3 | 25 | 15:00 | 28868 | 2019-03-25 | 15 | 20.87 | 0.9 | 21.77 | 628456.36
3 | 25 | 16:00 | 23902 | 2019-03-25 | 16 | 21.75 | 0.9 | 22.65 | 541380.3
3 | 25 | 17:00 | 15997 | 2019-03-25 | 17 | 22.39 | 0.88 | 23.27 | 372250.19
3 | 25 | 18:00 | 6454 | 2019-03-25 | 18 | 30.1 | 0.86 | 30.96 | 199815.84
3 | 25 | 19:00 | 1170 | 2019-03-25 | 19 | 41.14 | 0.94 | 42.08 | 49233.6
3 | 25 | 20:00 | 1 | 2019-03-25 | 20 | 42.55 | 0.87 | 43.42 | 43.42
3 | 25 | 21:00 | 0 | 2019-03-25 | 21 | 42.18 | 0.93 | 43.11 | 0
3 | 25 | 22:00 | 0 | 2019-03-25 | 22 | 30.05 | 1.06 | 31.11 | 0
3 | 25 | 23:00 | 0 | 2019-03-25 | 23 | 25.28 | 1.05 | 26.33 | 0
3 | 25 | 24:00 | 0 | 2019-03-25 | 24 | 23.18 | 0.41 | 23.59 | 0
3 | 25 | 01:00 | 0 | 2019-03-26 | 1 | 20.78 | 0.68 | 21.46 | 0
3 | 26 | 02:00 | 0 | 2019-03-26 | 2 | 22.86 | 0.67 | 23.53 | 0
3 | 26 | 03:00 | 0 | 2019-03-26 | 3 | 22.65 | 0.67 | 23.32 | 0
3 | 26 | 04:00 | 0 | 2019-03-26 | 4 | 23.29 | 0.67 | 23.96 | 0
3 | 26 | 05:00 | 0 | 2019-03-26 | 5 | 23.61 | 0.66 | 24.27 | 0
3 | 26 | 06:00 | 0 | 2019-03-26 | 6 | 23.63 | 0.74 | 24.37 | 0
3 | 26 | 07:00 | 41 | 2019-03-26 | 7 | 32.4 | 0.8 | 33.2 | 1361.2
3 | 26 | 08:00 | 4204 | 2019-03-26 | 8 | 40.91 | 1.65 | 42.56 | 178922.24
3 | 26 | 09:00 | 13608 | 2019-03-26 | 9 | 27.84 | 1.25 | 29.09 | 395856.72
3 | 26 | 10:00 | 23145 | 2019-03-26 | 10 | 22.98 | 1.14 | 24.12 | 558257.4
3 | 26 | 11:00 | 28454 | 2019-03-26 | 11 | 24.05 | 1.14 | 25.19 | 716756.26
3 | 26 | 12:00 | 30863 | 2019-03-26 | 12 | 24.32 | 1.16 | 25.48 | 786389.24
3 | 26 | 13:00 | 31552 | 2019-03-26 | 13 | 23.77 | 1.18 | 24.95 | 787222.4
3 | 26 | 14:00 | 31051 | 2019-03-26 | 14 | 23.83 | 1.17 | 25 | 776275
3 | 26 | 15:00 | 29028 | 2019-03-26 | 15 | 22.68 | 1.16 | 23.84 | 692027.52
3 | 26 | 16:00 | 24170 | 2019-03-26 | 16 | 22.48 | 1.19 | 23.67 | 572103.9
3 | 26 | 17:00 | 16338 | 2019-03-26 | 17 | 22.9 | 1.18 | 24.08 | 393419.04
3 | 26 | 18:00 | 6739 | 2019-03-26 | 18 | 28.58 | 1.42 | 30 | 202170
3 | 26 | 19:00 | 1323 | 2019-03-26 | 19 | 29.46 | 1.49 | 30.95 | 40946.85
3 | 26 | 20:00 | 0 | 2019-03-26 | 20 | 36.81 | 1.23 | 38.04 | 0
3 | 26 | 21:00 | 0 | 2019-03-26 | 21 | 39.79 | 1.39 | 41.18 | 0
3 | 26 | 22:00 | 0 | 2019-03-26 | 22 | 29.49 | 1.18 | 30.67 | 0
3 | 26 | 23:00 | 0 | 2019-03-26 | 23 | 30.4 | 1.29 | 31.69 | 0
3 | 26 | 24:00 | 0 | 2019-03-26 | 24 | 29.7 | 1.03 | 30.73 | 0
3 | 26 | 01:00 | 0 | 2019-03-27 | 1 | 28.49 | 0.74 | 29.23 | 0
3 | 27 | 02:00 | 0 | 2019-03-27 | 2 | 26.16 | 0.7 | 26.86 | 0
3 | 27 | 03:00 | 0 | 2019-03-27 | 3 | 25.71 | 0.7 | 26.41 | 0
3 | 27 | 04:00 | 0 | 2019-03-27 | 4 | 26.05 | 0.7 | 26.75 | 0
3 | 27 | 05:00 | 0 | 2019-03-27 | 5 | 34.84 | 1.22 | 36.06 | 0
3 | 27 | 06:00 | 0 | 2019-03-27 | 6 | 46.7 | 2.31 | 49.01 | 0
3 | 27 | 07:00 | 59 | 2019-03-27 | 7 | 52.55 | 1.33 | 53.88 | 3178.92
3 | 27 | 08:00 | 4047 | 2019-03-27 | 8 | 47.56 | 2.11 | 49.67 | 201014.49
3 | 27 | 09:00 | 13734 | 2019-03-27 | 9 | 46.52 | 1.49 | 48.01 | 659369.34
3 | 27 | 10:00 | 22517 | 2019-03-27 | 10 | 30.68 | 1.34 | 32.02 | 720994.34
3 | 27 | 11:00 | 27696 | 2019-03-27 | 11 | 25.66 | 1.16 | 26.82 | 742806.72
3 | 27 | 12:00 | 30261 | 2019-03-27 | 12 | 25.53 | 1.15 | 26.68 | 807363.48
3 | 27 | 13:00 | 31034 | 2019-03-27 | 13 | 24.6 | 1.17 | 25.77 | 799746.18
3 | 27 | 14:00 | 30471 | 2019-03-27 | 14 | 23.99 | 1.18 | 25.17 | 766955.07
3 | 27 | 15:00 | 27729 | 2019-03-27 | 15 | 23.28 | 1.22 | 24.5 | 679360.5
3 | 27 | 16:00 | 22240 | 2019-03-27 | 16 | 23.47 | 1.22 | 24.69 | 549105.6
3 | 27 | 17:00 | 14534 | 2019-03-27 | 17 | 23.45 | 1.2 | 24.65 | 358263.1
3 | 27 | 18:00 | 6187 | 2019-03-27 | 18 | 25.09 | 1.21 | 26.3 | 162718.1
3 | 27 | 19:00 | 1247 | 2019-03-27 | 19 | 29.96 | 1.27 | 31.23 | 38943.81
3 | 27 | 20:00 | 4 | 2019-03-27 | 20 | 37.66 | 1.18 | 38.84 | 155.36
3 | 27 | 21:00 | 0 | 2019-03-27 | 21 | 29.68 | 1.15 | 30.83 | 0
3 | 27 | 22:00 | 0 | 2019-03-27 | 22 | 24.74 | 1.17 | 25.91 | 0
3 | 27 | 23:00 | 0 | 2019-03-27 | 23 | 24.89 | 1.21 | 26.1 | 0
3 | 27 | 24:00 | 0 | 2019-03-27 | 24 | 23.82 | 0.75 | 24.57 | 0
3 | 27 | 01:00 | 0 | 2019-03-28 | 1 | 21.09 | 0.29 | 21.38 | 0
3 | 28 | 02:00 | 0 | 2019-03-28 | 2 | 21.79 | 0.3 | 22.09 | 0
3 | 28 | 03:00 | 0 | 2019-03-28 | 3 | 20.98 | 0.28 | 21.26 | 0
3 | 28 | 04:00 | 0 | 2019-03-28 | 4 | 20.86 | 0.3 | 21.16 | 0
3 | 28 | 05:00 | 0 | 2019-03-28 | 5 | 21.76 | 0.3 | 22.06 | 0
3 | 28 | 06:00 | 0 | 2019-03-28 | 6 | 20.99 | 0.4 | 21.39 | 0
3 | 28 | 07:00 | 90 | 2019-03-28 | 7 | 23.95 | 0.41 | 24.36 | 2192.4
3 | 28 | 08:00 | 4359 | 2019-03-28 | 8 | 26.13 | 0.92 | 27.05 | 117910.95
3 | 28 | 09:00 | 13212 | 2019-03-28 | 9 | 22.22 | 0.77 | 22.99 | 303743.88
3 | 28 | 10:00 | 22325 | 2019-03-28 | 10 | 21.96 | 0.78 | 22.74 | 507670.5
3 | 28 | 11:00 | 27628 | 2019-03-28 | 11 | 20.9 | 0.77 | 21.67 | 598698.76
3 | 28 | 12:00 | 30297 | 2019-03-28 | 12 | 20.04 | 0.77 | 20.81 | 630480.57
3 | 28 | 13:00 | 31081 | 2019-03-28 | 13 | 20.22 | 0.8 | 21.02 | 653322.62
3 | 28 | 14:00 | 30157 | 2019-03-28 | 14 | 19.56 | 0.8 | 20.36 | 613996.52
3 | 28 | 15:00 | 28025 | 2019-03-28 | 15 | 19.37 | 0.81 | 20.18 | 565544.5
3 | 28 | 16:00 | 21411 | 2019-03-28 | 16 | 19.46 | 0.8 | 20.26 | 433786.86
3 | 28 | 17:00 | 12447 | 2019-03-28 | 17 | 19.76 | 0.78 | 20.54 | 255661.38
3 | 28 | 18:00 | 5223 | 2019-03-28 | 18 | 21.46 | 0.78 | 22.24 | 116159.52
3 | 28 | 19:00 | 1063 | 2019-03-28 | 19 | 25.78 | 1.17 | 26.95 | 28647.85
3 | 28 | 20:00 | 0 | 2019-03-28 | 20 | 30.79 | 0.9 | 31.69 | 0
3 | 28 | 21:00 | 0 | 2019-03-28 | 21 | 25.61 | 0.82 | 26.43 | 0
3 | 28 | 22:00 | 0 | 2019-03-28 | 22 | 25.24 | 0.84 | 26.08 | 0
3 | 28 | 23:00 | 0 | 2019-03-28 | 23 | 30.86 | 1.24 | 32.1 | 0
3 | 28 | 24:00 | 0 | 2019-03-28 | 24 | 29.03 | 0.9 | 29.93 | 0
3 | 28 | 01:00 | 0 | 2019-03-29 | 1 | 20.05 | 0.44 | 20.49 | 0
3 | 29 | 02:00 | 0 | 2019-03-29 | 2 | 18.86 | 0.37 | 19.23 | 0
3 | 29 | 03:00 | 0 | 2019-03-29 | 3 | 18.74 | 0.38 | 19.12 | 0
3 | 29 | 04:00 | 0 | 2019-03-29 | 4 | 19.09 | 0.38 | 19.47 | 0
3 | 29 | 05:00 | 0 | 2019-03-29 | 5 | 20.14 | 0.38 | 20.52 | 0
3 | 29 | 06:00 | 0 | 2019-03-29 | 6 | 20.27 | 0.61 | 20.88 | 0
3 | 29 | 07:00 | 7 | 2019-03-29 | 7 | 23.58 | 0.6 | 24.18 | 169.26
3 | 29 | 08:00 | 644 | 2019-03-29 | 8 | 32.82 | 1.08 | 33.9 | 21831.6
3 | 29 | 09:00 | 1573 | 2019-03-29 | 9 | 38.47 | 1.41 | 39.88 | 62731.24
3 | 29 | 10:00 | 3236 | 2019-03-29 | 10 | 38.63 | 1.56 | 40.19 | 130054.84
3 | 29 | 11:00 | 2911 | 2019-03-29 | 11 | 40.07 | 1.18 | 41.25 | 120078.75
3 | 29 | 12:00 | 5023 | 2019-03-29 | 12 | 38.71 | 1.1 | 39.81 | 199965.63
3 | 29 | 13:00 | 8887 | 2019-03-29 | 13 | 33.23 | 0.91 | 34.14 | 303402.18
3 | 29 | 14:00 | 8649 | 2019-03-29 | 14 | 32.3 | 0.95 | 33.25 | 287579.25
3 | 29 | 15:00 | 5130 | 2019-03-29 | 15 | 29.06 | 1.03 | 30.09 | 154361.7
3 | 29 | 16:00 | 5360 | 2019-03-29 | 16 | 26.37 | 0.87 | 27.24 | 146006.4
3 | 29 | 17:00 | 6856 | 2019-03-29 | 17 | 24.16 | 0.88 | 25.04 | 171674.24
3 | 29 | 18:00 | 3317 | 2019-03-29 | 18 | 24.88 | 0.87 | 25.75 | 85412.75
3 | 29 | 19:00 | 926 | 2019-03-29 | 19 | 28.98 | 0.94 | 29.92 | 27705.92
3 | 29 | 20:00 | 9 | 2019-03-29 | 20 | 33.53 | 0.95 | 34.48 | 310.32
3 | 29 | 21:00 | 0 | 2019-03-29 | 21 | 36.51 | 1.05 | 37.56 | 0
3 | 29 | 22:00 | 0 | 2019-03-29 | 22 | 24.83 | 0.92 | 25.75 | 0
3 | 29 | 23:00 | 0 | 2019-03-29 | 23 | 24.01 | 1.01 | 25.02 | 0
3 | 29 | 24:00 | 0 | 2019-03-29 | 24 | 23.13 | 0.82 | 23.95 | 0
3 | 29 | 01:00 | 0 | 2019-03-30 | 1 | 22.86 | 0.28 | 23.14 | 0
3 | 30 | 02:00 | 0 | 2019-03-30 | 2 | 24.96 | 0.41 | 25.37 | 0
3 | 30 | 03:00 | 0 | 2019-03-30 | 3 | 23.05 | 0.36 | 23.41 | 0
3 | 30 | 04:00 | 0 | 2019-03-30 | 4 | 22.98 | 0.32 | 23.3 | 0
3 | 30 | 05:00 | 0 | 2019-03-30 | 5 | 23.09 | 0.24 | 23.33 | 0
3 | 30 | 06:00 | 0 | 2019-03-30 | 6 | 23.12 | 0.24 | 23.36 | 0
3 | 30 | 07:00 | 0 | 2019-03-30 | 7 | 22.73 | 0.46 | 23.19 | 0
3 | 30 | 08:00 | 116 | 2019-03-30 | 8 | 21.47 | 0.68 | 22.15 | 2569.4
3 | 30 | 09:00 | 1619 | 2019-03-30 | 9 | 20.86 | 0.33 | 21.19 | 34306.61
3 | 30 | 10:00 | 4722 | 2019-03-30 | 10 | 25.07 | 0.48 | 25.55 | 120647.1
3 | 30 | 11:00 | 4963 | 2019-03-30 | 11 | 20.8 | 0.26 | 21.06 | 104520.78
3 | 30 | 12:00 | 6940 | 2019-03-30 | 12 | 20.15 | 0.27 | 20.42 | 141714.8
3 | 30 | 13:00 | 11672 | 2019-03-30 | 13 | 20.63 | 0.28 | 20.91 | 244061.52
3 | 30 | 14:00 | 8630 | 2019-03-30 | 14 | 18.58 | 0.28 | 18.86 | 162761.8
3 | 30 | 15:00 | 9020 | 2019-03-30 | 15 | 17.71 | 0.27 | 17.98 | 162179.6
3 | 30 | 16:00 | 10179 | 2019-03-30 | 16 | 18.63 | 0.33 | 18.96 | 192993.84
3 | 30 | 17:00 | 10723 | 2019-03-30 | 17 | 18.79 | 0.25 | 19.04 | 204165.92
3 | 30 | 18:00 | 4904 | 2019-03-30 | 18 | 19.61 | 0.32 | 19.93 | 97736.72
3 | 30 | 19:00 | 1117 | 2019-03-30 | 19 | 20.52 | 0.26 | 20.78 | 23211.26
3 | 30 | 20:00 | 0 | 2019-03-30 | 20 | 23.9 | 0.28 | 24.18 | 0
3 | 30 | 21:00 | 0 | 2019-03-30 | 21 | 22.16 | 0.27 | 22.43 | 0
3 | 30 | 22:00 | 0 | 2019-03-30 | 22 | 23.13 | 0.32 | 23.45 | 0
3 | 30 | 23:00 | 0 | 2019-03-30 | 23 | 20.17 | 0.35 | 20.52 | 0
3 | 30 | 24:00 | 0 | 2019-03-30 | 24 | 21.14 | 0.94 | 22.08 | 0
3 | 30 | 01:00 | 0 | 2019-03-31 | 1 | 18.9 | 0.68 | 19.58 | 0
3 | 31 | 02:00 | 0 | 2019-03-31 | 2 | 16.41 | 0.46 | 16.87 | 0
3 | 31 | 03:00 | 0 | 2019-03-31 | 3 | 10.7 | 0.43 | 11.13 | 0
3 | 31 | 04:00 | 0 | 2019-03-31 | 4 | 17.01 | 0.43 | 17.44 | 0
3 | 31 | 05:00 | 0 | 2019-03-31 | 5 | 7.95 | 0.5 | 8.45 | 0
3 | 31 | 06:00 | 0 | 2019-03-31 | 6 | 15.78 | 0.44 | 16.22 | 0
3 | 31 | 07:00 | 17 | 2019-03-31 | 7 | 13.09 | 0.6 | 13.69 | 232.73
3 | 31 | 08:00 | 2605 | 2019-03-31 | 8 | 14.76 | 0.87 | 15.63 | 40716.15
3 | 31 | 09:00 | 8242 | 2019-03-31 | 9 | 16.91 | 0.59 | 17.5 | 144235
3 | 31 | 10:00 | 18759 | 2019-03-31 | 10 | 3.21 | 0.64 | 3.85 | 72222.15
3 | 31 | 11:00 | 18152 | 2019-03-31 | 11 | 14.99 | 0.5 | 15.49 | 281174.48
3 | 31 | 12:00 | 6186 | 2019-03-31 | 12 | 22.83 | 0.53 | 23.36 | 144504.96
3 | 31 | 13:00 | 2086 | 2019-03-31 | 13 | 28.35 | 0.52 | 28.87 | 60222.82
3 | 31 | 14:00 | 3255 | 2019-03-31 | 14 | 30.64 | 0.63 | 31.27 | 101783.85
3 | 31 | 15:00 | 2945 | 2019-03-31 | 15 | 32.06 | 0.87 | 32.93 | 96978.85
3 | 31 | 16:00 | 3098 | 2019-03-31 | 16 | 34.82 | 0.72 | 35.54 | 110102.92
3 | 31 | 17:00 | 1987 | 2019-03-31 | 17 | 34.85 | 1.21 | 36.06 | 71651.22
3 | 31 | 18:00 | 1151 | 2019-03-31 | 18 | 32.61 | 1.12 | 33.73 | 38823.23
3 | 31 | 19:00 | 555 | 2019-03-31 | 19 | 30.71 | 0.93 | 31.64 | 17560.2
3 | 31 | 20:00 | 31 | 2019-03-31 | 20 | 31.78 | 0.53 | 32.31 | 1001.61
3 | 31 | 21:00 | 0 | 2019-03-31 | 21 | 37.77 | 0.75 | 38.52 | 0
3 | 31 | 22:00 | 0 | 2019-03-31 | 22 | 33.78 | 1.14 | 34.92 | 0
3 | 31 | 23:00 | 0 | 2019-03-31 | 23 | 22.37 | 0.92 | 23.29 | 0
3 | 31 | 24:00 | 0 | 2019-03-31 | 24 | 18.05 | 0.57 | 18.62 | 0

## Capacity
Calculation of Avoided Generation Capacity Costs (related to the ISO-NE Forward Capacity Market or FCM)
Capacity Market Allocation for FCA 2018-2019 |  |  | Power year 2018/2019
https://www.iso-ne.com/about/key-stats/markets#fcaresults
Capacity Clearing Price | 9.55 | kW-month | http://www.iso-ne.com/about/what-we-do/key-stats/markets
Peak Energy Rent | 0.22775 | kW-month | (Peak Energy Rent Information is rolling 12-month average for the period 4/18 - 3/19.)
Subtotal | 9.3223 |  | https://www.iso-ne.com/isoexpress/web/reports/load-and-demand/-/tree/monthly-peak-energy-rent
Line Loss Multiplier | 1.0668
Avoided Capacity Cost | 9.9451 | kW-month
For Generation Sources Other than Solar PV
Assume production is equal for all hours of the year
Peak Hour = | 1
Total Hours in the Year = | 8760 |  | Puc 903.02 (i)(6) b. uses 8760 hours
Portion of generation assume to be at peak hour for FCA Cost Alloc. = | 0.01142% |  | Puc 903.02 (i)(6) b.
For Solar PV Generation
Solar production at system peak hour = | 12209 | watts | 8/29/18 at hour ending 17:00
Annual solar production = | 45201668 | watts | https://www.iso-ne.com/isoexpress/web/reports/load-and-demand/-/tree/ann-sys-peak-day-hr-load
Portion of annual solar production at peak hour for FCA Cost Alloc. = | 0.02701% |  | Puc 903.02 (i)(7) c.

## Actual Solar Data
| Residential | Commercial | Commercial | Commercial | Commercial | Commercial
Location | Derry | Hopkinton | Exeter | Farmington | Andover | Andover | Total |  | Hourly
kW DC | 5.46 | 58.3 | 51.87 | 26.4 | 45 | 40.5 | 227.53 | kW DC | Average
kW AC | 5 | 57.6 | 43.2 | 23.4 | 34.2 | 37.8 | 201.2 | kW AC
Pitch | 23 | 35 | 18 | 30 | 15 | 37 | 26.3333 | average
Azimuth | 110 | 152 | 219 | 145 | 165 | 197 | 164.6667 | average
Period Starting | 70 | 28 | -39 | 35 | 15 | -17
2018-04-01 | 0 | 0 | 0 | 0 | 0 | 0 | 0 |  | 0
2018-04-01 01:00 | 0 | 0 | 0 | 0 | 0 | 0 | 0 |  | 0
2018-04-01 02:00 | 0 | 0 | 0 | 0 | 0 | 0 | 0 |  | 0
2018-04-01 03:00 | 0 | 0 | 0 | 0 | 0 | 0 | 0 |  | 0
2018-04-01 04:00 | 0 | 0 | 0 | 0 | 0 | 0 | 0 |  | 0
2018-04-01 05:00 | 0 | 0 | 0 | 0 | 0 | 0 | 0 |  | 0
2018-04-01 06:00 | 0 | 147 | 35 | 0 | 126 | 96 | 404 |  | 67
2018-04-01 07:00 | 136.0246 | 3695 | 2399 | 1401 | 3015 | 2418 | 13064.0246 |  | 2177
2018-04-01 08:00 | 758.0773 | 13800 | 4689 | 6938 | 6906 | 5830 | 38921.0773 |  | 6487
2018-04-01 09:00 | 2335.5115 | 13511 | 18033 | 8162 | 8325 | 7010 | 57376.5115 |  | 9563
2018-04-01 10:00 | 1984.4788 | 16278 | 18342 | 8554 | 22777 | 19058 | 86993.4788 |  | 14499
2018-04-01 11:00 | 1901.4785 | 15100 | 18523 | 7858 | 27706 | 22436 | 93524.4785 |  | 15587
2018-04-01 12:00 | 1447.2295 | 48623 | 16678 | 12719 | 30619 | 25873 | 135959.2295 |  | 22660
2018-04-01 13:00 | 1860.5964 | 47722 | 18301 | 21631 | 36444 | 29027 | 154985.5964 |  | 25831
2018-04-01 14:00 | 3061.9263 | 41070 | 33902 | 21278 | 30374 | 24522 | 154207.9263 |  | 25701
2018-04-01 15:00 | 2158.6226 | 30289 | 36487 | 17203 | 28514 | 25188 | 139839.6226 |  | 23307
2018-04-01 16:00 | 930.9731 | 17309 | 27643 | 12075 | 16436 | 21031 | 95424.9731 |  | 15904
2018-04-01 17:00 | 284.9459 | 4835 | 14647 | 6689 | 6224 | 10198 | 42877.9459 |  | 7146
2018-04-01 18:00 | 104.9292 | 1221 | 4837 | 1954 | 1236 | 1165 | 10517.9292 |  | 1753
2018-04-01 19:00 | 0.0040234 | 8 | 26 | 11 | 13 | 18 | 76.004 |  | 13
2018-04-01 20:00 | 0 | 0 | 0 | 0 | 0 | 0 | 0 |  | 0
2018-04-01 21:00 | 0 | 0 | 0 | 0 | 0 | 0 | 0 |  | 0
2018-04-01 22:00 | 0 | 0 | 0 | 0 | 0 | 0 | 0 |  | 0
2018-04-01 23:00 | 0 | 0 | 0 | 0 | 0 | 0 | 0 |  | 0
2018-04-02 | 0 | 0 | 0 | 0 | 0 | 0 | 0 |  | 0
2018-04-02 01:00 | 0 | 0 | 0 | 0 | 0 | 0 | 0 |  | 0
2018-04-02 02:00 | 0 | 0 | 0 | 0 | 0 | 0 | 0 |  | 0
2018-04-02 03:00 | 0 | 0 | 0 | 0 | 0 | 0 | 0 |  | 0
2018-04-02 04:00 | 0 | 0 | 0 | 0 | 0 | 0 | 0 |  | 0
2018-04-02 05:00 | 0 | 0 | 0 | 0 | 0 | 0 | 0 |  | 0
2018-04-02 06:00 | 0 | 1 | 11 | 0 | 3 | 2 | 17 |  | 3
2018-04-02 07:00 | 24.5235 | 831 | 1193 | 310 | 953 | 735 | 4046.5235 |  | 674
2018-04-02 08:00 | 196.3864 | 2284 | 2666 | 966 | 2510 | 2024 | 10646.3864 |  | 1774
2018-04-02 09:00 | 292.632 | 4540 | 3988 | 1501 | 8038 | 6635 | 24994.6321 |  | 4166
2018-04-02 10:00 | 261.9562 | 17144 | 7149 | 1547 | 25655 | 21260 | 73016.9562 |  | 12169
2018-04-02 11:00 | 668.6449 | 43874 | 13357 | 6622 | 37041 | 28843 | 130405.6449 |  | 21734
2018-04-02 12:00 | 1711.9418 | 42413 | 17445 | 15803 | 37048 | 29221 | 143641.9418 |  | 23940
2018-04-02 13:00 | 1433.0533 | 43854 | 19042 | 11020 | 36869 | 28765 | 140983.0533 |  | 23497
2018-04-02 14:00 | 1865.5824 | 40104 | 16502 | 10967 | 35038 | 28848 | 133324.5824 |  | 22221
2018-04-02 15:00 | 2039.4698 | 28634 | 24014 | 14258 | 28615 | 27559 | 125119.4698 |  | 20853
2018-04-02 16:00 | 954.639 | 17015 | 24580 | 11801 | 17960 | 21952 | 94262.639 |  | 15710
2018-04-02 17:00 | 274.5926 | 4866 | 14493 | 6279 | 6313 | 9888 | 42113.5926 |  | 7019
2018-04-02 18:00 | 109.4989 | 1217 | 4826 | 2007 | 1153 | 1032 | 10344.4989 |  | 1724
2018-04-02 19:00 | 0.15088 | 15 | 36 | 15 | 19 | 23 | 108.1509 |  | 18
2018-04-02 20:00 | 0 | 0 | 0 | 0 | 0 | 0 | 0 |  | 0
2018-04-02 21:00 | 0 | 0 | 0 | 0 | 0 | 0 | 0 |  | 0
2018-04-02 22:00 | 0 | 0 | 0 | 0 | 0 | 0 | 0 |  | 0
2018-04-02 23:00 | 0 | 0 | 0 | 0 | 0 | 0 | 0 |  | 0
2018-04-03 | 0 | 0 | 0 | 0 | 0 | 0 | 0 |  | 0
2018-04-03 01:00 | 0 | 0 | 0 | 0 | 0 | 0 | 0 |  | 0
2018-04-03 02:00 | 0 | 0 | 0 | 0 | 0 | 0 | 0 |  | 0
2018-04-03 03:00 | 0 | 0 | 0 | 0 | 0 | 0 | 0 |  | 0
2018-04-03 04:00 | 0 | 0 | 0 | 0 | 0 | 0 | 0 |  | 0
2018-04-03 05:00 | 0 | 0 | 0 | 0 | 0 | 0 | 0 |  | 0
2018-04-03 06:00 | 0 | 321 | 220 | 19 | 167 | 121 | 848 |  | 141
2018-04-03 07:00 | 417.1551 | 3672 | 4335 | 2114 | 3018 | 2411 | 15967.1552 |  | 2661
2018-04-03 08:00 | 957.1932 | 11219 | 8313 | 5497 | 10343 | 8220 | 44549.1932 |  | 7425
2018-04-03 09:00 | 1463.506 | 20335 | 11716 | 7555 | 19093 | 15739 | 75901.506 |  | 12650
2018-04-03 10:00 | 2684.4192 | 36561 | 25866 | 14890 | 26530 | 23019 | 129550.4192 |  | 21592
2018-04-03 11:00 | 3562.282 | 37897 | 32197 | 15871 | 25881 | 22689 | 138097.282 |  | 23016
2018-04-03 12:00 | 2261.3337 | 21632 | 32434 | 11835 | 17056 | 14297 | 99515.3337 |  | 16586
2018-04-03 13:00 | 603.749 | 8258 | 9656 | 5915 | 7014 | 5524 | 36970.749 |  | 6162
2018-04-03 14:00 | 565.9719 | 4939 | 5964 | 3394 | 5077 | 4054 | 23993.9719 |  | 3999
2018-04-03 15:00 | 462.0264 | 7712 | 6419 | 2317 | 3414 | 2776 | 23100.0264 |  | 3850
2018-04-03 16:00 | 333.4062 | 3412 | 4880 | 1950 | 2402 | 1778 | 14755.4062 |  | 2459
2018-04-03 17:00 | 158.4359 | 1798 | 2091 | 871 | 940 | 710 | 6568.4359 |  | 1095
2018-04-03 18:00 | 1.9152 | 192 | 227 | 83 | 433 | 325 | 1261.9152 |  | 210
2018-04-03 19:00 | 0 | 0 | 0 | 0 | 0 | 0 | 0 |  | 0
2018-04-03 20:00 | 0 | 0 | 0 | 0 | 0 | 0 | 0 |  | 0
2018-04-03 21:00 | 0 | 0 | 0 | 0 | 0 | 0 | 0 |  | 0
2018-04-03 22:00 | 0 | 0 | 0 | 0 | 0 | 0 | 0 |  | 0
2018-04-03 23:00 | 0 | 0 | 0 | 0 | 0 | 0 | 0 |  | 0
2018-04-04 | 0 | 0 | 0 | 0 | 0 | 0 | 0 |  | 0
2018-04-04 01:00 | 0 | 0 | 0 | 0 | 0 | 0 | 0 |  | 0
2018-04-04 02:00 | 0 | 0 | 0 | 0 | 0 | 0 | 0 |  | 0
2018-04-04 03:00 | 0 | 0 | 0 | 0 | 0 | 0 | 0 |  | 0
2018-04-04 04:00 | 0 | 0 | 0 | 0 | 0 | 0 | 0 |  | 0
2018-04-04 05:00 | 0 | 0 | 0 | 0 | 0 | 0 | 0 |  | 0
2018-04-04 06:00 | 0 | 0 | 38 | 0 | 0 | 0 | 38 |  | 6
2018-04-04 07:00 | 16.9156 | 230 | 870 | 84 | 24 | 19 | 1243.9156 |  | 207
2018-04-04 08:00 | 206.9644 | 1973 | 2029 | 858 | 940 | 703 | 6709.9644 |  | 1118
2018-04-04 09:00 | 538.386 | 4094 | 5275 | 3387 | 3463 | 2627 | 19384.3861 |  | 3231
2018-04-04 10:00 | 644.4913 | 5289 | 5604 | 2768 | 2918 | 2312 | 19535.4913 |  | 3256
2018-04-04 11:00 | 621.777 | 4245 | 6625 | 3330 | 2177 | 1753 | 18751.777 |  | 3125
2018-04-04 12:00 | 470.8014 | 6479 | 6815 | 2840 | 3934 | 3090 | 23628.8014 |  | 3938
2018-04-04 13:00 | 332.1629 | 2822 | 3896 | 1884 | 2585 | 2010 | 13529.1629 |  | 2255
2018-04-04 14:00 | 298.0809 | 3087 | 3535 | 1682 | 2926 | 2299 | 13827.0809 |  | 2305
2018-04-04 15:00 | 261.659 | 2862 | 2251 | 2027 | 3760 | 3091 | 14252.659 |  | 2375
2018-04-04 16:00 | 226.2967 | 1881 | 2788 | 1316 | 6911 | 5646 | 18768.2967 |  | 3128
2018-04-04 17:00 | 231.1052 | 4989 | 2636 | 1268 | 6090 | 6817 | 22031.1052 |  | 3672
2018-04-04 18:00 | 205.6678 | 1660 | 2870 | 2007 | 1182 | 1016 | 8940.6678 |  | 1490
2018-04-04 19:00 | 4.6911 | 22 | 56 | 17 | 33 | 35 | 167.6911 |  | 28
2018-04-04 20:00 | 0 | 0 | 0 | 0 | 0 | 0 | 0 |  | 0
2018-04-04 21:00 | 0 | 0 | 0 | 0 | 0 | 0 | 0 |  | 0
2018-04-04 22:00 | 0 | 0 | 0 | 0 | 0 | 0 | 0 |  | 0
2018-04-04 23:00 | 0 | 0 | 0 | 0 | 0 | 0 | 0 |  | 0
2018-04-05 | 0 | 0 | 0 | 0 | 0 | 0 | 0 |  | 0
2018-04-05 01:00 | 0 | 0 | 0 | 0 | 0 | 0 | 0 |  | 0
2018-04-05 02:00 | 0 | 0 | 0 | 0 | 0 | 0 | 0 |  | 0
2018-04-05 03:00 | 0 | 0 | 0 | 0 | 0 | 0 | 0 |  | 0
2018-04-05 04:00 | 0 | 0 | 0 | 0 | 0 | 0 | 0 |  | 0
2018-04-05 05:00 | 0 | 0 | 0 | 0 | 0 | 0 | 0 |  | 0
2018-04-05 06:00 | 0 | 1772 | 251 | 0 | 195 | 193 | 2411 |  | 402
2018-04-05 07:00 | 306.1943 | 17925 | 2205 | 4687 | 4738 | 4212 | 34073.1943 |  | 5679
2018-04-05 08:00 | 2265.6628 | 33857 | 10919 | 11323 | 21540 | 16182 | 96086.6628 |  | 16014
2018-04-05 09:00 | 4537.4575 | 45105 | 23537 | 16852 | 31821 | 25963 | 147815.4575 |  | 24636
2018-04-05 10:00 | 5066.869 | 51509 | 33852 | 20308 | 36938 | 28512 | 176185.869 |  | 29364
2018-04-05 11:00 | 5148.9062 | 43368 | 41459 | 22277 | 37022 | 29174 | 178448.9062 |  | 29741
2018-04-05 12:00 | 4971.9146 | 29078 | 44416 | 23577 | 37003 | 28262 | 167307.9146 |  | 27885
2018-04-05 13:00 | 4488.9834 | 49570 | 44485 | 23968 | 36885 | 29117 | 188513.9834 |  | 31419
2018-04-05 14:00 | 3626.143 | 42533 | 43828 | 22094 | 36611 | 29274 | 177966.143 |  | 29661
2018-04-05 15:00 | 2367.3 | 31771 | 39187 | 18449 | 30678 | 28082 | 150534.3 |  | 25089
2018-04-05 16:00 | 998.3918 | 18699 | 28795 | 13005 | 18968 | 23103 | 103568.3918 |  | 17261
2018-04-05 17:00 | 378.2554 | 6038 | 14125 | 7117 | 6387 | 9746 | 43791.2554 |  | 7299
2018-04-05 18:00 | 201.361 | 1561 | 4347 | 2413 | 1104 | 925 | 10551.361 |  | 1759
2018-04-05 19:00 | 3.086 | 24 | 52 | 23 | 25 | 30 | 157.086 |  | 26
2018-04-05 20:00 | 0 | 0 | 0 | 0 | 0 | 0 | 0 |  | 0
2018-04-05 21:00 | 0 | 0 | 0 | 0 | 0 | 0 | 0 |  | 0
2018-04-05 22:00 | 0 | 0 | 0 | 0 | 0 | 0 | 0 |  | 0
2018-04-05 23:00 | 0 | 0 | 0 | 0 | 0 | 0 | 0 |  | 0
2018-04-06 | 0 | 0 | 0 | 0 | 0 | 0 | 0 |  | 0
2018-04-06 01:00 | 0 | 0 | 0 | 0 | 0 | 0 | 0 |  | 0
2018-04-06 02:00 | 0 | 0 | 0 | 0 | 0 | 0 | 0 |  | 0
2018-04-06 03:00 | 0 | 0 | 0 | 0 | 0 | 0 | 0 |  | 0
2018-04-06 04:00 | 0 | 0 | 0 | 0 | 0 | 0 | 0 |  | 0
2018-04-06 05:00 | 0 | 0 | 0 | 0 | 0 | 0 | 0 |  | 0
2018-04-06 06:00 | 0 | 2116 | 338 | 0 | 159 | 246 | 2859 |  | 477
2018-04-06 07:00 | 373.0523 | 16813 | 3111 | 4335 | 4898 | 4573 | 34103.0523 |  | 5684
2018-04-06 08:00 | 2226.3003 | 29192 | 11424 | 10677 | 18494 | 13827 | 85840.3003 |  | 14307
2018-04-06 09:00 | 3070.3528 | 23955 | 20799 | 13261 | 21449 | 18084 | 100618.3528 |  | 16770
2018-04-06 10:00 | 2580.0645 | 26981 | 26765 | 13368 | 23235 | 20031 | 112960.0645 |  | 18827
2018-04-06 11:00 | 1874.1101 | 32264 | 22914 | 16197 | 21878 | 18634 | 113761.1101 |  | 18960
2018-04-06 12:00 | 1353.3022 | 17771 | 18403 | 14607 | 18861 | 15674 | 86669.3022 |  | 14445
2018-04-06 13:00 | 882.3439 | 11560 | 12201 | 10405 | 9124 | 7365 | 51537.3439 |  | 8590
2018-04-06 14:00 | 538.8439 | 6528 | 7220 | 4556 | 4096 | 3569 | 26507.8439 |  | 4418
2018-04-06 15:00 | 80.161 | 2416 | 3136 | 2202 | 399 | 555 | 8788.161 |  | 1465
2018-04-06 16:00 | 0 | 1010 | 722 | 507 | 3 | 35 | 2277 |  | 380
2018-04-06 17:00 | 0 | 262 | 161 | 240 | 0 | 0 | 663 |  | 111
2018-04-06 18:00 | 0 | 2 | 52 | 12 | 0 | 0 | 66 |  | 11
2018-04-06 19:00 | 0 | 0 | 0 | 0 | 0 | 0 | 0 |  | 0
2018-04-06 20:00 | 0 | 0 | 0 | 0 | 0 | 0 | 0 |  | 0
2018-04-06 21:00 | 0 | 0 | 0 | 0 | 0 | 0 | 0 |  | 0
2018-04-06 22:00 | 0 | 0 | 0 | 0 | 0 | 0 | 0 |  | 0
2018-04-06 23:00 | 0 | 0 | 0 | 0 | 0 | 0 | 0 |  | 0
2018-04-07 | 0 | 0 | 0 | 0 | 0 | 0 | 0 |  | 0
2018-04-07 01:00 | 0 | 0 | 0 | 0 | 0 | 0 | 0 |  | 0
2018-04-07 02:00 | 0 | 0 | 0 | 0 | 0 | 0 | 0 |  | 0
2018-04-07 03:00 | 0 | 0 | 0 | 0 | 0 | 0 | 0 |  | 0
2018-04-07 04:00 | 0 | 0 | 0 | 0 | 0 | 0 | 0 |  | 0
2018-04-07 05:00 | 0 | 0 | 0 | 0 | 0 | 0 | 0 |  | 0
2018-04-07 06:00 | 0 | 141 | 0 | 0 | 2 | 4 | 147 |  | 25
2018-04-07 07:00 | 0 | 9340 | 310 | 1486 | 244 | 435 | 11815 |  | 1969
2018-04-07 08:00 | 169.1988 | 19719 | 3519 | 5064 | 1179 | 1431 | 31081.1988 |  | 5180
2018-04-07 09:00 | 1857.9957 | 41333 | 18085 | 16525 | 10140 | 9777 | 97717.9957 |  | 16286
2018-04-07 10:00 | 4317.3228 | 44995 | 32427 | 19626 | 23980 | 23471 | 148816.3228 |  | 24803
2018-04-07 11:00 | 4694.2734 | 49308 | 38462 | 22099 | 33168 | 26864 | 174595.2734 |  | 29099
2018-04-07 12:00 | 4612.634 | 44304 | 41559 | 23457 | 29882 | 25143 | 168957.634 |  | 28160
2018-04-07 13:00 | 4333.4404 | 45732 | 43717 | 23448 | 23950 | 20439 | 161619.4404 |  | 26937
2018-04-07 14:00 | 3512.2617 | 37610 | 42258 | 21213 | 29959 | 24625 | 159177.2617 |  | 26530
2018-04-07 15:00 | 2285.425 | 25984 | 38065 | 18111 | 28819 | 26686 | 139950.425 |  | 23325
2018-04-07 16:00 | 986.1727 | 16339 | 29111 | 12273 | 16528 | 18602 | 93839.1727 |  | 15640
2018-04-07 17:00 | 329.5678 | 6025 | 14752 | 5754 | 7208 | 10139 | 44207.5678 |  | 7368
2018-04-07 18:00 | 181.0487 | 1697 | 5142 | 1362 | 2071 | 1870 | 12323.0487 |  | 2054
2018-04-07 19:00 | 0.84693 | 31 | 67 | 22 | 46 | 34 | 200.8469 |  | 33
2018-04-07 20:00 | 0 | 0 | 0 | 0 | 0 | 0 | 0 |  | 0
2018-04-07 21:00 | 0 | 0 | 0 | 0 | 0 | 0 | 0 |  | 0
2018-04-07 22:00 | 0 | 0 | 0 | 0 | 0 | 0 | 0 |  | 0
2018-04-07 23:00 | 0 | 0 | 0 | 0 | 0 | 0 | 0 |  | 0
2018-04-08 | 0 | 0 | 0 | 0 | 0 | 0 | 0 |  | 0
2018-04-08 01:00 | 0 | 0 | 0 | 0 | 0 | 0 | 0 |  | 0
2018-04-08 02:00 | 0 | 0 | 0 | 0 | 0 | 0 | 0 |  | 0
2018-04-08 03:00 | 0 | 0 | 0 | 0 | 0 | 0 | 0 |  | 0
2018-04-08 04:00 | 0 | 0 | 0 | 0 | 0 | 0 | 0 |  | 0
2018-04-08 05:00 | 0 | 0 | 0 | 0 | 0 | 0 | 0 |  | 0
2018-04-08 06:00 | 0 | 1043 | 250 | 0 | 223 | 262 | 1778 |  | 296
2018-04-08 07:00 | 418.005 | 15765 | 2717 | 3868 | 5937 | 4840 | 33545.005 |  | 5591
2018-04-08 08:00 | 1928.5243 | 25236 | 10385 | 10312 | 16342 | 12540 | 76743.5243 |  | 12791
2018-04-08 09:00 | 2839.8228 | 34645 | 21966 | 13533 | 24987 | 20952 | 118922.8228 |  | 19820
2018-04-08 10:00 | 2617.3872 | 47317 | 23855 | 16406 | 36126 | 28311 | 154632.3872 |  | 25772
2018-04-08 11:00 | 3788.1074 | 45219 | 30675 | 18394 | 32363 | 26185 | 156624.1074 |  | 26104
2018-04-08 12:00 | 3883.0144 | 38254 | 39254 | 15001 | 30616 | 25130 | 152138.0144 |  | 25356
2018-04-08 13:00 | 3602.977 | 40019 | 39789 | 15025 | 25891 | 21668 | 145994.977 |  | 24332
2018-04-08 14:00 | 2544.3594 | 30965 | 32654 | 14337 | 17880 | 15512 | 113892.3594 |  | 18982
2018-04-08 15:00 | 1335.4895 | 14517 | 14561 | 9493 | 9795 | 8146 | 57847.4895 |  | 9641
2018-04-08 16:00 | 1109.8873 | 9025 | 9781 | 8370 | 9714 | 7951 | 45950.8873 |  | 7658
2018-04-08 17:00 | 528.6797 | 5960 | 7167 | 7143 | 4532 | 3680 | 29010.6797 |  | 4835
2018-04-08 18:00 | 109.7996 | 2044 | 4978 | 1408 | 1926 | 1663 | 12128.7996 |  | 2021
2018-04-08 19:00 | 0 | 40 | 70 | 31 | 49 | 44 | 234 |  | 39
2018-04-08 20:00 | 0 | 0 | 0 | 0 | 0 | 0 | 0 |  | 0
2018-04-08 21:00 | 0 | 0 | 0 | 0 | 0 | 0 | 0 |  | 0
2018-04-08 22:00 | 0 | 0 | 0 | 0 | 0 | 0 | 0 |  | 0
2018-04-08 23:00 | 0 | 0 | 0 | 0 | 0 | 0 | 0 |  | 0
2018-04-09 | 0 | 0 | 0 | 0 | 0 | 0 | 0 |  | 0
2018-04-09 01:00 | 0 | 0 | 0 | 0 | 0 | 0 | 0 |  | 0
2018-04-09 02:00 | 0 | 0 | 0 | 0 | 0 | 0 | 0 |  | 0
2018-04-09 03:00 | 0 | 0 | 0 | 0 | 0 | 0 | 0 |  | 0
2018-04-09 04:00 | 0 | 0 | 0 | 0 | 0 | 0 | 0 |  | 0
2018-04-09 05:00 | 0 | 0 | 0 | 0 | 0 | 0 | 0 |  | 0
2018-04-09 06:00 | 0 | 1466 | 369 | 563 | 61 | 116 | 2575 |  | 429
2018-04-09 07:00 | 531.8507 | 17288 | 2809 | 6288 | 3341 | 2934 | 33191.8507 |  | 5532
2018-04-09 08:00 | 2595.3467 | 33833 | 12029 | 10035 | 13515 | 9091 | 81098.3467 |  | 13516
2018-04-09 09:00 | 4525.107 | 42543 | 24407 | 16835 | 23134 | 18129 | 129573.107 |  | 21596
2018-04-09 10:00 | 4782.087 | 49146 | 33984 | 20391 | 36692 | 28450 | 173445.087 |  | 28908
2018-04-09 11:00 | 4584.4053 | 52348 | 40951 | 22309 | 37048 | 29132 | 186372.4053 |  | 31062
2018-04-09 12:00 | 4852.9473 | 52574 | 44121 | 23305 | 37030 | 29235 | 191117.9473 |  | 31853
2018-04-09 13:00 | 4395.5913 | 48491 | 44443 | 23835 | 37032 | 29246 | 187442.5913 |  | 31240
2018-04-09 14:00 | 3526.1304 | 41417 | 43455 | 21954 | 36278 | 29111 | 175741.1304 |  | 29290
2018-04-09 15:00 | 2277.684 | 30986 | 38804 | 18102 | 30112 | 27855 | 148136.684 |  | 24689
2018-04-09 16:00 | 986.5811 | 17640 | 29655 | 12809 | 19426 | 22896 | 103412.5811 |  | 17235
2018-04-09 17:00 | 261.6301 | 5074 | 17483 | 6901 | 7344 | 10460 | 47523.6301 |  | 7921
2018-04-09 18:00 | 160.499 | 1649 | 5769 | 1916 | 2318 | 2019 | 13831.499 |  | 2305
2018-04-09 19:00 | 2.6394 | 78 | 107 | 46 | 83 | 72 | 388.6394 |  | 65
2018-04-09 20:00 | 0 | 0 | 0 | 0 | 0 | 0 | 0 |  | 0
2018-04-09 21:00 | 0 | 0 | 0 | 0 | 0 | 0 | 0 |  | 0
2018-04-09 22:00 | 0 | 0 | 0 | 0 | 0 | 0 | 0 |  | 0
2018-04-09 23:00 | 0 | 0 | 0 | 0 | 0 | 0 | 0 |  | 0
2018-04-10 | 0 | 0 | 0 | 0 | 0 | 0 | 0 |  | 0
2018-04-10 01:00 | 0 | 0 | 0 | 0 | 0 | 0 | 0 |  | 0
2018-04-10 02:00 | 0 | 0 | 0 | 0 | 0 | 0 | 0 |  | 0
2018-04-10 03:00 | 0 | 0 | 0 | 0 | 0 | 0 | 0 |  | 0
2018-04-10 04:00 | 0 | 0 | 0 | 0 | 0 | 0 | 0 |  | 0
2018-04-10 05:00 | 0 | 0 | 0 | 0 | 0 | 0 | 0 |  | 0
2018-04-10 06:00 | 14.2232 | 1133 | 620 | 157 | 692 | 550 | 3166.2232 |  | 528
2018-04-10 07:00 | 520.971 | 5669 | 3589 | 2772 | 4236 | 3322 | 20108.971 |  | 3351
2018-04-10 08:00 | 1351.0524 | 10592 | 10948 | 8634 | 8805 | 7002 | 47332.0524 |  | 7889
2018-04-10 09:00 | 1444.3541 | 14391 | 14988 | 11747 | 11760 | 9504 | 63834.3541 |  | 10639
2018-04-10 10:00 | 1186.516 | 17078 | 16269 | 11441 | 15061 | 12364 | 73399.516 |  | 12233
2018-04-10 11:00 | 904.3661 | 20132 | 18111 | 7811 | 20384 | 17297 | 84639.3662 |  | 14107
2018-04-10 12:00 | 1737.3494 | 20377 | 19807 | 9170 | 23801 | 21173 | 96065.3494 |  | 16011
2018-04-10 13:00 | 1956.1847 | 21728 | 7261 | 8674 | 25796 | 24712 | 90127.1847 |  | 15021
2018-04-10 14:00 | 730.7146 | 19024 | 14376 | 10387 | 19468 | 17055 | 81040.7146 |  | 13507
2018-04-10 15:00 | 238.1272 | 11810 | 22132 | 4768 | 13527 | 10880 | 63355.1272 |  | 10559
2018-04-10 16:00 | 594.0817 | 8300 | 9531 | 3037 | 10129 | 6645 | 38236.0817 |  | 6373
2018-04-10 17:00 | 568.2401 | 4341 | 5313 | 2045 | 1900 | 1554 | 15721.2401 |  | 2620
2018-04-10 18:00 | 76.04 | 896 | 872 | 2232 | 1604 | 1336 | 7016.04 |  | 1169
2018-04-10 19:00 | 0.72724 | 185 | 0 | 31 | 209 | 166 | 591.7272 |  | 99
2018-04-10 20:00 | 0 | 0 | 0 | 0 | 0 | 0 | 0 |  | 0
2018-04-10 21:00 | 0 | 0 | 0 | 0 | 0 | 0 | 0 |  | 0
2018-04-10 22:00 | 0 | 0 | 0 | 0 | 0 | 0 | 0 |  | 0
2018-04-10 23:00 | 0 | 0 | 0 | 0 | 0 | 0 | 0 |  | 0
2018-04-11 | 0 | 0 | 0 | 0 | 0 | 0 | 0 |  | 0
2018-04-11 01:00 | 0 | 0 | 0 | 0 | 0 | 0 | 0 |  | 0
2018-04-11 02:00 | 0 | 0 | 0 | 0 | 0 | 0 | 0 |  | 0
2018-04-11 03:00 | 0 | 0 | 0 | 0 | 0 | 0 | 0 |  | 0
2018-04-11 04:00 | 0 | 0 | 0 | 0 | 0 | 0 | 0 |  | 0
2018-04-11 05:00 | 0 | 0 | 0 | 0 | 0 | 0 | 0 |  | 0
2018-04-11 06:00 | 11.4214 | 468 | 437 | 150 | 507 | 449 | 2022.4214 |  | 337
2018-04-11 07:00 | 418.6286 | 8227 | 3296 | 5339 | 6973 | 4988 | 29241.6286 |  | 4874
2018-04-11 08:00 | 1637.5868 | 28020 | 9550 | 10992 | 19373 | 14614 | 84186.5868 |  | 14031
2018-04-11 09:00 | 2236.2156 | 42122 | 23201 | 15807 | 29586 | 23798 | 136750.2156 |  | 22792
2018-04-11 10:00 | 4530.75 | 42543 | 29396 | 19390 | 16497 | 13494 | 125850.75 |  | 20975
2018-04-11 11:00 | 4101.5703 | 27088 | 31028 | 16780 | 26815 | 20460 | 126272.5703 |  | 21045
2018-04-11 12:00 | 1376.929 | 24480 | 22562 | 9340 | 16714 | 13583 | 88055.929 |  | 14676
2018-04-11 13:00 | 4133.8477 | 31261 | 41705 | 15330 | 20218 | 17905 | 130552.8477 |  | 21759
2018-04-11 14:00 | 2834.5762 | 25039 | 33586 | 17053 | 30275 | 26479 | 135266.5762 |  | 22544
2018-04-11 15:00 | 1335.3507 | 24173 | 19351 | 9492 | 19249 | 16239 | 89839.3507 |  | 14973
2018-04-11 16:00 | 879.96 | 13582 | 16295 | 5258 | 8574 | 7119 | 51707.96 |  | 8618
2018-04-11 17:00 | 522.5862 | 6311 | 14441 | 2804 | 6461 | 6128 | 36667.5862 |  | 6111
2018-04-11 18:00 | 193.4811 | 2036 | 2624 | 1100 | 2409 | 2090 | 10452.4811 |  | 1742
2018-04-11 19:00 | 6.0734 | 44 | 45 | 13 | 120 | 105 | 333.0734 |  | 56
2018-04-11 20:00 | 0 | 0 | 0 | 0 | 0 | 0 | 0 |  | 0
2018-04-11 21:00 | 0 | 0 | 0 | 0 | 0 | 0 | 0 |  | 0
2018-04-11 22:00 | 0 | 0 | 0 | 0 | 0 | 0 | 0 |  | 0
2018-04-11 23:00 | 0 | 0 | 0 | 0 | 0 | 0 | 0 |  | 0
2018-04-12 | 0 | 0 | 0 | 0 | 0 | 0 | 0 |  | 0
2018-04-12 01:00 | 0 | 0 | 0 | 0 | 0 | 0 | 0 |  | 0
2018-04-12 02:00 | 0 | 0 | 0 | 0 | 0 | 0 | 0 |  | 0
2018-04-12 03:00 | 0 | 0 | 0 | 0 | 0 | 0 | 0 |  | 0
2018-04-12 04:00 | 0 | 0 | 0 | 0 | 0 | 0 | 0 |  | 0
2018-04-12 05:00 | 0 | 0 | 0 | 0 | 0 | 0 | 0 |  | 0
2018-04-12 06:00 | 7.5522 | 1117 | 518 | 64 | 491 | 431 | 2628.5522 |  | 438
2018-04-12 07:00 | 547.0341 | 16004 | 3970 | 4838 | 6875 | 4602 | 36836.0341 |  | 6139
2018-04-12 08:00 | 2470.8843 | 31140 | 12013 | 10241 | 20426 | 15352 | 91642.8843 |  | 15274
2018-04-12 09:00 | 3923.4595 | 40380 | 23154 | 15287 | 30815 | 24948 | 138507.4595 |  | 23085
2018-04-12 10:00 | 4547.1753 | 45868 | 32095 | 21100 | 32314 | 24683 | 160607.1753 |  | 26768
2018-04-12 11:00 | 4166.389 | 40462 | 37760 | 19986 | 31307 | 26014 | 159695.389 |  | 26616
2018-04-12 12:00 | 3604.4878 | 37470 | 38471 | 18494 | 29847 | 25776 | 153662.4878 |  | 25610
2018-04-12 13:00 | 3152.1138 | 32410 | 36495 | 18662 | 30069 | 26381 | 147169.1138 |  | 24528
2018-04-12 14:00 | 2508.2693 | 20368 | 36380 | 16827 | 16602 | 13942 | 106627.2693 |  | 17771
2018-04-12 15:00 | 964.9349 | 7954 | 23167 | 9584 | 6621 | 5339 | 53629.9349 |  | 8938
2018-04-12 16:00 | 412.177 | 4321 | 8637 | 3932 | 3100 | 2564 | 22966.177 |  | 3828
2018-04-12 17:00 | 149.9314 | 978 | 3361 | 2029 | 759 | 619 | 7895.9314 |  | 1316
2018-04-12 18:00 | 13.4302 | 0 | 881 | 479 | 0 | 0 | 1373.4302 |  | 229
2018-04-12 19:00 | 0 | 0 | 0 | 0 | 0 | 0 | 0 |  | 0
2018-04-12 20:00 | 0 | 0 | 0 | 0 | 0 | 0 | 0 |  | 0
2018-04-12 21:00 | 0 | 0 | 0 | 0 | 0 | 0 | 0 |  | 0
2018-04-12 22:00 | 0 | 0 | 0 | 0 | 0 | 0 | 0 |  | 0
2018-04-12 23:00 | 0 | 0 | 0 | 0 | 0 | 0 | 0 |  | 0
2018-04-13 | 0 | 0 | 0 | 0 | 0 | 0 | 0 |  | 0
2018-04-13 01:00 | 0 | 0 | 0 | 0 | 0 | 0 | 0 |  | 0
2018-04-13 02:00 | 0 | 0 | 0 | 0 | 0 | 0 | 0 |  | 0
2018-04-13 03:00 | 0 | 0 | 0 | 0 | 0 | 0 | 0 |  | 0
2018-04-13 04:00 | 0 | 0 | 0 | 0 | 0 | 0 | 0 |  | 0
2018-04-13 05:00 | 0 | 0 | 0 | 0 | 0 | 0 | 0 |  | 0
2018-04-13 06:00 | 17.487 | 1169 | 596 | 264 | 932 | 790 | 3768.487 |  | 628
2018-04-13 07:00 | 513.5019 | 8587 | 3463 | 5049 | 8513 | 5828 | 31953.5019 |  | 5326
2018-04-13 08:00 | 2333.9368 | 9926 | 11482 | 8773 | 12655 | 9209 | 54378.9368 |  | 9063
2018-04-13 09:00 | 2793.77 | 30453 | 19361 | 6501 | 17575 | 14049 | 90732.77 |  | 15122
2018-04-13 10:00 | 1502.5345 | 27071 | 12720 | 8071 | 2516 | 2243 | 54123.5345 |  | 9021
2018-04-13 11:00 | 2869.3762 | 44644 | 22749 | 15425 | 19395 | 16316 | 121398.3762 |  | 20233
2018-04-13 12:00 | 2009.2412 | 24805 | 17225 | 8291 | 19810 | 16965 | 89105.2412 |  | 14851
2018-04-13 13:00 | 1348.3816 | 6018 | 11364 | 4203 | 8921 | 6976 | 38830.3816 |  | 6472
2018-04-13 14:00 | 811.2316 | 13345 | 11417 | 4275 | 11022 | 8746 | 49616.2316 |  | 8269
2018-04-13 15:00 | 1181.4623 | 17086 | 17825 | 5523 | 10771 | 9354 | 61740.4623 |  | 10290
2018-04-13 16:00 | 971.979 | 11064 | 15752 | 3321 | 7739 | 6752 | 45599.979 |  | 7600
2018-04-13 17:00 | 525.2145 | 3245 | 8938 | 1357 | 2240 | 1836 | 18141.2145 |  | 3024
2018-04-13 18:00 | 149.4546 | 1252 | 3852 | 286 | 1319 | 1077 | 7935.4546 |  | 1323
2018-04-13 19:00 | 2.3678 | 0 | 2 | 9 | 12 | 5 | 30.3678 |  | 5
2018-04-13 20:00 | 0 | 0 | 0 | 0 | 0 | 0 | 0 |  | 0
2018-04-13 21:00 | 0 | 0 | 0 | 0 | 0 | 0 | 0 |  | 0
2018-04-13 22:00 | 0 | 0 | 0 | 0 | 0 | 0 | 0 |  | 0
2018-04-13 23:00 | 0 | 0 | 0 | 0 | 0 | 0 | 0 |  | 0
2018-04-14 | 0 | 0 | 0 | 0 | 0 | 0 | 0 |  | 0
2018-04-14 01:00 | 0 | 0 | 0 | 0 | 0 | 0 | 0 |  | 0
2018-04-14 02:00 | 0 | 0 | 0 | 0 | 0 | 0 | 0 |  | 0
2018-04-14 03:00 | 0 | 0 | 0 | 0 | 0 | 0 | 0 |  | 0
2018-04-14 04:00 | 0 | 0 | 0 | 0 | 0 | 0 | 0 |  | 0
2018-04-14 05:00 | 0 | 0 | 0 | 0 | 0 | 0 | 0 |  | 0
2018-04-14 06:00 | 24.5678 | 1447 | 564 | 353 | 459 | 276 | 3123.5678 |  | 521
2018-04-14 07:00 | 507.4256 | 10195 | 3810 | 3753 | 2855 | 2340 | 23460.4256 |  | 3910
2018-04-14 08:00 | 1461.4037 | 7220 | 10012 | 3418 | 4001 | 3306 | 29418.4037 |  | 4903
2018-04-14 09:00 | 2789.8298 | 18490 | 18663 | 1731 | 9643 | 11648 | 62964.8298 |  | 10494
2018-04-14 10:00 | 2145.6 | 15536 | 14239 | 1466 | 7505 | 9649 | 50540.6 |  | 8423
2018-04-14 11:00 | 709.1655 | 14465 | 3414 | 1437 | 5737 | 7127 | 32889.1655 |  | 5482
2018-04-14 12:00 | 293.5917 | 14124 | 3884 | 1399 | 4233 | 6918 | 30851.5917 |  | 5142
2018-04-14 13:00 | 265.4287 | 9803 | 3983 | 1742 | 1877 | 4927 | 22597.4287 |  | 3766
2018-04-14 14:00 | 283.8761 | 5995 | 4086 | 1837 | 1114 | 2939 | 16254.8761 |  | 2709
2018-04-14 15:00 | 233.6571 | 4866 | 3031 | 2093 | 1327 | 3211 | 14761.6571 |  | 2460
2018-04-14 16:00 | 177.3712 | 4092 | 3023 | 2235 | 928 | 2299 | 12754.3712 |  | 2126
2018-04-14 17:00 | 100.0387 | 1658 | 2466 | 1391 | 449 | 1191 | 7255.0387 |  | 1209
2018-04-14 18:00 | 29.9304 | 339 | 730 | 225 | 84 | 235 | 1642.9304 |  | 274
2018-04-14 19:00 | 0 | 0 | 0 | 0 | 0 | 0 | 0 |  | 0
2018-04-14 20:00 | 0 | 0 | 0 | 0 | 0 | 0 | 0 |  | 0
2018-04-14 21:00 | 0 | 0 | 0 | 0 | 0 | 0 | 0 |  | 0
2018-04-14 22:00 | 0 | 0 | 0 | 0 | 0 | 0 | 0 |  | 0
2018-04-14 23:00 | 0 | 0 | 0 | 0 | 0 | 0 | 0 |  | 0
2018-04-15 | 0 | 0 | 0 | 0 | 0 | 0 | 0 |  | 0
2018-04-15 01:00 | 0 | 0 | 0 | 0 | 0 | 0 | 0 |  | 0
2018-04-15 02:00 | 0 | 0 | 0 | 0 | 0 | 0 | 0 |  | 0
2018-04-15 03:00 | 0 | 0 | 0 | 0 | 0 | 0 | 0 |  | 0
2018-04-15 04:00 | 0 | 0 | 0 | 0 | 0 | 0 | 0 |  | 0
2018-04-15 05:00 | 0 | 0 | 0 | 0 | 0 | 0 | 0 |  | 0
2018-04-15 06:00 | 0 | 0 | 0 | 0 | 0 | 15 | 15 |  | 3
2018-04-15 07:00 | 0 | 32 | 126 | 0 | 120 | 295 | 573 |  | 96
2018-04-15 08:00 | 110.6997 | 244 | 561 | 530 | 448 | 1204 | 3097.6997 |  | 516
2018-04-15 09:00 | 213.5622 | 854 | 953 | 1558 | 565 | 1916 | 6059.5621 |  | 1010
2018-04-15 10:00 | 396.6162 | 613 | 857 | 1157 | 345 | 1288 | 4656.6162 |  | 776
2018-04-15 11:00 | 530.16 | 1293 | 1678 | 1298 | 593 | 1230 | 6622.16 |  | 1104
2018-04-15 12:00 | 493.7057 | 1683 | 1914 | 1964 | 1022 | 1079 | 8155.7057 |  | 1359
2018-04-15 13:00 | 366.4308 | 2762 | 1611 | 3433 | 1827 | 2115 | 12114.4308 |  | 2019
2018-04-15 14:00 | 397.9791 | 2615 | 1373 | 2907 | 1599 | 2085 | 10976.9791 |  | 1829
2018-04-15 15:00 | 300.4152 | 1519 | 1201 | 3268 | 1288 | 1913 | 9489.4152 |  | 1582
2018-04-15 16:00 | 190.5253 | 1006 | 1033 | 2080 | 696 | 933 | 5938.5253 |  | 990
2018-04-15 17:00 | 145.5687 | 361 | 767 | 1101 | 293 | 342 | 3009.5687 |  | 502
2018-04-15 18:00 | 35.1618 | 52 | 76 | 207 | 54 | 52 | 476.1618 |  | 79
2018-04-15 19:00 | 0 | 0 | 0 | 0 | 0 | 0 | 0 |  | 0
2018-04-15 20:00 | 0 | 0 | 0 | 0 | 0 | 0 | 0 |  | 0
2018-04-15 21:00 | 0 | 0 | 0 | 0 | 0 | 0 | 0 |  | 0
2018-04-15 22:00 | 0 | 0 | 0 | 0 | 0 | 0 | 0 |  | 0
2018-04-15 23:00 | 0 | 0 | 0 | 0 | 0 | 0 | 0 |  | 0
2018-04-16 | 0 | 0 | 0 | 0 | 0 | 0 | 0 |  | 0
2018-04-16 01:00 | 0 | 0 | 0 | 0 | 0 | 0 | 0 |  | 0
2018-04-16 02:00 | 0 | 0 | 0 | 0 | 0 | 0 | 0 |  | 0
2018-04-16 03:00 | 0 | 0 | 0 | 0 | 0 | 0 | 0 |  | 0
2018-04-16 04:00 | 0 | 0 | 0 | 0 | 0 | 0 | 0 |  | 0
2018-04-16 05:00 | 0 | 0 | 0 | 0 | 0 | 0 | 0 |  | 0
2018-04-16 06:00 | 0 | 0 | 0 | 0 | 0 | 5 | 5 |  | 1
2018-04-16 07:00 | 0 | 0 | 745 | 0 | 0 | 379 | 1124 |  | 187
2018-04-16 08:00 | 77.4498 | 5 | 2475 | 0 | 1 | 1169 | 3727.4498 |  | 621
2018-04-16 09:00 | 265.9141 | 52 | 4225 | 556 | 7 | 1361 | 6466.9141 |  | 1078
2018-04-16 10:00 | 248.4879 | 62 | 5553 | 1118 | 23 | 1711 | 8715.4879 |  | 1453
2018-04-16 11:00 | 341.6703 | 346 | 8270 | 2138 | 45 | 1306 | 12446.6703 |  | 2074
2018-04-16 12:00 | 316.9872 | 828 | 4525 | 1828 | 3 | 652 | 8152.9872 |  | 1359
2018-04-16 13:00 | 442.2553 | 4951 | 6256 | 1980 | 5 | 612 | 14246.2553 |  | 2374
2018-04-16 14:00 | 423.5598 | 4167 | 6019 | 3254 | 1 | 305 | 14169.5598 |  | 2362
2018-04-16 15:00 | 142.2952 | 1922 | 2533 | 1341 | 0 | 92 | 6030.2951 |  | 1005
2018-04-16 16:00 | 9.6457 | 1919 | 979 | 719 | 0 | 149 | 3775.6457 |  | 629
2018-04-16 17:00 | 43.7569 | 902 | 747 | 377 | 0 | 22 | 2091.7569 |  | 349
2018-04-16 18:00 | 0 | 142 | 120 | 36 | 0 | 0 | 298 |  | 50
2018-04-16 19:00 | 0 | 0 | 0 | 0 | 0 | 0 | 0 |  | 0
2018-04-16 20:00 | 0 | 0 | 0 | 0 | 0 | 0 | 0 |  | 0
2018-04-16 21:00 | 0 | 0 | 0 | 0 | 0 | 0 | 0 |  | 0
2018-04-16 22:00 | 0 | 0 | 0 | 0 | 0 | 0 | 0 |  | 0
2018-04-16 23:00 | 0 | 0 | 0 | 0 | 0 | 0 | 0 |  | 0
2018-04-17 | 0 | 0 | 0 | 0 | 0 | 0 | 0 |  | 0
2018-04-17 01:00 | 0 | 0 | 0 | 0 | 0 | 0 | 0 |  | 0
2018-04-17 02:00 | 0 | 0 | 0 | 0 | 0 | 0 | 0 |  | 0
2018-04-17 03:00 | 0 | 0 | 0 | 0 | 0 | 0 | 0 |  | 0
2018-04-17 04:00 | 0 | 0 | 0 | 0 | 0 | 0 | 0 |  | 0
2018-04-17 05:00 | 0 | 0 | 0 | 0 | 0 | 0 | 0 |  | 0
2018-04-17 06:00 | 0 | 107 | 283 | 0 | 0 | 14 | 404 |  | 67
2018-04-17 07:00 | 14.57 | 1896 | 921 | 79 | 0 | 732 | 3642.57 |  | 607
2018-04-17 08:00 | 307.3568 | 3703 | 4934 | 3207 | 118 | 2686 | 14955.3568 |  | 2493
2018-04-17 09:00 | 1531.4829 | 6059 | 18579 | 2127 | 194 | 3265 | 31755.4829 |  | 5293
2018-04-17 10:00 | 1692.917 | 6507 | 15066 | 8417 | 327 | 4065 | 36074.917 |  | 6012
2018-04-17 11:00 | 1232.2979 | 16445 | 10384 | 13126 | 1021 | 8017 | 50225.2979 |  | 8371
2018-04-17 12:00 | 2375.206 | 21942 | 20213 | 9371 | 1595 | 10394 | 65890.206 |  | 10982
2018-04-17 13:00 | 2264.8262 | 19143 | 25046 | 9019 | 2618 | 16789 | 74879.8262 |  | 12480
2018-04-17 14:00 | 1859.2083 | 17750 | 18321 | 9908 | 3142 | 16201 | 67181.2083 |  | 11197
2018-04-17 15:00 | 1231.9011 | 19575 | 11757 | 8778 | 2126 | 11377 | 54844.9011 |  | 9141
2018-04-17 16:00 | 1000.8773 | 14657 | 7782 | 6827 | 1906 | 9158 | 41330.8773 |  | 6888
2018-04-17 17:00 | 379.042 | 6922 | 4303 | 5458 | 1091 | 5298 | 23451.042 |  | 3909
2018-04-17 18:00 | 151.3024 | 1403 | 1079 | 2190 | 405 | 2570 | 7798.3024 |  | 1300
2018-04-17 19:00 | 8.0278 | 189 | 135 | 93 | 0 | 218 | 643.0278 |  | 107
2018-04-17 20:00 | 0 | 0 | 0 | 0 | 0 | 0 | 0 |  | 0
2018-04-17 21:00 | 0 | 0 | 0 | 0 | 0 | 0 | 0 |  | 0
2018-04-17 22:00 | 0 | 0 | 0 | 0 | 0 | 0 | 0 |  | 0
2018-04-17 23:00 | 0 | 0 | 0 | 0 | 0 | 0 | 0 |  | 0
2018-04-18 | 0 | 0 | 0 | 0 | 0 | 0 | 0 |  | 0
2018-04-18 01:00 | 0 | 0 | 0 | 0 | 0 | 0 | 0 |  | 0
2018-04-18 02:00 | 0 | 0 | 0 | 0 | 0 | 0 | 0 |  | 0
2018-04-18 03:00 | 0 | 0 | 0 | 0 | 0 | 0 | 0 |  | 0
2018-04-18 04:00 | 0 | 0 | 0 | 0 | 0 | 0 | 0 |  | 0
2018-04-18 05:00 | 0 | 0 | 0 | 0 | 0 | 0 | 0 |  | 0
2018-04-18 06:00 | 15.1698 | 4644 | 722 | 428 | 2 | 633 | 6444.1698 |  | 1074
2018-04-18 07:00 | 572.6407 | 16557 | 3663 | 6828 | 1535 | 5467 | 34622.6407 |  | 5770
2018-04-18 08:00 | 2579.363 | 34090 | 13352 | 11750 | 5002 | 16790 | 83563.363 |  | 13927
2018-04-18 09:00 | 4222.603 | 40895 | 25097 | 16031 | 7410 | 19701 | 113356.603 |  | 18893
2018-04-18 10:00 | 4255.0513 | 30214 | 31266 | 15351 | 6717 | 15059 | 102862.0513 |  | 17144
2018-04-18 11:00 | 3944.2178 | 18887 | 37530 | 14970 | 13177 | 19247 | 107755.2178 |  | 17959
2018-04-18 12:00 | 4087.6514 | 19217 | 37921 | 18753 | 27639 | 25637 | 133254.6514 |  | 22209
2018-04-18 13:00 | 2437.3643 | 23452 | 33904 | 12250 | 23088 | 20139 | 115270.3643 |  | 19212
2018-04-18 14:00 | 1309.6531 | 19995 | 18558 | 13527 | 17283 | 14062 | 84734.6531 |  | 14122
2018-04-18 15:00 | 1088.6436 | 13700 | 20017 | 12108 | 8854 | 7415 | 63182.6436 |  | 10530
2018-04-18 16:00 | 770.9026 | 5025 | 17912 | 3726 | 5013 | 4030 | 36476.9027 |  | 6079
2018-04-18 17:00 | 563.5267 | 7518 | 6287 | 2592 | 5793 | 4819 | 27572.5267 |  | 4595
2018-04-18 18:00 | 224.023 | 1936 | 4114 | 985 | 2122 | 1751 | 11132.023 |  | 1855
2018-04-18 19:00 | 0 | 131 | 324 | 112 | 58 | 33 | 658 |  | 110
2018-04-18 20:00 | 0 | 0 | 0 | 0 | 0 | 0 | 0 |  | 0
2018-04-18 21:00 | 0 | 0 | 0 | 0 | 0 | 0 | 0 |  | 0
2018-04-18 22:00 | 0 | 0 | 0 | 0 | 0 | 0 | 0 |  | 0
2018-04-18 23:00 | 0 | 0 | 0 | 0 | 0 | 0 | 0 |  | 0
2018-04-19 | 0 | 0 | 0 | 0 | 0 | 0 | 0 |  | 0
2018-04-19 01:00 | 0 | 0 | 0 | 0 | 0 | 0 | 0 |  | 0
2018-04-19 02:00 | 0 | 0 | 0 | 0 | 0 | 0 | 0 |  | 0
2018-04-19 03:00 | 0 | 0 | 0 | 0 | 0 | 0 | 0 |  | 0
2018-04-19 04:00 | 0 | 0 | 0 | 0 | 0 | 0 | 0 |  | 0
2018-04-19 05:00 | 0 | 0 | 0 | 0 | 0 | 0 | 0 |  | 0
2018-04-19 06:00 | 0 | 32 | 579 | 237 | 269 | 194 | 1311 |  | 219
2018-04-19 07:00 | 0 | 1073 | 858 | 437 | 1169 | 874 | 4411 |  | 735
2018-04-19 08:00 | 0 | 2650 | 1051 | 2066 | 2236 | 1796 | 9799 |  | 1633
2018-04-19 09:00 | 159.9466 | 3735 | 2608 | 2669 | 4854 | 3889 | 17914.9466 |  | 2986
2018-04-19 10:00 | 400.7355 | 6073 | 4644 | 2945 | 10399 | 8574 | 33035.7355 |  | 5506
2018-04-19 11:00 | 1422.7 | 34223 | 9599 | 10284 | 25868 | 22655 | 104051.7 |  | 17342
2018-04-19 12:00 | 3164.0166 | 32683 | 23806 | 17234 | 18669 | 15552 | 111108.0166 |  | 18518
2018-04-19 13:00 | 1894.2906 | 13587 | 16836 | 15538 | 9847 | 7678 | 65380.2906 |  | 10897
2018-04-19 14:00 | 755.8711 | 9408 | 9452 | 9407 | 8980 | 7151 | 45153.8711 |  | 7526
2018-04-19 15:00 | 365.7445 | 5938 | 3578 | 2423 | 6333 | 5055 | 23692.7445 |  | 3949
2018-04-19 16:00 | 657.3311 | 12726 | 6414 | 3960 | 10499 | 9138 | 43394.3311 |  | 7232
2018-04-19 17:00 | 587.8826 | 8912 | 10085 | 4372 | 7907 | 7192 | 39055.8826 |  | 6509
2018-04-19 18:00 | 193.5143 | 2792 | 3420 | 1226 | 2879 | 2519 | 13029.5143 |  | 2172
2018-04-19 19:00 | 13.9885 | 185 | 258 | 29 | 183 | 181 | 849.9885 |  | 142
2018-04-19 20:00 | 0 | 0 | 0 | 0 | 0 | 0 | 0 |  | 0
2018-04-19 21:00 | 0 | 0 | 0 | 0 | 0 | 0 | 0 |  | 0
2018-04-19 22:00 | 0 | 0 | 0 | 0 | 0 | 0 | 0 |  | 0
2018-04-19 23:00 | 0 | 0 | 0 | 0 | 0 | 0 | 0 |  | 0
2018-04-20 | 0 | 0 | 0 | 0 | 0 | 0 | 0 |  | 0
2018-04-20 01:00 | 0 | 0 | 0 | 0 | 0 | 0 | 0 |  | 0
2018-04-20 02:00 | 0 | 0 | 0 | 0 | 0 | 0 | 0 |  | 0
2018-04-20 03:00 | 0 | 0 | 0 | 0 | 0 | 0 | 0 |  | 0
2018-04-20 04:00 | 0 | 0 | 0 | 0 | 0 | 0 | 0 |  | 0
2018-04-20 05:00 | 0 | 0 | 0 | 0 | 0 | 0 | 0 |  | 0
2018-04-20 06:00 | 82.0691 | 4404 | 1034 | 686 | 798 | 705 | 7709.0691 |  | 1285
2018-04-20 07:00 | 679.0702 | 16283 | 3967 | 7083 | 4329 | 3369 | 35710.0703 |  | 5952
2018-04-20 08:00 | 1764.1284 | 25456 | 13359 | 12008 | 14131 | 10656 | 77374.1284 |  | 12896
2018-04-20 09:00 | 2858.77 | 19253 | 24766 | 15253 | 19795 | 15724 | 97649.77 |  | 16275
2018-04-20 10:00 | 4041.841 | 15885 | 30497 | 19984 | 20474 | 16317 | 107198.841 |  | 17866
2018-04-20 11:00 | 3504.919 | 19004 | 35191 | 17167 | 34247 | 27477 | 136590.919 |  | 22765
2018-04-20 12:00 | 4626.789 | 44733 | 34795 | 22985 | 29113 | 24598 | 160850.789 |  | 26808
2018-04-20 13:00 | 3947.0283 | 45417 | 35270 | 23552 | 31807 | 25497 | 165490.0283 |  | 27582
2018-04-20 14:00 | 3484.3188 | 35634 | 34546 | 21581 | 21908 | 17814 | 134967.3188 |  | 22495
2018-04-20 15:00 | 2077.9646 | 18011 | 27311 | 16906 | 16481 | 13407 | 94193.9646 |  | 15699
2018-04-20 16:00 | 1404.3164 | 15377 | 27721 | 12857 | 11253 | 9381 | 77993.3164 |  | 12999
2018-04-20 17:00 | 457.6519 | 7875 | 21136 | 6062 | 5639 | 4287 | 45456.6519 |  | 7576
2018-04-20 18:00 | 194.5634 | 2865 | 6291 | 2344 | 2755 | 2214 | 16663.5634 |  | 2777
2018-04-20 19:00 | 7.0068 | 255 | 353 | 163 | 164 | 139 | 1081.0068 |  | 180
2018-04-20 20:00 | 0 | 0 | 0 | 0 | 0 | 0 | 0 |  | 0
2018-04-20 21:00 | 0 | 0 | 0 | 0 | 0 | 0 | 0 |  | 0
2018-04-20 22:00 | 0 | 0 | 0 | 0 | 0 | 0 | 0 |  | 0
2018-04-20 23:00 | 0 | 0 | 0 | 0 | 0 | 0 | 0 |  | 0
2018-04-21 | 0 | 0 | 0 | 0 | 0 | 0 | 0 |  | 0
2018-04-21 01:00 | 0 | 0 | 0 | 0 | 0 | 0 | 0 |  | 0
2018-04-21 02:00 | 0 | 0 | 0 | 0 | 0 | 0 | 0 |  | 0
2018-04-21 03:00 | 0 | 0 | 0 | 0 | 0 | 0 | 0 |  | 0
2018-04-21 04:00 | 0 | 0 | 0 | 0 | 0 | 0 | 0 |  | 0
2018-04-21 05:00 | 0 | 0 | 0 | 0 | 0 | 0 | 0 |  | 0
2018-04-21 06:00 | 27.6589 | 5494 | 821 | 642 | 712 | 732 | 8428.6589 |  | 1405
2018-04-21 07:00 | 552.3934 | 20626 | 4085 | 6891 | 9170 | 5908 | 47232.3934 |  | 7872
2018-04-21 08:00 | 2527.0862 | 33842 | 14073 | 11720 | 22469 | 16445 | 101076.0862 |  | 16846
2018-04-21 09:00 | 4285.563 | 40817 | 24584 | 16841 | 31834 | 25380 | 143741.563 |  | 23957
2018-04-21 10:00 | 4769.984 | 48215 | 35561 | 20495 | 36616 | 28094 | 173750.984 |  | 28958
2018-04-21 11:00 | 4852.6606 | 50728 | 40438 | 20461 | 36962 | 29180 | 182621.6606 |  | 30437
2018-04-21 12:00 | 4735.286 | 50126 | 42756 | 22023 | 37058 | 29284 | 185982.286 |  | 30997
2018-04-21 13:00 | 4289.28 | 46347 | 44066 | 23570 | 37372 | 29178 | 184822.28 |  | 30804
2018-04-21 14:00 | 3555.8074 | 39630 | 42772 | 21356 | 35776 | 28769 | 171858.8074 |  | 28643
2018-04-21 15:00 | 2405.6313 | 29870 | 38374 | 17793 | 29702 | 27470 | 145614.6313 |  | 24269
2018-04-21 16:00 | 1121.1932 | 17309 | 31042 | 12849 | 19943 | 21504 | 103768.1932 |  | 17295
2018-04-21 17:00 | 269.3953 | 4889 | 19674 | 7234 | 8283 | 11257 | 51606.3953 |  | 8601
2018-04-21 18:00 | 135.5134 | 1447 | 8752 | 3365 | 1618 | 1545 | 16862.5134 |  | 2810
2018-04-21 19:00 | 17.8761 | 205 | 396 | 139 | 156 | 161 | 1074.8761 |  | 179
2018-04-21 20:00 | 0 | 0 | 0 | 0 | 0 | 0 | 0 |  | 0
2018-04-21 21:00 | 0 | 0 | 0 | 0 | 0 | 0 | 0 |  | 0
2018-04-21 22:00 | 0 | 0 | 0 | 0 | 0 | 0 | 0 |  | 0
2018-04-21 23:00 | 0 | 0 | 0 | 0 | 0 | 0 | 0 |  | 0
2018-04-22 | 0 | 0 | 0 | 0 | 0 | 0 | 0 |  | 0
2018-04-22 01:00 | 0 | 0 | 0 | 0 | 0 | 0 | 0 |  | 0
2018-04-22 02:00 | 0 | 0 | 0 | 0 | 0 | 0 | 0 |  | 0
2018-04-22 03:00 | 0 | 0 | 0 | 0 | 0 | 0 | 0 |  | 0
2018-04-22 04:00 | 0 | 0 | 0 | 0 | 0 | 0 | 0 |  | 0
2018-04-22 05:00 | 0 | 0 | 0 | 0 | 0 | 0 | 0 |  | 0
2018-04-22 06:00 | 33.3326 | 6112 | 851 | 747 | 694 | 734 | 9171.3326 |  | 1529
2018-04-22 07:00 | 586.1463 | 21245 | 4413 | 7167 | 9601 | 6038 | 49050.1463 |  | 8175
2018-04-22 08:00 | 2569.8528 | 33944 | 14445 | 11863 | 22999 | 16658 | 102478.8528 |  | 17080
2018-04-22 09:00 | 4371.29 | 43241 | 25376 | 16862 | 31881 | 25495 | 147226.29 |  | 24538
2018-04-22 10:00 | 4832.5693 | 48249 | 34561 | 20489 | 36841 | 28132 | 173104.5693 |  | 28851
2018-04-22 11:00 | 4930.996 | 50721 | 40379 | 22182 | 37042 | 29179 | 184433.996 |  | 30739
2018-04-22 12:00 | 4710.753 | 49365 | 43246 | 23266 | 37042 | 28817 | 186446.753 |  | 31074
2018-04-22 13:00 | 4279.5874 | 45726 | 43609 | 22598 | 37038 | 29304 | 182554.5874 |  | 30426
2018-04-22 14:00 | 3533.2378 | 39389 | 41982 | 20736 | 35784 | 28388 | 169812.2378 |  | 28302
2018-04-22 15:00 | 2379.3684 | 29611 | 38284 | 17461 | 29742 | 27374 | 144851.3684 |  | 24142
2018-04-22 16:00 | 1102.3474 | 17224 | 31100 | 12717 | 20151 | 21863 | 104157.3474 |  | 17360
2018-04-22 17:00 | 263.4245 | 4835 | 20128 | 7231 | 8458 | 11313 | 52228.4245 |  | 8705
2018-04-22 18:00 | 133.6465 | 1428 | 9003 | 3487 | 1661 | 1550 | 17262.6465 |  | 2877
2018-04-22 19:00 | 16.7113 | 217 | 429 | 150 | 170 | 168 | 1150.7113 |  | 192
2018-04-22 20:00 | 0 | 0 | 0 | 0 | 0 | 0 | 0 |  | 0
2018-04-22 21:00 | 0 | 0 | 0 | 0 | 0 | 0 | 0 |  | 0
2018-04-22 22:00 | 0 | 0 | 0 | 0 | 0 | 0 | 0 |  | 0
2018-04-22 23:00 | 0 | 0 | 0 | 0 | 0 | 0 | 0 |  | 0
2018-04-23 | 0 | 0 | 0 | 0 | 0 | 0 | 0 |  | 0
2018-04-23 01:00 | 0 | 0 | 0 | 0 | 0 | 0 | 0 |  | 0
2018-04-23 02:00 | 0 | 0 | 0 | 0 | 0 | 0 | 0 |  | 0
2018-04-23 03:00 | 0 | 0 | 0 | 0 | 0 | 0 | 0 |  | 0
2018-04-23 04:00 | 0 | 0 | 0 | 0 | 0 | 0 | 0 |  | 0
2018-04-23 05:00 | 0 | 3 | 0 | 0 | 0 | 0 | 3 |  | 1
2018-04-23 06:00 | 37.3495 | 6260 | 1002 | 1008 | 756 | 794 | 9857.3495 |  | 1643
2018-04-23 07:00 | 592.8981 | 21537 | 5036 | 7231 | 9915 | 6153 | 50464.8981 |  | 8411
2018-04-23 08:00 | 2528.0635 | 34197 | 14723 | 11882 | 22992 | 16280 | 102602.0635 |  | 17100
2018-04-23 09:00 | 4298.261 | 39696 | 25012 | 16649 | 31346 | 24814 | 141815.261 |  | 23636
2018-04-23 10:00 | 4713.802 | 46931 | 33912 | 20182 | 36622 | 27972 | 170332.802 |  | 28389
2018-04-23 11:00 | 4776.799 | 48340 | 39361 | 21298 | 37062 | 28717 | 179554.799 |  | 29926
2018-04-23 12:00 | 4596.616 | 48404 | 42529 | 22953 | 37058 | 29242 | 184782.616 |  | 30797
2018-04-23 13:00 | 4176.296 | 44227 | 43779 | 21941 | 37048 | 29049 | 180220.296 |  | 30037
2018-04-23 14:00 | 3453.8977 | 38108 | 42482 | 20401 | 35213 | 28628 | 168285.8977 |  | 28048
2018-04-23 15:00 | 2345.3542 | 29031 | 38617 | 16924 | 28885 | 27174 | 142976.3542 |  | 23829
2018-04-23 16:00 | 1105.1115 | 16958 | 31276 | 12330 | 19719 | 21154 | 102542.1115 |  | 17090
2018-04-23 17:00 | 268.9869 | 4849 | 20434 | 7139 | 6152 | 7901 | 46743.9869 |  | 7791
2018-04-23 18:00 | 138.1849 | 1419 | 9021 | 3484 | 0 | 0 | 14062.185 |  | 2344
2018-04-23 19:00 | 19.8516 | 235 | 494 | 167 | 69 | 70 | 1054.8516 |  | 176
2018-04-23 20:00 | 0 | 0 | 0 | 0 | 0 | 0 | 0 |  | 0
2018-04-23 21:00 | 0 | 0 | 0 | 0 | 0 | 0 | 0 |  | 0
2018-04-23 22:00 | 0 | 0 | 0 | 0 | 0 | 0 | 0 |  | 0
2018-04-23 23:00 | 0 | 0 | 0 | 0 | 0 | 0 | 0 |  | 0
2018-04-24 | 0 | 0 | 0 | 0 | 0 | 0 | 0 |  | 0
2018-04-24 01:00 | 0 | 0 | 0 | 0 | 0 | 0 | 0 |  | 0
2018-04-24 02:00 | 0 | 0 | 0 | 0 | 0 | 0 | 0 |  | 0
2018-04-24 03:00 | 0 | 0 | 0 | 0 | 0 | 0 | 0 |  | 0
2018-04-24 04:00 | 0 | 0 | 0 | 0 | 0 | 0 | 0 |  | 0
2018-04-24 05:00 | 0 | 0 | 0 | 0 | 0 | 0 | 0 |  | 0
2018-04-24 06:00 | 32.7672 | 5488 | 769 | 1057 | 740 | 761 | 8847.7672 |  | 1475
2018-04-24 07:00 | 590.5053 | 21048 | 4405 | 7171 | 10196 | 6196 | 49606.5053 |  | 8268
2018-04-24 08:00 | 2477.658 | 27254 | 15233 | 11400 | 20911 | 15377 | 92652.658 |  | 15442
2018-04-24 09:00 | 3919.8457 | 38097 | 24440 | 16513 | 29602 | 24175 | 136746.8457 |  | 22791
2018-04-24 10:00 | 4376.6465 | 42617 | 32699 | 19370 | 34866 | 27522 | 161450.6465 |  | 26908
2018-04-24 11:00 | 4666.288 | 47949 | 39003 | 21145 | 37065 | 28687 | 178515.288 |  | 29753
2018-04-24 12:00 | 4457.999 | 47550 | 41637 | 22479 | 37007 | 29123 | 182253.999 |  | 30376
2018-04-24 13:00 | 4165.851 | 44343 | 42355 | 21750 | 37012 | 28626 | 178251.851 |  | 29709
2018-04-24 14:00 | 3342.9634 | 38196 | 41391 | 20315 | 31376 | 26291 | 160911.9634 |  | 26819
2018-04-24 15:00 | 2261.7915 | 29004 | 36856 | 17554 | 24720 | 22152 | 132547.7915 |  | 22091
2018-04-24 16:00 | 1080.8804 | 18073 | 25720 | 8407 | 16299 | 15961 | 85540.8804 |  | 14257
2018-04-24 17:00 | 568.2059 | 8133 | 10378 | 4362 | 10899 | 11597 | 45937.2059 |  | 7656
2018-04-24 18:00 | 202.8195 | 3232 | 3741 | 1983 | 2923 | 2655 | 14736.8195 |  | 2456
2018-04-24 19:00 | 18.0431 | 207 | 261 | 161 | 259 | 210 | 1116.0431 |  | 186
2018-04-24 20:00 | 0 | 0 | 0 | 0 | 0 | 0 | 0 |  | 0
2018-04-24 21:00 | 0 | 0 | 0 | 0 | 0 | 0 | 0 |  | 0
2018-04-24 22:00 | 0 | 0 | 0 | 0 | 0 | 0 | 0 |  | 0
2018-04-24 23:00 | 0 | 0 | 0 | 0 | 0 | 0 | 0 |  | 0
2018-04-25 | 0 | 0 | 0 | 0 | 0 | 0 | 0 |  | 0
2018-04-25 01:00 | 0 | 0 | 0 | 0 | 0 | 0 | 0 |  | 0
2018-04-25 02:00 | 0 | 0 | 0 | 0 | 0 | 0 | 0 |  | 0
2018-04-25 03:00 | 0 | 0 | 0 | 0 | 0 | 0 | 0 |  | 0
2018-04-25 04:00 | 0 | 0 | 0 | 0 | 0 | 0 | 0 |  | 0
2018-04-25 05:00 | 0 | 0 | 3 | 0 | 0 | 0 | 3 |  | 1
2018-04-25 06:00 | 10.9111 | 609 | 1360 | 989 | 463 | 366 | 3797.9111 |  | 633
2018-04-25 07:00 | 149.3931 | 2262 | 3163 | 1952 | 2434 | 1932 | 11892.3931 |  | 1982
2018-04-25 08:00 | 462.2139 | 6037 | 4683 | 4531 | 4525 | 3567 | 23805.2139 |  | 3968
2018-04-25 09:00 | 693.7716 | 4542 | 10927 | 3530 | 5353 | 3967 | 29012.7716 |  | 4835
2018-04-25 10:00 | 467.7973 | 5474 | 9575 | 5718 | 3602 | 2816 | 27652.7973 |  | 4609
2018-04-25 11:00 | 541.9014 | 5240 | 11305 | 3085 | 4854 | 3706 | 28731.9014 |  | 4789
2018-04-25 12:00 | 714.4659 | 6063 | 11316 | 3835 | 6242 | 4704 | 32874.4659 |  | 5479
2018-04-25 13:00 | 578.7861 | 7017 | 7351 | 3626 | 7823 | 6480 | 32875.7861 |  | 5479
2018-04-25 14:00 | 351.7397 | 9292 | 6088 | 3006 | 7103 | 5622 | 31462.7397 |  | 5244
2018-04-25 15:00 | 206.2439 | 6372 | 3374 | 2310 | 4712 | 3860 | 20834.2439 |  | 3472
2018-04-25 16:00 | 146.0435 | 3201 | 2030 | 943 | 3703 | 2844 | 12867.0435 |  | 2145
2018-04-25 17:00 | 109.0834 | 2027 | 1518 | 579 | 1802 | 1366 | 7401.0834 |  | 1234
2018-04-25 18:00 | 32.3323 | 568 | 369 | 176 | 612 | 507 | 2264.3323 |  | 377
2018-04-25 19:00 | 0 | 0 | 0 | 0 | 6 | 8 | 14 |  | 2
2018-04-25 20:00 | 0 | 0 | 0 | 0 | 0 | 0 | 0 |  | 0
2018-04-25 21:00 | 0 | 0 | 0 | 0 | 0 | 0 | 0 |  | 0
2018-04-25 22:00 | 0 | 0 | 0 | 0 | 0 | 0 | 0 |  | 0
2018-04-25 23:00 | 0 | 0 | 0 | 0 | 0 | 0 | 0 |  | 0
2018-04-26 | 0 | 0 | 0 | 0 | 0 | 0 | 0 |  | 0
2018-04-26 01:00 | 0 | 0 | 0 | 0 | 0 | 0 | 0 |  | 0
2018-04-26 02:00 | 0 | 0 | 0 | 0 | 0 | 0 | 0 |  | 0
2018-04-26 03:00 | 0 | 0 | 0 | 0 | 0 | 0 | 0 |  | 0
2018-04-26 04:00 | 0 | 0 | 0 | 0 | 0 | 0 | 0 |  | 0
2018-04-26 05:00 | 0 | 0 | 0 | 0 | 0 | 0 | 0 |  | 0
2018-04-26 06:00 | 0 | 87 | 92 | 0 | 90 | 56 | 325 |  | 54
2018-04-26 07:00 | 0 | 834 | 783 | 0 | 1354 | 1105 | 4076 |  | 679
2018-04-26 08:00 | 278.9734 | 3152 | 1692 | 600 | 2856 | 2387 | 10965.9734 |  | 1828
2018-04-26 09:00 | 483.4695 | 8213 | 4228 | 1787 | 4994 | 3916 | 23621.4695 |  | 3937
2018-04-26 10:00 | 2292.8752 | 23518 | 12653 | 5481 | 15232 | 13016 | 72192.8752 |  | 12032
2018-04-26 11:00 | 1900.1028 | 31034 | 19689 | 9565 | 23537 | 20519 | 106244.1028 |  | 17707
2018-04-26 12:00 | 3809.2542 | 45738 | 29429 | 12090 | 22088 | 17525 | 130679.2542 |  | 21780
2018-04-26 13:00 | 3508.2444 | 38997 | 24690 | 13729 | 28843 | 23756 | 133523.2444 |  | 22254
2018-04-26 14:00 | 3370.0835 | 26525 | 31071 | 13108 | 26222 | 22591 | 122887.0835 |  | 20481
2018-04-26 15:00 | 2427.5159 | 22673 | 37276 | 11756 | 15910 | 13454 | 103496.5159 |  | 17249
2018-04-26 16:00 | 1112.577 | 12187 | 30293 | 10620 | 11672 | 11338 | 77222.577 |  | 12870
2018-04-26 17:00 | 431.918 | 5733 | 18074 | 5604 | 4176 | 3686 | 37704.918 |  | 6284
2018-04-26 18:00 | 135.8816 | 1749 | 9787 | 3060 | 2056 | 1863 | 18650.8815 |  | 3108
2018-04-26 19:00 | 20.6764 | 239 | 616 | 151 | 250 | 203 | 1479.6764 |  | 247
2018-04-26 20:00 | 0 | 0 | 0 | 0 | 0 | 0 | 0 |  | 0
2018-04-26 21:00 | 0 | 0 | 0 | 0 | 0 | 0 | 0 |  | 0
2018-04-26 22:00 | 0 | 0 | 0 | 0 | 0 | 0 | 0 |  | 0
2018-04-26 23:00 | 0 | 0 | 0 | 0 | 0 | 0 | 0 |  | 0
2018-04-27 | 0 | 0 | 0 | 0 | 0 | 0 | 0 |  | 0
2018-04-27 01:00 | 0 | 0 | 0 | 0 | 0 | 0 | 0 |  | 0
2018-04-27 02:00 | 0 | 0 | 0 | 0 | 0 | 0 | 0 |  | 0
2018-04-27 03:00 | 0 | 0 | 0 | 0 | 0 | 0 | 0 |  | 0
2018-04-27 04:00 | 0 | 0 | 0 | 0 | 0 | 0 | 0 |  | 0
2018-04-27 05:00 | 0 | 8 | 4 | 0 | 18 | 17 | 47 |  | 8
2018-04-27 06:00 | 110.3872 | 2417 | 1572 | 946 | 1399 | 1101 | 7545.3872 |  | 1258
2018-04-27 07:00 | 726.1083 | 10287 | 5942 | 4579 | 6557 | 4805 | 32896.1083 |  | 5483
2018-04-27 08:00 | 2481.5212 | 26896 | 15168 | 5303 | 19369 | 14780 | 83997.5212 |  | 14000
2018-04-27 09:00 | 3069.7168 | 27774 | 19374 | 8489 | 20185 | 15742 | 94633.7168 |  | 15772
2018-04-27 10:00 | 4126.3413 | 25474 | 30733 | 14821 | 14541 | 12316 | 102011.3413 |  | 17002
2018-04-27 11:00 | 1628.3063 | 15993 | 19790 | 12873 | 12731 | 10092 | 73107.3063 |  | 12185
2018-04-27 12:00 | 1061.9521 | 9912 | 15299 | 8046 | 8765 | 7104 | 50187.9521 |  | 8365
2018-04-27 13:00 | 624.2615 | 7485 | 8529 | 4782 | 6816 | 5390 | 33626.2615 |  | 5604
2018-04-27 14:00 | 421.1372 | 4886 | 4525 | 3085 | 3150 | 2502 | 18569.1372 |  | 3095
2018-04-27 15:00 | 291.6187 | 3054 | 4436 | 1788 | 3092 | 2524 | 15185.6187 |  | 2531
2018-04-27 16:00 | 423.4809 | 4393 | 4633 | 1371 | 1553 | 1161 | 13534.4809 |  | 2256
2018-04-27 17:00 | 176.6943 | 1974 | 2810 | 1785 | 1416 | 1178 | 9339.6943 |  | 1557
2018-04-27 18:00 | 56.8612 | 824 | 817 | 464 | 929 | 748 | 3838.8612 |  | 640
2018-04-27 19:00 | 0 | 58 | 5 | 12 | 76 | 49 | 200 |  | 33
2018-04-27 20:00 | 0 | 0 | 0 | 0 | 0 | 0 | 0 |  | 0
2018-04-27 21:00 | 0 | 0 | 0 | 0 | 0 | 0 | 0 |  | 0
2018-04-27 22:00 | 0 | 0 | 0 | 0 | 0 | 0 | 0 |  | 0
2018-04-27 23:00 | 0 | 0 | 0 | 0 | 0 | 0 | 0 |  | 0
2018-04-28 | 0 | 0 | 0 | 0 | 0 | 0 | 0 |  | 0
2018-04-28 01:00 | 0 | 0 | 0 | 0 | 0 | 0 | 0 |  | 0
2018-04-28 02:00 | 0 | 0 | 0 | 0 | 0 | 0 | 0 |  | 0
2018-04-28 03:00 | 0 | 0 | 0 | 0 | 0 | 0 | 0 |  | 0
2018-04-28 04:00 | 0 | 0 | 0 | 0 | 0 | 0 | 0 |  | 0
2018-04-28 05:00 | 0 | 0 | 0 | 0 | 0 | 0 | 0 |  | 0
2018-04-28 06:00 | 0 | 451 | 877 | 481 | 253 | 183 | 2245 |  | 374
2018-04-28 07:00 | 244.7761 | 3274 | 4362 | 1856 | 2363 | 1875 | 13974.7761 |  | 2329
2018-04-28 08:00 | 858.2401 | 7163 | 10426 | 3927 | 5533 | 4289 | 32196.2401 |  | 5366
2018-04-28 09:00 | 1317.6771 | 14363 | 13488 | 6101 | 9621 | 8259 | 53149.6771 |  | 8858
2018-04-28 10:00 | 3356.6248 | 18193 | 16021 | 9253 | 14895 | 11750 | 73468.6248 |  | 12245
2018-04-28 11:00 | 3220.813 | 25893 | 27671 | 13977 | 22591 | 18752 | 112104.813 |  | 18684
2018-04-28 12:00 | 4266.283 | 34698 | 32611 | 19796 | 22958 | 19192 | 133521.283 |  | 22254
2018-04-28 13:00 | 3335.9062 | 34855 | 34331 | 21538 | 19631 | 17942 | 131632.9062 |  | 21939
2018-04-28 14:00 | 2769.9495 | 15725 | 40173 | 15155 | 25776 | 21129 | 120727.9495 |  | 20121
2018-04-28 15:00 | 1812.7155 | 18939 | 35568 | 12630 | 21660 | 20208 | 110817.7155 |  | 18470
2018-04-28 16:00 | 1031.4203 | 13302 | 29810 | 9523 | 18067 | 18883 | 90616.4203 |  | 15103
2018-04-28 17:00 | 303.3772 | 7013 | 19492 | 5728 | 6221 | 6665 | 45422.3772 |  | 7570
2018-04-28 18:00 | 167.0753 | 1886 | 9237 | 3189 | 1655 | 1503 | 17637.0753 |  | 2940
2018-04-28 19:00 | 26.5527 | 297 | 1041 | 270 | 233 | 203 | 2070.5527 |  | 345
2018-04-28 20:00 | 0 | 0 | 0 | 0 | 0 | 0 | 0 |  | 0
2018-04-28 21:00 | 0 | 0 | 0 | 0 | 0 | 0 | 0 |  | 0
2018-04-28 22:00 | 0 | 0 | 0 | 0 | 0 | 0 | 0 |  | 0
2018-04-28 23:00 | 0 | 0 | 0 | 0 | 0 | 0 | 0 |  | 0
2018-04-29 | 0 | 0 | 0 | 0 | 0 | 0 | 0 |  | 0
2018-04-29 01:00 | 0 | 0 | 0 | 0 | 0 | 0 | 0 |  | 0
2018-04-29 02:00 | 0 | 0 | 0 | 0 | 0 | 0 | 0 |  | 0
2018-04-29 03:00 | 0 | 0 | 0 | 0 | 0 | 0 | 0 |  | 0
2018-04-29 04:00 | 0 | 0 | 0 | 0 | 0 | 0 | 0 |  | 0
2018-04-29 05:00 | 0 | 0 | 28 | 0 | 0 | 0 | 28 |  | 5
2018-04-29 06:00 | 0 | 0 | 1236 | 0 | 21 | 16 | 1273 |  | 212
2018-04-29 07:00 | 50.9998 | 402 | 3082 | 1377 | 677 | 553 | 6141.9998 |  | 1024
2018-04-29 08:00 | 144.5714 | 2105 | 9528 | 1466 | 2262 | 1888 | 17393.5714 |  | 2899
2018-04-29 09:00 | 139.72 | 4494 | 4350 | 1085 | 5301 | 4273 | 19642.72 |  | 3274
2018-04-29 10:00 | 273.2136 | 5580 | 2310 | 1800 | 6093 | 5080 | 21136.2136 |  | 3523
2018-04-29 11:00 | 408.0519 | 9263 | 4489 | 2279 | 7365 | 5832 | 29636.0519 |  | 4939
2018-04-29 12:00 | 929.3727 | 9867 | 6013 | 3618 | 3750 | 3013 | 27190.3727 |  | 4532
2018-04-29 13:00 | 2039.8468 | 8205 | 14361 | 5362 | 13471 | 11467 | 54905.8468 |  | 9151
2018-04-29 14:00 | 1203.691 | 11358 | 22728 | 10543 | 7518 | 5949 | 59299.691 |  | 9883
2018-04-29 15:00 | 686.9803 | 4991 | 14120 | 6076 | 5968 | 4730 | 36571.9803 |  | 6095
2018-04-29 16:00 | 817.1948 | 6549 | 3070 | 569 | 6242 | 5441 | 22688.1948 |  | 3781
2018-04-29 17:00 | 499.3951 | 2259 | 5041 | 3273 | 3171 | 2606 | 16849.3951 |  | 2808
2018-04-29 18:00 | 84.3433 | 1064 | 2578 | 546 | 756 | 565 | 5593.3433 |  | 932
2018-04-29 19:00 | 9.093 | 149 | 1 | 30 | 78 | 42 | 309.093 |  | 52
2018-04-29 20:00 | 0 | 0 | 0 | 0 | 0 | 0 | 0 |  | 0
2018-04-29 21:00 | 0 | 0 | 0 | 0 | 0 | 0 | 0 |  | 0
2018-04-29 22:00 | 0 | 0 | 0 | 0 | 0 | 0 | 0 |  | 0
2018-04-29 23:00 | 0 | 0 | 0 | 0 | 0 | 0 | 0 |  | 0
2018-04-30 | 0 | 0 | 0 | 0 | 0 | 0 | 0 |  | 0
2018-04-30 01:00 | 0 | 0 | 0 | 0 | 0 | 0 | 0 |  | 0
2018-04-30 02:00 | 0 | 0 | 0 | 0 | 0 | 0 | 0 |  | 0
2018-04-30 03:00 | 0 | 0 | 0 | 0 | 0 | 0 | 0 |  | 0
2018-04-30 04:00 | 0 | 0 | 0 | 0 | 0 | 0 | 0 |  | 0
2018-04-30 05:00 | 0 | 0 | 24 | 12 | 15 | 15 | 66 |  | 11
2018-04-30 06:00 | 85.632 | 1331 | 2331 | 1100 | 1333 | 1121 | 7301.6319 |  | 1217
2018-04-30 07:00 | 279.1785 | 3786 | 6767 | 3030 | 2079 | 1842 | 17783.1785 |  | 2964
2018-04-30 08:00 | 383.9737 | 6660 | 15184 | 7544 | 3321 | 2616 | 35708.9737 |  | 5951
2018-04-30 09:00 | 1060.6954 | 8042 | 12523 | 5479 | 7087 | 5603 | 39794.6954 |  | 6632
2018-04-30 10:00 | 690.9215 | 7917 | 11571 | 6935 | 10296 | 7873 | 45282.9215 |  | 7547
2018-04-30 11:00 | 920.3402 | 10494 | 9780 | 4434 | 18597 | 13985 | 58210.3402 |  | 9702
2018-04-30 12:00 | 597.029 | 18114 | 11158 | 4780 | 20710 | 18272 | 73631.029 |  | 12272
2018-04-30 13:00 | 576.5661 | 23653 | 11409 | 10067 | 13035 | 10354 | 69094.5661 |  | 11516
2018-04-30 14:00 | 994.7778 | 22736 | 10957 | 6544 | 12163 | 10040 | 63434.7778 |  | 10572
2018-04-30 15:00 | 1225.458 | 15919 | 13277 | 6581 | 11069 | 9896 | 57967.458 |  | 9661
2018-04-30 16:00 | 713.0306 | 4827 | 6165 | 5274 | 4943 | 4039 | 25961.0306 |  | 4327
2018-04-30 17:00 | 637.6318 | 6479 | 6787 | 2943 | 5963 | 4864 | 27673.6318 |  | 4612
2018-04-30 18:00 | 155.4108 | 2557 | 3148 | 838 | 3335 | 2640 | 12673.4108 |  | 2112
2018-04-30 19:00 | 11.8244 | 377 | 37 | 108 | 140 | 94 | 767.8244 |  | 128
2018-04-30 20:00 | 0 | 0 | 0 | 0 | 0 | 0 | 0 |  | 0
2018-04-30 21:00 | 0 | 0 | 0 | 0 | 0 | 0 | 0 |  | 0
2018-04-30 22:00 | 0 | 0 | 0 | 0 | 0 | 0 | 0 |  | 0
2018-04-30 23:00 | 0 | 0 | 0 | 0 | 0 | 0 | 0 |  | 0
2018-05-01 | 0 | 0 | 0 | 0 | 0 | 0 | 0 |  | 0
2018-05-01 01:00 | 0 | 0 | 0 | 0 | 0 | 0 | 0 |  | 0
2018-05-01 02:00 | 0 | 0 | 0 | 0 | 0 | 0 | 0 |  | 0
2018-05-01 03:00 | 0 | 0 | 0 | 0 | 0 | 0 | 0 |  | 0
2018-05-01 04:00 | 0 | 0 | 0 | 0 | 0 | 0 | 0 |  | 0
2018-05-01 05:00 | 0 | 8 | 72 | 0 | 3 | 1 | 84 |  | 14
2018-05-01 06:00 | 92.0307 | 3066 | 985 | 242 | 1534 | 1070 | 6989.0307 |  | 1165
2018-05-01 07:00 | 655.7732 | 7715 | 4505 | 4958 | 4864 | 3733 | 26430.7732 |  | 4405
2018-05-01 08:00 | 2015.2072 | 23329 | 15427 | 11899 | 12204 | 8611 | 73485.2072 |  | 12248
2018-05-01 09:00 | 2573.1814 | 19396 | 25822 | 13355 | 15231 | 13447 | 89824.1814 |  | 14971
2018-05-01 10:00 | 3405.013 | 25243 | 29443 | 20296 | 13439 | 10637 | 102463.013 |  | 17077
2018-05-01 11:00 | 2971.8657 | 9274 | 29172 | 19862 | 16038 | 13178 | 90495.8657 |  | 15083
2018-05-01 12:00 | 2564.8408 | 41283 | 18908 | 19229 | 33980 | 27414 | 143378.8408 |  | 23896
2018-05-01 13:00 | 3961.5208 | 46085 | 24773 | 17016 | 33458 | 26173 | 151466.5208 |  | 25244
2018-05-01 14:00 | 2180.7695 | 29592 | 37724 | 17335 | 30911 | 25078 | 142820.7695 |  | 23803
2018-05-01 15:00 | 2016.7842 | 28696 | 23222 | 16004 | 25276 | 22827 | 118041.7842 |  | 19674
2018-05-01 16:00 | 1153.427 | 14857 | 27693 | 10829 | 15755 | 15042 | 85329.427 |  | 14222
2018-05-01 17:00 | 474.6892 | 7951 | 13717 | 4546 | 9233 | 9748 | 45669.6892 |  | 7612
2018-05-01 18:00 | 243.8243 | 2988 | 6015 | 2074 | 2471 | 2000 | 15791.8243 |  | 2632
2018-05-01 19:00 | 28.0534 | 130 | 612 | 271 | 38 | 24 | 1103.0534 |  | 184
2018-05-01 20:00 | 0 | 0 | 0 | 0 | 0 | 0 | 0 |  | 0
2018-05-01 21:00 | 0 | 0 | 0 | 0 | 0 | 0 | 0 |  | 0
2018-05-01 22:00 | 0 | 0 | 0 | 0 | 0 | 0 | 0 |  | 0
2018-05-01 23:00 | 0 | 0 | 0 | 0 | 0 | 0 | 0 |  | 0
2018-05-02 | 0 | 0 | 0 | 0 | 0 | 0 | 0 |  | 0
2018-05-02 01:00 | 0 | 0 | 0 | 0 | 0 | 0 | 0 |  | 0
2018-05-02 02:00 | 0 | 0 | 0 | 0 | 0 | 0 | 0 |  | 0
2018-05-02 03:00 | 0 | 0 | 0 | 0 | 0 | 0 | 0 |  | 0
2018-05-02 04:00 | 0 | 0 | 0 | 0 | 0 | 0 | 0 |  | 0
2018-05-02 05:00 | 0 | 104 | 40 | 0 | 33 | 32 | 209 |  | 35
2018-05-02 06:00 | 95.7216 | 5931 | 1313 | 1855 | 1414 | 1297 | 11905.7216 |  | 1984
2018-05-02 07:00 | 669.5134 | 18451 | 5623 | 7398 | 10256 | 6192 | 48589.5134 |  | 8098
2018-05-02 08:00 | 2213.7954 | 27502 | 15036 | 9244 | 20157 | 14627 | 88779.7954 |  | 14797
2018-05-02 09:00 | 3604.8555 | 36878 | 23774 | 11897 | 27247 | 21909 | 125309.8555 |  | 20885
2018-05-02 10:00 | 3918.1877 | 42030 | 30073 | 17801 | 33267 | 26432 | 153521.1877 |  | 25587
2018-05-02 11:00 | 4292.4814 | 44924 | 36190 | 20269 | 36782 | 28121 | 170578.4814 |  | 28430
2018-05-02 12:00 | 4261.8584 | 44346 | 38812 | 21079 | 36462 | 28516 | 173476.8584 |  | 28913
2018-05-02 13:00 | 3853.399 | 41150 | 39697 | 20517 | 36129 | 28305 | 169651.399 |  | 28275
2018-05-02 14:00 | 3155.7268 | 35848 | 38023 | 18669 | 32564 | 27688 | 155947.7268 |  | 25991
2018-05-02 15:00 | 2157.4978 | 27239 | 33591 | 15288 | 26071 | 24806 | 129152.4978 |  | 21525
2018-05-02 16:00 | 1126.4055 | 16561 | 23518 | 10715 | 15685 | 15308 | 82913.4055 |  | 13819
2018-05-02 17:00 | 638.6664 | 7815 | 14632 | 5921 | 7354 | 7136 | 43496.6664 |  | 7249
2018-05-02 18:00 | 315.019 | 3535 | 5618 | 2149 | 3300 | 2791 | 17708.019 |  | 2951
2018-05-02 19:00 | 51.7012 | 404 | 774 | 227 | 527 | 439 | 2422.7012 |  | 404
2018-05-02 20:00 | 0 | 0 | 0 | 0 | 0 | 0 | 0 |  | 0
2018-05-02 21:00 | 0 | 0 | 0 | 0 | 0 | 0 | 0 |  | 0
2018-05-02 22:00 | 0 | 0 | 0 | 0 | 0 | 0 | 0 |  | 0
2018-05-02 23:00 | 0 | 0 | 0 | 0 | 0 | 0 | 0 |  | 0
2018-05-03 | 0 | 0 | 0 | 0 | 0 | 0 | 0 |  | 0
2018-05-03 01:00 | 0 | 0 | 0 | 0 | 0 | 0 | 0 |  | 0
2018-05-03 02:00 | 0 | 0 | 0 | 0 | 0 | 0 | 0 |  | 0
2018-05-03 03:00 | 0 | 0 | 0 | 0 | 0 | 0 | 0 |  | 0
2018-05-03 04:00 | 0 | 0 | 0 | 0 | 0 | 0 | 0 |  | 0
2018-05-03 05:00 | 0 | 0 | 0 | 0 | 4 | 0 | 4 |  | 1
2018-05-03 06:00 | 0 | 652 | 860 | 312 | 863 | 628 | 3315 |  | 553
2018-05-03 07:00 | 308.6121 | 3403 | 3487 | 1309 | 2687 | 2114 | 13308.6122 |  | 2218
2018-05-03 08:00 | 1153.8177 | 11816 | 9823 | 4790 | 8527 | 6708 | 42817.8177 |  | 7136
2018-05-03 09:00 | 3146.1487 | 21196 | 21550 | 9696 | 11888 | 9746 | 77222.1487 |  | 12870
2018-05-03 10:00 | 4136.0566 | 21826 | 30884 | 15922 | 13571 | 11289 | 97628.0566 |  | 16271
2018-05-03 11:00 | 2430.485 | 11390 | 21327 | 4005 | 6332 | 5156 | 50640.485 |  | 8440
2018-05-03 12:00 | 2119.1826 | 8374 | 18200 | 4744 | 4657 | 3975 | 42069.1826 |  | 7012
2018-05-03 13:00 | 384.1347 | 6674 | 3485 | 3754 | 9054 | 6913 | 30264.1347 |  | 5044
2018-05-03 14:00 | 1245.272 | 7595 | 10053 | 3477 | 10047 | 7692 | 40109.272 |  | 6685
2018-05-03 15:00 | 646.5966 | 18410 | 7593 | 5828 | 20072 | 18096 | 70645.5966 |  | 11774
2018-05-03 16:00 | 1233.1846 | 14770 | 20151 | 9647 | 15548 | 15582 | 76931.1846 |  | 12822
2018-05-03 17:00 | 686.0132 | 5978 | 11071 | 5086 | 3408 | 3298 | 29527.0132 |  | 4921
2018-05-03 18:00 | 280.0674 | 1253 | 3652 | 966 | 437 | 377 | 6965.0674 |  | 1161
2018-05-03 19:00 | 0 | 10 | 235 | 0 | 99 | 84 | 428 |  | 71
2018-05-03 20:00 | 0 | 0 | 0 | 0 | 0 | 0 | 0 |  | 0
2018-05-03 21:00 | 0 | 0 | 0 | 0 | 0 | 0 | 0 |  | 0
2018-05-03 22:00 | 0 | 0 | 0 | 0 | 0 | 0 | 0 |  | 0
2018-05-03 23:00 | 0 | 0 | 0 | 0 | 0 | 0 | 0 |  | 0
2018-05-04 | 0 | 0 | 0 | 0 | 0 | 0 | 0 |  | 0
2018-05-04 01:00 | 0 | 0 | 0 | 0 | 0 | 0 | 0 |  | 0
2018-05-04 02:00 | 0 | 0 | 0 | 0 | 0 | 0 | 0 |  | 0
2018-05-04 03:00 | 0 | 0 | 0 | 0 | 0 | 0 | 0 |  | 0
2018-05-04 04:00 | 0 | 0 | 0 | 0 | 0 | 0 | 0 |  | 0
2018-05-04 05:00 | 0 | 5 | 71 | 0 | 0 | 0 | 76 |  | 13
2018-05-04 06:00 | 190.5241 | 1802 | 2710 | 961 | 1213 | 967 | 7843.5241 |  | 1307
2018-05-04 07:00 | 495.8709 | 7231 | 6729 | 3415 | 3605 | 2952 | 24427.8709 |  | 4071
2018-05-04 08:00 | 540.2445 | 9777 | 9424 | 5553 | 4054 | 3413 | 32761.2444 |  | 5460
2018-05-04 09:00 | 1424.9554 | 12133 | 15656 | 7656 | 7999 | 6601 | 51469.9554 |  | 8578
2018-05-04 10:00 | 2115.5674 | 12055 | 19455 | 7297 | 10119 | 8166 | 59207.5674 |  | 9868
2018-05-04 11:00 | 1933.4698 | 12330 | 18077 | 4588 | 9021 | 7216 | 53165.4698 |  | 8861
2018-05-04 12:00 | 1224.2269 | 22668 | 19100 | 6026 | 9893 | 7750 | 66661.2269 |  | 11110
2018-05-04 13:00 | 2173.8823 | 11070 | 37194 | 13962 | 8414 | 6553 | 79366.8823 |  | 13228
2018-05-04 14:00 | 1567.0082 | 14069 | 23014 | 8993 | 12815 | 11515 | 71973.0082 |  | 11996
2018-05-04 15:00 | 1440.1461 | 17167 | 20159 | 8366 | 7870 | 6696 | 61698.1461 |  | 10283
2018-05-04 16:00 | 799.6783 | 10070 | 13994 | 5736 | 10955 | 9962 | 51516.6783 |  | 8586
2018-05-04 17:00 | 582.2799 | 7178 | 9808 | 5414 | 5945 | 5908 | 34835.2799 |  | 5806
2018-05-04 18:00 | 163.4894 | 2161 | 4594 | 1998 | 795 | 714 | 10425.4894 |  | 1738
2018-05-04 19:00 | 23.5592 | 669 | 372 | 271 | 869 | 746 | 2950.5592 |  | 492
2018-05-04 20:00 | 0 | 0 | 0 | 0 | 0 | 0 | 0 |  | 0
2018-05-04 21:00 | 0 | 0 | 0 | 0 | 0 | 0 | 0 |  | 0
2018-05-04 22:00 | 0 | 0 | 0 | 0 | 0 | 0 | 0 |  | 0
2018-05-04 23:00 | 0 | 0 | 0 | 0 | 0 | 0 | 0 |  | 0
2018-05-05 | 0 | 0 | 0 | 0 | 0 | 0 | 0 |  | 0
2018-05-05 01:00 | 0 | 0 | 0 | 0 | 0 | 0 | 0 |  | 0
2018-05-05 02:00 | 0 | 0 | 0 | 0 | 0 | 0 | 0 |  | 0
2018-05-05 03:00 | 0 | 0 | 0 | 0 | 0 | 0 | 0 |  | 0
2018-05-05 04:00 | 0 | 0 | 0 | 0 | 0 | 0 | 0 |  | 0
2018-05-05 05:00 | 0 | 107 | 35 | 0 | 29 | 26 | 197 |  | 33
2018-05-05 06:00 | 197.4802 | 6364 | 1973 | 1009 | 990 | 1037 | 11570.4802 |  | 1928
2018-05-05 07:00 | 761.1231 | 20499 | 5038 | 4708 | 12342 | 6096 | 49444.1231 |  | 8241
2018-05-05 08:00 | 2096.133 | 34487 | 15080 | 12927 | 23549 | 16661 | 104800.133 |  | 17467
2018-05-05 09:00 | 4165.56 | 41775 | 26869 | 17008 | 31844 | 24423 | 146084.56 |  | 24347
2018-05-05 10:00 | 4744.7437 | 47313 | 35088 | 20468 | 36759 | 27711 | 172083.7437 |  | 28681
2018-05-05 11:00 | 4774.59 | 48110 | 40368 | 22105 | 37013 | 28762 | 181132.59 |  | 30189
2018-05-05 12:00 | 4557.2773 | 47722 | 43008 | 22902 | 36994 | 29155 | 184338.2773 |  | 30723
2018-05-05 13:00 | 4115.029 | 42174 | 43028 | 22341 | 36177 | 28793 | 176628.029 |  | 29438
2018-05-05 14:00 | 3273.7463 | 37416 | 38132 | 19704 | 34992 | 28296 | 161813.7463 |  | 26969
2018-05-05 15:00 | 2342.5237 | 28305 | 36529 | 16992 | 28716 | 26570 | 139454.5237 |  | 23242
2018-05-05 16:00 | 1174.733 | 17050 | 27369 | 11411 | 19958 | 20238 | 97200.733 |  | 16200
2018-05-05 17:00 | 405.7918 | 6045 | 18918 | 7183 | 9518 | 11118 | 53187.7918 |  | 8865
2018-05-05 18:00 | 242.3296 | 2974 | 8396 | 4034 | 2698 | 2632 | 20976.3296 |  | 3496
2018-05-05 19:00 | 44.0788 | 803 | 1090 | 655 | 742 | 698 | 4032.0788 |  | 672
2018-05-05 20:00 | 0 | 0 | 0 | 0 | 0 | 0 | 0 |  | 0
2018-05-05 21:00 | 0 | 0 | 0 | 0 | 0 | 0 | 0 |  | 0
2018-05-05 22:00 | 0 | 0 | 0 | 0 | 0 | 0 | 0 |  | 0
2018-05-05 23:00 | 0 | 0 | 0 | 0 | 0 | 0 | 0 |  | 0
2018-05-06 | 0 | 0 | 0 | 0 | 0 | 0 | 0 |  | 0
2018-05-06 01:00 | 0 | 0 | 0 | 0 | 0 | 0 | 0 |  | 0
2018-05-06 02:00 | 0 | 0 | 0 | 0 | 0 | 0 | 0 |  | 0
2018-05-06 03:00 | 0 | 0 | 0 | 0 | 0 | 0 | 0 |  | 0
2018-05-06 04:00 | 0 | 0 | 0 | 0 | 0 | 0 | 0 |  | 0
2018-05-06 05:00 | 0 | 0 | 15 | 0 | 4 | 2 | 21 |  | 4
2018-05-06 06:00 | 14.8787 | 1658 | 1146 | 821 | 926 | 730 | 5295.8787 |  | 883
2018-05-06 07:00 | 204.7318 | 2988 | 2625 | 2752 | 2669 | 2143 | 13381.7318 |  | 2230
2018-05-06 08:00 | 367.9217 | 3870 | 5501 | 3427 | 4436 | 3646 | 21247.9218 |  | 3541
2018-05-06 09:00 | 405.3994 | 5336 | 5924 | 3534 | 6107 | 4865 | 26171.3993 |  | 4362
2018-05-06 10:00 | 387.4026 | 7803 | 4958 | 3537 | 6911 | 5557 | 29153.4026 |  | 4859
2018-05-06 11:00 | 503.6575 | 10051 | 5658 | 4407 | 8757 | 7092 | 36468.6575 |  | 6078
2018-05-06 12:00 | 553.7078 | 7518 | 6398 | 3814 | 6759 | 5290 | 30332.7078 |  | 5055
2018-05-06 13:00 | 528.3226 | 5754 | 5965 | 2908 | 5417 | 4362 | 24934.3226 |  | 4156
2018-05-06 14:00 | 535.1197 | 5599 | 6178 | 2997 | 5633 | 4484 | 25426.1197 |  | 4238
2018-05-06 15:00 | 361.5028 | 6490 | 4817 | 2413 | 7485 | 6038 | 27604.5028 |  | 4601
2018-05-06 16:00 | 235.3703 | 3745 | 2672 | 1997 | 4987 | 3954 | 17590.3703 |  | 2932
2018-05-06 17:00 | 66.4612 | 1658 | 981 | 686 | 1971 | 1559 | 6921.4612 |  | 1154
2018-05-06 18:00 | 13.0281 | 723 | 474 | 164 | 885 | 701 | 2960.0281 |  | 493
2018-05-06 19:00 | 1.1852 | 131 | 13 | 5 | 411 | 319 | 880.1852 |  | 147
2018-05-06 20:00 | 0 | 0 | 0 | 0 | 0 | 0 | 0 |  | 0
2018-05-06 21:00 | 0 | 0 | 0 | 0 | 0 | 0 | 0 |  | 0
2018-05-06 22:00 | 0 | 0 | 0 | 0 | 0 | 0 | 0 |  | 0
2018-05-06 23:00 | 0 | 0 | 0 | 0 | 0 | 0 | 0 |  | 0
2018-05-07 | 0 | 0 | 0 | 0 | 0 | 0 | 0 |  | 0
2018-05-07 01:00 | 0 | 0 | 0 | 0 | 0 | 0 | 0 |  | 0
2018-05-07 02:00 | 0 | 0 | 0 | 0 | 0 | 0 | 0 |  | 0
2018-05-07 03:00 | 0 | 0 | 0 | 0 | 0 | 0 | 0 |  | 0
2018-05-07 04:00 | 0 | 0 | 0 | 0 | 0 | 0 | 0 |  | 0
2018-05-07 05:00 | 0 | 2 | 11 | 0 | 0 | 0 | 13 |  | 2
2018-05-07 06:00 | 117.4926 | 754 | 1533 | 1618 | 1247 | 845 | 6114.4926 |  | 1019
2018-05-07 07:00 | 699.6556 | 4913 | 6098 | 5822 | 8320 | 5231 | 31083.6556 |  | 5181
2018-05-07 08:00 | 1950.9711 | 7188 | 15386 | 9813 | 8025 | 5898 | 48260.9711 |  | 8043
2018-05-07 09:00 | 3218.1533 | 30607 | 23604 | 14820 | 31017 | 23130 | 126396.1533 |  | 21066
2018-05-07 10:00 | 4218.834 | 33878 | 32169 | 19238 | 20117 | 16609 | 126229.834 |  | 21038
2018-05-07 11:00 | 4318.5396 | 34707 | 34917 | 20919 | 31351 | 25437 | 151649.5396 |  | 25275
2018-05-07 12:00 | 3371.4143 | 26879 | 40938 | 22512 | 27949 | 23488 | 145137.4143 |  | 24190
2018-05-07 13:00 | 3752.507 | 36182 | 41517 | 21193 | 30623 | 25488 | 158755.507 |  | 26459
2018-05-07 14:00 | 3277.6086 | 33580 | 40047 | 13387 | 22974 | 19399 | 132664.6086 |  | 22111
2018-05-07 15:00 | 2374.3691 | 19992 | 38140 | 14172 | 19859 | 17239 | 111776.3691 |  | 18629
2018-05-07 16:00 | 1285.8121 | 10222 | 31744 | 11985 | 14979 | 15776 | 85991.8121 |  | 14332
2018-05-07 17:00 | 366.513 | 6700 | 22057 | 7380 | 7705 | 8310 | 52518.513 |  | 8753
2018-05-07 18:00 | 178.4334 | 2955 | 10564 | 3839 | 2548 | 2659 | 22743.4334 |  | 3791
2018-05-07 19:00 | 70.038 | 640 | 1489 | 553 | 524 | 560 | 3836.038 |  | 639
2018-05-07 20:00 | 0 | 0 | 0 | 0 | 0 | 0 | 0 |  | 0
2018-05-07 21:00 | 0 | 0 | 0 | 0 | 0 | 0 | 0 |  | 0
2018-05-07 22:00 | 0 | 0 | 0 | 0 | 0 | 0 | 0 |  | 0
2018-05-07 23:00 | 0 | 0 | 0 | 0 | 0 | 0 | 0 |  | 0
2018-05-08 | 0 | 0 | 0 | 0 | 0 | 0 | 0 |  | 0
2018-05-08 01:00 | 0 | 0 | 0 | 0 | 0 | 0 | 0 |  | 0
2018-05-08 02:00 | 0 | 0 | 0 | 0 | 0 | 0 | 0 |  | 0
2018-05-08 03:00 | 0 | 0 | 0 | 0 | 0 | 0 | 0 |  | 0
2018-05-08 04:00 | 0 | 0 | 0 | 0 | 0 | 0 | 0 |  | 0
2018-05-08 05:00 | 0 | 192 | 59 | 0 | 76 | 72 | 399 |  | 67
2018-05-08 06:00 | 141.8947 | 7628 | 1876 | 2233 | 1206 | 1144 | 14228.8947 |  | 2371
2018-05-08 07:00 | 633.5536 | 21853 | 6470 | 7288 | 12548 | 6258 | 55050.5537 |  | 9175
2018-05-08 08:00 | 2011.6768 | 32969 | 12875 | 11887 | 23134 | 15772 | 98648.6768 |  | 16441
2018-05-08 09:00 | 3972.9392 | 40549 | 25654 | 16121 | 30576 | 23919 | 140791.9392 |  | 23465
2018-05-08 10:00 | 4555.5786 | 44927 | 34019 | 19663 | 35920 | 27419 | 166503.5786 |  | 27751
2018-05-08 11:00 | 4612.025 | 47173 | 38691 | 21600 | 31242 | 26772 | 170090.025 |  | 28348
2018-05-08 12:00 | 4443.382 | 31413 | 41627 | 13333 | 34130 | 27688 | 152634.382 |  | 25439
2018-05-08 13:00 | 4069.6143 | 44430 | 43357 | 18386 | 37027 | 28799 | 176068.6143 |  | 29345
2018-05-08 14:00 | 2704.0195 | 35926 | 41773 | 15253 | 34236 | 28090 | 157982.0195 |  | 26330
2018-05-08 15:00 | 1901.4564 | 27336 | 37583 | 15765 | 28662 | 26584 | 137831.4564 |  | 22972
2018-05-08 16:00 | 1185.8921 | 13685 | 30804 | 12086 | 20287 | 20467 | 98514.8921 |  | 16419
2018-05-08 17:00 | 327.6406 | 5294 | 21451 | 7059 | 9793 | 11105 | 55029.6406 |  | 9172
2018-05-08 18:00 | 156.9422 | 1719 | 10776 | 3682 | 2275 | 2152 | 20760.9422 |  | 3460
2018-05-08 19:00 | 34.6056 | 437 | 1408 | 569 | 401 | 389 | 3238.6056 |  | 540
2018-05-08 20:00 | 0 | 0 | 0 | 0 | 0 | 0 | 0 |  | 0
2018-05-08 21:00 | 0 | 0 | 0 | 0 | 0 | 0 | 0 |  | 0
2018-05-08 22:00 | 0 | 0 | 0 | 0 | 0 | 0 | 0 |  | 0
2018-05-08 23:00 | 0 | 0 | 0 | 0 | 0 | 0 | 0 |  | 0
2018-05-09 | 0 | 0 | 0 | 0 | 0 | 0 | 0 |  | 0
2018-05-09 01:00 | 0 | 0 | 0 | 0 | 0 | 0 | 0 |  | 0
2018-05-09 02:00 | 0 | 0 | 0 | 0 | 0 | 0 | 0 |  | 0
2018-05-09 03:00 | 0 | 0 | 0 | 0 | 0 | 0 | 0 |  | 0
2018-05-09 04:00 | 0 | 0 | 0 | 0 | 0 | 0 | 0 |  | 0
2018-05-09 05:00 | 0 | 251 | 118 | 0 | 90 | 83 | 542 |  | 90
2018-05-09 06:00 | 78.0416 | 7773 | 1934 | 2395 | 1333 | 1200 | 14713.0416 |  | 2452
2018-05-09 07:00 | 433.0136 | 21694 | 6885 | 7447 | 12396 | 6187 | 55042.0136 |  | 9174
2018-05-09 08:00 | 1982.0236 | 32656 | 16180 | 11849 | 22670 | 15890 | 101227.0236 |  | 16871
2018-05-09 09:00 | 3908.0647 | 39924 | 25840 | 16219 | 30112 | 23937 | 139940.0647 |  | 23323
2018-05-09 10:00 | 4512.2656 | 43886 | 33721 | 19404 | 35388 | 27216 | 164127.2656 |  | 27355
2018-05-09 11:00 | 4532.9224 | 45950 | 39284 | 21223 | 37000 | 28427 | 176416.9224 |  | 29403
2018-05-09 12:00 | 4395.186 | 44148 | 42071 | 21999 | 37020 | 27819 | 177452.186 |  | 29575
2018-05-09 13:00 | 4005.6357 | 42489 | 42481 | 21588 | 36920 | 28509 | 175992.6357 |  | 29332
2018-05-09 14:00 | 3368.615 | 36638 | 41002 | 19697 | 33803 | 27869 | 162377.615 |  | 27063
2018-05-09 15:00 | 2354.3245 | 28148 | 37278 | 16657 | 28250 | 26301 | 138988.3245 |  | 23165
2018-05-09 16:00 | 1280.4811 | 16511 | 32399 | 12301 | 17210 | 17184 | 96885.4811 |  | 16148
2018-05-09 17:00 | 638.5155 | 5802 | 16425 | 7428 | 9281 | 10941 | 50515.5155 |  | 8419
2018-05-09 18:00 | 408.4593 | 2276 | 13297 | 4704 | 2396 | 2325 | 25406.4594 |  | 4234
2018-05-09 19:00 | 134.079 | 613 | 2226 | 859 | 444 | 422 | 4698.079 |  | 783
2018-05-09 20:00 | 0 | 0 | 0 | 0 | 0 | 0 | 0 |  | 0
2018-05-09 21:00 | 0 | 0 | 0 | 0 | 0 | 0 | 0 |  | 0
2018-05-09 22:00 | 0 | 0 | 0 | 0 | 0 | 0 | 0 |  | 0
2018-05-09 23:00 | 0 | 0 | 0 | 0 | 0 | 0 | 0 |  | 0
2018-05-10 | 0 | 0 | 0 | 0 | 0 | 0 | 0 |  | 0
2018-05-10 01:00 | 0 | 0 | 0 | 0 | 0 | 0 | 0 |  | 0
2018-05-10 02:00 | 0 | 0 | 0 | 0 | 0 | 0 | 0 |  | 0
2018-05-10 03:00 | 0 | 0 | 0 | 0 | 0 | 0 | 0 |  | 0
2018-05-10 04:00 | 0 | 0 | 0 | 0 | 0 | 0 | 0 |  | 0
2018-05-10 05:00 | 0 | 0 | 74 | 0 | 24 | 13 | 111 |  | 19
2018-05-10 06:00 | 40.4263 | 1004 | 994 | 694 | 2346 | 1860 | 6938.4263 |  | 1156
2018-05-10 07:00 | 359.1137 | 5239 | 2790 | 4289 | 11683 | 6482 | 30842.1137 |  | 5140
2018-05-10 08:00 | 789.2814 | 18647 | 7172 | 12426 | 23500 | 15815 | 78349.2814 |  | 13058
2018-05-10 09:00 | 1165.089 | 41099 | 13527 | 16774 | 31026 | 24347 | 127938.089 |  | 21323
2018-05-10 10:00 | 3695.91 | 45066 | 30667 | 20112 | 36199 | 27528 | 163267.91 |  | 27211
2018-05-10 11:00 | 4698.58 | 46753 | 39973 | 21851 | 37063 | 28502 | 178840.58 |  | 29807
2018-05-10 12:00 | 4449.7827 | 45970 | 42391 | 22313 | 30563 | 23796 | 169482.7827 |  | 28247
2018-05-10 13:00 | 3853.76 | 26597 | 42480 | 21297 | 15947 | 12877 | 123051.76 |  | 20509
2018-05-10 14:00 | 2532.5928 | 4392 | 36496 | 11152 | 2937 | 2401 | 59910.5928 |  | 9985
2018-05-10 15:00 | 1203.8607 | 11159 | 25883 | 8700 | 5221 | 4323 | 56489.8607 |  | 9415
2018-05-10 16:00 | 907.2952 | 10933 | 21701 | 9942 | 10964 | 10137 | 64584.2952 |  | 10764
2018-05-10 17:00 | 494.3638 | 7890 | 15685 | 6123 | 10252 | 10033 | 50477.3638 |  | 8413
2018-05-10 18:00 | 288.4382 | 2027 | 10510 | 3936 | 2599 | 2432 | 21792.4382 |  | 3632
2018-05-10 19:00 | 17.343 | 558 | 786 | 209 | 1027 | 838 | 3435.343 |  | 573
2018-05-10 20:00 | 0 | 0 | 0 | 0 | 0 | 0 | 0 |  | 0
2018-05-10 21:00 | 0 | 0 | 0 | 0 | 0 | 0 | 0 |  | 0
2018-05-10 22:00 | 0 | 0 | 0 | 0 | 0 | 0 | 0 |  | 0
2018-05-10 23:00 | 0 | 0 | 0 | 0 | 0 | 0 | 0 |  | 0
2018-05-11 | 0 | 0 | 0 | 0 | 0 | 0 | 0 |  | 0
2018-05-11 01:00 | 0 | 0 | 0 | 0 | 0 | 0 | 0 |  | 0
2018-05-11 02:00 | 0 | 0 | 0 | 0 | 0 | 0 | 0 |  | 0
2018-05-11 03:00 | 0 | 0 | 0 | 0 | 0 | 0 | 0 |  | 0
2018-05-11 04:00 | 0 | 0 | 0 | 0 | 0 | 0 | 0 |  | 0
2018-05-11 05:00 | 0 | 128 | 171 | 0 | 68 | 54 | 421 |  | 70
2018-05-11 06:00 | 179.8161 | 6773 | 1800 | 2603 | 2959 | 2307 | 16621.8161 |  | 2770
2018-05-11 07:00 | 709.3883 | 12992 | 7304 | 6380 | 8416 | 6219 | 42020.3883 |  | 7003
2018-05-11 08:00 | 1585.6157 | 13537 | 14248 | 7156 | 14754 | 11407 | 62687.6157 |  | 10448
2018-05-11 09:00 | 1249.6152 | 24110 | 14994 | 8264 | 26454 | 21156 | 96227.6152 |  | 16038
2018-05-11 10:00 | 2638.331 | 45770 | 27150 | 18706 | 36823 | 28106 | 159193.331 |  | 26532
2018-05-11 11:00 | 4661.426 | 49149 | 39913 | 22294 | 37064 | 29076 | 182157.426 |  | 30360
2018-05-11 12:00 | 4613.6836 | 48346 | 43559 | 23355 | 37046 | 29217 | 186136.6836 |  | 31023
2018-05-11 13:00 | 4215.591 | 45052 | 43618 | 23216 | 35313 | 28636 | 180050.591 |  | 30008
2018-05-11 14:00 | 3508.703 | 38509 | 42050 | 21154 | 35046 | 28218 | 168485.703 |  | 28081
2018-05-11 15:00 | 2439.895 | 27863 | 37177 | 17760 | 29039 | 26268 | 140546.895 |  | 23424
2018-05-11 16:00 | 1245.5114 | 17128 | 30125 | 12226 | 20241 | 19385 | 100350.5114 |  | 16725
2018-05-11 17:00 | 555.0211 | 8000 | 17333 | 6885 | 9351 | 9379 | 51503.0211 |  | 8584
2018-05-11 18:00 | 341.8695 | 4293 | 8355 | 2816 | 4110 | 3558 | 23473.8695 |  | 3912
2018-05-11 19:00 | 60.5527 | 672 | 1640 | 762 | 610 | 554 | 4298.5527 |  | 716
2018-05-11 20:00 | 0 | 0 | 0 | 0 | 0 | 0 | 0 |  | 0
2018-05-11 21:00 | 0 | 0 | 0 | 0 | 0 | 0 | 0 |  | 0
2018-05-11 22:00 | 0 | 0 | 0 | 0 | 0 | 0 | 0 |  | 0
2018-05-11 23:00 | 0 | 0 | 0 | 0 | 0 | 0 | 0 |  | 0
2018-05-12 | 0 | 0 | 0 | 0 | 0 | 0 | 0 |  | 0
2018-05-12 01:00 | 0 | 0 | 0 | 0 | 0 | 0 | 0 |  | 0
2018-05-12 02:00 | 0 | 0 | 0 | 0 | 0 | 0 | 0 |  | 0
2018-05-12 03:00 | 0 | 0 | 0 | 0 | 0 | 0 | 0 |  | 0
2018-05-12 04:00 | 0 | 0 | 0 | 0 | 0 | 0 | 0 |  | 0
2018-05-12 05:00 | 0 | 316 | 307 | 0 | 138 | 113 | 874 |  | 146
2018-05-12 06:00 | 143.0139 | 8422 | 1948 | 2308 | 2070 | 1538 | 16429.0139 |  | 2738
2018-05-12 07:00 | 729.0128 | 24063 | 7942 | 7449 | 9990 | 6651 | 56824.0128 |  | 9471
2018-05-12 08:00 | 930.9141 | 13354 | 14835 | 11967 | 16364 | 12413 | 69863.9141 |  | 11644
2018-05-12 09:00 | 603.4374 | 9128 | 9277 | 10215 | 24791 | 19478 | 73492.4374 |  | 12249
2018-05-12 10:00 | 713.7527 | 10568 | 11218 | 13865 | 21841 | 17271 | 75476.7527 |  | 12579
2018-05-12 11:00 | 1018.072 | 11121 | 12140 | 11969 | 11561 | 9331 | 57140.072 |  | 9523
2018-05-12 12:00 | 783.3517 | 11176 | 10913 | 8470 | 10761 | 8518 | 50621.3517 |  | 8437
2018-05-12 13:00 | 910.7141 | 11526 | 12697 | 6640 | 13640 | 11450 | 56863.7141 |  | 9477
2018-05-12 14:00 | 1168.0647 | 11898 | 14228 | 9836 | 12210 | 9499 | 58839.0647 |  | 9807
2018-05-12 15:00 | 512.422 | 8314 | 8057 | 5426 | 11830 | 9567 | 43706.422 |  | 7284
2018-05-12 16:00 | 418.8433 | 7027 | 4449 | 4099 | 9172 | 7623 | 32788.8433 |  | 5465
2018-05-12 17:00 | 236.133 | 4429 | 3168 | 2708 | 6018 | 4991 | 21550.133 |  | 3592
2018-05-12 18:00 | 93.3468 | 2882 | 1577 | 1559 | 4213 | 3446 | 13770.3468 |  | 2295
2018-05-12 19:00 | 8.5397 | 718 | 404 | 405 | 897 | 724 | 3156.5397 |  | 526
2018-05-12 20:00 | 0 | 0 | 0 | 0 | 0 | 0 | 0 |  | 0
2018-05-12 21:00 | 0 | 0 | 0 | 0 | 0 | 0 | 0 |  | 0
2018-05-12 22:00 | 0 | 0 | 0 | 0 | 0 | 0 | 0 |  | 0
2018-05-12 23:00 | 0 | 0 | 0 | 0 | 0 | 0 | 0 |  | 0
2018-05-13 | 0 | 0 | 0 | 0 | 0 | 0 | 0 |  | 0
2018-05-13 01:00 | 0 | 0 | 0 | 0 | 0 | 0 | 0 |  | 0
2018-05-13 02:00 | 0 | 0 | 0 | 0 | 0 | 0 | 0 |  | 0
2018-05-13 03:00 | 0 | 0 | 0 | 0 | 0 | 0 | 0 |  | 0
2018-05-13 04:00 | 0 | 0 | 0 | 0 | 0 | 0 | 0 |  | 0
2018-05-13 05:00 | 0 | 356 | 258 | 43 | 263 | 220 | 1140 |  | 190
2018-05-13 06:00 | 213.4095 | 6454 | 2648 | 2427 | 3302 | 2504 | 17548.4096 |  | 2925
2018-05-13 07:00 | 744.7314 | 20485 | 4748 | 7137 | 10386 | 6881 | 50381.7314 |  | 8397
2018-05-13 08:00 | 1219.3949 | 17121 | 8229 | 9387 | 20601 | 15425 | 71982.3949 |  | 11997
2018-05-13 09:00 | 819.9388 | 35137 | 8088 | 15047 | 31136 | 24298 | 114525.9388 |  | 19088
2018-05-13 10:00 | 802.199 | 43672 | 14140 | 20627 | 35527 | 27310 | 142078.199 |  | 23680
2018-05-13 11:00 | 1669.5573 | 48195 | 20248 | 21950 | 37012 | 28565 | 157639.5573 |  | 26273
2018-05-13 12:00 | 3440.7195 | 47262 | 33945 | 20772 | 37062 | 29078 | 171559.7195 |  | 28593
2018-05-13 13:00 | 4255.96 | 43955 | 43175 | 24026 | 37062 | 29011 | 181484.96 |  | 30247
2018-05-13 14:00 | 3542.5793 | 38125 | 42412 | 20494 | 35504 | 28367 | 168444.5793 |  | 28074
2018-05-13 15:00 | 2508.934 | 28485 | 38557 | 15985 | 29344 | 26690 | 141569.934 |  | 23595
2018-05-13 16:00 | 1331.7054 | 17317 | 32816 | 13908 | 20868 | 20738 | 106978.7054 |  | 17830
2018-05-13 17:00 | 342.8391 | 5511 | 23752 | 7531 | 9856 | 11475 | 58467.8391 |  | 9745
2018-05-13 18:00 | 161.7362 | 1976 | 12098 | 3925 | 2498 | 2529 | 23187.7362 |  | 3865
2018-05-13 19:00 | 38.9046 | 646 | 1803 | 648 | 659 | 596 | 4390.9046 |  | 732
2018-05-13 20:00 | 0 | 0 | 0 | 0 | 0 | 0 | 0 |  | 0
2018-05-13 21:00 | 0 | 0 | 0 | 0 | 0 | 0 | 0 |  | 0
2018-05-13 22:00 | 0 | 0 | 0 | 0 | 0 | 0 | 0 |  | 0
2018-05-13 23:00 | 0 | 0 | 0 | 0 | 0 | 0 | 0 |  | 0
2018-05-14 | 0 | 0 | 0 | 0 | 0 | 0 | 0 |  | 0
2018-05-14 01:00 | 0 | 0 | 0 | 0 | 0 | 0 | 0 |  | 0
2018-05-14 02:00 | 0 | 0 | 0 | 0 | 0 | 0 | 0 |  | 0
2018-05-14 03:00 | 0 | 0 | 0 | 0 | 0 | 0 | 0 |  | 0
2018-05-14 04:00 | 0 | 0 | 0 | 0 | 0 | 0 | 0 |  | 0
2018-05-14 05:00 | 0 | 562 | 10 | 0 | 159 | 135 | 866 |  | 144
2018-05-14 06:00 | 118.9064 | 2208 | 1255 | 367 | 2502 | 2019 | 8469.9064 |  | 1412
2018-05-14 07:00 | 452.5787 | 6545 | 4754 | 2750 | 5520 | 4335 | 24356.5787 |  | 4059
2018-05-14 08:00 | 1218.0538 | 6785 | 12539 | 5647 | 7752 | 6283 | 40224.0538 |  | 6704
2018-05-14 09:00 | 1616.8588 | 11464 | 15056 | 7129 | 12894 | 10455 | 58614.8588 |  | 9769
2018-05-14 10:00 | 1844.8951 | 20186 | 16359 | 8979 | 26936 | 22297 | 96601.8951 |  | 16100
2018-05-14 11:00 | 1577.3479 | 45332 | 15169 | 18687 | 37056 | 28377 | 146198.3479 |  | 24366
2018-05-14 12:00 | 2905.4895 | 44424 | 23061 | 22040 | 37057 | 28660 | 158147.4895 |  | 26358
2018-05-14 13:00 | 3962.938 | 42094 | 40551 | 20795 | 36878 | 28509 | 172789.938 |  | 28798
2018-05-14 14:00 | 3402.1443 | 35867 | 40484 | 19059 | 33983 | 27942 | 160737.1443 |  | 26790
2018-05-14 15:00 | 2177.8503 | 27895 | 35644 | 15938 | 28359 | 26199 | 136212.8503 |  | 22702
2018-05-14 16:00 | 1175.8193 | 15714 | 28449 | 11835 | 19419 | 19140 | 95732.8193 |  | 15955
2018-05-14 17:00 | 367.5068 | 6152 | 20202 | 6205 | 9201 | 9632 | 51759.5068 |  | 8627
2018-05-14 18:00 | 264.3579 | 2669 | 10355 | 2919 | 3968 | 3501 | 23676.3579 |  | 3946
2018-05-14 19:00 | 74.2083 | 918 | 1473 | 641 | 829 | 718 | 4653.2083 |  | 776
2018-05-14 20:00 | 0 | 0 | 0 | 0 | 0 | 0 | 0 |  | 0
2018-05-14 21:00 | 0 | 0 | 0 | 0 | 0 | 0 | 0 |  | 0
2018-05-14 22:00 | 0 | 0 | 0 | 0 | 0 | 0 | 0 |  | 0
2018-05-14 23:00 | 0 | 0 | 0 | 0 | 0 | 0 | 0 |  | 0
2018-05-15 | 0 | 0 | 0 | 0 | 0 | 0 | 0 |  | 0
2018-05-15 01:00 | 0 | 0 | 0 | 0 | 0 | 0 | 0 |  | 0
2018-05-15 02:00 | 0 | 0 | 0 | 0 | 0 | 0 | 0 |  | 0
2018-05-15 03:00 | 0 | 0 | 0 | 0 | 0 | 0 | 0 |  | 0
2018-05-15 04:00 | 0 | 0 | 0 | 0 | 0 | 0 | 0 |  | 0
2018-05-15 05:00 | 0.014243 | 385 | 288 | 0 | 206 | 157 | 1036.0142 |  | 173
2018-05-15 06:00 | 104.5135 | 6136 | 1976 | 2531 | 2323 | 1781 | 14851.5135 |  | 2475
2018-05-15 07:00 | 417.6145 | 14724 | 7161 | 5753 | 6811 | 4796 | 39662.6145 |  | 6610
2018-05-15 08:00 | 1608.0913 | 25919 | 15144 | 10447 | 20816 | 14520 | 88454.0913 |  | 14742
2018-05-15 09:00 | 3473.1272 | 31297 | 22378 | 6881 | 22424 | 18024 | 104477.1272 |  | 17413
2018-05-15 10:00 | 4116.6855 | 39051 | 31772 | 14862 | 23867 | 18968 | 132636.6855 |  | 22106
2018-05-15 11:00 | 3835.3276 | 21885 | 35866 | 16309 | 16399 | 13405 | 107699.3276 |  | 17950
2018-05-15 12:00 | 2036.8651 | 20076 | 27315 | 5201 | 14596 | 12053 | 81277.8651 |  | 13546
2018-05-15 13:00 | 3490.1519 | 37876 | 34468 | 17074 | 29601 | 23056 | 145565.1519 |  | 24261
2018-05-15 14:00 | 3139.6975 | 21671 | 34075 | 17191 | 26225 | 19978 | 122279.6975 |  | 20380
2018-05-15 15:00 | 1290.3748 | 15310 | 19120 | 11818 | 4358 | 3335 | 55231.3748 |  | 9205
2018-05-15 16:00 | 163.3878 | 1748 | 3869 | 2652 | 1132 | 866 | 10430.3878 |  | 1738
2018-05-15 17:00 | 0.020948 | 656 | 148 | 398 | 2220 | 1769 | 5191.0209 |  | 865
2018-05-15 18:00 | 0 | 756 | 10 | 166 | 2150 | 1697 | 4779 |  | 797
2018-05-15 19:00 | 0 | 675 | 262 | 200 | 1052 | 862 | 3051 |  | 509
2018-05-15 20:00 | 0 | 40 | 53 | 12 | 68 | 58 | 231 |  | 39
2018-05-15 21:00 | 0 | 0 | 0 | 0 | 0 | 0 | 0 |  | 0
2018-05-15 22:00 | 0 | 0 | 0 | 0 | 0 | 0 | 0 |  | 0
2018-05-15 23:00 | 0 | 0 | 0 | 0 | 0 | 0 | 0 |  | 0
2018-05-16 | 0 | 0 | 0 | 0 | 0 | 0 | 0 |  | 0
2018-05-16 01:00 | 0 | 0 | 0 | 0 | 0 | 0 | 0 |  | 0
2018-05-16 02:00 | 0 | 0 | 0 | 0 | 0 | 0 | 0 |  | 0
2018-05-16 03:00 | 0 | 0 | 0 | 0 | 0 | 0 | 0 |  | 0
2018-05-16 04:00 | 0 | 0 | 0 | 0 | 0 | 0 | 0 |  | 0
2018-05-16 05:00 | 0 | 436 | 284 | 89 | 305 | 225 | 1339 |  | 223
2018-05-16 06:00 | 258.4725 | 3349 | 2671 | 1870 | 3462 | 2541 | 14151.4725 |  | 2359
2018-05-16 07:00 | 731.8126 | 10747 | 6555 | 3846 | 11933 | 7487 | 41299.8126 |  | 6883
2018-05-16 08:00 | 1138.485 | 15649 | 11346 | 8945 | 21097 | 15007 | 73182.485 |  | 12197
2018-05-16 09:00 | 2880.507 | 15143 | 20819 | 14142 | 22763 | 18605 | 94352.507 |  | 15725
2018-05-16 10:00 | 2460.7087 | 29035 | 17276 | 15031 | 18870 | 15837 | 98509.7087 |  | 16418
2018-05-16 11:00 | 1952.7598 | 41076 | 20789 | 19519 | 31555 | 25586 | 140477.7598 |  | 23413
2018-05-16 12:00 | 3259.7869 | 45768 | 31641 | 19247 | 36643 | 28710 | 165268.7869 |  | 27545
2018-05-16 13:00 | 3590.6646 | 37827 | 39701 | 20766 | 31682 | 26089 | 159655.6646 |  | 26609
2018-05-16 14:00 | 2657.09 | 22726 | 27500 | 15343 | 24907 | 21245 | 114378.09 |  | 19063
2018-05-16 15:00 | 1549.7375 | 24130 | 22676 | 13677 | 23903 | 21264 | 107199.7375 |  | 17867
2018-05-16 16:00 | 1115.9205 | 15050 | 15876 | 11910 | 19411 | 18630 | 81992.9205 |  | 13665
2018-05-16 17:00 | 654.2512 | 9310 | 10674 | 7292 | 9382 | 9636 | 46948.2512 |  | 7825
2018-05-16 18:00 | 369.4823 | 3871 | 5011 | 3056 | 4270 | 3714 | 20291.4823 |  | 3382
2018-05-16 19:00 | 72.5204 | 1003 | 934 | 586 | 1075 | 884 | 4554.5204 |  | 759
2018-05-16 20:00 | 0 | 0 | 0 | 0 | 0 | 0 | 0 |  | 0
2018-05-16 21:00 | 0 | 0 | 0 | 0 | 0 | 0 | 0 |  | 0
2018-05-16 22:00 | 0 | 0 | 0 | 0 | 0 | 0 | 0 |  | 0
2018-05-16 23:00 | 0 | 0 | 0 | 0 | 0 | 0 | 0 |  | 0
2018-05-17 | 0 | 0 | 0 | 0 | 0 | 0 | 0 |  | 0
2018-05-17 01:00 | 0 | 0 | 0 | 0 | 0 | 0 | 0 |  | 0
2018-05-17 02:00 | 0 | 0 | 0 | 0 | 0 | 0 | 0 |  | 0
2018-05-17 03:00 | 0 | 0 | 0 | 0 | 0 | 0 | 0 |  | 0
2018-05-17 04:00 | 0 | 0 | 0 | 0 | 0 | 0 | 0 |  | 0
2018-05-17 05:00 | 0 | 181 | 82 | 0 | 108 | 86 | 457 |  | 76
2018-05-17 06:00 | 115.6848 | 3221 | 1598 | 1361 | 2558 | 2030 | 10883.6848 |  | 1814
2018-05-17 07:00 | 654.2219 | 7474 | 7410 | 4505 | 6141 | 4789 | 30973.2219 |  | 5162
2018-05-17 08:00 | 1115.2577 | 9045 | 13711 | 5184 | 9216 | 7353 | 45624.2577 |  | 7604
2018-05-17 09:00 | 555.2344 | 11515 | 7062 | 6298 | 14779 | 11872 | 52081.2344 |  | 8680
2018-05-17 10:00 | 1082.963 | 19442 | 10911 | 9357 | 22117 | 18245 | 81154.963 |  | 13526
2018-05-17 11:00 | 1419.9133 | 29020 | 14466 | 11873 | 26416 | 22369 | 105563.9133 |  | 17594
2018-05-17 12:00 | 2966.2808 | 31858 | 28727 | 14888 | 26364 | 22559 | 127362.2808 |  | 21227
2018-05-17 13:00 | 3362.797 | 28827 | 32825 | 17336 | 24883 | 21400 | 128633.797 |  | 21439
2018-05-17 14:00 | 2573.6943 | 21367 | 32991 | 13779 | 24846 | 21526 | 117082.6943 |  | 19514
2018-05-17 15:00 | 1910.3542 | 21103 | 26442 | 11180 | 13959 | 11705 | 86299.3542 |  | 14383
2018-05-17 16:00 | 1360.3694 | 15412 | 26420 | 7663 | 11304 | 9546 | 71705.3694 |  | 11951
2018-05-17 17:00 | 675.6981 | 8437 | 12248 | 4907 | 8310 | 7938 | 42515.6981 |  | 7086
2018-05-17 18:00 | 393.6008 | 3540 | 7516 | 3446 | 2113 | 1815 | 18823.6008 |  | 3137
2018-05-17 19:00 | 62.5061 | 595 | 1593 | 438 | 1260 | 1001 | 4949.5061 |  | 825
2018-05-17 20:00 | 0 | 0 | 0 | 0 | 6 | 4 | 10 |  | 2
2018-05-17 21:00 | 0 | 0 | 0 | 0 | 0 | 0 | 0 |  | 0
2018-05-17 22:00 | 0 | 0 | 0 | 0 | 0 | 0 | 0 |  | 0
2018-05-17 23:00 | 0 | 0 | 0 | 0 | 0 | 0 | 0 |  | 0
2018-05-18 | 0 | 0 | 0 | 0 | 0 | 0 | 0 |  | 0
2018-05-18 01:00 | 0 | 0 | 0 | 0 | 0 | 0 | 0 |  | 0
2018-05-18 02:00 | 0 | 0 | 0 | 0 | 0 | 0 | 0 |  | 0
2018-05-18 03:00 | 0 | 0 | 0 | 0 | 0 | 0 | 0 |  | 0
2018-05-18 04:00 | 0 | 0 | 0 | 0 | 0 | 0 | 0 |  | 0
2018-05-18 05:00 | 0 | 397 | 156 | 17 | 345 | 270 | 1185 |  | 198
2018-05-18 06:00 | 195.3782 | 5717 | 2638 | 2301 | 3599 | 2651 | 17101.3782 |  | 2850
2018-05-18 07:00 | 733.4642 | 15166 | 7417 | 6414 | 11588 | 6876 | 48194.4642 |  | 8032
2018-05-18 08:00 | 1532.069 | 32053 | 14323 | 11209 | 19268 | 13488 | 91873.069 |  | 15312
2018-05-18 09:00 | 3608.5334 | 41805 | 22373 | 15207 | 19768 | 15765 | 118526.5334 |  | 19754
2018-05-18 10:00 | 4182.7783 | 35355 | 33336 | 13706 | 24768 | 20919 | 132266.7783 |  | 22044
2018-05-18 11:00 | 4568.8013 | 32281 | 34869 | 19005 | 36167 | 28231 | 155121.8013 |  | 25854
2018-05-18 12:00 | 4138.5107 | 44393 | 36053 | 21712 | 36931 | 28649 | 171876.5107 |  | 28646
2018-05-18 13:00 | 3497.9604 | 42159 | 40081 | 22035 | 37003 | 28600 | 173375.9604 |  | 28896
2018-05-18 14:00 | 3461.7595 | 36967 | 41940 | 20142 | 34542 | 27699 | 164751.7595 |  | 27459
2018-05-18 15:00 | 2521.9207 | 28361 | 38477 | 16822 | 29192 | 26493 | 141866.9207 |  | 23644
2018-05-18 16:00 | 1344.0977 | 17602 | 29849 | 11993 | 19411 | 18896 | 99095.0977 |  | 16516
2018-05-18 17:00 | 539.6777 | 7185 | 20906 | 7547 | 10223 | 11255 | 57655.6777 |  | 9609
2018-05-18 18:00 | 355.1569 | 2735 | 12857 | 3879 | 3655 | 3713 | 27194.1569 |  | 4532
2018-05-18 19:00 | 99.2703 | 994 | 2303 | 1023 | 1157 | 1051 | 6627.2703 |  | 1105
2018-05-18 20:00 | 0 | 0 | 1 | 0 | 0 | 0 | 1 |  | 0
2018-05-18 21:00 | 0 | 0 | 0 | 0 | 0 | 0 | 0 |  | 0
2018-05-18 22:00 | 0 | 0 | 0 | 0 | 0 | 0 | 0 |  | 0
2018-05-18 23:00 | 0 | 0 | 0 | 0 | 0 | 0 | 0 |  | 0
2018-05-19 | 0 | 0 | 0 | 0 | 0 | 0 | 0 |  | 0
2018-05-19 01:00 | 0 | 0 | 0 | 0 | 0 | 0 | 0 |  | 0
2018-05-19 02:00 | 0 | 0 | 0 | 0 | 0 | 0 | 0 |  | 0
2018-05-19 03:00 | 0 | 0 | 0 | 0 | 0 | 0 | 0 |  | 0
2018-05-19 04:00 | 0 | 0 | 0 | 0 | 0 | 0 | 0 |  | 0
2018-05-19 05:00 | 5.0725 | 1011 | 728 | 92 | 492 | 440 | 2768.0725 |  | 461
2018-05-19 06:00 | 312.457 | 6961 | 4495 | 3791 | 4788 | 3545 | 23892.457 |  | 3982
2018-05-19 07:00 | 691.8358 | 14491 | 9397 | 7540 | 11087 | 7441 | 50647.8358 |  | 8441
2018-05-19 08:00 | 1903.0017 | 27154 | 16102 | 11112 | 20031 | 14549 | 90851.0017 |  | 15142
2018-05-19 09:00 | 3206.185 | 31239 | 26860 | 16441 | 21559 | 17340 | 116645.185 |  | 19441
2018-05-19 10:00 | 4043.088 | 31913 | 24540 | 16161 | 24587 | 19983 | 121227.088 |  | 20205
2018-05-19 11:00 | 2126.2559 | 22970 | 33920 | 17357 | 21422 | 17996 | 115791.2559 |  | 19299
2018-05-19 12:00 | 1007.9837 | 15978 | 19192 | 11902 | 13921 | 11013 | 73013.9837 |  | 12169
2018-05-19 13:00 | 1317.2483 | 11988 | 14863 | 6502 | 10279 | 8497 | 53446.2483 |  | 8908
2018-05-19 14:00 | 1224.9043 | 9399 | 16167 | 6807 | 8043 | 6732 | 48372.9043 |  | 8062
2018-05-19 15:00 | 581.1161 | 7580 | 9059 | 5660 | 7912 | 6665 | 37457.1162 |  | 6243
2018-05-19 16:00 | 238.7317 | 3258 | 5139 | 4010 | 3299 | 2748 | 18692.7317 |  | 3115
2018-05-19 17:00 | 154.848 | 1625 | 1674 | 877 | 1532 | 1287 | 7149.848 |  | 1192
2018-05-19 18:00 | 76.0913 | 396 | 781 | 449 | 354 | 273 | 2329.0912 |  | 388
2018-05-19 19:00 | 0 | 117 | 51 | 13 | 26 | 20 | 227 |  | 38
2018-05-19 20:00 | 0 | 0 | 0 | 0 | 0 | 0 | 0 |  | 0
2018-05-19 21:00 | 0 | 0 | 0 | 0 | 0 | 0 | 0 |  | 0
2018-05-19 22:00 | 0 | 0 | 0 | 0 | 0 | 0 | 0 |  | 0
2018-05-19 23:00 | 0 | 0 | 0 | 0 | 0 | 0 | 0 |  | 0
2018-05-20 | 0 | 0 | 0 | 0 | 0 | 0 | 0 |  | 0
2018-05-20 01:00 | 0 | 0 | 0 | 0 | 0 | 0 | 0 |  | 0
2018-05-20 02:00 | 0 | 0 | 0 | 0 | 0 | 0 | 0 |  | 0
2018-05-20 03:00 | 0 | 0 | 0 | 0 | 0 | 0 | 0 |  | 0
2018-05-20 04:00 | 0 | 0 | 0 | 0 | 0 | 0 | 0 |  | 0
2018-05-20 05:00 | 0 | 131 | 55 | 0 | 18 | 19 | 223 |  | 37
2018-05-20 06:00 | 207.9197 | 2831 | 2622 | 1237 | 929 | 799 | 8625.9197 |  | 1438
2018-05-20 07:00 | 719.3655 | 6330 | 6545 | 2427 | 2724 | 2306 | 21051.3655 |  | 3509
2018-05-20 08:00 | 908.5299 | 13221 | 11349 | 4525 | 4559 | 3924 | 38486.5298 |  | 6414
2018-05-20 09:00 | 1412.5538 | 18890 | 14421 | 5224 | 9755 | 7976 | 57678.5538 |  | 9613
2018-05-20 10:00 | 2366.763 | 11222 | 25865 | 7493 | 14393 | 12054 | 73393.763 |  | 12232
2018-05-20 11:00 | 2703.1238 | 15573 | 27328 | 5746 | 21246 | 17451 | 90047.1238 |  | 15008
2018-05-20 12:00 | 2111.5413 | 10549 | 32562 | 8688 | 22899 | 18796 | 95605.5413 |  | 15934
2018-05-20 13:00 | 1145.5721 | 12991 | 17818 | 4188 | 19037 | 15623 | 70802.5721 |  | 11800
2018-05-20 14:00 | 561.9746 | 10013 | 11286 | 5289 | 14915 | 11595 | 53659.9746 |  | 8943
2018-05-20 15:00 | 1489.3921 | 16050 | 24631 | 7711 | 21854 | 19427 | 91162.3921 |  | 15194
2018-05-20 16:00 | 697.7405 | 12837 | 18637 | 10427 | 18839 | 18385 | 79822.7405 |  | 13304
2018-05-20 17:00 | 528.7491 | 8741 | 16431 | 6812 | 9952 | 10435 | 52899.7491 |  | 8817
2018-05-20 18:00 | 303.5512 | 4676 | 8579 | 3863 | 3396 | 3125 | 23942.5512 |  | 3990
2018-05-20 19:00 | 100.3586 | 961 | 2757 | 833 | 1151 | 995 | 6797.3586 |  | 1133
2018-05-20 20:00 | 0 | 2 | 11 | 3 | 6 | 5 | 27 |  | 5
2018-05-20 21:00 | 0 | 0 | 0 | 0 | 0 | 0 | 0 |  | 0
2018-05-20 22:00 | 0 | 0 | 0 | 0 | 0 | 0 | 0 |  | 0
2018-05-20 23:00 | 0 | 0 | 0 | 0 | 0 | 0 | 0 |  | 0
2018-05-21 | 0 | 0 | 0 | 0 | 0 | 0 | 0 |  | 0
2018-05-21 01:00 | 0 | 0 | 0 | 0 | 0 | 0 | 0 |  | 0
2018-05-21 02:00 | 0 | 0 | 0 | 0 | 0 | 0 | 0 |  | 0
2018-05-21 03:00 | 0 | 0 | 0 | 0 | 0 | 0 | 0 |  | 0
2018-05-21 04:00 | 0 | 0 | 0 | 0 | 0 | 0 | 0 |  | 0
2018-05-21 05:00 | 0 | 734 | 296 | 0 | 199 | 198 | 1427 |  | 238
2018-05-21 06:00 | 11.4855 | 9767 | 1935 | 3197 | 2686 | 1391 | 18987.4855 |  | 3165
2018-05-21 07:00 | 221.6529 | 23186 | 7726 | 7974 | 14539 | 6651 | 60297.6529 |  | 10050
2018-05-21 08:00 | 1704.1726 | 33143 | 17481 | 12309 | 23952 | 16288 | 104877.1726 |  | 17480
2018-05-21 09:00 | 3577.6846 | 40314 | 26729 | 16579 | 31144 | 24373 | 142716.6846 |  | 23786
2018-05-21 10:00 | 4561.777 | 43831 | 34183 | 19727 | 36128 | 27509 | 165939.777 |  | 27657
2018-05-21 11:00 | 4627.291 | 46158 | 38894 | 21637 | 37065 | 28427 | 176808.291 |  | 29468
2018-05-21 12:00 | 4467.368 | 45758 | 41684 | 22335 | 37046 | 28739 | 180029.368 |  | 30005
2018-05-21 13:00 | 4075.239 | 42480 | 42009 | 22044 | 37055 | 28658 | 176321.239 |  | 29387
2018-05-21 14:00 | 3481.8364 | 36087 | 40589 | 19987 | 34634 | 28015 | 162793.8364 |  | 27132
2018-05-21 15:00 | 2521.3132 | 27828 | 36606 | 16709 | 28628 | 26144 | 138436.3132 |  | 23073
2018-05-21 16:00 | 1425.5481 | 17007 | 30756 | 12258 | 20728 | 20141 | 102315.5481 |  | 17053
2018-05-21 17:00 | 393.5385 | 5703 | 22606 | 7548 | 10124 | 11221 | 57595.5385 |  | 9599
2018-05-21 18:00 | 182.4548 | 2103 | 12143 | 4061 | 2627 | 2761 | 23877.4548 |  | 3980
2018-05-21 19:00 | 74.1479 | 955 | 2798 | 1062 | 645 | 617 | 6151.1479 |  | 1025
2018-05-21 20:00 | 0 | 0 | 8 | 1 | 0 | 0 | 9 |  | 2
2018-05-21 21:00 | 0 | 0 | 0 | 0 | 0 | 0 | 0 |  | 0
2018-05-21 22:00 | 0 | 0 | 0 | 0 | 0 | 0 | 0 |  | 0
2018-05-21 23:00 | 0 | 0 | 0 | 0 | 0 | 0 | 0 |  | 0
2018-05-22 | 0 | 0 | 0 | 0 | 0 | 0 | 0 |  | 0
2018-05-22 01:00 | 0 | 0 | 0 | 0 | 0 | 0 | 0 |  | 0
2018-05-22 02:00 | 0 | 0 | 0 | 0 | 0 | 0 | 0 |  | 0
2018-05-22 03:00 | 0 | 0 | 0 | 0 | 0 | 0 | 0 |  | 0
2018-05-22 04:00 | 0 | 0 | 0 | 0 | 0 | 0 | 0 |  | 0
2018-05-22 05:00 | 0 | 271 | 815 | 13 | 87 | 67 | 1253 |  | 209
2018-05-22 06:00 | 130.6457 | 2403 | 2460 | 1813 | 1996 | 1592 | 10394.6457 |  | 1732
2018-05-22 07:00 | 623.1349 | 6388 | 8675 | 4266 | 6874 | 5276 | 32102.1349 |  | 5350
2018-05-22 08:00 | 867.3533 | 12135 | 9016 | 6322 | 14485 | 11078 | 53903.3533 |  | 8984
2018-05-22 09:00 | 1284.3823 | 14412 | 15230 | 10207 | 14444 | 11575 | 67152.3823 |  | 11192
2018-05-22 10:00 | 1350.9817 | 17422 | 15660 | 9316 | 14773 | 12138 | 70659.9817 |  | 11777
2018-05-22 11:00 | 843.2944 | 11246 | 17363 | 10418 | 13279 | 10776 | 63925.2944 |  | 10654
2018-05-22 12:00 | 670.7256 | 5221 | 9347 | 8335 | 4958 | 3963 | 32494.7256 |  | 5416
2018-05-22 13:00 | 641.5909 | 7267 | 6939 | 3350 | 6492 | 5218 | 29907.5909 |  | 4985
2018-05-22 14:00 | 628.3141 | 6242 | 8851 | 3890 | 6288 | 4952 | 30851.3141 |  | 5142
2018-05-22 15:00 | 633.5259 | 4747 | 5181 | 3507 | 3461 | 2795 | 20324.5259 |  | 3387
2018-05-22 16:00 | 447.0446 | 3975 | 4517 | 2394 | 2668 | 2190 | 16191.0446 |  | 2699
2018-05-22 17:00 | 264.4952 | 2252 | 2798 | 1925 | 3845 | 3080 | 14164.4952 |  | 2361
2018-05-22 18:00 | 85.406 | 1519 | 1107 | 1198 | 1455 | 1133 | 6497.406 |  | 1083
2018-05-22 19:00 | 12.8599 | 273 | 258 | 224 | 336 | 264 | 1367.8599 |  | 228
2018-05-22 20:00 | 0 | 0 | 0 | 0 | 0 | 0 | 0 |  | 0
2018-05-22 21:00 | 0 | 0 | 0 | 0 | 0 | 0 | 0 |  | 0
2018-05-22 22:00 | 0 | 0 | 0 | 0 | 0 | 0 | 0 |  | 0
2018-05-22 23:00 | 0 | 0 | 0 | 0 | 0 | 0 | 0 |  | 0
2018-05-23 | 0 | 0 | 0 | 0 | 0 | 0 | 0 |  | 0
2018-05-23 01:00 | 0 | 0 | 0 | 0 | 0 | 0 | 0 |  | 0
2018-05-23 02:00 | 0 | 0 | 0 | 0 | 0 | 0 | 0 |  | 0
2018-05-23 03:00 | 0 | 0 | 0 | 0 | 0 | 0 | 0 |  | 0
2018-05-23 04:00 | 0 | 0 | 0 | 0 | 0 | 0 | 0 |  | 0
2018-05-23 05:00 | 0 | 0 | 168 | 0 | 103 | 80 | 351 |  | 59
2018-05-23 06:00 | 143.1825 | 5041 | 1988 | 1441 | 3350 | 2284 | 14247.1825 |  | 2375
2018-05-23 07:00 | 260.5555 | 21903 | 7243 | 7147 | 6059 | 4330 | 46942.5555 |  | 7824
2018-05-23 08:00 | 1785.1085 | 17942 | 15472 | 11695 | 17146 | 13269 | 77309.1085 |  | 12885
2018-05-23 09:00 | 3434.2207 | 37167 | 25544 | 15838 | 30452 | 23000 | 135435.2207 |  | 22573
2018-05-23 10:00 | 4010.1948 | 42348 | 30531 | 18449 | 35739 | 27369 | 158446.1948 |  | 26408
2018-05-23 11:00 | 4514.555 | 44574 | 37956 | 20953 | 37058 | 28180 | 173235.555 |  | 28873
2018-05-23 12:00 | 4332.9375 | 43817 | 40191 | 21530 | 37054 | 28332 | 175256.9375 |  | 29209
2018-05-23 13:00 | 3908.7654 | 40972 | 40336 | 21002 | 31952 | 24784 | 162954.7654 |  | 27159
2018-05-23 14:00 | 3128.625 | 28379 | 38257 | 18133 | 20098 | 16052 | 124047.625 |  | 20675
2018-05-23 15:00 | 2249.542 | 18645 | 35677 | 12198 | 23249 | 19545 | 111563.542 |  | 18594
2018-05-23 16:00 | 1260.1526 | 9789 | 27875 | 12291 | 13840 | 13452 | 78507.1526 |  | 13085
2018-05-23 17:00 | 504.4002 | 5801 | 10516 | 6089 | 8802 | 7806 | 39518.4002 |  | 6586
2018-05-23 18:00 | 129.9631 | 5176 | 3004 | 2957 | 4374 | 3840 | 19480.9631 |  | 3247
2018-05-23 19:00 | 3.7539 | 1542 | 1203 | 987 | 1623 | 1427 | 6785.7539 |  | 1131
2018-05-23 20:00 | 0 | 9 | 9 | 23 | 0 | 0 | 41 |  | 7
2018-05-23 21:00 | 0 | 0 | 0 | 0 | 0 | 0 | 0 |  | 0
2018-05-23 22:00 | 0 | 0 | 0 | 0 | 0 | 0 | 0 |  | 0
2018-05-23 23:00 | 0 | 0 | 0 | 0 | 0 | 0 | 0 |  | 0
2018-05-24 | 0 | 0 | 0 | 0 | 0 | 0 | 0 |  | 0
2018-05-24 01:00 | 0 | 0 | 0 | 0 | 0 | 0 | 0 |  | 0
2018-05-24 02:00 | 0 | 0 | 0 | 0 | 0 | 0 | 0 |  | 0
2018-05-24 03:00 | 0 | 0 | 0 | 0 | 0 | 0 | 0 |  | 0
2018-05-24 04:00 | 0 | 0 | 0 | 0 | 0 | 0 | 0 |  | 0
2018-05-24 05:00 | 0 | 598 | 254 | 10 | 225 | 213 | 1300 |  | 217
2018-05-24 06:00 | 41.6161 | 9017 | 1878 | 3137 | 3050 | 1482 | 18605.6161 |  | 3101
2018-05-24 07:00 | 246.6431 | 22141 | 7564 | 7416 | 14302 | 6611 | 58280.6431 |  | 9713
2018-05-24 08:00 | 1803.922 | 32781 | 13467 | 10263 | 23373 | 16092 | 97779.922 |  | 16297
2018-05-24 09:00 | 3627.6194 | 40490 | 24110 | 12881 | 30220 | 23326 | 134654.6194 |  | 22442
2018-05-24 10:00 | 4258.347 | 41858 | 34062 | 17439 | 36467 | 27754 | 161838.347 |  | 26973
2018-05-24 11:00 | 4771.0874 | 41313 | 39186 | 22402 | 32754 | 26271 | 166697.0874 |  | 27783
2018-05-24 12:00 | 4461.2275 | 45360 | 42541 | 22475 | 37028 | 29069 | 180934.2275 |  | 30156
2018-05-24 13:00 | 4045.522 | 42094 | 43467 | 21166 | 36931 | 28616 | 176319.522 |  | 29387
2018-05-24 14:00 | 3375.0906 | 35990 | 41410 | 20543 | 33880 | 27942 | 163140.0906 |  | 27190
2018-05-24 15:00 | 2413.5393 | 27349 | 37523 | 16530 | 28073 | 25800 | 137688.5393 |  | 22948
2018-05-24 16:00 | 1345.9886 | 16893 | 30982 | 12270 | 20250 | 19618 | 101358.9886 |  | 16893
2018-05-24 17:00 | 407.7513 | 6188 | 22260 | 7372 | 10332 | 11054 | 57613.7513 |  | 9602
2018-05-24 18:00 | 194.8832 | 2343 | 12334 | 3862 | 2956 | 3049 | 24738.8832 |  | 4123
2018-05-24 19:00 | 62.0635 | 915 | 2647 | 1038 | 748 | 689 | 6099.0635 |  | 1017
2018-05-24 20:00 | 0 | 0 | 12 | 1 | 0 | 3 | 16 |  | 3
2018-05-24 21:00 | 0 | 0 | 0 | 0 | 0 | 0 | 0 |  | 0
2018-05-24 22:00 | 0 | 0 | 0 | 0 | 0 | 0 | 0 |  | 0
2018-05-24 23:00 | 0 | 0 | 0 | 0 | 0 | 0 | 0 |  | 0
2018-05-25 | 0 | 0 | 0 | 0 | 0 | 0 | 0 |  | 0
2018-05-25 01:00 | 0 | 0 | 0 | 0 | 0 | 0 | 0 |  | 0
2018-05-25 02:00 | 0 | 0 | 0 | 0 | 0 | 0 | 0 |  | 0
2018-05-25 03:00 | 0 | 0 | 0 | 0 | 0 | 0 | 0 |  | 0
2018-05-25 04:00 | 0 | 0 | 0 | 0 | 0 | 0 | 0 |  | 0
2018-05-25 05:00 | 5.5337 | 953 | 359 | 73 | 513 | 405 | 2308.5337 |  | 385
2018-05-25 06:00 | 278.7448 | 6376 | 2923 | 2870 | 3648 | 2552 | 18647.7448 |  | 3108
2018-05-25 07:00 | 662.1696 | 13777 | 8236 | 6685 | 9596 | 6185 | 45141.1696 |  | 7524
2018-05-25 08:00 | 1696.3141 | 25769 | 14787 | 9183 | 19249 | 13694 | 84378.3141 |  | 14063
2018-05-25 09:00 | 3148.9734 | 35128 | 23794 | 14327 | 24970 | 19846 | 121213.9734 |  | 20202
2018-05-25 10:00 | 4116.0767 | 40561 | 31941 | 16876 | 33278 | 26459 | 153231.0767 |  | 25539
2018-05-25 11:00 | 3912.7505 | 43248 | 33603 | 16568 | 36507 | 27885 | 161723.7505 |  | 26954
2018-05-25 12:00 | 4247.3647 | 33360 | 38887 | 20483 | 36967 | 28628 | 162572.3647 |  | 27095
2018-05-25 13:00 | 3345.9126 | 41742 | 39779 | 20615 | 36398 | 28282 | 170161.9126 |  | 28360
2018-05-25 14:00 | 2283.9746 | 28194 | 36158 | 16574 | 24729 | 20432 | 128370.9746 |  | 21395
2018-05-25 15:00 | 2057.093 | 13084 | 27306 | 11877 | 19215 | 17069 | 90608.093 |  | 15101
2018-05-25 16:00 | 785.5057 | 11314 | 14369 | 8307 | 16160 | 14575 | 65510.5057 |  | 10918
2018-05-25 17:00 | 484.9208 | 5946 | 15849 | 2663 | 5978 | 5085 | 36005.9208 |  | 6001
2018-05-25 18:00 | 431.0651 | 3606 | 6457 | 4243 | 3207 | 2835 | 20779.0651 |  | 3463
2018-05-25 19:00 | 43.7509 | 1104 | 1667 | 1379 | 925 | 861 | 5979.7509 |  | 997
2018-05-25 20:00 | 0 | 0 | 0 | 13 | 2 | 3 | 18 |  | 3
2018-05-25 21:00 | 0 | 0 | 0 | 0 | 0 | 0 | 0 |  | 0
2018-05-25 22:00 | 0 | 0 | 0 | 0 | 0 | 0 | 0 |  | 0
2018-05-25 23:00 | 0 | 0 | 0 | 0 | 0 | 0 | 0 |  | 0
2018-05-26 | 0 | 0 | 0 | 0 | 0 | 0 | 0 |  | 0
2018-05-26 01:00 | 0 | 0 | 0 | 0 | 0 | 0 | 0 |  | 0
2018-05-26 02:00 | 0 | 0 | 0 | 0 | 0 | 0 | 0 |  | 0
2018-05-26 03:00 | 0 | 0 | 0 | 0 | 0 | 0 | 0 |  | 0
2018-05-26 04:00 | 0 | 0 | 0 | 0 | 0 | 0 | 0 |  | 0
2018-05-26 05:00 | 0 | 348 | 218 | 0 | 222 | 182 | 970 |  | 162
2018-05-26 06:00 | 143.2204 | 4379 | 2363 | 299 | 2620 | 1890 | 11694.2204 |  | 1949
2018-05-26 07:00 | 457.7664 | 10346 | 6351 | 2031 | 6621 | 4462 | 30268.7664 |  | 5045
2018-05-26 08:00 | 1532.9854 | 14821 | 15205 | 4420 | 8139 | 6750 | 50867.9854 |  | 8478
2018-05-26 09:00 | 3227.3594 | 16276 | 21838 | 5422 | 10609 | 8964 | 66336.3594 |  | 11056
2018-05-26 10:00 | 2996.4868 | 17152 | 24756 | 6006 | 11984 | 10066 | 72960.4868 |  | 12160
2018-05-26 11:00 | 2803.3813 | 16452 | 28001 | 7118 | 14035 | 11810 | 80219.3813 |  | 13370
2018-05-26 12:00 | 3252.0679 | 14226 | 30528 | 9411 | 20793 | 17898 | 96108.0679 |  | 16018
2018-05-26 13:00 | 2695.4446 | 12293 | 23649 | 11984 | 20717 | 16903 | 88241.4446 |  | 14707
2018-05-26 14:00 | 2377.3445 | 10305 | 24887 | 7624 | 15214 | 12644 | 73051.3445 |  | 12175
2018-05-26 15:00 | 1402.2001 | 14711 | 21868 | 10270 | 17231 | 15675 | 81157.2001 |  | 13526
2018-05-26 16:00 | 1169.5106 | 11305 | 10242 | 6185 | 3165 | 2822 | 34888.5106 |  | 5815
2018-05-26 17:00 | 562.8286 | 3967 | 5907 | 1804 | 5590 | 4555 | 22385.8286 |  | 3731
2018-05-26 18:00 | 246.2565 | 3909 | 794 | 1507 | 4389 | 3698 | 14543.2565 |  | 2424
2018-05-26 19:00 | 112.0085 | 1286 | 1174 | 269 | 1071 | 826 | 4738.0085 |  | 790
2018-05-26 20:00 | 0 | 0 | 0 | 0 | 0 | 0 | 0 |  | 0
2018-05-26 21:00 | 0 | 0 | 0 | 0 | 0 | 0 | 0 |  | 0
2018-05-26 22:00 | 0 | 0 | 0 | 0 | 0 | 0 | 0 |  | 0
2018-05-26 23:00 | 0 | 0 | 0 | 0 | 0 | 0 | 0 |  | 0
2018-05-27 | 0 | 0 | 0 | 0 | 0 | 0 | 0 |  | 0
2018-05-27 01:00 | 0 | 0 | 0 | 0 | 0 | 0 | 0 |  | 0
2018-05-27 02:00 | 0 | 0 | 0 | 0 | 0 | 0 | 0 |  | 0
2018-05-27 03:00 | 0 | 0 | 0 | 0 | 0 | 0 | 0 |  | 0
2018-05-27 04:00 | 0 | 0 | 0 | 0 | 0 | 0 | 0 |  | 0
2018-05-27 05:00 | 0 | 3 | 35 | 0 | 10 | 11 | 59 |  | 10
2018-05-27 06:00 | 0 | 415 | 1606 | 33 | 471 | 371 | 2896 |  | 483
2018-05-27 07:00 | 157.0693 | 1717 | 5481 | 2954 | 1354 | 1097 | 12760.0693 |  | 2127
2018-05-27 08:00 | 367.7824 | 3262 | 13882 | 6635 | 3406 | 2856 | 30408.7824 |  | 5068
2018-05-27 09:00 | 567.4692 | 8408 | 16860 | 8476 | 8853 | 7446 | 50610.4692 |  | 8435
2018-05-27 10:00 | 727.4973 | 12871 | 19900 | 12534 | 14892 | 12453 | 73377.4973 |  | 12230
2018-05-27 11:00 | 1381.1914 | 14031 | 13964 | 14002 | 14504 | 12640 | 70522.1914 |  | 11754
2018-05-27 12:00 | 1463.0099 | 14702 | 10772 | 7083 | 16154 | 13576 | 63750.0099 |  | 10625
2018-05-27 13:00 | 1718.3763 | 12601 | 14169 | 5548 | 14921 | 12214 | 61171.3763 |  | 10195
2018-05-27 14:00 | 1303.8557 | 10147 | 12989 | 5166 | 12423 | 10448 | 52476.8557 |  | 8746
2018-05-27 15:00 | 1078.1368 | 9093 | 11213 | 7194 | 11408 | 9551 | 49537.1368 |  | 8256
2018-05-27 16:00 | 788.3664 | 7949 | 9948 | 7284 | 7001 | 5794 | 38764.3664 |  | 6461
2018-05-27 17:00 | 517.41 | 6060 | 7392 | 3078 | 4411 | 3423 | 24881.41 |  | 4147
2018-05-27 18:00 | 270.5168 | 2271 | 3788 | 1926 | 1336 | 1038 | 10629.5168 |  | 1772
2018-05-27 19:00 | 53.8477 | 280 | 639 | 232 | 115 | 86 | 1405.8477 |  | 234
2018-05-27 20:00 | 0 | 0 | 0 | 0 | 0 | 0 | 0 |  | 0
2018-05-27 21:00 | 0 | 0 | 0 | 0 | 0 | 0 | 0 |  | 0
2018-05-27 22:00 | 0 | 0 | 0 | 0 | 0 | 0 | 0 |  | 0
2018-05-27 23:00 | 0 | 0 | 0 | 0 | 0 | 0 | 0 |  | 0
2018-05-28 | 0 | 0 | 0 | 0 | 0 | 0 | 0 |  | 0
2018-05-28 01:00 | 0 | 0 | 0 | 0 | 0 | 0 | 0 |  | 0
2018-05-28 02:00 | 0 | 0 | 0 | 0 | 0 | 0 | 0 |  | 0
2018-05-28 03:00 | 0 | 0 | 0 | 0 | 0 | 0 | 0 |  | 0
2018-05-28 04:00 | 0 | 0 | 0 | 0 | 0 | 0 | 0 |  | 0
2018-05-28 05:00 | 0 | 5 | 50 | 0 | 48 | 37 | 140 |  | 23
2018-05-28 06:00 | 0 | 2142 | 810 | 1119 | 1065 | 844 | 5980 |  | 997
2018-05-28 07:00 | 246.7007 | 3621 | 2791 | 2014 | 3177 | 2601 | 14450.7007 |  | 2408
2018-05-28 08:00 | 363.4076 | 7413 | 3392 | 3460 | 5818 | 4763 | 25209.4076 |  | 4202
2018-05-28 09:00 | 393.003 | 8152 | 7336 | 6377 | 8627 | 7146 | 38031.003 |  | 6339
2018-05-28 10:00 | 608.0129 | 13404 | 9630 | 4801 | 15146 | 12368 | 55957.0129 |  | 9326
2018-05-28 11:00 | 786.4491 | 17913 | 14346 | 7311 | 17405 | 14404 | 72165.4491 |  | 12028
2018-05-28 12:00 | 1147.289 | 13400 | 25562 | 12360 | 13813 | 11478 | 77760.289 |  | 12960
2018-05-28 13:00 | 1165.769 | 17640 | 17663 | 8178 | 13542 | 11473 | 69661.769 |  | 11610
2018-05-28 14:00 | 1583.283 | 16738 | 22175 | 6008 | 13341 | 11367 | 71212.283 |  | 11869
2018-05-28 15:00 | 1467.7239 | 16792 | 21176 | 8515 | 10785 | 9066 | 67801.7239 |  | 11300
2018-05-28 16:00 | 1356.7433 | 15142 | 18673 | 6988 | 15629 | 13147 | 70935.7433 |  | 11823
2018-05-28 17:00 | 796.7311 | 9463 | 11412 | 5127 | 10183 | 9942 | 46923.7311 |  | 7821
2018-05-28 18:00 | 344.9916 | 3976 | 4668 | 1962 | 4154 | 3861 | 18965.9916 |  | 3161
2018-05-28 19:00 | 74.337 | 1129 | 735 | 642 | 1593 | 1391 | 5564.337 |  | 927
2018-05-28 20:00 | 0 | 3 | 0 | 0 | 12 | 12 | 27 |  | 5
2018-05-28 21:00 | 0 | 0 | 0 | 0 | 0 | 0 | 0 |  | 0
2018-05-28 22:00 | 0 | 0 | 0 | 0 | 0 | 0 | 0 |  | 0
2018-05-28 23:00 | 0 | 0 | 0 | 0 | 0 | 0 | 0 |  | 0
2018-05-29 | 0 | 0 | 0 | 0 | 0 | 0 | 0 |  | 0
2018-05-29 01:00 | 0 | 0 | 0 | 0 | 0 | 0 | 0 |  | 0
2018-05-29 02:00 | 0 | 0 | 0 | 0 | 0 | 0 | 0 |  | 0
2018-05-29 03:00 | 0 | 0 | 0 | 0 | 0 | 0 | 0 |  | 0
2018-05-29 04:00 | 0 | 0 | 0 | 0 | 0 | 0 | 0 |  | 0
2018-05-29 05:00 | 0 | 583 | 376 | 75 | 408 | 309 | 1751 |  | 292
2018-05-29 06:00 | 130.9993 | 6392 | 2979 | 2719 | 3409 | 1758 | 17387.9993 |  | 2898
2018-05-29 07:00 | 476.6976 | 20308 | 7805 | 7122 | 12818 | 6117 | 54646.6976 |  | 9108
2018-05-29 08:00 | 1270.932 | 30341 | 16525 | 11301 | 22025 | 14884 | 96346.932 |  | 16058
2018-05-29 09:00 | 3256.4253 | 36436 | 25421 | 15640 | 29330 | 23092 | 133175.4253 |  | 22196
2018-05-29 10:00 | 4294.113 | 42717 | 32394 | 18891 | 32217 | 24225 | 154738.113 |  | 25790
2018-05-29 11:00 | 4405.329 | 45509 | 37355 | 20833 | 34672 | 25646 | 168420.329 |  | 28070
2018-05-29 12:00 | 4258.717 | 44309 | 39267 | 21375 | 36318 | 27820 | 173347.717 |  | 28891
2018-05-29 13:00 | 3905.074 | 40513 | 36379 | 20624 | 36341 | 27600 | 165362.074 |  | 27560
2018-05-29 14:00 | 3330.6477 | 34981 | 36077 | 18949 | 33074 | 27496 | 153907.6477 |  | 25651
2018-05-29 15:00 | 2434.3748 | 27005 | 36156 | 16250 | 27845 | 25559 | 135249.3748 |  | 22542
2018-05-29 16:00 | 1395.8129 | 17001 | 29630 | 11944 | 20606 | 19238 | 99814.8129 |  | 16636
2018-05-29 17:00 | 393.5284 | 5821 | 22273 | 7479 | 10688 | 11123 | 57777.5284 |  | 9630
2018-05-29 18:00 | 171.2516 | 1888 | 12329 | 4102 | 2739 | 2915 | 24144.2516 |  | 4024
2018-05-29 19:00 | 63.2867 | 878 | 2975 | 1339 | 639 | 594 | 6488.2867 |  | 1081
2018-05-29 20:00 | 0 | 7 | 22 | 9 | 10 | 12 | 60 |  | 10
2018-05-29 21:00 | 0 | 0 | 0 | 0 | 0 | 0 | 0 |  | 0
2018-05-29 22:00 | 0 | 0 | 0 | 0 | 0 | 0 | 0 |  | 0
2018-05-29 23:00 | 0 | 0 | 0 | 0 | 0 | 0 | 0 |  | 0
2018-05-30 | 0 | 0 | 0 | 0 | 0 | 0 | 0 |  | 0
2018-05-30 01:00 | 0 | 0 | 0 | 0 | 0 | 0 | 0 |  | 0
2018-05-30 02:00 | 0 | 0 | 0 | 0 | 0 | 0 | 0 |  | 0
2018-05-30 03:00 | 0 | 0 | 0 | 0 | 0 | 0 | 0 |  | 0
2018-05-30 04:00 | 0 | 0 | 0 | 0 | 0 | 0 | 0 |  | 0
2018-05-30 05:00 | 0 | 695 | 382 | 42 | 230 | 219 | 1568 |  | 261
2018-05-30 06:00 | 20.138 | 8503 | 1893 | 2231 | 3370 | 1499 | 17516.138 |  | 2919
2018-05-30 07:00 | 239.4878 | 21403 | 7196 | 7920 | 13526 | 6132 | 56416.4878 |  | 9403
2018-05-30 08:00 | 1626.6788 | 31219 | 15652 | 11698 | 22915 | 15629 | 98739.6788 |  | 16457
2018-05-30 09:00 | 3340.1028 | 38115 | 24026 | 15042 | 30542 | 23768 | 134833.1028 |  | 22472
2018-05-30 10:00 | 4241.826 | 39789 | 33626 | 20497 | 35588 | 27216 | 160957.826 |  | 26826
2018-05-30 11:00 | 4214.5557 | 37622 | 33584 | 21174 | 37035 | 28136 | 161765.5557 |  | 26961
2018-05-30 12:00 | 3458.6997 | 41791 | 33166 | 20073 | 33788 | 26975 | 159251.6997 |  | 26542
2018-05-30 13:00 | 3988.9927 | 41554 | 39555 | 21355 | 34652 | 27773 | 168877.9927 |  | 28146
2018-05-30 14:00 | 3413.9348 | 35848 | 40654 | 19694 | 34064 | 27817 | 161490.9348 |  | 26915
2018-05-30 15:00 | 2524.4314 | 27835 | 37375 | 16815 | 28422 | 25845 | 138816.4314 |  | 23136
2018-05-30 16:00 | 1454.8729 | 14880 | 31516 | 12921 | 15704 | 14926 | 91401.8729 |  | 15234
2018-05-30 17:00 | 592.779 | 10321 | 20076 | 7388 | 8266 | 7397 | 54040.779 |  | 9007
2018-05-30 18:00 | 389.35 | 5596 | 5983 | 3119 | 4943 | 4732 | 24762.35 |  | 4127
2018-05-30 19:00 | 148.2717 | 911 | 3932 | 1612 | 872 | 762 | 8237.2717 |  | 1373
2018-05-30 20:00 | 0.75641 | 0 | 45 | 14 | 2 | 3 | 64.7564 |  | 11
2018-05-30 21:00 | 0 | 0 | 0 | 0 | 0 | 0 | 0 |  | 0
2018-05-30 22:00 | 0 | 0 | 0 | 0 | 0 | 0 | 0 |  | 0
2018-05-30 23:00 | 0 | 0 | 0 | 0 | 0 | 0 | 0 |  | 0
2018-05-31 | 0 | 0 | 0 | 0 | 0 | 0 | 0 |  | 0
2018-05-31 01:00 | 0 | 0 | 0 | 0 | 0 | 0 | 0 |  | 0
2018-05-31 02:00 | 0 | 0 | 0 | 0 | 0 | 0 | 0 |  | 0
2018-05-31 03:00 | 0 | 0 | 0 | 0 | 0 | 0 | 0 |  | 0
2018-05-31 04:00 | 0 | 0 | 0 | 0 | 0 | 0 | 0 |  | 0
2018-05-31 05:00 | 0 | 823 | 348 | 0 | 276 | 279 | 1726 |  | 288
2018-05-31 06:00 | 18.2626 | 8772 | 2047 | 3115 | 3192 | 1569 | 18713.2626 |  | 3119
2018-05-31 07:00 | 265.3195 | 19017 | 7902 | 8136 | 11467 | 5490 | 52277.3195 |  | 8713
2018-05-31 08:00 | 1618.0758 | 30385 | 17580 | 12097 | 22231 | 15067 | 98978.0758 |  | 16496
2018-05-31 09:00 | 3439.7031 | 38468 | 27180 | 16240 | 28226 | 21949 | 135502.7031 |  | 22584
2018-05-31 10:00 | 4358.882 | 40240 | 29166 | 19324 | 33764 | 26395 | 153247.882 |  | 25541
2018-05-31 11:00 | 4466.5083 | 45194 | 32608 | 21401 | 36796 | 28044 | 168509.5083 |  | 28085
2018-05-31 12:00 | 4291.6045 | 44775 | 35199 | 22094 | 37057 | 28393 | 171809.6045 |  | 28635
2018-05-31 13:00 | 3900.1895 | 40417 | 37462 | 21003 | 36222 | 28157 | 167161.1895 |  | 27860
2018-05-31 14:00 | 3299.631 | 34677 | 39803 | 19179 | 32856 | 27330 | 157144.631 |  | 26191
2018-05-31 15:00 | 2469.3042 | 26655 | 36193 | 15953 | 24904 | 22717 | 128891.3042 |  | 21482
2018-05-31 16:00 | 1354.3132 | 16146 | 30177 | 11923 | 13992 | 13207 | 86799.3132 |  | 14467
2018-05-31 17:00 | 402.7421 | 5663 | 22130 | 7217 | 9763 | 8623 | 53798.7421 |  | 8966
2018-05-31 18:00 | 170.9619 | 2630 | 12135 | 3781 | 2496 | 2076 | 23288.9619 |  | 3881
2018-05-31 19:00 | 42.4754 | 1129 | 2964 | 1164 | 1295 | 1030 | 7624.4754 |  | 1271
2018-05-31 20:00 | 0 | 2 | 12 | 3 | 7 | 8 | 32 |  | 5
2018-05-31 21:00 | 0 | 0 | 0 | 0 | 0 | 0 | 0 |  | 0
2018-05-31 22:00 | 0 | 0 | 0 | 0 | 0 | 0 | 0 |  | 0
2018-05-31 23:00 | 0 | 0 | 0 | 0 | 0 | 0 | 0 |  | 0
2018-06-01 | 0 | 0 | 0 | 0 | 0 | 0 | 0 |  | 0
2018-06-01 01:00 | 0 | 0 | 0 | 0 | 0 | 0 | 0 |  | 0
2018-06-01 02:00 | 0 | 0 | 0 | 0 | 0 | 0 | 0 |  | 0
2018-06-01 03:00 | 0 | 0 | 0 | 0 | 0 | 0 | 0 |  | 0
2018-06-01 04:00 | 0 | 0 | 0 | 0 | 0 | 0 | 0 |  | 0
2018-06-01 05:00 | 0 | 313 | 956 | 436 | 303 | 229 | 2237 |  | 373
2018-06-01 06:00 | 82.094 | 2336 | 3505 | 2771 | 1269 | 1073 | 11036.094 |  | 1839
2018-06-01 07:00 | 564.3937 | 4390 | 4092 | 2928 | 5042 | 4229 | 21245.3937 |  | 3541
2018-06-01 08:00 | 1412.0465 | 11080 | 12535 | 3757 | 14221 | 11384 | 54389.0465 |  | 9065
2018-06-01 09:00 | 2228.2197 | 11345 | 18104 | 9070 | 8547 | 6972 | 56266.2197 |  | 9378
2018-06-01 10:00 | 2154.8027 | 9445 | 29537 | 7062 | 11420 | 9154 | 68772.8027 |  | 11462
2018-06-01 11:00 | 1875.4388 | 12569 | 17691 | 4259 | 8078 | 6199 | 50671.4388 |  | 8445
2018-06-01 12:00 | 998.1132 | 10238 | 9485 | 8310 | 12615 | 10899 | 52545.1132 |  | 8758
2018-06-01 13:00 | 1107.5698 | 15581 | 13823 | 8026 | 11760 | 9652 | 59949.5698 |  | 9992
2018-06-01 14:00 | 1238.059 | 21015 | 17850 | 7013 | 16650 | 14010 | 77776.059 |  | 12963
2018-06-01 15:00 | 1246.6057 | 27012 | 22656 | 8822 | 21087 | 18843 | 99666.6057 |  | 16611
2018-06-01 16:00 | 1149.9829 | 15618 | 15611 | 8389 | 16654 | 14965 | 72386.9829 |  | 12064
2018-06-01 17:00 | 821.4421 | 7787 | 12979 | 5433 | 9044 | 8545 | 44609.4421 |  | 7435
2018-06-01 18:00 | 536.3031 | 3847 | 8088 | 2839 | 4191 | 3569 | 23070.3031 |  | 3845
2018-06-01 19:00 | 141.4671 | 1284 | 2092 | 866 | 1241 | 1108 | 6732.4671 |  | 1122
2018-06-01 20:00 | 0 | 8 | 0 | 2 | 1 | 2 | 13 |  | 2
2018-06-01 21:00 | 0 | 0 | 0 | 0 | 0 | 0 | 0 |  | 0
2018-06-01 22:00 | 0 | 0 | 0 | 0 | 0 | 0 | 0 |  | 0
2018-06-01 23:00 | 0 | 0 | 0 | 0 | 0 | 0 | 0 |  | 0
2018-06-02 | 0 | 0 | 0 | 0 | 0 | 0 | 0 |  | 0
2018-06-02 01:00 | 0 | 0 | 0 | 0 | 0 | 0 | 0 |  | 0
2018-06-02 02:00 | 0 | 0 | 0 | 0 | 0 | 0 | 0 |  | 0
2018-06-02 03:00 | 0 | 0 | 0 | 0 | 0 | 0 | 0 |  | 0
2018-06-02 04:00 | 0 | 0 | 0 | 0 | 0 | 0 | 0 |  | 0
2018-06-02 05:00 | 2.2829 | 387 | 229 | 221 | 492 | 358 | 1689.2829 |  | 282
2018-06-02 06:00 | 240.8405 | 4401 | 3542 | 2314 | 2506 | 2041 | 15044.8405 |  | 2507
2018-06-02 07:00 | 675.4034 | 7614 | 9229 | 4274 | 7021 | 5472 | 34285.4034 |  | 5714
2018-06-02 08:00 | 1332.578 | 11805 | 13121 | 7349 | 9814 | 7045 | 50466.578 |  | 8411
2018-06-02 09:00 | 1878.1587 | 16552 | 20551 | 7554 | 16651 | 12709 | 75895.1587 |  | 12649
2018-06-02 10:00 | 2589.5833 | 29089 | 19409 | 14695 | 25084 | 20684 | 111550.5833 |  | 18592
2018-06-02 11:00 | 2716.0466 | 40659 | 24182 | 13091 | 17583 | 15546 | 113777.0466 |  | 18963
2018-06-02 12:00 | 3219.5857 | 41737 | 21231 | 4125 | 32758 | 25964 | 129034.5857 |  | 21506
2018-06-02 13:00 | 2434.5195 | 38328 | 12165 | 17144 | 35608 | 28128 | 133807.5195 |  | 22301
2018-06-02 14:00 | 1715.132 | 32519 | 31275 | 19067 | 33899 | 27535 | 146010.132 |  | 24335
2018-06-02 15:00 | 2022.7017 | 27855 | 27881 | 16594 | 28407 | 25633 | 128392.7017 |  | 21399
2018-06-02 16:00 | 1008.378 | 12298 | 24093 | 11714 | 21025 | 19891 | 90029.378 |  | 15005
2018-06-02 17:00 | 408.0792 | 6143 | 17313 | 7710 | 11140 | 11354 | 54068.0792 |  | 9011
2018-06-02 18:00 | 157.7932 | 2007 | 11676 | 4214 | 2936 | 3098 | 24088.7932 |  | 4015
2018-06-02 19:00 | 20.6543 | 1052 | 3545 | 1595 | 712 | 663 | 7587.6543 |  | 1265
2018-06-02 20:00 | 0 | 15 | 49 | 19 | 21 | 25 | 129 |  | 22
2018-06-02 21:00 | 0 | 0 | 0 | 0 | 0 | 0 | 0 |  | 0
2018-06-02 22:00 | 0 | 0 | 0 | 0 | 0 | 0 | 0 |  | 0
2018-06-02 23:00 | 0 | 0 | 0 | 0 | 0 | 0 | 0 |  | 0
2018-06-03 | 0 | 0 | 0 | 0 | 0 | 0 | 0 |  | 0
2018-06-03 01:00 | 0 | 0 | 0 | 0 | 0 | 0 | 0 |  | 0
2018-06-03 02:00 | 0 | 0 | 0 | 0 | 0 | 0 | 0 |  | 0
2018-06-03 03:00 | 0 | 0 | 0 | 0 | 0 | 0 | 0 |  | 0
2018-06-03 04:00 | 0 | 0 | 0 | 0 | 0 | 0 | 0 |  | 0
2018-06-03 05:00 | 0 | 919 | 390 | 20 | 324 | 300 | 1953 |  | 326
2018-06-03 06:00 | 14.1323 | 9248 | 2054 | 3475 | 3504 | 1563 | 19858.1323 |  | 3310
2018-06-03 07:00 | 255.2934 | 22447 | 8034 | 8048 | 14548 | 6325 | 59657.2934 |  | 9943
2018-06-03 08:00 | 1683.3251 | 33354 | 17297 | 12520 | 23941 | 15825 | 104620.3251 |  | 17437
2018-06-03 09:00 | 2091.6987 | 41182 | 19708 | 16947 | 31589 | 24095 | 135612.6987 |  | 22602
2018-06-03 10:00 | 2947.835 | 45006 | 25276 | 18960 | 36582 | 27340 | 156111.835 |  | 26019
2018-06-03 11:00 | 3829.2642 | 46747 | 40079 | 21984 | 37043 | 28344 | 178026.2642 |  | 29671
2018-06-03 12:00 | 4516.047 | 45974 | 42525 | 22655 | 37062 | 28745 | 181477.047 |  | 30246
2018-06-03 13:00 | 4138.231 | 42902 | 43295 | 22040 | 37059 | 28564 | 177998.231 |  | 29666
2018-06-03 14:00 | 3573.5286 | 37228 | 41587 | 20304 | 35468 | 27946 | 166106.5286 |  | 27684
2018-06-03 15:00 | 2602.3452 | 29125 | 38767 | 17333 | 29923 | 26451 | 144201.3452 |  | 24034
2018-06-03 16:00 | 1500.1829 | 18379 | 32710 | 13200 | 22339 | 20965 | 109093.1829 |  | 18182
2018-06-03 17:00 | 485.9669 | 7232 | 24437 | 8315 | 10975 | 11054 | 62498.9669 |  | 10416
2018-06-03 18:00 | 225.9925 | 3455 | 10549 | 3747 | 3886 | 3621 | 25483.9925 |  | 4247
2018-06-03 19:00 | 41.8659 | 1149 | 3184 | 1416 | 1116 | 990 | 7896.8659 |  | 1316
2018-06-03 20:00 | 0 | 12 | 2 | 15 | 30 | 20 | 79 |  | 13
2018-06-03 21:00 | 0 | 0 | 0 | 0 | 0 | 0 | 0 |  | 0
2018-06-03 22:00 | 0 | 0 | 0 | 0 | 0 | 0 | 0 |  | 0
2018-06-03 23:00 | 0 | 0 | 0 | 0 | 0 | 0 | 0 |  | 0
2018-06-04 | 0 | 0 | 0 | 0 | 0 | 0 | 0 |  | 0
2018-06-04 01:00 | 0 | 0 | 0 | 0 | 0 | 0 | 0 |  | 0
2018-06-04 02:00 | 0 | 0 | 0 | 0 | 0 | 0 | 0 |  | 0
2018-06-04 03:00 | 0 | 0 | 0 | 0 | 0 | 0 | 0 |  | 0
2018-06-04 04:00 | 0 | 0 | 0 | 0 | 0 | 0 | 0 |  | 0
2018-06-04 05:00 | 0 | 0 | 0 | 0 | 0 | 0 | 0 |  | 0
2018-06-04 06:00 | 0 | 283 | 360 | 0 | 185 | 151 | 979 |  | 163
2018-06-04 07:00 | 0 | 645 | 1434 | 688 | 1631 | 1281 | 5679 |  | 947
2018-06-04 08:00 | 225.4207 | 4418 | 3774 | 850 | 4111 | 3393 | 16771.4207 |  | 2795
2018-06-04 09:00 | 266.8571 | 5212 | 5217 | 2552 | 5382 | 4422 | 23051.8571 |  | 3842
2018-06-04 10:00 | 446.4112 | 8744 | 4118 | 2857 | 5467 | 4464 | 26096.4112 |  | 4349
2018-06-04 11:00 | 859.0053 | 11589 | 6016 | 3186 | 8645 | 7268 | 37563.0053 |  | 6261
2018-06-04 12:00 | 1100.5673 | 9477 | 8694 | 4114 | 7311 | 6156 | 36852.5673 |  | 6142
2018-06-04 13:00 | 833.8099 | 8972 | 11196 | 3888 | 9365 | 7642 | 41896.8099 |  | 6983
2018-06-04 14:00 | 855.1235 | 6537 | 7556 | 5283 | 9249 | 7055 | 36535.1235 |  | 6089
2018-06-04 15:00 | 899.5134 | 7123 | 11398 | 3894 | 7699 | 6529 | 37542.5134 |  | 6257
2018-06-04 16:00 | 668.3538 | 5564 | 9372 | 2825 | 4735 | 4153 | 27317.3538 |  | 4553
2018-06-04 17:00 | 388.5202 | 4512 | 5542 | 2356 | 2884 | 2356 | 18038.5202 |  | 3006
2018-06-04 18:00 | 204.803 | 1444 | 3685 | 1468 | 1386 | 1110 | 9297.803 |  | 1550
2018-06-04 19:00 | 36.0083 | 257 | 939 | 205 | 340 | 260 | 2037.0083 |  | 340
2018-06-04 20:00 | 0 | 0 | 0 | 0 | 0 | 0 | 0 |  | 0
2018-06-04 21:00 | 0 | 0 | 0 | 0 | 0 | 0 | 0 |  | 0
2018-06-04 22:00 | 0 | 0 | 0 | 0 | 0 | 0 | 0 |  | 0
2018-06-04 23:00 | 0 | 0 | 0 | 0 | 0 | 0 | 0 |  | 0
2018-06-05 | 0 | 0 | 0 | 0 | 0 | 0 | 0 |  | 0
2018-06-05 01:00 | 0 | 0 | 0 | 0 | 0 | 0 | 0 |  | 0
2018-06-05 02:00 | 0 | 0 | 0 | 0 | 0 | 0 | 0 |  | 0
2018-06-05 03:00 | 0 | 0 | 0 | 0 | 0 | 0 | 0 |  | 0
2018-06-05 04:00 | 0 | 0 | 0 | 0 | 0 | 0 | 0 |  | 0
2018-06-05 05:00 | 0 | 331 | 263 | 0 | 328 | 315 | 1237 |  | 206
2018-06-05 06:00 | 136.7965 | 2736 | 2535 | 1096 | 2592 | 2137 | 11232.7965 |  | 1872
2018-06-05 07:00 | 430.319 | 7423 | 5940 | 3235 | 5224 | 4329 | 26581.319 |  | 4430
2018-06-05 08:00 | 770.6133 | 12300 | 8969 | 4882 | 11962 | 9702 | 48585.6133 |  | 8098
2018-06-05 09:00 | 1656.3202 | 24315 | 13998 | 10662 | 17613 | 13640 | 81884.3202 |  | 13647
2018-06-05 10:00 | 2991.0857 | 20492 | 19303 | 10195 | 15177 | 12033 | 80191.0857 |  | 13365
2018-06-05 11:00 | 1726.2478 | 13065 | 21306 | 10971 | 5850 | 4627 | 57545.2478 |  | 9591
2018-06-05 12:00 | 744.4908 | 7431 | 10646 | 2373 | 6337 | 5352 | 32883.4908 |  | 5481
2018-06-05 13:00 | 813.8277 | 14325 | 8792 | 2512 | 16847 | 13828 | 57117.8277 |  | 9520
2018-06-05 14:00 | 922.1306 | 19717 | 9894 | 4196 | 5367 | 4794 | 44890.1306 |  | 7482
2018-06-05 15:00 | 1295.0509 | 9274 | 10038 | 3095 | 9106 | 8174 | 40982.0509 |  | 6830
2018-06-05 16:00 | 1377.8271 | 9921 | 7666 | 2962 | 8753 | 7752 | 38431.8271 |  | 6405
2018-06-05 17:00 | 384.4565 | 8044 | 4373 | 1782 | 9057 | 7778 | 31418.4565 |  | 5236
2018-06-05 18:00 | 116.1395 | 2800 | 1891 | 656 | 1338 | 1035 | 7836.1395 |  | 1306
2018-06-05 19:00 | 73.9397 | 49 | 436 | 18 | 517 | 390 | 1483.9397 |  | 247
2018-06-05 20:00 | 0 | 0 | 0 | 0 | 18 | 15 | 33 |  | 6
2018-06-05 21:00 | 0 | 0 | 0 | 0 | 0 | 0 | 0 |  | 0
2018-06-05 22:00 | 0 | 0 | 0 | 0 | 0 | 0 | 0 |  | 0
2018-06-05 23:00 | 0 | 0 | 0 | 0 | 0 | 0 | 0 |  | 0
2018-06-06 | 0 | 0 | 0 | 0 | 0 | 0 | 0 |  | 0
2018-06-06 01:00 | 0 | 0 | 0 | 0 | 0 | 0 | 0 |  | 0
2018-06-06 02:00 | 0 | 0 | 0 | 0 | 0 | 0 | 0 |  | 0
2018-06-06 03:00 | 0 | 0 | 0 | 0 | 0 | 0 | 0 |  | 0
2018-06-06 04:00 | 0 | 0 | 0 | 0 | 0 | 0 | 0 |  | 0
2018-06-06 05:00 | 0 | 485 | 120 | 36 | 263 | 249 | 1153 |  | 192
2018-06-06 06:00 | 80.5773 | 3130 | 2485 | 1357 | 3429 | 1459 | 11940.5773 |  | 1990
2018-06-06 07:00 | 410.5177 | 22899 | 5052 | 3278 | 14936 | 6412 | 52987.5177 |  | 8831
2018-06-06 08:00 | 743.4914 | 30302 | 7559 | 6876 | 23749 | 15254 | 84483.4914 |  | 14081
2018-06-06 09:00 | 926.8497 | 34076 | 11604 | 8439 | 16690 | 12213 | 83948.8497 |  | 13991
2018-06-06 10:00 | 2043.5981 | 23999 | 19087 | 8403 | 14867 | 11752 | 80151.5981 |  | 13359
2018-06-06 11:00 | 2924.7473 | 26973 | 26892 | 6534 | 22284 | 18238 | 103845.7473 |  | 17308
2018-06-06 12:00 | 3073.207 | 24578 | 31140 | 8900 | 17884 | 14364 | 99939.207 |  | 16657
2018-06-06 13:00 | 1042.3368 | 23677 | 9289 | 16159 | 24645 | 20534 | 95346.3368 |  | 15891
2018-06-06 14:00 | 2304.6733 | 23089 | 26702 | 10002 | 22184 | 18378 | 102659.6733 |  | 17110
2018-06-06 15:00 | 1235.2817 | 17853 | 27799 | 8907 | 20020 | 17061 | 92875.2817 |  | 15479
2018-06-06 16:00 | 1149.1863 | 12186 | 32922 | 7174 | 12042 | 10139 | 75612.1863 |  | 12602
2018-06-06 17:00 | 598.9088 | 6372 | 24787 | 5618 | 9825 | 9572 | 56772.9088 |  | 9462
2018-06-06 18:00 | 197.5276 | 3573 | 10826 | 3551 | 3808 | 3240 | 25195.5276 |  | 4199
2018-06-06 19:00 | 20.0397 | 1397 | 3578 | 714 | 1411 | 1173 | 8293.0397 |  | 1382
2018-06-06 20:00 | 0 | 9 | 20 | 29 | 11 | 11 | 80 |  | 13
2018-06-06 21:00 | 0 | 0 | 0 | 0 | 0 | 0 | 0 |  | 0
2018-06-06 22:00 | 0 | 0 | 0 | 0 | 0 | 0 | 0 |  | 0
2018-06-06 23:00 | 0 | 0 | 0 | 0 | 0 | 0 | 0 |  | 0
2018-06-07 | 0 | 0 | 0 | 0 | 0 | 0 | 0 |  | 0
2018-06-07 01:00 | 0 | 0 | 0 | 0 | 0 | 0 | 0 |  | 0
2018-06-07 02:00 | 0 | 0 | 0 | 0 | 0 | 0 | 0 |  | 0
2018-06-07 03:00 | 0 | 0 | 0 | 0 | 0 | 0 | 0 |  | 0
2018-06-07 04:00 | 0 | 0 | 0 | 0 | 0 | 0 | 0 |  | 0
2018-06-07 05:00 | 22.1894 | 273 | 401 | 151 | 206 | 176 | 1229.1894 |  | 205
2018-06-07 06:00 | 169.8715 | 1056 | 4918 | 1084 | 1459 | 1202 | 9888.8715 |  | 1648
2018-06-07 07:00 | 531.1098 | 3792 | 8010 | 4094 | 5007 | 3830 | 25264.1098 |  | 4211
2018-06-07 08:00 | 1180.1246 | 8143 | 12070 | 3485 | 10986 | 9243 | 45107.1246 |  | 7518
2018-06-07 09:00 | 1859.3546 | 20970 | 16110 | 6420 | 22641 | 18215 | 86215.3546 |  | 14369
2018-06-07 10:00 | 2942.6016 | 26996 | 22034 | 13797 | 15916 | 12862 | 94547.6016 |  | 15758
2018-06-07 11:00 | 3020.49 | 16398 | 30902 | 16142 | 13919 | 11282 | 91663.49 |  | 15277
2018-06-07 12:00 | 2154.398 | 21795 | 35483 | 13285 | 13773 | 11449 | 97939.398 |  | 16323
2018-06-07 13:00 | 1995.7537 | 23703 | 17060 | 10555 | 19794 | 16890 | 89997.7537 |  | 15000
2018-06-07 14:00 | 1213.6045 | 12174 | 15476 | 7384 | 15168 | 12605 | 64020.6045 |  | 10670
2018-06-07 15:00 | 1145.0009 | 13912 | 20278 | 7796 | 19000 | 16434 | 78565.0009 |  | 13094
2018-06-07 16:00 | 1022.6864 | 16559 | 12016 | 7568 | 13583 | 11589 | 62337.6864 |  | 10390
2018-06-07 17:00 | 459.2291 | 9314 | 12141 | 7530 | 7698 | 6901 | 44043.2291 |  | 7341
2018-06-07 18:00 | 353.7627 | 2772 | 5524 | 3075 | 1737 | 1489 | 14950.7627 |  | 2492
2018-06-07 19:00 | 135.101 | 873 | 2210 | 661 | 751 | 599 | 5229.101 |  | 872
2018-06-07 20:00 | 0 | 1 | 18 | 0 | 1 | 1 | 21 |  | 4
2018-06-07 21:00 | 0 | 0 | 0 | 0 | 0 | 0 | 0 |  | 0
2018-06-07 22:00 | 0 | 0 | 0 | 0 | 0 | 0 | 0 |  | 0
2018-06-07 23:00 | 0 | 0 | 0 | 0 | 0 | 0 | 0 |  | 0
2018-06-08 | 0 | 0 | 0 | 0 | 0 | 0 | 0 |  | 0
2018-06-08 01:00 | 0 | 0 | 0 | 0 | 0 | 0 | 0 |  | 0
2018-06-08 02:00 | 0 | 0 | 0 | 0 | 0 | 0 | 0 |  | 0
2018-06-08 03:00 | 0 | 0 | 0 | 0 | 0 | 0 | 0 |  | 0
2018-06-08 04:00 | 0 | 0 | 0 | 0 | 0 | 0 | 0 |  | 0
2018-06-08 05:00 | 0 | 874 | 472 | 55 | 336 | 280 | 2017 |  | 336
2018-06-08 06:00 | 57.3244 | 7552 | 2536 | 2862 | 3263 | 1607 | 17877.3244 |  | 2980
2018-06-08 07:00 | 264.5712 | 18925 | 6524 | 4153 | 13756 | 6516 | 50138.5712 |  | 8356
2018-06-08 08:00 | 1596.7695 | 29909 | 17168 | 6794 | 18407 | 12201 | 86075.7695 |  | 14346
2018-06-08 09:00 | 3133.0557 | 37197 | 26148 | 14483 | 29355 | 22524 | 132840.0557 |  | 22140
2018-06-08 10:00 | 4233.36 | 40901 | 32545 | 17024 | 34532 | 26232 | 155467.36 |  | 25911
2018-06-08 11:00 | 4209.966 | 34773 | 36073 | 22184 | 34654 | 26782 | 158675.966 |  | 26446
2018-06-08 12:00 | 2513.4727 | 33196 | 15847 | 20674 | 28876 | 22234 | 123340.4727 |  | 20557
2018-06-08 13:00 | 1874.0468 | 23291 | 33600 | 16186 | 29498 | 24579 | 129028.0468 |  | 21505
2018-06-08 14:00 | 1044.4823 | 26642 | 23946 | 17786 | 30614 | 24492 | 124524.4823 |  | 20754
2018-06-08 15:00 | 2301.6677 | 26980 | 30179 | 16985 | 28641 | 26082 | 131168.6677 |  | 21861
2018-06-08 16:00 | 1427.411 | 17749 | 28937 | 12564 | 21150 | 19789 | 101616.411 |  | 16936
2018-06-08 17:00 | 517.4563 | 7491 | 20278 | 7761 | 11661 | 11487 | 59195.4563 |  | 9866
2018-06-08 18:00 | 287.0139 | 2522 | 12168 | 4275 | 3427 | 3461 | 26140.0139 |  | 4357
2018-06-08 19:00 | 110.0611 | 1134 | 3419 | 1617 | 924 | 851 | 8055.0611 |  | 1343
2018-06-08 20:00 | 0.91332 | 30 | 64 | 34 | 42 | 41 | 211.9133 |  | 35
2018-06-08 21:00 | 0 | 0 | 0 | 0 | 0 | 0 | 0 |  | 0
2018-06-08 22:00 | 0 | 0 | 0 | 0 | 0 | 0 | 0 |  | 0
2018-06-08 23:00 | 0 | 0 | 0 | 0 | 0 | 0 | 0 |  | 0
2018-06-09 | 0 | 0 | 0 | 0 | 0 | 0 | 0 |  | 0
2018-06-09 01:00 | 0 | 0 | 0 | 0 | 0 | 0 | 0 |  | 0
2018-06-09 02:00 | 0 | 0 | 0 | 0 | 0 | 0 | 0 |  | 0
2018-06-09 03:00 | 0 | 0 | 0 | 0 | 0 | 0 | 0 |  | 0
2018-06-09 04:00 | 0 | 0 | 0 | 0 | 0 | 0 | 0 |  | 0
2018-06-09 05:00 | 0 | 855 | 400 | 36 | 290 | 269 | 1850 |  | 308
2018-06-09 06:00 | 43.9504 | 9021 | 2180 | 3008 | 3644 | 1704 | 19600.9504 |  | 3267
2018-06-09 07:00 | 301.5186 | 20734 | 7644 | 7517 | 14116 | 6364 | 56676.5186 |  | 9446
2018-06-09 08:00 | 1581.6808 | 28653 | 17496 | 11528 | 20686 | 13603 | 93547.6808 |  | 15591
2018-06-09 09:00 | 3266.088 | 36399 | 25342 | 14850 | 29155 | 22577 | 131589.088 |  | 21932
2018-06-09 10:00 | 4063.6506 | 38459 | 31990 | 18612 | 29153 | 23806 | 146083.6506 |  | 24347
2018-06-09 11:00 | 3732.1587 | 36703 | 35399 | 20588 | 32151 | 26297 | 154870.1587 |  | 25812
2018-06-09 12:00 | 3720.4504 | 37114 | 35005 | 16373 | 26301 | 21140 | 139653.4504 |  | 23276
2018-06-09 13:00 | 3307.355 | 31821 | 35853 | 12376 | 31379 | 25720 | 140456.355 |  | 23409
2018-06-09 14:00 | 2705.49 | 30869 | 31489 | 10079 | 29238 | 24074 | 128454.49 |  | 21409
2018-06-09 15:00 | 1962.2908 | 20869 | 23250 | 13040 | 24231 | 21519 | 104871.2908 |  | 17479
2018-06-09 16:00 | 1291.9922 | 11335 | 20726 | 10674 | 17854 | 16338 | 78218.9922 |  | 13036
2018-06-09 17:00 | 645.8482 | 8064 | 13036 | 7899 | 12748 | 12067 | 54459.8482 |  | 9077
2018-06-09 18:00 | 400.4648 | 5046 | 8843 | 4836 | 3858 | 4123 | 27106.4648 |  | 4518
2018-06-09 19:00 | 80.1569 | 2104 | 2840 | 1835 | 1197 | 1198 | 9254.1569 |  | 1542
2018-06-09 20:00 | 0 | 72 | 99 | 42 | 66 | 70 | 349 |  | 58
2018-06-09 21:00 | 0 | 0 | 0 | 0 | 0 | 0 | 0 |  | 0
2018-06-09 22:00 | 0 | 0 | 0 | 0 | 0 | 0 | 0 |  | 0
2018-06-09 23:00 | 0 | 0 | 0 | 0 | 0 | 0 | 0 |  | 0
2018-06-10 | 0 | 0 | 0 | 0 | 0 | 0 | 0 |  | 0
2018-06-10 01:00 | 0 | 0 | 0 | 0 | 0 | 0 | 0 |  | 0
2018-06-10 02:00 | 0 | 0 | 0 | 0 | 0 | 0 | 0 |  | 0
2018-06-10 03:00 | 0 | 0 | 0 | 0 | 0 | 0 | 0 |  | 0
2018-06-10 04:00 | 0 | 0 | 0 | 0 | 0 | 0 | 0 |  | 0
2018-06-10 05:00 | 5.3229 | 1563 | 915 | 43 | 752 | 619 | 3897.3229 |  | 650
2018-06-10 06:00 | 264.542 | 10305 | 3856 | 3183 | 3593 | 2088 | 23289.542 |  | 3882
2018-06-10 07:00 | 414.7552 | 22184 | 9674 | 7408 | 14937 | 7104 | 61721.7552 |  | 10287
2018-06-10 08:00 | 1624.4797 | 20279 | 18174 | 12899 | 17742 | 12515 | 83233.4797 |  | 13872
2018-06-10 09:00 | 3200.271 | 35761 | 26763 | 14866 | 24087 | 18659 | 123336.271 |  | 20556
2018-06-10 10:00 | 4430.665 | 43249 | 33689 | 19404 | 35886 | 27213 | 163871.665 |  | 27312
2018-06-10 11:00 | 4532.8276 | 43482 | 38098 | 21644 | 36438 | 27895 | 172089.8276 |  | 28682
2018-06-10 12:00 | 4364.8 | 45117 | 41197 | 22137 | 35861 | 27656 | 176332.8 |  | 29389
2018-06-10 13:00 | 4070.4714 | 42387 | 43516 | 21308 | 36679 | 28333 | 176293.4714 |  | 29382
2018-06-10 14:00 | 3432.32 | 35945 | 40619 | 18434 | 34503 | 27800 | 160733.32 |  | 26789
2018-06-10 15:00 | 2541.7886 | 28036 | 37521 | 17065 | 27980 | 24820 | 137963.7886 |  | 22994
2018-06-10 16:00 | 1509.5012 | 17771 | 31937 | 13141 | 19797 | 18198 | 102353.5012 |  | 17059
2018-06-10 17:00 | 477.572 | 6551 | 24026 | 8002 | 10556 | 9694 | 59306.572 |  | 9884
2018-06-10 18:00 | 208.9633 | 2283 | 15113 | 4345 | 3366 | 3442 | 28757.9633 |  | 4793
2018-06-10 19:00 | 153.3091 | 1418 | 4703 | 1739 | 890 | 867 | 9770.309 |  | 1628
2018-06-10 20:00 | 0.93545 | 91 | 149 | 28 | 82 | 88 | 438.9354 |  | 73
2018-06-10 21:00 | 0 | 0 | 0 | 0 | 0 | 0 | 0 |  | 0
2018-06-10 22:00 | 0 | 0 | 0 | 0 | 0 | 0 | 0 |  | 0
2018-06-10 23:00 | 0 | 0 | 0 | 0 | 0 | 0 | 0 |  | 0
2018-06-11 | 0 | 0 | 0 | 0 | 0 | 0 | 0 |  | 0
2018-06-11 01:00 | 0 | 0 | 0 | 0 | 0 | 0 | 0 |  | 0
2018-06-11 02:00 | 0 | 0 | 0 | 0 | 0 | 0 | 0 |  | 0
2018-06-11 03:00 | 0 | 0 | 0 | 0 | 0 | 0 | 0 |  | 0
2018-06-11 04:00 | 0 | 0 | 0 | 0 | 0 | 0 | 0 |  | 0
2018-06-11 05:00 | 6.2515 | 1819 | 951 | 377 | 388 | 414 | 3955.2515 |  | 659
2018-06-11 06:00 | 319.7961 | 10953 | 4263 | 3861 | 3584 | 1698 | 24678.7961 |  | 4113
2018-06-11 07:00 | 609.4344 | 22704 | 7794 | 7596 | 14748 | 6329 | 59780.4345 |  | 9963
2018-06-11 08:00 | 1033.5221 | 32598 | 16476 | 12026 | 23492 | 15229 | 100854.5221 |  | 16809
2018-06-11 09:00 | 3038.136 | 32733 | 24366 | 16534 | 30679 | 23353 | 130703.136 |  | 21784
2018-06-11 10:00 | 4391.8853 | 32613 | 35077 | 16635 | 36017 | 27259 | 151992.8853 |  | 25332
2018-06-11 11:00 | 3041.4612 | 41101 | 39364 | 20713 | 31329 | 23436 | 158984.4612 |  | 26497
2018-06-11 12:00 | 2935.6167 | 40460 | 41809 | 22816 | 34768 | 26258 | 169046.6167 |  | 28174
2018-06-11 13:00 | 3368.3977 | 32059 | 42586 | 22135 | 27755 | 23757 | 151660.3977 |  | 25277
2018-06-11 14:00 | 2412.0063 | 30736 | 40989 | 20153 | 32637 | 25306 | 152233.0063 |  | 25372
2018-06-11 15:00 | 2544.3413 | 19612 | 37019 | 17224 | 28405 | 25649 | 130453.3413 |  | 21742
2018-06-11 16:00 | 1486.8331 | 17182 | 31991 | 12191 | 22032 | 20492 | 105374.8331 |  | 17562
2018-06-11 17:00 | 463.5161 | 6666 | 23975 | 8009 | 12385 | 12002 | 63500.5161 |  | 10583
2018-06-11 18:00 | 183.4245 | 2135 | 14200 | 4393 | 3071 | 3206 | 27188.4245 |  | 4531
2018-06-11 19:00 | 75.538 | 1119 | 4183 | 1813 | 764 | 700 | 8654.538 |  | 1442
2018-06-11 20:00 | 0.6357 | 41 | 86 | 35 | 42 | 44 | 248.6357 |  | 41
2018-06-11 21:00 | 0 | 0 | 0 | 0 | 0 | 0 | 0 |  | 0
2018-06-11 22:00 | 0 | 0 | 0 | 0 | 0 | 0 | 0 |  | 0
2018-06-11 23:00 | 0 | 0 | 0 | 0 | 0 | 0 | 0 |  | 0
2018-06-12 | 0 | 0 | 0 | 0 | 0 | 0 | 0 |  | 0
2018-06-12 01:00 | 0 | 0 | 0 | 0 | 0 | 0 | 0 |  | 0
2018-06-12 02:00 | 0 | 0 | 0 | 0 | 0 | 0 | 0 |  | 0
2018-06-12 03:00 | 0 | 0 | 0 | 0 | 0 | 0 | 0 |  | 0
2018-06-12 04:00 | 0 | 0 | 0 | 0 | 0 | 0 | 0 |  | 0
2018-06-12 05:00 | 0 | 702 | 460 | 49 | 256 | 255 | 1722 |  | 287
2018-06-12 06:00 | 9.5767 | 9016 | 1918 | 3134 | 3371 | 1521 | 18969.5767 |  | 3162
2018-06-12 07:00 | 214.4635 | 21402 | 7569 | 7583 | 14115 | 6193 | 57076.4635 |  | 9513
2018-06-12 08:00 | 1649.8231 | 30512 | 17157 | 11668 | 21222 | 14219 | 96427.8231 |  | 16071
2018-06-12 09:00 | 3191.9033 | 36233 | 25589 | 15017 | 28231 | 21629 | 129890.9033 |  | 21648
2018-06-12 10:00 | 4339.1973 | 42181 | 32259 | 18900 | 34698 | 26735 | 159112.1973 |  | 26519
2018-06-12 11:00 | 4315.063 | 43348 | 37876 | 20823 | 36437 | 27668 | 170467.063 |  | 28411
2018-06-12 12:00 | 4229.3135 | 42546 | 39492 | 20758 | 35415 | 28053 | 170493.3135 |  | 28416
2018-06-12 13:00 | 3735.2607 | 30702 | 39354 | 18343 | 33302 | 25838 | 151274.2607 |  | 25212
2018-06-12 14:00 | 3123.2495 | 36094 | 38326 | 16342 | 34212 | 26636 | 154733.2495 |  | 25789
2018-06-12 15:00 | 2332.4893 | 28331 | 34505 | 15638 | 28756 | 25442 | 135004.4893 |  | 22501
2018-06-12 16:00 | 1424.8079 | 17200 | 30598 | 12048 | 21119 | 19820 | 102209.8079 |  | 17035
2018-06-12 17:00 | 474.659 | 6968 | 22071 | 7578 | 11906 | 11651 | 60648.659 |  | 10108
2018-06-12 18:00 | 223.164 | 3435 | 10806 | 4070 | 4596 | 4224 | 27354.164 |  | 4559
2018-06-12 19:00 | 115.3057 | 1861 | 3108 | 1434 | 1719 | 1481 | 9718.3057 |  | 1620
2018-06-12 20:00 | 1.4323 | 51 | 101 | 54 | 87 | 74 | 368.4323 |  | 61
2018-06-12 21:00 | 0 | 0 | 0 | 0 | 0 | 0 | 0 |  | 0
2018-06-12 22:00 | 0 | 0 | 0 | 0 | 0 | 0 | 0 |  | 0
2018-06-12 23:00 | 0 | 0 | 0 | 0 | 0 | 0 | 0 |  | 0
2018-06-13 | 0 | 0 | 0 | 0 | 0 | 0 | 0 |  | 0
2018-06-13 01:00 | 0 | 0 | 0 | 0 | 0 | 0 | 0 |  | 0
2018-06-13 02:00 | 0 | 0 | 0 | 0 | 0 | 0 | 0 |  | 0
2018-06-13 03:00 | 0 | 0 | 0 | 0 | 0 | 0 | 0 |  | 0
2018-06-13 04:00 | 0 | 0 | 0 | 0 | 0 | 0 | 0 |  | 0
2018-06-13 05:00 | 0 | 810 | 392 | 175 | 538 | 410 | 2325 |  | 388
2018-06-13 06:00 | 108.1934 | 7657 | 2469 | 3362 | 2717 | 1369 | 17682.1934 |  | 2947
2018-06-13 07:00 | 238.8653 | 21072 | 7438 | 6942 | 11633 | 4821 | 52144.8653 |  | 8691
2018-06-13 08:00 | 1573.8059 | 30537 | 16885 | 11431 | 22236 | 14420 | 97082.8059 |  | 16180
2018-06-13 09:00 | 3151.917 | 37068 | 25023 | 12973 | 27382 | 21000 | 126597.917 |  | 21100
2018-06-13 10:00 | 3947.2903 | 37279 | 30479 | 18391 | 33913 | 26313 | 150322.2903 |  | 25054
2018-06-13 11:00 | 3420.635 | 17159 | 29127 | 17199 | 25273 | 19870 | 112048.635 |  | 18675
2018-06-13 12:00 | 675.5472 | 11533 | 17105 | 11051 | 14921 | 11739 | 67024.5472 |  | 11171
2018-06-13 13:00 | 850.0055 | 5823 | 9945 | 10572 | 10633 | 8648 | 46471.0055 |  | 7745
2018-06-13 14:00 | 502.2598 | 3084 | 10059 | 8973 | 7149 | 5775 | 35542.2598 |  | 5924
2018-06-13 15:00 | 462.5836 | 5685 | 6937 | 1686 | 7173 | 6321 | 28264.5837 |  | 4711
2018-06-13 16:00 | 1104.4094 | 5162 | 8548 | 2961 | 5273 | 4309 | 27357.4094 |  | 4560
2018-06-13 17:00 | 460.239 | 2718 | 6834 | 1759 | 3119 | 2930 | 17820.239 |  | 2970
2018-06-13 18:00 | 161.9021 | 1270 | 2338 | 585 | 1343 | 1238 | 6935.9021 |  | 1156
2018-06-13 19:00 | 15.106 | 552 | 611 | 139 | 272 | 248 | 1837.106 |  | 306
2018-06-13 20:00 | 0 | 5 | 0 | 4 | 0 | 0 | 9 |  | 2
2018-06-13 21:00 | 0 | 0 | 0 | 0 | 0 | 0 | 0 |  | 0
2018-06-13 22:00 | 0 | 0 | 0 | 0 | 0 | 0 | 0 |  | 0
2018-06-13 23:00 | 0 | 0 | 0 | 0 | 0 | 0 | 0 |  | 0
2018-06-14 | 0 | 0 | 0 | 0 | 0 | 0 | 0 |  | 0
2018-06-14 01:00 | 0 | 0 | 0 | 0 | 0 | 0 | 0 |  | 0
2018-06-14 02:00 | 0 | 0 | 0 | 0 | 0 | 0 | 0 |  | 0
2018-06-14 03:00 | 0 | 0 | 0 | 0 | 0 | 0 | 0 |  | 0
2018-06-14 04:00 | 0 | 0 | 0 | 0 | 0 | 0 | 0 |  | 0
2018-06-14 05:00 | 0 | 948 | 373 | 19 | 380 | 338 | 2058 |  | 343
2018-06-14 06:00 | 0 | 8562 | 1730 | 2498 | 4356 | 2268 | 19414 |  | 3236
2018-06-14 07:00 | 256.3986 | 16503 | 7262 | 7701 | 17902 | 9156 | 58780.3986 |  | 9797
2018-06-14 08:00 | 1640.3082 | 28141 | 16975 | 5799 | 16269 | 10353 | 79177.3082 |  | 13196
2018-06-14 09:00 | 2872.771 | 37955 | 27369 | 7023 | 9871 | 8568 | 93658.771 |  | 15610
2018-06-14 10:00 | 1491.0602 | 20900 | 10052 | 6546 | 19811 | 15387 | 74187.0602 |  | 12365
2018-06-14 11:00 | 1572.0057 | 11723 | 28147 | 9939 | 11337 | 8933 | 71651.0057 |  | 11942
2018-06-14 12:00 | 1066.9075 | 13008 | 25560 | 8184 | 6734 | 5112 | 59664.9075 |  | 9944
2018-06-14 13:00 | 970.955 | 16370 | 14527 | 8649 | 16062 | 13684 | 70262.955 |  | 11710
2018-06-14 14:00 | 372.9938 | 12759 | 23992 | 14416 | 19238 | 15784 | 86561.9938 |  | 14427
2018-06-14 15:00 | 504.874 | 11914 | 14656 | 8489 | 20696 | 17353 | 73612.874 |  | 12269
2018-06-14 16:00 | 590.8508 | 3973 | 12602 | 5281 | 6653 | 5276 | 34375.8508 |  | 5729
2018-06-14 17:00 | 666.756 | 3011 | 5320 | 7648 | 2882 | 2357 | 21884.756 |  | 3647
2018-06-14 18:00 | 318.8665 | 5363 | 7478 | 3009 | 3458 | 2821 | 22447.8665 |  | 3741
2018-06-14 19:00 | 62.496 | 1741 | 4640 | 1176 | 1102 | 953 | 9674.496 |  | 1612
2018-06-14 20:00 | 0 | 6 | 120 | 67 | 0 | 0 | 193 |  | 32
2018-06-14 21:00 | 0 | 0 | 0 | 0 | 0 | 0 | 0 |  | 0
2018-06-14 22:00 | 0 | 0 | 0 | 0 | 0 | 0 | 0 |  | 0
2018-06-14 23:00 | 0 | 0 | 0 | 0 | 0 | 0 | 0 |  | 0
2018-06-15 | 0 | 0 | 0 | 0 | 0 | 0 | 0 |  | 0
2018-06-15 01:00 | 0 | 0 | 0 | 0 | 0 | 0 | 0 |  | 0
2018-06-15 02:00 | 0 | 0 | 0 | 0 | 0 | 0 | 0 |  | 0
2018-06-15 03:00 | 0 | 0 | 0 | 0 | 0 | 0 | 0 |  | 0
2018-06-15 04:00 | 0 | 0 | 0 | 0 | 0 | 0 | 0 |  | 0
2018-06-15 05:00 | 0 | 28 | 39 | 0 | 164 | 110 | 341 |  | 57
2018-06-15 06:00 | 0 | 1069 | 789 | 0 | 510 | 396 | 2764 |  | 461
2018-06-15 07:00 | 29.5406 | 4224 | 1542 | 725 | 2285 | 1937 | 10742.5406 |  | 1790
2018-06-15 08:00 | 537.0557 | 9455 | 4483 | 3673 | 5081 | 3912 | 27141.0557 |  | 4524
2018-06-15 09:00 | 645.2948 | 12215 | 6492 | 4597 | 7281 | 6452 | 37682.2948 |  | 6280
2018-06-15 10:00 | 579.8293 | 14209 | 6442 | 9205 | 18553 | 14429 | 63417.8293 |  | 10570
2018-06-15 11:00 | 569.3889 | 14962 | 9435 | 7139 | 23967 | 19619 | 75691.3889 |  | 12615
2018-06-15 12:00 | 887.4244 | 15441 | 9372 | 8723 | 24444 | 20290 | 79157.4244 |  | 13193
2018-06-15 13:00 | 1915.86 | 15779 | 22206 | 19591 | 26575 | 22150 | 108216.86 |  | 18036
2018-06-15 14:00 | 763.5589 | 32948 | 37318 | 18668 | 29839 | 23814 | 143350.5589 |  | 23892
2018-06-15 15:00 | 1799.4321 | 29648 | 35391 | 15807 | 24447 | 19233 | 126325.4321 |  | 21054
2018-06-15 16:00 | 1612.7375 | 17886 | 29025 | 13403 | 23804 | 21691 | 107421.7375 |  | 17904
2018-06-15 17:00 | 516.9825 | 6891 | 24851 | 8195 | 12693 | 12866 | 66012.9825 |  | 11002
2018-06-15 18:00 | 173.3216 | 2134 | 14905 | 4469 | 3810 | 4206 | 29697.3216 |  | 4950
2018-06-15 19:00 | 80.1288 | 1100 | 4575 | 1908 | 825 | 800 | 9288.1288 |  | 1548
2018-06-15 20:00 | 1.9393 | 49 | 91 | 38 | 52 | 68 | 299.9393 |  | 50
2018-06-15 21:00 | 0 | 0 | 0 | 0 | 0 | 0 | 0 |  | 0
2018-06-15 22:00 | 0 | 0 | 0 | 0 | 0 | 0 | 0 |  | 0
2018-06-15 23:00 | 0 | 0 | 0 | 0 | 0 | 0 | 0 |  | 0
2018-06-16 | 0 | 0 | 0 | 0 | 0 | 0 | 0 |  | 0
2018-06-16 01:00 | 0 | 0 | 0 | 0 | 0 | 0 | 0 |  | 0
2018-06-16 02:00 | 0 | 0 | 0 | 0 | 0 | 0 | 0 |  | 0
2018-06-16 03:00 | 0 | 0 | 0 | 0 | 0 | 0 | 0 |  | 0
2018-06-16 04:00 | 0 | 0 | 0 | 0 | 0 | 0 | 0 |  | 0
2018-06-16 05:00 | 0 | 920 | 391 | 23 | 293 | 308 | 1935 |  | 323
2018-06-16 06:00 | 43.1416 | 8892 | 1999 | 3358 | 3186 | 1441 | 18919.1416 |  | 3153
2018-06-16 07:00 | 275.9078 | 15423 | 7630 | 7610 | 11268 | 6452 | 48658.9078 |  | 8110
2018-06-16 08:00 | 1471.9458 | 24536 | 16978 | 9235 | 18772 | 12940 | 83932.9458 |  | 13989
2018-06-16 09:00 | 2880.9211 | 30408 | 21521 | 12106 | 21174 | 16666 | 104755.9211 |  | 17459
2018-06-16 10:00 | 3785.0996 | 35365 | 28787 | 14379 | 32008 | 25195 | 139519.0996 |  | 23253
2018-06-16 11:00 | 4074.5562 | 40516 | 32979 | 15617 | 32709 | 25980 | 151875.5562 |  | 25313
2018-06-16 12:00 | 3910.5327 | 42329 | 33573 | 17184 | 34630 | 27400 | 159026.5327 |  | 26504
2018-06-16 13:00 | 3470.2651 | 35665 | 34344 | 17414 | 29206 | 23935 | 144034.2651 |  | 24006
2018-06-16 14:00 | 2577.454 | 25546 | 33977 | 16509 | 26755 | 23811 | 129175.454 |  | 21529
2018-06-16 15:00 | 1784.5232 | 24009 | 28122 | 14694 | 24553 | 22055 | 115217.5232 |  | 19203
2018-06-16 16:00 | 1211.4309 | 18092 | 24989 | 12483 | 21625 | 20297 | 98697.4309 |  | 16450
2018-06-16 17:00 | 477.9884 | 6563 | 23811 | 7891 | 11971 | 11635 | 62348.9884 |  | 10391
2018-06-16 18:00 | 170.1833 | 1984 | 14149 | 4349 | 3310 | 3357 | 27319.1833 |  | 4553
2018-06-16 19:00 | 72.1201 | 1082 | 4349 | 1881 | 757 | 705 | 8846.1201 |  | 1474
2018-06-16 20:00 | 0.40637 | 47 | 101 | 41 | 53 | 52 | 294.4064 |  | 49
2018-06-16 21:00 | 0 | 0 | 0 | 0 | 0 | 0 | 0 |  | 0
2018-06-16 22:00 | 0 | 0 | 0 | 0 | 0 | 0 | 0 |  | 0
2018-06-16 23:00 | 0 | 0 | 0 | 0 | 0 | 0 | 0 |  | 0
2018-06-17 | 0 | 0 | 0 | 0 | 0 | 0 | 0 |  | 0
2018-06-17 01:00 | 0 | 0 | 0 | 0 | 0 | 0 | 0 |  | 0
2018-06-17 02:00 | 0 | 0 | 0 | 0 | 0 | 0 | 0 |  | 0
2018-06-17 03:00 | 0 | 0 | 0 | 0 | 0 | 0 | 0 |  | 0
2018-06-17 04:00 | 0 | 0 | 0 | 0 | 0 | 0 | 0 |  | 0
2018-06-17 05:00 | 0 | 575 | 673 | 274 | 272 | 174 | 1968 |  | 328
2018-06-17 06:00 | 162.1617 | 4817 | 3341 | 2976 | 3018 | 1167 | 15481.1617 |  | 2580
2018-06-17 07:00 | 240.5248 | 21441 | 7088 | 6806 | 14019 | 5835 | 55429.5248 |  | 9238
2018-06-17 08:00 | 1549.2644 | 29721 | 17051 | 11532 | 22440 | 14812 | 97105.2644 |  | 16184
2018-06-17 09:00 | 3087.9202 | 36417 | 25984 | 15585 | 29004 | 22182 | 132259.9202 |  | 22043
2018-06-17 10:00 | 4282.427 | 41484 | 31891 | 18168 | 33867 | 26606 | 156298.427 |  | 26050
2018-06-17 11:00 | 4338.6045 | 42785 | 36894 | 20038 | 36313 | 27618 | 167986.6045 |  | 27998
2018-06-17 12:00 | 4130.501 | 42386 | 39981 | 20262 | 36392 | 27731 | 170882.501 |  | 28480
2018-06-17 13:00 | 3871.456 | 39447 | 38585 | 19677 | 35147 | 27637 | 164364.456 |  | 27394
2018-06-17 14:00 | 3308.235 | 34758 | 38440 | 18810 | 32278 | 26970 | 154564.235 |  | 25761
2018-06-17 15:00 | 2461.8005 | 24944 | 35691 | 16020 | 26466 | 24147 | 129729.8005 |  | 21622
2018-06-17 16:00 | 1335.7087 | 15894 | 19566 | 11317 | 20345 | 19019 | 87476.7087 |  | 14579
2018-06-17 17:00 | 654.2411 | 8958 | 17914 | 5482 | 12478 | 11392 | 56878.2411 |  | 9480
2018-06-17 18:00 | 273.1049 | 3937 | 10856 | 3450 | 4707 | 4135 | 27358.1049 |  | 4560
2018-06-17 19:00 | 137.9234 | 1591 | 2320 | 1095 | 1405 | 1160 | 7708.9234 |  | 1285
2018-06-17 20:00 | 3.2167 | 106 | 101 | 41 | 173 | 140 | 564.2167 |  | 94
2018-06-17 21:00 | 0 | 0 | 0 | 0 | 0 | 0 | 0 |  | 0
2018-06-17 22:00 | 0 | 0 | 0 | 0 | 0 | 0 | 0 |  | 0
2018-06-17 23:00 | 0 | 0 | 0 | 0 | 0 | 0 | 0 |  | 0
2018-06-18 | 0 | 0 | 0 | 0 | 0 | 0 | 0 |  | 0
2018-06-18 01:00 | 0 | 0 | 0 | 0 | 0 | 0 | 0 |  | 0
2018-06-18 02:00 | 0 | 0 | 0 | 0 | 0 | 0 | 0 |  | 0
2018-06-18 03:00 | 0 | 0 | 0 | 0 | 0 | 0 | 0 |  | 0
2018-06-18 04:00 | 0 | 0 | 0 | 0 | 0 | 0 | 0 |  | 0
2018-06-18 05:00 | 14.301 | 297 | 649 | 59 | 594 | 438 | 2051.301 |  | 342
2018-06-18 06:00 | 217.8508 | 5103 | 3362 | 1664 | 3284 | 2456 | 16086.8507 |  | 2681
2018-06-18 07:00 | 593.1177 | 9666 | 6570 | 5721 | 8647 | 5183 | 36380.1177 |  | 6063
2018-06-18 08:00 | 1484.3357 | 19335 | 11913 | 7667 | 19296 | 13158 | 72853.3357 |  | 12142
2018-06-18 09:00 | 2220.8325 | 24173 | 21914 | 12570 | 20838 | 16618 | 98333.8325 |  | 16389
2018-06-18 10:00 | 2689.9304 | 33081 | 24017 | 13534 | 27830 | 22871 | 124022.9304 |  | 20670
2018-06-18 11:00 | 3232.0042 | 30152 | 29780 | 16620 | 23114 | 19508 | 122406.0042 |  | 20401
2018-06-18 12:00 | 2934.0051 | 21562 | 27167 | 14551 | 19344 | 16244 | 101802.0051 |  | 16967
2018-06-18 13:00 | 1423.8009 | 18722 | 18437 | 9433 | 14867 | 12110 | 74992.8009 |  | 12499
2018-06-18 14:00 | 1355.9366 | 23332 | 13115 | 9861 | 22336 | 18991 | 88990.9366 |  | 14832
2018-06-18 15:00 | 2363.323 | 18941 | 24340 | 8672 | 11508 | 9737 | 75561.323 |  | 12594
2018-06-18 16:00 | 1105.5562 | 5363 | 8682 | 1747 | 4930 | 4117 | 25944.5562 |  | 4324
2018-06-18 17:00 | 373.6727 | 5043 | 4729 | 2006 | 5703 | 4528 | 22382.6727 |  | 3730
2018-06-18 18:00 | 12.6477 | 73 | 1541 | 769 | 4761 | 3886 | 11042.6477 |  | 1840
2018-06-18 19:00 | 0 | 633 | 458 | 700 | 1568 | 1272 | 4631 |  | 772
2018-06-18 20:00 | 0 | 0 | 49 | 8 | 48 | 37 | 142 |  | 24
2018-06-18 21:00 | 0 | 0 | 0 | 0 | 0 | 0 | 0 |  | 0
2018-06-18 22:00 | 0 | 0 | 0 | 0 | 0 | 0 | 0 |  | 0
2018-06-18 23:00 | 0 | 0 | 0 | 0 | 0 | 0 | 0 |  | 0
2018-06-19 | 0 | 0 | 0 | 0 | 0 | 0 | 0 |  | 0
2018-06-19 01:00 | 0 | 0 | 0 | 0 | 0 | 0 | 0 |  | 0
2018-06-19 02:00 | 0 | 0 | 0 | 0 | 0 | 0 | 0 |  | 0
2018-06-19 03:00 | 0 | 0 | 0 | 0 | 0 | 0 | 0 |  | 0
2018-06-19 04:00 | 0 | 0 | 0 | 0 | 0 | 0 | 0 |  | 0
2018-06-19 05:00 | 0 | 1076 | 697 | 356 | 919 | 694 | 3742 |  | 624
2018-06-19 06:00 | 238.6314 | 5501 | 4025 | 2994 | 4638 | 3371 | 20767.6314 |  | 3461
2018-06-19 07:00 | 563.3691 | 10991 | 7470 | 6298 | 9512 | 6235 | 41069.3691 |  | 6845
2018-06-19 08:00 | 1670.1995 | 15878 | 16446 | 11077 | 18328 | 12872 | 76271.1995 |  | 12712
2018-06-19 09:00 | 3049.869 | 28216 | 25837 | 13631 | 22912 | 17345 | 110990.869 |  | 18498
2018-06-19 10:00 | 3941.8525 | 39808 | 32400 | 19340 | 33714 | 26104 | 155307.8525 |  | 25885
2018-06-19 11:00 | 4171.2573 | 45345 | 38191 | 21486 | 35763 | 27916 | 172872.2573 |  | 28812
2018-06-19 12:00 | 4346.2407 | 44750 | 41153 | 22367 | 37047 | 28523 | 178186.2407 |  | 29698
2018-06-19 13:00 | 4106.278 | 42831 | 41662 | 21723 | 36985 | 28372 | 175679.278 |  | 29280
2018-06-19 14:00 | 3529.0715 | 37379 | 40851 | 19991 | 35183 | 27802 | 164735.0715 |  | 27456
2018-06-19 15:00 | 2681.3152 | 28545 | 36654 | 16890 | 30108 | 25064 | 139942.3152 |  | 23324
2018-06-19 16:00 | 1613.1389 | 18256 | 32268 | 13014 | 22420 | 20795 | 108366.1389 |  | 18061
2018-06-19 17:00 | 500.2018 | 6570 | 24781 | 8451 | 12510 | 12131 | 64943.2018 |  | 10824
2018-06-19 18:00 | 166.8781 | 1882 | 14935 | 4560 | 3410 | 3384 | 28337.8781 |  | 4723
2018-06-19 19:00 | 77.5799 | 1084 | 4934 | 2061 | 710 | 667 | 9533.5799 |  | 1589
2018-06-19 20:00 | 2.398 | 53 | 114 | 50 | 53 | 51 | 323.398 |  | 54
2018-06-19 21:00 | 0 | 0 | 0 | 0 | 0 | 0 | 0 |  | 0
2018-06-19 22:00 | 0 | 0 | 0 | 0 | 0 | 0 | 0 |  | 0
2018-06-19 23:00 | 0 | 0 | 0 | 0 | 0 | 0 | 0 |  | 0
2018-06-20 | 0 | 0 | 0 | 0 | 0 | 0 | 0 |  | 0
2018-06-20 01:00 | 0 | 0 | 0 | 0 | 0 | 0 | 0 |  | 0
2018-06-20 02:00 | 0 | 0 | 0 | 0 | 0 | 0 | 0 |  | 0
2018-06-20 03:00 | 0 | 0 | 0 | 0 | 0 | 0 | 0 |  | 0
2018-06-20 04:00 | 0 | 0 | 0 | 0 | 0 | 0 | 0 |  | 0
2018-06-20 05:00 | 0 | 900 | 377 | 0 | 226 | 277 | 1780 |  | 297
2018-06-20 06:00 | 0 | 9308 | 1741 | 2919 | 2998 | 1239 | 18205 |  | 3034
2018-06-20 07:00 | 126.6812 | 20761 | 7522 | 8180 | 14414 | 5778 | 56781.6812 |  | 9464
2018-06-20 08:00 | 1516.901 | 30834 | 17047 | 11560 | 22528 | 14450 | 97935.901 |  | 16323
2018-06-20 09:00 | 3123.1455 | 34128 | 27200 | 14376 | 29737 | 22634 | 131198.1455 |  | 21866
2018-06-20 10:00 | 4431.6196 | 40751 | 33575 | 19274 | 34497 | 26323 | 158851.6196 |  | 26475
2018-06-20 11:00 | 4167.706 | 40334 | 37788 | 21440 | 34636 | 27320 | 165685.706 |  | 27614
2018-06-20 12:00 | 3873.8328 | 37068 | 39437 | 16886 | 31046 | 25229 | 153539.8328 |  | 25590
2018-06-20 13:00 | 3193.0522 | 26023 | 29975 | 16343 | 25470 | 21503 | 122507.0522 |  | 20418
2018-06-20 14:00 | 1818.0728 | 28086 | 19077 | 15822 | 29235 | 24491 | 118529.0728 |  | 19755
2018-06-20 15:00 | 2059.6902 | 27873 | 30913 | 15214 | 22049 | 19663 | 117771.6902 |  | 19629
2018-06-20 16:00 | 1494.2041 | 15868 | 24160 | 8987 | 19997 | 18371 | 88877.2041 |  | 14813
2018-06-20 17:00 | 831.9503 | 11140 | 14285 | 7199 | 12801 | 12225 | 58481.9503 |  | 9747
2018-06-20 18:00 | 421.0668 | 5588 | 6944 | 4627 | 4701 | 4641 | 26922.0668 |  | 4487
2018-06-20 19:00 | 166.3933 | 2409 | 3519 | 2527 | 991 | 996 | 10608.3933 |  | 1768
2018-06-20 20:00 | 16.7697 | 108 | 317 | 73 | 56 | 61 | 631.7697 |  | 105
2018-06-20 21:00 | 0 | 0 | 0 | 0 | 0 | 0 | 0 |  | 0
2018-06-20 22:00 | 0 | 0 | 0 | 0 | 0 | 0 | 0 |  | 0
2018-06-20 23:00 | 0 | 0 | 0 | 0 | 0 | 0 | 0 |  | 0
2018-06-21 | 0 | 0 | 0 | 0 | 0 | 0 | 0 |  | 0
2018-06-21 01:00 | 0 | 0 | 0 | 0 | 0 | 0 | 0 |  | 0
2018-06-21 02:00 | 0 | 0 | 0 | 0 | 0 | 0 | 0 |  | 0
2018-06-21 03:00 | 0 | 0 | 0 | 0 | 0 | 0 | 0 |  | 0
2018-06-21 04:00 | 0 | 0 | 0 | 0 | 0 | 0 | 0 |  | 0
2018-06-21 05:00 | 0 | 1186 | 442 | 200 | 347 | 319 | 2494 |  | 416
2018-06-21 06:00 | 226.1411 | 8660 | 3691 | 2107 | 3227 | 1657 | 19568.1411 |  | 3261
2018-06-21 07:00 | 428.7625 | 14193 | 7993 | 3815 | 12800 | 5665 | 44894.7625 |  | 7482
2018-06-21 08:00 | 1533.9037 | 25706 | 16448 | 4747 | 18599 | 12800 | 79833.9037 |  | 13306
2018-06-21 09:00 | 3017.5862 | 25246 | 20695 | 6485 | 14362 | 10468 | 80273.5862 |  | 13379
2018-06-21 10:00 | 4189.599 | 20332 | 26601 | 6928 | 11007 | 9138 | 78195.599 |  | 13033
2018-06-21 11:00 | 3853.5479 | 22549 | 34324 | 7665 | 11967 | 10176 | 90534.5479 |  | 15089
2018-06-21 12:00 | 2026.2352 | 39544 | 17507 | 8014 | 29126 | 22681 | 118898.2352 |  | 19816
2018-06-21 13:00 | 3139.8975 | 37755 | 15037 | 15019 | 34302 | 27269 | 132521.8975 |  | 22087
2018-06-21 14:00 | 2424.932 | 31374 | 23816 | 19778 | 34459 | 27457 | 139308.932 |  | 23218
2018-06-21 15:00 | 2273.397 | 28739 | 36195 | 16985 | 29533 | 25826 | 139551.397 |  | 23259
2018-06-21 16:00 | 1304.4426 | 18568 | 26032 | 13017 | 22598 | 20691 | 102210.4426 |  | 17035
2018-06-21 17:00 | 677.1163 | 6757 | 22208 | 8248 | 12421 | 11950 | 62261.1163 |  | 10377
2018-06-21 18:00 | 215.6321 | 1924 | 14746 | 4610 | 3477 | 3524 | 28496.6321 |  | 4749
2018-06-21 19:00 | 104.2593 | 1094 | 4703 | 2119 | 715 | 669 | 9404.2593 |  | 1567
2018-06-21 20:00 | 2.8566 | 55 | 128 | 63 | 53 | 55 | 356.8566 |  | 59
2018-06-21 21:00 | 0 | 0 | 0 | 0 | 0 | 0 | 0 |  | 0
2018-06-21 22:00 | 0 | 0 | 0 | 0 | 0 | 0 | 0 |  | 0
2018-06-21 23:00 | 0 | 0 | 0 | 0 | 0 | 0 | 0 |  | 0
2018-06-22 | 0 | 0 | 0 | 0 | 0 | 0 | 0 |  | 0
2018-06-22 01:00 | 0 | 0 | 0 | 0 | 0 | 0 | 0 |  | 0
2018-06-22 02:00 | 0 | 0 | 0 | 0 | 0 | 0 | 0 |  | 0
2018-06-22 03:00 | 0 | 0 | 0 | 0 | 0 | 0 | 0 |  | 0
2018-06-22 04:00 | 0 | 0 | 0 | 0 | 0 | 0 | 0 |  | 0
2018-06-22 05:00 | 0 | 904 | 351 | 8 | 224 | 255 | 1742 |  | 290
2018-06-22 06:00 | 0 | 9422 | 1744 | 3337 | 3027 | 1235 | 18765 |  | 3128
2018-06-22 07:00 | 192.2424 | 22230 | 7469 | 7644 | 14700 | 5741 | 57976.2425 |  | 9663
2018-06-22 08:00 | 1611.6908 | 32439 | 16300 | 11928 | 23462 | 14565 | 100305.6908 |  | 16718
2018-06-22 09:00 | 3178.1758 | 39417 | 26558 | 16230 | 30866 | 23350 | 139599.1758 |  | 23267
2018-06-22 10:00 | 4480.856 | 43554 | 33665 | 19327 | 35971 | 27151 | 164148.856 |  | 27358
2018-06-22 11:00 | 4535.925 | 45364 | 38320 | 21222 | 37057 | 28201 | 174699.925 |  | 29117
2018-06-22 12:00 | 4378.195 | 44934 | 41580 | 21855 | 37062 | 28623 | 178432.195 |  | 29739
2018-06-22 13:00 | 3896.9727 | 42288 | 41457 | 21329 | 36644 | 28377 | 173991.9727 |  | 28999
2018-06-22 14:00 | 3309.573 | 31931 | 36305 | 16493 | 30485 | 25346 | 143869.573 |  | 23978
2018-06-22 15:00 | 2337.2368 | 27443 | 37409 | 15042 | 26810 | 23915 | 132956.2368 |  | 22159
2018-06-22 16:00 | 1456.7137 | 19456 | 27500 | 12151 | 20860 | 19268 | 100691.7137 |  | 16782
2018-06-22 17:00 | 829.0393 | 9522 | 15498 | 5408 | 12983 | 12353 | 56593.0393 |  | 9432
2018-06-22 18:00 | 448.2109 | 5259 | 10449 | 3550 | 6240 | 5385 | 31331.2109 |  | 5222
2018-06-22 19:00 | 183.6317 | 2680 | 2984 | 1363 | 2185 | 1892 | 11287.6317 |  | 1881
2018-06-22 20:00 | 6.2343 | 95 | 120 | 56 | 153 | 142 | 572.2343 |  | 95
2018-06-22 21:00 | 0 | 0 | 0 | 0 | 0 | 0 | 0 |  | 0
2018-06-22 22:00 | 0 | 0 | 0 | 0 | 0 | 0 | 0 |  | 0
2018-06-22 23:00 | 0 | 0 | 0 | 0 | 0 | 0 | 0 |  | 0
2018-06-23 | 0 | 0 | 0 | 0 | 0 | 0 | 0 |  | 0
2018-06-23 01:00 | 0 | 0 | 0 | 0 | 0 | 0 | 0 |  | 0
2018-06-23 02:00 | 0 | 0 | 0 | 0 | 0 | 0 | 0 |  | 0
2018-06-23 03:00 | 0 | 0 | 0 | 0 | 0 | 0 | 0 |  | 0
2018-06-23 04:00 | 0 | 0 | 0 | 0 | 0 | 0 | 0 |  | 0
2018-06-23 05:00 | 0 | 55 | 231 | 0 | 46 | 34 | 366 |  | 61
2018-06-23 06:00 | 0 | 2029 | 1769 | 731 | 1944 | 1537 | 8010 |  | 1335
2018-06-23 07:00 | 175.3463 | 2894 | 2212 | 2040 | 4137 | 3170 | 14628.3463 |  | 2438
2018-06-23 08:00 | 374.1836 | 7460 | 4821 | 2678 | 4612 | 3795 | 23740.1836 |  | 3957
2018-06-23 09:00 | 852.0212 | 12321 | 7757 | 4042 | 9516 | 7532 | 42020.0212 |  | 7003
2018-06-23 10:00 | 1255.5093 | 9689 | 12696 | 10335 | 9525 | 7737 | 51237.5093 |  | 8540
2018-06-23 11:00 | 930.3324 | 11975 | 20324 | 6928 | 8822 | 7471 | 56450.3324 |  | 9408
2018-06-23 12:00 | 1353.1393 | 10769 | 9169 | 5583 | 8487 | 7031 | 42392.1393 |  | 7065
2018-06-23 13:00 | 977.8658 | 5770 | 13368 | 4211 | 7479 | 6016 | 37821.8658 |  | 6304
2018-06-23 14:00 | 729.7434 | 9031 | 9934 | 4331 | 9085 | 7489 | 40599.7434 |  | 6767
2018-06-23 15:00 | 686.9551 | 6613 | 10617 | 3639 | 6157 | 5061 | 32773.9551 |  | 5462
2018-06-23 16:00 | 614.1576 | 4384 | 16278 | 3095 | 7761 | 6269 | 38401.1576 |  | 6400
2018-06-23 17:00 | 340.2948 | 2251 | 4623 | 1472 | 2620 | 2119 | 13425.2948 |  | 2238
2018-06-23 18:00 | 121.9267 | 1186 | 2326 | 637 | 2029 | 1682 | 7981.9268 |  | 1330
2018-06-23 19:00 | 60.9148 | 541 | 874 | 176 | 633 | 497 | 2781.9148 |  | 464
2018-06-23 20:00 | 0.019111 | 1 | 53 | 0 | 3 | 0 | 57.0191 |  | 10
2018-06-23 21:00 | 0 | 0 | 0 | 0 | 0 | 0 | 0 |  | 0
2018-06-23 22:00 | 0 | 0 | 0 | 0 | 0 | 0 | 0 |  | 0
2018-06-23 23:00 | 0 | 0 | 0 | 0 | 0 | 0 | 0 |  | 0
2018-06-24 | 0 | 0 | 0 | 0 | 0 | 0 | 0 |  | 0
2018-06-24 01:00 | 0 | 0 | 0 | 0 | 0 | 0 | 0 |  | 0
2018-06-24 02:00 | 0 | 0 | 0 | 0 | 0 | 0 | 0 |  | 0
2018-06-24 03:00 | 0 | 0 | 0 | 0 | 0 | 0 | 0 |  | 0
2018-06-24 04:00 | 0 | 0 | 0 | 0 | 0 | 0 | 0 |  | 0
2018-06-24 05:00 | 0 | 399 | 313 | 197 | 269 | 246 | 1424 |  | 237
2018-06-24 06:00 | 134.3289 | 3581 | 3315 | 1915 | 2365 | 1811 | 13121.3289 |  | 2187
2018-06-24 07:00 | 470.8071 | 5092 | 8692 | 6945 | 3723 | 3048 | 27970.8071 |  | 4662
2018-06-24 08:00 | 802.5678 | 16371 | 10887 | 10652 | 9275 | 7149 | 55136.5678 |  | 9189
2018-06-24 09:00 | 1520.9414 | 20813 | 18647 | 12263 | 7365 | 5821 | 66429.9414 |  | 11072
2018-06-24 10:00 | 2809.469 | 23429 | 26909 | 12508 | 10571 | 8994 | 85220.469 |  | 14203
2018-06-24 11:00 | 2754.9868 | 12703 | 23239 | 7802 | 8003 | 6460 | 60961.9868 |  | 10160
2018-06-24 12:00 | 3467.0464 | 18112 | 26010 | 4513 | 18752 | 15504 | 86358.0464 |  | 14393
2018-06-24 13:00 | 2920.7803 | 34170 | 23306 | 13664 | 17114 | 14533 | 105707.7803 |  | 17618
2018-06-24 14:00 | 1684.076 | 22488 | 36041 | 14098 | 6289 | 5243 | 85843.076 |  | 14307
2018-06-24 15:00 | 1251.3665 | 19240 | 13851 | 7578 | 12201 | 10556 | 64677.3665 |  | 10780
2018-06-24 16:00 | 828.6772 | 8234 | 14725 | 4942 | 10158 | 8013 | 46900.6773 |  | 7817
2018-06-24 17:00 | 113.2477 | 4601 | 5808 | 1875 | 6092 | 4665 | 23154.2477 |  | 3859
2018-06-24 18:00 | 2.2672 | 2942 | 702 | 830 | 5183 | 4001 | 13660.2672 |  | 2277
2018-06-24 19:00 | 91.6174 | 1234 | 207 | 249 | 494 | 383 | 2658.6174 |  | 443
2018-06-24 20:00 | 14.5533 | 0 | 106 | 0 | 27 | 13 | 160.5533 |  | 27
2018-06-24 21:00 | 0 | 0 | 0 | 0 | 0 | 0 | 0 |  | 0
2018-06-24 22:00 | 0 | 0 | 0 | 0 | 0 | 0 | 0 |  | 0
2018-06-24 23:00 | 0 | 0 | 0 | 0 | 0 | 0 | 0 |  | 0
2018-06-25 | 0 | 0 | 0 | 0 | 0 | 0 | 0 |  | 0
2018-06-25 01:00 | 0 | 0 | 0 | 0 | 0 | 0 | 0 |  | 0
2018-06-25 02:00 | 0 | 0 | 0 | 0 | 0 | 0 | 0 |  | 0
2018-06-25 03:00 | 0 | 0 | 0 | 0 | 0 | 0 | 0 |  | 0
2018-06-25 04:00 | 0 | 0 | 0 | 0 | 0 | 0 | 0 |  | 0
2018-06-25 05:00 | 0 | 720 | 220 | 72 | 234 | 192 | 1438 |  | 240
2018-06-25 06:00 | 48.5805 | 3599 | 2424 | 1879 | 3610 | 1964 | 13524.5805 |  | 2254
2018-06-25 07:00 | 293.8054 | 15694 | 7763 | 2175 | 14305 | 6989 | 47219.8054 |  | 7870
2018-06-25 08:00 | 723.2394 | 30576 | 10473 | 2011 | 21547 | 12945 | 78275.2394 |  | 13046
2018-06-25 09:00 | 772.3125 | 40137 | 5955 | 1562 | 30861 | 23340 | 102627.3125 |  | 17105
2018-06-25 10:00 | 879.2026 | 42141 | 3998 | 4894 | 20952 | 15380 | 88244.2026 |  | 14707
2018-06-25 11:00 | 2582.3362 | 32565 | 18669 | 14617 | 23872 | 19716 | 112021.3362 |  | 18670
2018-06-25 12:00 | 2905.3992 | 40147 | 35877 | 15998 | 21993 | 17775 | 134695.3992 |  | 22449
2018-06-25 13:00 | 3127.547 | 29136 | 17624 | 15932 | 28822 | 22522 | 117163.547 |  | 19527
2018-06-25 14:00 | 2876.6963 | 25855 | 36535 | 10558 | 30972 | 25372 | 132168.6963 |  | 22028
2018-06-25 15:00 | 1865.7323 | 22092 | 20717 | 15213 | 25367 | 23247 | 108501.7323 |  | 18084
2018-06-25 16:00 | 1557.885 | 20450 | 32132 | 13399 | 22831 | 21231 | 111600.885 |  | 18600
2018-06-25 17:00 | 559.9418 | 8858 | 17325 | 9761 | 12135 | 11713 | 60351.9418 |  | 10059
2018-06-25 18:00 | 196.734 | 2246 | 13198 | 6487 | 4143 | 3990 | 30260.734 |  | 5043
2018-06-25 19:00 | 84.5988 | 1252 | 5294 | 2199 | 1112 | 1091 | 11032.5988 |  | 1839
2018-06-25 20:00 | 1.368 | 60 | 131 | 65 | 62 | 62 | 381.368 |  | 64
2018-06-25 21:00 | 0 | 0 | 0 | 0 | 0 | 0 | 0 |  | 0
2018-06-25 22:00 | 0 | 0 | 0 | 0 | 0 | 0 | 0 |  | 0
2018-06-25 23:00 | 0 | 0 | 0 | 0 | 0 | 0 | 0 |  | 0
2018-06-26 | 0 | 0 | 0 | 0 | 0 | 0 | 0 |  | 0
2018-06-26 01:00 | 0 | 0 | 0 | 0 | 0 | 0 | 0 |  | 0
2018-06-26 02:00 | 0 | 0 | 0 | 0 | 0 | 0 | 0 |  | 0
2018-06-26 03:00 | 0 | 0 | 0 | 0 | 0 | 0 | 0 |  | 0
2018-06-26 04:00 | 0 | 0 | 0 | 0 | 0 | 0 | 0 |  | 0
2018-06-26 05:00 | 0 | 801 | 355 | 4 | 237 | 254 | 1651 |  | 275
2018-06-26 06:00 | 0 | 9000 | 1738 | 3207 | 2887 | 1294 | 18126 |  | 3021
2018-06-26 07:00 | 175.0409 | 21789 | 7316 | 7587 | 14255 | 5626 | 56748.0409 |  | 9458
2018-06-26 08:00 | 1540.875 | 31906 | 17334 | 11854 | 23283 | 14871 | 100788.875 |  | 16798
2018-06-26 09:00 | 3116.844 | 38978 | 26576 | 16242 | 30404 | 23305 | 138621.844 |  | 23104
2018-06-26 10:00 | 4471.696 | 43205 | 33643 | 19262 | 35494 | 27092 | 163167.696 |  | 27195
2018-06-26 11:00 | 4553.0605 | 45461 | 38291 | 21123 | 37058 | 28072 | 174558.0605 |  | 29093
2018-06-26 12:00 | 4425.1865 | 45038 | 40987 | 21814 | 37036 | 28361 | 177661.1865 |  | 29610
2018-06-26 13:00 | 4082.5981 | 41784 | 41536 | 21274 | 36827 | 28164 | 173667.5981 |  | 28945
2018-06-26 14:00 | 3511.9216 | 36292 | 40066 | 19734 | 34648 | 27645 | 161896.9216 |  | 26983
2018-06-26 15:00 | 2627.3508 | 28384 | 37014 | 16872 | 28576 | 25672 | 139145.3508 |  | 23191
2018-06-26 16:00 | 1581.7018 | 18534 | 31650 | 12790 | 22117 | 20637 | 107309.7018 |  | 17885
2018-06-26 17:00 | 509.7755 | 7027 | 24446 | 8257 | 12440 | 12214 | 64893.7755 |  | 10816
2018-06-26 18:00 | 179.0611 | 2907 | 15150 | 4553 | 3690 | 3737 | 30216.0611 |  | 5036
2018-06-26 19:00 | 68.0323 | 1140 | 4089 | 1813 | 1150 | 1106 | 9366.0323 |  | 1561
2018-06-26 20:00 | 0 | 74 | 43 | 35 | 81 | 77 | 310 |  | 52
2018-06-26 21:00 | 0 | 0 | 0 | 0 | 0 | 0 | 0 |  | 0
2018-06-26 22:00 | 0 | 0 | 0 | 0 | 0 | 0 | 0 |  | 0
2018-06-26 23:00 | 0 | 0 | 0 | 0 | 0 | 0 | 0 |  | 0
2018-06-27 | 0 | 0 | 0 | 0 | 0 | 0 | 0 |  | 0
2018-06-27 01:00 | 0 | 0 | 0 | 0 | 0 | 0 | 0 |  | 0
2018-06-27 02:00 | 0 | 0 | 0 | 0 | 0 | 0 | 0 |  | 0
2018-06-27 03:00 | 0 | 0 | 0 | 0 | 0 | 0 | 0 |  | 0
2018-06-27 04:00 | 0 | 0 | 0 | 0 | 0 | 0 | 0 |  | 0
2018-06-27 05:00 | 0 | 421 | 573 | 258 | 357 | 276 | 1885 |  | 314
2018-06-27 06:00 | 265.8977 | 3860 | 3874 | 2740 | 3544 | 2705 | 16988.8977 |  | 2831
2018-06-27 07:00 | 686.5165 | 9377 | 8811 | 5721 | 7886 | 5959 | 38440.5165 |  | 6407
2018-06-27 08:00 | 1185.9807 | 16675 | 15207 | 10140 | 8496 | 9291 | 60994.9807 |  | 10166
2018-06-27 09:00 | 2077.5632 | 26557 | 21183 | 11818 | 18673 | 14818 | 95126.5632 |  | 15854
2018-06-27 10:00 | 2127.8162 | 25031 | 24440 | 14229 | 21526 | 17780 | 105133.8162 |  | 17522
2018-06-27 11:00 | 2105.2861 | 25620 | 24991 | 16664 | 24476 | 20116 | 113972.2861 |  | 18995
2018-06-27 12:00 | 2559.216 | 24904 | 24513 | 14714 | 19044 | 16134 | 101868.216 |  | 16978
2018-06-27 13:00 | 2053.2014 | 26437 | 31012 | 11941 | 21374 | 17419 | 110236.2014 |  | 18373
2018-06-27 14:00 | 1971.0306 | 17703 | 26679 | 11471 | 16087 | 13348 | 87259.0306 |  | 14543
2018-06-27 15:00 | 1143.1793 | 13015 | 19285 | 9102 | 13946 | 11589 | 68080.1793 |  | 11347
2018-06-27 16:00 | 738.3279 | 10916 | 9651 | 5761 | 9815 | 8178 | 45059.3279 |  | 7510
2018-06-27 17:00 | 465.7109 | 6449 | 8417 | 4504 | 5358 | 4379 | 29572.7109 |  | 4929
2018-06-27 18:00 | 169.5034 | 1833 | 3316 | 1858 | 1249 | 992 | 9417.5034 |  | 1570
2018-06-27 19:00 | 46.0342 | 253 | 476 | 469 | 64 | 51 | 1359.0342 |  | 227
2018-06-27 20:00 | 0 | 0 | 0 | 0 | 0 | 0 | 0 |  | 0
2018-06-27 21:00 | 0 | 0 | 0 | 0 | 0 | 0 | 0 |  | 0
2018-06-27 22:00 | 0 | 0 | 0 | 0 | 0 | 0 | 0 |  | 0
2018-06-27 23:00 | 0 | 0 | 0 | 0 | 0 | 0 | 0 |  | 0
2018-06-28 | 0 | 0 | 0 | 0 | 0 | 0 | 0 |  | 0
2018-06-28 01:00 | 0 | 0 | 0 | 0 | 0 | 0 | 0 |  | 0
2018-06-28 02:00 | 0 | 0 | 0 | 0 | 0 | 0 | 0 |  | 0
2018-06-28 03:00 | 0 | 0 | 0 | 0 | 0 | 0 | 0 |  | 0
2018-06-28 04:00 | 0 | 0 | 0 | 0 | 0 | 0 | 0 |  | 0
2018-06-28 05:00 | 0 | 17 | 220 | 132 | 0 | 0 | 369 |  | 62
2018-06-28 06:00 | 0.020654 | 435 | 954 | 239 | 331 | 282 | 2241.0207 |  | 374
2018-06-28 07:00 | 0.78011 | 1203 | 2011 | 690 | 1075 | 884 | 5863.7801 |  | 977
2018-06-28 08:00 | 0.0042919 | 3028 | 594 | 1282 | 3275 | 2512 | 10691.0043 |  | 1782
2018-06-28 09:00 | 121.1967 | 5981 | 2866 | 1726 | 5722 | 3934 | 20350.1967 |  | 3392
2018-06-28 10:00 | 304.911 | 6713 | 2303 | 1896 | 6273 | 5110 | 22599.911 |  | 3767
2018-06-28 11:00 | 656.3495 | 12109 | 8837 | 4819 | 12377 | 10080 | 48878.3495 |  | 8146
2018-06-28 12:00 | 460.2826 | 14999 | 6208 | 5018 | 14956 | 11844 | 53485.2826 |  | 8914
2018-06-28 13:00 | 816.6058 | 8321 | 5920 | 2417 | 8827 | 6818 | 33119.6058 |  | 5520
2018-06-28 14:00 | 1213.347 | 11389 | 9522 | 3091 | 14563 | 12597 | 52375.347 |  | 8729
2018-06-28 15:00 | 1235.3776 | 11102 | 22487 | 3148 | 8918 | 7404 | 54294.3776 |  | 9049
2018-06-28 16:00 | 676.5108 | 6797 | 7375 | 1426 | 6267 | 5117 | 27658.5108 |  | 4610
2018-06-28 17:00 | 207.6234 | 2439 | 3388 | 136 | 5380 | 4455 | 16005.6234 |  | 2668
2018-06-28 18:00 | 258.9238 | 3014 | 2067 | 1348 | 5833 | 4680 | 17200.9238 |  | 2867
2018-06-28 19:00 | 112.9037 | 1520 | 1157 | 457 | 2022 | 1622 | 6890.9037 |  | 1148
2018-06-28 20:00 | 0 | 223 | 73 | 49 | 96 | 71 | 512 |  | 85
2018-06-28 21:00 | 0 | 0 | 0 | 0 | 0 | 0 | 0 |  | 0
2018-06-28 22:00 | 0 | 0 | 0 | 0 | 0 | 0 | 0 |  | 0
2018-06-28 23:00 | 0 | 0 | 0 | 0 | 0 | 0 | 0 |  | 0
2018-06-29 | 0 | 0 | 0 | 0 | 0 | 0 | 0 |  | 0
2018-06-29 01:00 | 0 | 0 | 0 | 0 | 0 | 0 | 0 |  | 0
2018-06-29 02:00 | 0 | 0 | 0 | 0 | 0 | 0 | 0 |  | 0
2018-06-29 03:00 | 0 | 0 | 0 | 0 | 0 | 0 | 0 |  | 0
2018-06-29 04:00 | 0 | 0 | 0 | 0 | 0 | 0 | 0 |  | 0
2018-06-29 05:00 | 0 | 730 | 295 | 0 | 297 | 342 | 1664 |  | 277
2018-06-29 06:00 | 0 | 8176 | 1467 | 2702 | 2802 | 1648 | 16795 |  | 2799
2018-06-29 07:00 | 123.4053 | 20190 | 6576 | 6412 | 12965 | 5365 | 51631.4053 |  | 8605
2018-06-29 08:00 | 1406.5177 | 29804 | 15988 | 11229 | 22282 | 14552 | 95261.5177 |  | 15877
2018-06-29 09:00 | 2931.6995 | 37192 | 25224 | 15493 | 28728 | 22186 | 131754.6995 |  | 21959
2018-06-29 10:00 | 4059.4126 | 41920 | 28429 | 18408 | 33982 | 26577 | 153375.4126 |  | 25563
2018-06-29 11:00 | 4148.325 | 41953 | 34220 | 20121 | 35795 | 27138 | 163375.325 |  | 27229
2018-06-29 12:00 | 4015.9417 | 31938 | 35838 | 20627 | 34835 | 25463 | 152716.9417 |  | 25453
2018-06-29 13:00 | 3705.9539 | 38320 | 37098 | 20196 | 32108 | 24634 | 156061.9539 |  | 26010
2018-06-29 14:00 | 3255.1602 | 27327 | 32220 | 16836 | 22968 | 17051 | 119657.1602 |  | 19943
2018-06-29 15:00 | 2295.7131 | 26292 | 33619 | 14204 | 23751 | 19264 | 119425.7131 |  | 19904
2018-06-29 16:00 | 1498.9255 | 17826 | 24994 | 10955 | 18861 | 17820 | 91954.9255 |  | 15326
2018-06-29 17:00 | 504.535 | 7015 | 22391 | 3589 | 11547 | 10925 | 55971.535 |  | 9329
2018-06-29 18:00 | 209.3012 | 2229 | 9145 | 4269 | 3791 | 3548 | 23191.3012 |  | 3865
2018-06-29 19:00 | 93.8266 | 1056 | 3342 | 1331 | 1315 | 1010 | 8147.8266 |  | 1358
2018-06-29 20:00 | 4.8161 | 3 | 108 | 60 | 74 | 54 | 303.8161 |  | 51
2018-06-29 21:00 | 0 | 0 | 0 | 0 | 0 | 0 | 0 |  | 0
2018-06-29 22:00 | 0 | 0 | 0 | 0 | 0 | 0 | 0 |  | 0
2018-06-29 23:00 | 0 | 0 | 0 | 0 | 0 | 0 | 0 |  | 0
2018-06-30 | 0 | 0 | 0 | 0 | 0 | 0 | 0 |  | 0
2018-06-30 01:00 | 0 | 0 | 0 | 0 | 0 | 0 | 0 |  | 0
2018-06-30 02:00 | 0 | 0 | 0 | 0 | 0 | 0 | 0 |  | 0
2018-06-30 03:00 | 0 | 0 | 0 | 0 | 0 | 0 | 0 |  | 0
2018-06-30 04:00 | 0 | 0 | 0 | 0 | 0 | 0 | 0 |  | 0
2018-06-30 05:00 | 0 | 340 | 460 | 48 | 283 | 230 | 1361 |  | 227
2018-06-30 06:00 | 192.9485 | 4257 | 2977 | 1677 | 4965 | 3257 | 17325.9485 |  | 2888
2018-06-30 07:00 | 452.4521 | 13534 | 6562 | 6179 | 12457 | 6619 | 45803.4521 |  | 7634
2018-06-30 08:00 | 1509.5878 | 29433 | 15912 | 10196 | 20252 | 13186 | 90488.5878 |  | 15081
2018-06-30 09:00 | 2952.164 | 28886 | 24535 | 13764 | 27525 | 21591 | 119253.164 |  | 19876
2018-06-30 10:00 | 3745.2952 | 35655 | 30955 | 19063 | 32658 | 26130 | 148206.2952 |  | 24701
2018-06-30 11:00 | 4154.376 | 45607 | 36019 | 19114 | 32126 | 25045 | 162065.376 |  | 27011
2018-06-30 12:00 | 4086.5127 | 36851 | 38608 | 19089 | 28544 | 23065 | 150243.5127 |  | 25041
2018-06-30 13:00 | 3518.4878 | 35925 | 37092 | 20670 | 30434 | 24969 | 152608.4878 |  | 25435
2018-06-30 14:00 | 2269.7156 | 33012 | 34826 | 11287 | 30876 | 26505 | 138775.7156 |  | 23129
2018-06-30 15:00 | 2418.6672 | 24297 | 26379 | 13452 | 25083 | 23078 | 114707.6672 |  | 19118
2018-06-30 16:00 | 1350.9617 | 16816 | 24918 | 11901 | 20215 | 19085 | 94285.9617 |  | 15714
2018-06-30 17:00 | 624.4818 | 7899 | 19928 | 7309 | 11944 | 11708 | 59412.4817 |  | 9902
2018-06-30 18:00 | 266.6131 | 3356 | 11042 | 4067 | 4335 | 4268 | 27334.6131 |  | 4556
2018-06-30 19:00 | 133.0692 | 1658 | 4240 | 1869 | 1255 | 1169 | 10324.0691 |  | 1721
2018-06-30 20:00 | 5.2446 | 79 | 216 | 71 | 98 | 87 | 556.2446 |  | 93
2018-06-30 21:00 | 0 | 0 | 0 | 0 | 0 | 0 | 0 |  | 0
2018-06-30 22:00 | 0 | 0 | 0 | 0 | 0 | 0 | 0 |  | 0
2018-06-30 23:00 | 0 | 0 | 0 | 0 | 0 | 0 | 0 |  | 0
2018-07-01 | 0 | 0 | 0 | 0 | 0 | 0 | 0 |  | 0
2018-07-01 01:00 | 0 | 0 | 0 | 0 | 0 | 0 | 0 |  | 0
2018-07-01 02:00 | 0 | 0 | 0 | 0 | 0 | 0 | 0 |  | 0
2018-07-01 03:00 | 0 | 0 | 0 | 0 | 0 | 0 | 0 |  | 0
2018-07-01 04:00 | 0 | 0 | 0 | 0 | 0 | 0 | 0 |  | 0
2018-07-01 05:00 | 0 | 93 | 190 | 48 | 60 | 45 | 436 |  | 73
2018-07-01 06:00 | 150.4684 | 2887 | 2678 | 1569 | 2905 | 2024 | 12213.4684 |  | 2036
2018-07-01 07:00 | 435.5027 | 15130 | 6002 | 5184 | 7520 | 4883 | 39154.5027 |  | 6526
2018-07-01 08:00 | 1198.5997 | 23328 | 10390 | 7892 | 13487 | 9765 | 66060.5997 |  | 11010
2018-07-01 09:00 | 2109.2478 | 28188 | 19800 | 11415 | 21693 | 17143 | 100348.2478 |  | 16725
2018-07-01 10:00 | 3283.1196 | 37596 | 27970 | 16529 | 31344 | 25227 | 141949.1196 |  | 23658
2018-07-01 11:00 | 3667.5935 | 33870 | 30800 | 18891 | 33975 | 26264 | 147467.5935 |  | 24578
2018-07-01 12:00 | 3936.9526 | 36540 | 33578 | 17388 | 26580 | 21765 | 139787.9526 |  | 23298
2018-07-01 13:00 | 3671.1943 | 25236 | 37522 | 13725 | 29767 | 22949 | 132870.1943 |  | 22145
2018-07-01 14:00 | 3130.866 | 28296 | 35974 | 15514 | 25281 | 23730 | 131925.866 |  | 21988
2018-07-01 15:00 | 2273.7812 | 18563 | 32327 | 15171 | 22833 | 19887 | 111054.7812 |  | 18509
2018-07-01 16:00 | 1232.918 | 18400 | 27130 | 11391 | 18910 | 17644 | 94707.918 |  | 15785
2018-07-01 17:00 | 639.9478 | 9650 | 20285 | 7509 | 11553 | 10860 | 60496.9478 |  | 10083
2018-07-01 18:00 | 311.5086 | 3684 | 10694 | 4065 | 4435 | 4228 | 27417.5086 |  | 4570
2018-07-01 19:00 | 158.6602 | 1809 | 3407 | 1594 | 1633 | 1457 | 10058.6602 |  | 1676
2018-07-01 20:00 | 15.961 | 108 | 222 | 94 | 121 | 102 | 662.961 |  | 110
2018-07-01 21:00 | 0 | 0 | 0 | 0 | 0 | 0 | 0 |  | 0
2018-07-01 22:00 | 0 | 0 | 0 | 0 | 0 | 0 | 0 |  | 0
2018-07-01 23:00 | 0 | 0 | 0 | 0 | 0 | 0 | 0 |  | 0
2018-07-02 | 0 | 0 | 0 | 0 | 0 | 0 | 0 |  | 0
2018-07-02 01:00 | 0 | 0 | 0 | 0 | 0 | 0 | 0 |  | 0
2018-07-02 02:00 | 0 | 0 | 0 | 0 | 0 | 0 | 0 |  | 0
2018-07-02 03:00 | 0 | 0 | 0 | 0 | 0 | 0 | 0 |  | 0
2018-07-02 04:00 | 0 | 0 | 0 | 0 | 0 | 0 | 0 |  | 0
2018-07-02 05:00 | 0 | 364 | 342 | 4 | 247 | 193 | 1150 |  | 192
2018-07-02 06:00 | 179.4119 | 3466 | 2678 | 1022 | 1732 | 1411 | 10488.4119 |  | 1748
2018-07-02 07:00 | 488.042 | 10246 | 5961 | 3657 | 6023 | 4598 | 30973.042 |  | 5162
2018-07-02 08:00 | 1512.5983 | 23374 | 14862 | 8227 | 12846 | 9911 | 70732.5983 |  | 11789
2018-07-02 09:00 | 2837.287 | 34502 | 23272 | 9701 | 20328 | 18072 | 108712.287 |  | 18119
2018-07-02 10:00 | 3902.1157 | 39170 | 30314 | 14759 | 32318 | 25458 | 145921.1157 |  | 24320
2018-07-02 11:00 | 4061.6199 | 41650 | 35059 | 18848 | 33629 | 26711 | 159958.6199 |  | 26660
2018-07-02 12:00 | 3979.3032 | 41215 | 37926 | 19552 | 21590 | 18571 | 142833.3032 |  | 23806
2018-07-02 13:00 | 3701.4739 | 36159 | 38782 | 19792 | 31955 | 25866 | 156255.4739 |  | 26043
2018-07-02 14:00 | 3187.7554 | 33078 | 37793 | 18418 | 32376 | 26035 | 150887.7554 |  | 25148
2018-07-02 15:00 | 2376.1335 | 25072 | 34409 | 15675 | 26837 | 24382 | 128751.1335 |  | 21459
2018-07-02 16:00 | 1444.8345 | 17498 | 29345 | 12008 | 18686 | 17712 | 96693.8345 |  | 16116
2018-07-02 17:00 | 545.3045 | 7434 | 21608 | 7365 | 8873 | 8479 | 54304.3045 |  | 9051
2018-07-02 18:00 | 249.3364 | 2806 | 12075 | 4107 | 3484 | 3038 | 25759.3364 |  | 4293
2018-07-02 19:00 | 100.1675 | 1356 | 3670 | 1703 | 1465 | 1265 | 9559.1675 |  | 1593
2018-07-02 20:00 | 5.1741 | 14 | 117 | 39 | 7 | 5 | 187.1741 |  | 31
2018-07-02 21:00 | 0 | 0 | 0 | 0 | 0 | 0 | 0 |  | 0
2018-07-02 22:00 | 0 | 0 | 0 | 0 | 0 | 0 | 0 |  | 0
2018-07-02 23:00 | 0 | 0 | 0 | 0 | 0 | 0 | 0 |  | 0
2018-07-03 | 0 | 0 | 0 | 0 | 0 | 0 | 0 |  | 0
2018-07-03 01:00 | 0 | 0 | 0 | 0 | 0 | 0 | 0 |  | 0
2018-07-03 02:00 | 0 | 0 | 0 | 0 | 0 | 0 | 0 |  | 0
2018-07-03 03:00 | 0 | 0 | 0 | 0 | 0 | 0 | 0 |  | 0
2018-07-03 04:00 | 0 | 0 | 0 | 0 | 0 | 0 | 0 |  | 0
2018-07-03 05:00 | 1.2839 | 325 | 354 | 29 | 103 | 82 | 894.2839 |  | 149
2018-07-03 06:00 | 88.4036 | 2627 | 1997 | 1726 | 2761 | 1760 | 10959.4036 |  | 1827
2018-07-03 07:00 | 269.4405 | 16042 | 6490 | 6858 | 11358 | 5190 | 46207.4405 |  | 7701
2018-07-03 08:00 | 1419.488 | 27415 | 15122 | 10185 | 19965 | 12858 | 86964.488 |  | 14494
2018-07-03 09:00 | 2788.9092 | 34367 | 23879 | 12699 | 24857 | 19202 | 117792.9092 |  | 19632
2018-07-03 10:00 | 3854.9731 | 37833 | 30409 | 15071 | 27097 | 21592 | 135856.9731 |  | 22643
2018-07-03 11:00 | 3885.444 | 40382 | 34170 | 18928 | 34462 | 26667 | 158494.444 |  | 26416
2018-07-03 12:00 | 3862.8157 | 25954 | 36654 | 16537 | 25929 | 21371 | 130307.8157 |  | 21718
2018-07-03 13:00 | 3654.7498 | 30326 | 37367 | 16633 | 19479 | 15014 | 122473.7498 |  | 20412
2018-07-03 14:00 | 3192.0142 | 30612 | 35945 | 7499 | 27652 | 22209 | 127109.0142 |  | 21185
2018-07-03 15:00 | 1310.4396 | 25474 | 19563 | 14729 | 20606 | 18895 | 100577.4396 |  | 16763
2018-07-03 16:00 | 1268.4832 | 16979 | 22033 | 7777 | 20311 | 19158 | 87526.4832 |  | 14588
2018-07-03 17:00 | 715.693 | 6882 | 17308 | 6419 | 9951 | 9807 | 51082.6931 |  | 8514
2018-07-03 18:00 | 281.7311 | 2905 | 9763 | 3814 | 3841 | 3864 | 24468.7311 |  | 4078
2018-07-03 19:00 | 118.1905 | 1748 | 3735 | 1748 | 877 | 835 | 9061.1905 |  | 1510
2018-07-03 20:00 | 8.3104 | 79 | 162 | 66 | 55 | 58 | 428.3104 |  | 71
2018-07-03 21:00 | 0 | 0 | 0 | 0 | 0 | 0 | 0 |  | 0
2018-07-03 22:00 | 0 | 0 | 0 | 0 | 0 | 0 | 0 |  | 0
2018-07-03 23:00 | 0 | 0 | 0 | 0 | 0 | 0 | 0 |  | 0
2018-07-04 | 0 | 0 | 0 | 0 | 0 | 0 | 0 |  | 0
2018-07-04 01:00 | 0 | 0 | 0 | 0 | 0 | 0 | 0 |  | 0
2018-07-04 02:00 | 0 | 0 | 0 | 0 | 0 | 0 | 0 |  | 0
2018-07-04 03:00 | 0 | 0 | 0 | 0 | 0 | 0 | 0 |  | 0
2018-07-04 04:00 | 0 | 0 | 0 | 0 | 0 | 0 | 0 |  | 0
2018-07-04 05:00 | 0 | 542 | 296 | 2 | 194 | 202 | 1236 |  | 206
2018-07-04 06:00 | 19.9063 | 7499 | 1716 | 2643 | 2396 | 1181 | 15454.9063 |  | 2576
2018-07-04 07:00 | 209.1861 | 19485 | 6444 | 6793 | 12635 | 4909 | 50475.1861 |  | 8413
2018-07-04 08:00 | 1400.1539 | 29268 | 15455 | 10788 | 21102 | 13420 | 91433.1539 |  | 15239
2018-07-04 09:00 | 2855.866 | 35723 | 24332 | 14803 | 27694 | 21244 | 126651.866 |  | 21109
2018-07-04 10:00 | 4132.0454 | 40074 | 31110 | 17717 | 32563 | 25897 | 151493.0454 |  | 25249
2018-07-04 11:00 | 4212.1313 | 42110 | 35279 | 19467 | 35689 | 27156 | 163913.1313 |  | 27319
2018-07-04 12:00 | 4089.6672 | 41487 | 37816 | 20054 | 35675 | 27583 | 166704.6672 |  | 27784
2018-07-04 13:00 | 3770.3633 | 38875 | 38982 | 19671 | 33919 | 27407 | 162624.3633 |  | 27104
2018-07-04 14:00 | 3268.9563 | 33677 | 38041 | 18145 | 31718 | 26838 | 151687.9563 |  | 25281
2018-07-04 15:00 | 2475.3735 | 21642 | 34774 | 15757 | 27303 | 24807 | 126758.3735 |  | 21126
2018-07-04 16:00 | 1494.5863 | 17352 | 30054 | 12102 | 20530 | 19166 | 100698.5863 |  | 16783
2018-07-04 17:00 | 468.3583 | 6640 | 23166 | 7616 | 11444 | 11380 | 60714.3583 |  | 10119
2018-07-04 18:00 | 167.8417 | 1971 | 14141 | 4141 | 3456 | 3481 | 27357.8417 |  | 4560
2018-07-04 19:00 | 73.4901 | 1068 | 4361 | 1697 | 803 | 734 | 8736.4901 |  | 1456
2018-07-04 20:00 | 0.70008 | 41 | 99 | 43 | 52 | 51 | 286.7001 |  | 48
2018-07-04 21:00 | 0 | 0 | 0 | 0 | 0 | 0 | 0 |  | 0
2018-07-04 22:00 | 0 | 0 | 0 | 0 | 0 | 0 | 0 |  | 0
2018-07-04 23:00 | 0 | 0 | 0 | 0 | 0 | 0 | 0 |  | 0
2018-07-05 | 0 | 0 | 0 | 0 | 0 | 0 | 0 |  | 0
2018-07-05 01:00 | 0 | 0 | 0 | 0 | 0 | 0 | 0 |  | 0
2018-07-05 02:00 | 0 | 0 | 0 | 0 | 0 | 0 | 0 |  | 0
2018-07-05 03:00 | 0 | 0 | 0 | 0 | 0 | 0 | 0 |  | 0
2018-07-05 04:00 | 0 | 0 | 0 | 0 | 0 | 0 | 0 |  | 0
2018-07-05 05:00 | 0 | 532 | 380 | 0 | 259 | 215 | 1386 |  | 231
2018-07-05 06:00 | 123.2915 | 6725 | 2568 | 2142 | 2770 | 1617 | 15945.2915 |  | 2658
2018-07-05 07:00 | 281.8649 | 16440 | 6536 | 6467 | 11830 | 5142 | 46696.8649 |  | 7783
2018-07-05 08:00 | 1425.2904 | 27959 | 14958 | 9127 | 19504 | 12523 | 85496.2904 |  | 14249
2018-07-05 09:00 | 2869.788 | 34331 | 21450 | 14442 | 26732 | 20204 | 120028.788 |  | 20005
2018-07-05 10:00 | 3906.817 | 39805 | 22797 | 16355 | 31646 | 24964 | 139473.817 |  | 23246
2018-07-05 11:00 | 3831.9983 | 40047 | 34144 | 18903 | 34357 | 26078 | 157360.9983 |  | 26227
2018-07-05 12:00 | 3396.0427 | 39609 | 35070 | 18745 | 34766 | 26973 | 158559.0427 |  | 26427
2018-07-05 13:00 | 3543.59 | 39382 | 34009 | 17498 | 24606 | 18829 | 137867.59 |  | 22978
2018-07-05 14:00 | 2885.1265 | 24079 | 35186 | 15686 | 27096 | 22041 | 126973.1265 |  | 21162
2018-07-05 15:00 | 2178.3213 | 26198 | 31662 | 13100 | 23116 | 21903 | 118157.3213 |  | 19693
2018-07-05 16:00 | 1437.6366 | 18490 | 26329 | 2545 | 14254 | 13267 | 76322.6366 |  | 12720
2018-07-05 17:00 | 520.4357 | 7401 | 20856 | 4674 | 10761 | 10331 | 54543.4357 |  | 9091
2018-07-05 18:00 | 221.6833 | 2621 | 11877 | 4685 | 4623 | 4214 | 28241.6833 |  | 4707
2018-07-05 19:00 | 80.7323 | 1127 | 3342 | 1481 | 1136 | 1021 | 8187.7323 |  | 1365
2018-07-05 20:00 | 0.016094 | 31 | 78 | 35 | 84 | 72 | 300.0161 |  | 50
2018-07-05 21:00 | 0 | 0 | 0 | 0 | 0 | 0 | 0 |  | 0
2018-07-05 22:00 | 0 | 0 | 0 | 0 | 0 | 0 | 0 |  | 0
2018-07-05 23:00 | 0 | 0 | 0 | 0 | 0 | 0 | 0 |  | 0
2018-07-06 | 0 | 0 | 0 | 0 | 0 | 0 | 0 |  | 0
2018-07-06 01:00 | 0 | 0 | 0 | 0 | 0 | 0 | 0 |  | 0
2018-07-06 02:00 | 0 | 0 | 0 | 0 | 0 | 0 | 0 |  | 0
2018-07-06 03:00 | 0 | 0 | 0 | 0 | 0 | 0 | 0 |  | 0
2018-07-06 04:00 | 0 | 0 | 0 | 0 | 0 | 0 | 0 |  | 0
2018-07-06 05:00 | 0.0042631 | 376 | 319 | 1 | 109 | 88 | 893.0043 |  | 149
2018-07-06 06:00 | 253.9415 | 1282 | 2576 | 740 | 960 | 814 | 6625.9415 |  | 1104
2018-07-06 07:00 | 337.8184 | 1427 | 7777 | 1690 | 2654 | 2164 | 16049.8184 |  | 2675
2018-07-06 08:00 | 171.7557 | 13784 | 6211 | 3209 | 6401 | 5418 | 35194.7557 |  | 5866
2018-07-06 09:00 | 802.5693 | 15182 | 4341 | 8418 | 7085 | 5655 | 41483.5693 |  | 6914
2018-07-06 10:00 | 764.1389 | 8262 | 12641 | 5648 | 8125 | 6842 | 42282.1389 |  | 7047
2018-07-06 11:00 | 393.7366 | 17271 | 10115 | 5121 | 23053 | 18523 | 74476.7366 |  | 12413
2018-07-06 12:00 | 880.6376 | 39942 | 7382 | 14388 | 26515 | 21729 | 110836.6376 |  | 18473
2018-07-06 13:00 | 2451.124 | 23553 | 19924 | 20201 | 25491 | 20441 | 112061.124 |  | 18677
2018-07-06 14:00 | 1015.1404 | 35124 | 21807 | 18920 | 27482 | 23612 | 127960.1404 |  | 21327
2018-07-06 15:00 | 1872.0667 | 22917 | 23311 | 13894 | 18744 | 16605 | 97343.0667 |  | 16224
2018-07-06 16:00 | 1396.4546 | 17786 | 27116 | 10377 | 20253 | 18808 | 95736.4546 |  | 15956
2018-07-06 17:00 | 691.2064 | 8840 | 20519 | 8227 | 10229 | 9989 | 58495.2064 |  | 9749
2018-07-06 18:00 | 273.3674 | 3227 | 15112 | 3336 | 5317 | 4679 | 31944.3674 |  | 5324
2018-07-06 19:00 | 175.5476 | 2760 | 3638 | 2266 | 1428 | 1343 | 11610.5476 |  | 1935
2018-07-06 20:00 | 9.449 | 142 | 197 | 142 | 107 | 112 | 709.449 |  | 118
2018-07-06 21:00 | 0 | 0 | 0 | 0 | 0 | 0 | 0 |  | 0
2018-07-06 22:00 | 0 | 0 | 0 | 0 | 0 | 0 | 0 |  | 0
2018-07-06 23:00 | 0 | 0 | 0 | 0 | 0 | 0 | 0 |  | 0
2018-07-07 | 0 | 0 | 0 | 0 | 0 | 0 | 0 |  | 0
2018-07-07 01:00 | 0 | 0 | 0 | 0 | 0 | 0 | 0 |  | 0
2018-07-07 02:00 | 0 | 0 | 0 | 0 | 0 | 0 | 0 |  | 0
2018-07-07 03:00 | 0 | 0 | 0 | 0 | 0 | 0 | 0 |  | 0
2018-07-07 04:00 | 0 | 0 | 0 | 0 | 0 | 0 | 0 |  | 0
2018-07-07 05:00 | 0 | 553 | 254 | 0 | 169 | 187 | 1163 |  | 194
2018-07-07 06:00 | 0 | 8212 | 1532 | 2744 | 2349 | 1124 | 15961 |  | 2660
2018-07-07 07:00 | 122.4388 | 20364 | 6691 | 7382 | 13602 | 5185 | 53346.4388 |  | 8891
2018-07-07 08:00 | 1469.528 | 31677 | 16579 | 11595 | 22728 | 14403 | 98451.528 |  | 16409
2018-07-07 09:00 | 3085.396 | 39023 | 25920 | 16050 | 29978 | 22968 | 137024.396 |  | 22837
2018-07-07 10:00 | 4475.7534 | 43641 | 33443 | 19252 | 35456 | 27050 | 163317.7534 |  | 27220
2018-07-07 11:00 | 4550.3276 | 45575 | 38021 | 21184 | 37063 | 28229 | 174622.3276 |  | 29104
2018-07-07 12:00 | 4419.4463 | 45511 | 40741 | 21893 | 37060 | 28605 | 178229.4463 |  | 29705
2018-07-07 13:00 | 4094.427 | 42231 | 41327 | 21493 | 35731 | 28418 | 173294.427 |  | 28882
2018-07-07 14:00 | 3510.6382 | 36547 | 40056 | 19801 | 31679 | 25452 | 157045.6382 |  | 26174
2018-07-07 15:00 | 2658.2087 | 15415 | 37020 | 17054 | 28583 | 24845 | 125575.2087 |  | 20929
2018-07-07 16:00 | 1596.5563 | 18948 | 31811 | 13135 | 21552 | 20816 | 107858.5563 |  | 17976
2018-07-07 17:00 | 483.1464 | 6647 | 23523 | 7889 | 11336 | 11652 | 61530.1464 |  | 10255
2018-07-07 18:00 | 230.0642 | 3131 | 11974 | 4342 | 3920 | 4004 | 27601.0642 |  | 4600
2018-07-07 19:00 | 81.7985 | 1423 | 3826 | 1946 | 748 | 699 | 8723.7985 |  | 1454
2018-07-07 20:00 | 2.2974 | 48 | 109 | 43 | 47 | 48 | 297.2974 |  | 50
2018-07-07 21:00 | 0 | 0 | 0 | 0 | 0 | 0 | 0 |  | 0
2018-07-07 22:00 | 0 | 0 | 0 | 0 | 0 | 0 | 0 |  | 0
2018-07-07 23:00 | 0 | 0 | 0 | 0 | 0 | 0 | 0 |  | 0
2018-07-08 | 0 | 0 | 0 | 0 | 0 | 0 | 0 |  | 0
2018-07-08 01:00 | 0 | 0 | 0 | 0 | 0 | 0 | 0 |  | 0
2018-07-08 02:00 | 0 | 0 | 0 | 0 | 0 | 0 | 0 |  | 0
2018-07-08 03:00 | 0 | 0 | 0 | 0 | 0 | 0 | 0 |  | 0
2018-07-08 04:00 | 0 | 0 | 0 | 0 | 0 | 0 | 0 |  | 0
2018-07-08 05:00 | 0 | 484 | 255 | 0 | 156 | 187 | 1082 |  | 180
2018-07-08 06:00 | 0 | 7663 | 1610 | 2642 | 2270 | 1125 | 15310 |  | 2552
2018-07-08 07:00 | 128.1072 | 20516 | 6517 | 7182 | 12907 | 5040 | 52290.1072 |  | 8715
2018-07-08 08:00 | 1479.9276 | 30892 | 16075 | 11207 | 22004 | 14004 | 95661.9276 |  | 15944
2018-07-08 09:00 | 3038.7256 | 37851 | 24982 | 15341 | 29077 | 22339 | 132628.7256 |  | 22105
2018-07-08 10:00 | 4327.01 | 42030 | 32320 | 17990 | 33982 | 26625 | 157274.01 |  | 26212
2018-07-08 11:00 | 4401.7744 | 43702 | 37142 | 20902 | 36507 | 27651 | 170305.7744 |  | 28384
2018-07-08 12:00 | 4268.2886 | 43068 | 39439 | 20904 | 36795 | 27044 | 171518.2886 |  | 28586
2018-07-08 13:00 | 3940.5808 | 40214 | 39797 | 19826 | 35747 | 27738 | 167262.5808 |  | 27877
2018-07-08 14:00 | 3371.226 | 34930 | 38920 | 19634 | 32932 | 27271 | 157058.226 |  | 26176
2018-07-08 15:00 | 2506.4648 | 27649 | 36418 | 15658 | 28066 | 25489 | 135786.4648 |  | 22631
2018-07-08 16:00 | 1485.6804 | 18115 | 30298 | 12367 | 21197 | 19834 | 103296.6804 |  | 17216
2018-07-08 17:00 | 513.8573 | 7075 | 23665 | 7871 | 11833 | 11947 | 62904.8573 |  | 10484
2018-07-08 18:00 | 186.7358 | 2193 | 14414 | 4316 | 3623 | 3650 | 28382.7358 |  | 4730
2018-07-08 19:00 | 73.9246 | 904 | 4018 | 1494 | 782 | 695 | 7966.9246 |  | 1328
2018-07-08 20:00 | 0 | 31 | 59 | 36 | 150 | 113 | 389 |  | 65
2018-07-08 21:00 | 0 | 0 | 0 | 0 | 0 | 0 | 0 |  | 0
2018-07-08 22:00 | 0 | 0 | 0 | 0 | 0 | 0 | 0 |  | 0
2018-07-08 23:00 | 0 | 0 | 0 | 0 | 0 | 0 | 0 |  | 0
2018-07-09 | 0 | 0 | 0 | 0 | 0 | 0 | 0 |  | 0
2018-07-09 01:00 | 0 | 0 | 0 | 0 | 0 | 0 | 0 |  | 0
2018-07-09 02:00 | 0 | 0 | 0 | 0 | 0 | 0 | 0 |  | 0
2018-07-09 03:00 | 0 | 0 | 0 | 0 | 0 | 0 | 0 |  | 0
2018-07-09 04:00 | 0 | 0 | 0 | 0 | 0 | 0 | 0 |  | 0
2018-07-09 05:00 | 0 | 283 | 173 | 0 | 118 | 106 | 680 |  | 113
2018-07-09 06:00 | 20.6302 | 7067 | 1732 | 2209 | 2400 | 1307 | 14735.6302 |  | 2456
2018-07-09 07:00 | 220.2541 | 19474 | 6126 | 6759 | 12462 | 5044 | 50085.2541 |  | 8348
2018-07-09 08:00 | 1439.4845 | 29851 | 15545 | 10868 | 21337 | 13428 | 92468.4845 |  | 15411
2018-07-09 09:00 | 2963.186 | 36869 | 24662 | 15079 | 28465 | 21953 | 129991.186 |  | 21665
2018-07-09 10:00 | 4246.321 | 41133 | 31764 | 18197 | 33519 | 26478 | 155337.321 |  | 25890
2018-07-09 11:00 | 4305.899 | 42846 | 36478 | 19967 | 36227 | 27464 | 167287.899 |  | 27881
2018-07-09 12:00 | 4186.7324 | 42618 | 39015 | 20655 | 36583 | 27761 | 170818.7324 |  | 28470
2018-07-09 13:00 | 3871.4097 | 39973 | 39580 | 20424 | 35537 | 27572 | 166957.4097 |  | 27826
2018-07-09 14:00 | 3343.0942 | 34755 | 38572 | 18926 | 32823 | 27045 | 155464.0942 |  | 25911
2018-07-09 15:00 | 2522.136 | 27259 | 35450 | 16174 | 27807 | 25312 | 134524.136 |  | 22421
2018-07-09 16:00 | 1512.6897 | 17755 | 30306 | 12356 | 21102 | 19807 | 102838.6897 |  | 17140
2018-07-09 17:00 | 476.7693 | 6791 | 23223 | 7762 | 11637 | 11778 | 61667.7693 |  | 10278
2018-07-09 18:00 | 174.8043 | 1967 | 13993 | 4270 | 3445 | 3532 | 27381.8043 |  | 4564
2018-07-09 19:00 | 77.2138 | 1027 | 4056 | 1448 | 771 | 708 | 8087.2138 |  | 1348
2018-07-09 20:00 | 0.80871 | 38 | 86 | 33 | 49 | 49 | 255.8087 |  | 43
2018-07-09 21:00 | 0 | 0 | 0 | 0 | 0 | 0 | 0 |  | 0
2018-07-09 22:00 | 0 | 0 | 0 | 0 | 0 | 0 | 0 |  | 0
2018-07-09 23:00 | 0 | 0 | 0 | 0 | 0 | 0 | 0 |  | 0
2018-07-10 | 0 | 0 | 0 | 0 | 0 | 0 | 0 |  | 0
2018-07-10 01:00 | 0 | 0 | 0 | 0 | 0 | 0 | 0 |  | 0
2018-07-10 02:00 | 0 | 0 | 0 | 0 | 0 | 0 | 0 |  | 0
2018-07-10 03:00 | 0 | 0 | 0 | 0 | 0 | 0 | 0 |  | 0
2018-07-10 04:00 | 0 | 0 | 0 | 0 | 0 | 0 | 0 |  | 0
2018-07-10 05:00 | 0 | 468 | 156 | 0 | 180 | 138 | 942 |  | 157
2018-07-10 06:00 | 20.5801 | 6637 | 1660 | 2025 | 2321 | 1239 | 13902.5801 |  | 2317
2018-07-10 07:00 | 215.1775 | 18856 | 6161 | 6350 | 12329 | 5034 | 48945.1775 |  | 8158
2018-07-10 08:00 | 1428.4945 | 28896 | 15271 | 11376 | 20575 | 14133 | 91679.4945 |  | 15280
2018-07-10 09:00 | 2949.6694 | 35397 | 23997 | 14801 | 22768 | 17008 | 116920.6694 |  | 19487
2018-07-10 10:00 | 4166.161 | 40188 | 31190 | 16292 | 30978 | 24076 | 146890.161 |  | 24482
2018-07-10 11:00 | 4216.488 | 42169 | 35056 | 20529 | 35948 | 27445 | 165363.488 |  | 27561
2018-07-10 12:00 | 4098.1494 | 42858 | 37591 | 19625 | 30727 | 24828 | 159727.1494 |  | 26621
2018-07-10 13:00 | 3578.8293 | 30862 | 39002 | 20867 | 26240 | 20889 | 141438.8293 |  | 23573
2018-07-10 14:00 | 3361.8777 | 33495 | 37383 | 15521 | 24094 | 19491 | 133345.8777 |  | 22224
2018-07-10 15:00 | 2441.8604 | 25332 | 32147 | 13992 | 25754 | 22429 | 122095.8604 |  | 20349
2018-07-10 16:00 | 1412.3734 | 11725 | 29798 | 12779 | 9360 | 8016 | 73090.3734 |  | 12182
2018-07-10 17:00 | 494.2733 | 5942 | 21117 | 3440 | 0 | 0 | 30993.2732 |  | 5166
2018-07-10 18:00 | 407.5822 | 964 | 8251 | 469 | 0 | 0 | 10091.5822 |  | 1682
2018-07-10 19:00 | 68.835 | 512 | 416 | 140 | 0 | 0 | 1136.835 |  | 189
2018-07-10 20:00 | 0.076445 | 188 | 20 | 0 | 0 | 0 | 208.0764 |  | 35
2018-07-10 21:00 | 0 | 0 | 0 | 0 | 0 | 0 | 0 |  | 0
2018-07-10 22:00 | 0 | 0 | 0 | 0 | 0 | 0 | 0 |  | 0
2018-07-10 23:00 | 0 | 0 | 0 | 0 | 0 | 0 | 0 |  | 0
2018-07-11 | 0 | 0 | 0 | 0 | 0 | 0 | 0 |  | 0
2018-07-11 01:00 | 0 | 0 | 0 | 0 | 0 | 0 | 0 |  | 0
2018-07-11 02:00 | 0 | 0 | 0 | 0 | 0 | 0 | 0 |  | 0
2018-07-11 03:00 | 0 | 0 | 0 | 0 | 0 | 0 | 0 |  | 0
2018-07-11 04:00 | 0 | 0 | 0 | 0 | 0 | 0 | 0 |  | 0
2018-07-11 05:00 | 0 | 350 | 253 | 7 | 217 | 116 | 943 |  | 157
2018-07-11 06:00 | 111.7138 | 5291 | 2284 | 1365 | 2415 | 1449 | 12915.7138 |  | 2153
2018-07-11 07:00 | 396.3054 | 12994 | 6576 | 4443 | 7945 | 4659 | 37013.3054 |  | 6169
2018-07-11 08:00 | 1417.4095 | 26855 | 13115 | 9335 | 16226 | 11116 | 78064.4095 |  | 13011
2018-07-11 09:00 | 2372.9353 | 36237 | 22148 | 15951 | 15511 | 12363 | 104582.9353 |  | 17430
2018-07-11 10:00 | 3079.1145 | 42891 | 30057 | 18088 | 30052 | 22864 | 147031.1145 |  | 24505
2018-07-11 11:00 | 4040.2263 | 31735 | 36235 | 18861 | 21006 | 18807 | 130684.2263 |  | 21781
2018-07-11 12:00 | 4173.3257 | 37525 | 39600 | 21632 | 24293 | 20466 | 147689.3257 |  | 24615
2018-07-11 13:00 | 3442.969 | 38121 | 40326 | 19491 | 25168 | 19941 | 146489.969 |  | 24415
2018-07-11 14:00 | 3399.5913 | 25462 | 38949 | 13671 | 22406 | 17924 | 121811.5913 |  | 20302
2018-07-11 15:00 | 2567.1663 | 20969 | 35525 | 10183 | 21620 | 18706 | 109570.1663 |  | 18262
2018-07-11 16:00 | 1554.8392 | 16892 | 30777 | 12874 | 22646 | 21986 | 106729.8392 |  | 17788
2018-07-11 17:00 | 537.7485 | 7779 | 22931 | 8395 | 12137 | 13161 | 64940.7485 |  | 10823
2018-07-11 18:00 | 198.4721 | 2045 | 14088 | 3535 | 3616 | 4253 | 27735.4721 |  | 4623
2018-07-11 19:00 | 82.5328 | 1051 | 3893 | 1477 | 877 | 896 | 8276.5328 |  | 1379
2018-07-11 20:00 | 0.88314 | 39 | 86 | 33 | 48 | 80 | 286.8831 |  | 48
2018-07-11 21:00 | 0 | 0 | 0 | 0 | 0 | 0 | 0 |  | 0
2018-07-11 22:00 | 0 | 0 | 0 | 0 | 0 | 0 | 0 |  | 0
2018-07-11 23:00 | 0 | 0 | 0 | 0 | 0 | 0 | 0 |  | 0
2018-07-12 | 0 | 0 | 0 | 0 | 0 | 0 | 0 |  | 0
2018-07-12 01:00 | 0 | 0 | 0 | 0 | 0 | 0 | 0 |  | 0
2018-07-12 02:00 | 0 | 0 | 0 | 0 | 0 | 0 | 0 |  | 0
2018-07-12 03:00 | 0 | 0 | 0 | 0 | 0 | 0 | 0 |  | 0
2018-07-12 04:00 | 0 | 0 | 0 | 0 | 0 | 0 | 0 |  | 0
2018-07-12 05:00 | 0 | 443 | 212 | 0 | 175 | 124 | 954 |  | 159
2018-07-12 06:00 | 0 | 7445 | 1410 | 2466 | 2211 | 1080 | 14612 |  | 2435
2018-07-12 07:00 | 137.6742 | 20022 | 6188 | 6990 | 12660 | 4420 | 50417.6742 |  | 8403
2018-07-12 08:00 | 1328.866 | 30449 | 15678 | 11077 | 21675 | 13118 | 93325.866 |  | 15554
2018-07-12 09:00 | 2907.139 | 37659 | 24781 | 15354 | 28708 | 21645 | 131054.139 |  | 21842
2018-07-12 10:00 | 4332.5566 | 41888 | 32291 | 18471 | 34134 | 26453 | 157569.5566 |  | 26262
2018-07-12 11:00 | 4428.5293 | 43973 | 37303 | 19607 | 36226 | 27967 | 169504.5293 |  | 28251
2018-07-12 12:00 | 4355.449 | 34991 | 40439 | 17326 | 24106 | 21313 | 142530.449 |  | 23755
2018-07-12 13:00 | 3925.7463 | 31457 | 41016 | 11444 | 20932 | 17193 | 125967.7463 |  | 20995
2018-07-12 14:00 | 2859.8252 | 29300 | 39806 | 17550 | 30434 | 23713 | 143662.8252 |  | 23944
2018-07-12 15:00 | 2646.1765 | 27489 | 37114 | 9548 | 18414 | 17448 | 112659.1765 |  | 18777
2018-07-12 16:00 | 1296.1464 | 15588 | 31150 | 8649 | 12063 | 10370 | 79116.1464 |  | 13186
2018-07-12 17:00 | 514.65 | 8216 | 19461 | 5953 | 6616 | 5969 | 46729.65 |  | 7788
2018-07-12 18:00 | 381.3454 | 3981 | 13913 | 2969 | 3116 | 3448 | 27808.3454 |  | 4635
2018-07-12 19:00 | 105.5609 | 1245 | 3809 | 1620 | 1011 | 1035 | 8825.5609 |  | 1471
2018-07-12 20:00 | 3.4722 | 44 | 101 | 28 | 49 | 73 | 298.4722 |  | 50
2018-07-12 21:00 | 0 | 0 | 0 | 0 | 0 | 0 | 0 |  | 0
2018-07-12 22:00 | 0 | 0 | 0 | 0 | 0 | 0 | 0 |  | 0
2018-07-12 23:00 | 0 | 0 | 0 | 0 | 0 | 0 | 0 |  | 0
2018-07-13 | 0 | 0 | 0 | 0 | 0 | 0 | 0 |  | 0
2018-07-13 01:00 | 0 | 0 | 0 | 0 | 0 | 0 | 0 |  | 0
2018-07-13 02:00 | 0 | 0 | 0 | 0 | 0 | 0 | 0 |  | 0
2018-07-13 03:00 | 0 | 0 | 0 | 0 | 0 | 0 | 0 |  | 0
2018-07-13 04:00 | 0 | 0 | 0 | 0 | 0 | 0 | 0 |  | 0
2018-07-13 05:00 | 0.004092 | 402 | 631 | 0 | 182 | 165 | 1380.0041 |  | 230
2018-07-13 06:00 | 118.8696 | 6921 | 1970 | 2333 | 2246 | 1262 | 14850.8696 |  | 2475
2018-07-13 07:00 | 223.1621 | 18908 | 7018 | 6330 | 11994 | 4986 | 49459.1621 |  | 8243
2018-07-13 08:00 | 1391.0352 | 29306 | 16311 | 10212 | 20601 | 13417 | 91238.0352 |  | 15206
2018-07-13 09:00 | 2916.9875 | 36124 | 20313 | 11609 | 27634 | 21425 | 120021.9875 |  | 20004
2018-07-13 10:00 | 4164.0093 | 41128 | 29100 | 18325 | 33284 | 26438 | 152439.0093 |  | 25407
2018-07-13 11:00 | 4274.372 | 43161 | 36924 | 20547 | 35640 | 27338 | 167884.372 |  | 27981
2018-07-13 12:00 | 3502.2192 | 42845 | 39640 | 14387 | 36735 | 28040 | 165149.2192 |  | 27525
2018-07-13 13:00 | 3032.2869 | 39120 | 40339 | 20089 | 35748 | 28005 | 166333.2869 |  | 27722
2018-07-13 14:00 | 2677.0706 | 33646 | 39096 | 18940 | 32865 | 27544 | 154768.0706 |  | 25795
2018-07-13 15:00 | 1017.8372 | 20556 | 36042 | 13064 | 28353 | 25855 | 124887.8372 |  | 20815
2018-07-13 16:00 | 1374.356 | 19123 | 30706 | 8891 | 13774 | 12358 | 86226.356 |  | 14371
2018-07-13 17:00 | 527.9937 | 5390 | 22951 | 6251 | 12020 | 11761 | 58900.9937 |  | 9817
2018-07-13 18:00 | 299.2492 | 2939 | 13482 | 2660 | 4547 | 4430 | 28357.2492 |  | 4726
2018-07-13 19:00 | 185.2029 | 1116 | 2109 | 802 | 967 | 906 | 6085.2028 |  | 1014
2018-07-13 20:00 | 0.01207 | 17 | 5 | 5 | 29 | 24 | 80.0121 |  | 13
2018-07-13 21:00 | 0 | 0 | 0 | 0 | 0 | 0 | 0 |  | 0
2018-07-13 22:00 | 0 | 0 | 0 | 0 | 0 | 0 | 0 |  | 0
2018-07-13 23:00 | 0 | 0 | 0 | 0 | 0 | 0 | 0 |  | 0
2018-07-14 | 0 | 0 | 0 | 0 | 0 | 0 | 0 |  | 0
2018-07-14 01:00 | 0 | 0 | 0 | 0 | 0 | 0 | 0 |  | 0
2018-07-14 02:00 | 0 | 0 | 0 | 0 | 0 | 0 | 0 |  | 0
2018-07-14 03:00 | 0 | 0 | 0 | 0 | 0 | 0 | 0 |  | 0
2018-07-14 04:00 | 0 | 0 | 0 | 0 | 0 | 0 | 0 |  | 0
2018-07-14 05:00 | 0 | 345 | 234 | 70 | 34 | 24 | 707 |  | 118
2018-07-14 06:00 | 219.5661 | 2991 | 2573 | 1313 | 1061 | 874 | 9031.5662 |  | 1505
2018-07-14 07:00 | 578.1595 | 3937 | 5900 | 2760 | 2893 | 2342 | 18410.1595 |  | 3068
2018-07-14 08:00 | 1346.5721 | 5416 | 16672 | 4435 | 5637 | 4627 | 38133.5721 |  | 6356
2018-07-14 09:00 | 1367.2734 | 10213 | 18915 | 10200 | 9332 | 7709 | 57736.2734 |  | 9623
2018-07-14 10:00 | 2593.6616 | 9155 | 24500 | 12500 | 11448 | 9999 | 70195.6616 |  | 11699
2018-07-14 11:00 | 2445.3652 | 13986 | 27690 | 13519 | 11899 | 10124 | 79663.3652 |  | 13277
2018-07-14 12:00 | 2849.8792 | 14101 | 30855 | 11606 | 16121 | 14501 | 90033.8792 |  | 15006
2018-07-14 13:00 | 1981.8789 | 19925 | 32393 | 12803 | 17420 | 14376 | 98898.8789 |  | 16483
2018-07-14 14:00 | 1554.0898 | 11559 | 20715 | 7714 | 17454 | 14743 | 73739.0898 |  | 12290
2018-07-14 15:00 | 1073.4572 | 18811 | 14854 | 7187 | 8819 | 7559 | 58303.4572 |  | 9717
2018-07-14 16:00 | 1112.3778 | 5206 | 10953 | 7617 | 3856 | 3184 | 31928.3778 |  | 5321
2018-07-14 17:00 | 739.6929 | 4997 | 11553 | 3942 | 4539 | 3882 | 29652.6929 |  | 4942
2018-07-14 18:00 | 236.9704 | 5450 | 2385 | 1121 | 5089 | 4267 | 18548.9704 |  | 3091
2018-07-14 19:00 | 160.6579 | 1422 | 1237 | 413 | 1326 | 1063 | 5621.6579 |  | 937
2018-07-14 20:00 | 0 | 0 | 71 | 0 | 8 | 8 | 87 |  | 15
2018-07-14 21:00 | 0 | 0 | 0 | 0 | 0 | 0 | 0 |  | 0
2018-07-14 22:00 | 0 | 0 | 0 | 0 | 0 | 0 | 0 |  | 0
2018-07-14 23:00 | 0 | 0 | 0 | 0 | 0 | 0 | 0 |  | 0
2018-07-15 | 0 | 0 | 0 | 0 | 0 | 0 | 0 |  | 0
2018-07-15 01:00 | 0 | 0 | 0 | 0 | 0 | 0 | 0 |  | 0
2018-07-15 02:00 | 0 | 0 | 0 | 0 | 0 | 0 | 0 |  | 0
2018-07-15 03:00 | 0 | 0 | 0 | 0 | 0 | 0 | 0 |  | 0
2018-07-15 04:00 | 0 | 0 | 0 | 0 | 0 | 0 | 0 |  | 0
2018-07-15 05:00 | 0 | 181 | 40 | 0 | 67 | 49 | 337 |  | 56
2018-07-15 06:00 | 157.01 | 1662 | 1413 | 1178 | 1931 | 1528 | 7869.01 |  | 1312
2018-07-15 07:00 | 414.2889 | 7679 | 2118 | 3548 | 6088 | 4777 | 24624.2889 |  | 4104
2018-07-15 08:00 | 1218.6982 | 19351 | 5784 | 5914 | 13205 | 10198 | 55670.6982 |  | 9278
2018-07-15 09:00 | 1540.1779 | 34495 | 8797 | 6938 | 23759 | 19430 | 94959.1779 |  | 15827
2018-07-15 10:00 | 1811.6956 | 40539 | 9053 | 11287 | 32958 | 26253 | 121901.6956 |  | 20317
2018-07-15 11:00 | 1831.0216 | 42301 | 13863 | 18275 | 35658 | 27509 | 139437.0216 |  | 23240
2018-07-15 12:00 | 2307.794 | 34609 | 25499 | 20970 | 30938 | 25175 | 139498.794 |  | 23250
2018-07-15 13:00 | 2706.2202 | 38929 | 30907 | 20453 | 35125 | 27173 | 155293.2202 |  | 25882
2018-07-15 14:00 | 3211.9805 | 21340 | 31213 | 7098 | 20829 | 17233 | 100924.9805 |  | 16821
2018-07-15 15:00 | 1923.1548 | 25124 | 22672 | 13689 | 24443 | 20063 | 107914.1548 |  | 17986
2018-07-15 16:00 | 1173.7191 | 13257 | 11657 | 12641 | 21819 | 20236 | 80783.7191 |  | 13464
2018-07-15 17:00 | 625.9885 | 7061 | 20885 | 7381 | 8652 | 9557 | 54161.9885 |  | 9027
2018-07-15 18:00 | 251.5815 | 2585 | 11439 | 3989 | 3896 | 3611 | 25771.5815 |  | 4295
2018-07-15 19:00 | 77.3687 | 1144 | 3146 | 1268 | 1045 | 968 | 7648.3687 |  | 1275
2018-07-15 20:00 | 0 | 20 | 31 | 9 | 13 | 18 | 91 |  | 15
2018-07-15 21:00 | 0 | 0 | 0 | 0 | 0 | 0 | 0 |  | 0
2018-07-15 22:00 | 0 | 0 | 0 | 0 | 0 | 0 | 0 |  | 0
2018-07-15 23:00 | 0 | 0 | 0 | 0 | 0 | 0 | 0 |  | 0
2018-07-16 | 0 | 0 | 0 | 0 | 0 | 0 | 0 |  | 0
2018-07-16 01:00 | 0 | 0 | 0 | 0 | 0 | 0 | 0 |  | 0
2018-07-16 02:00 | 0 | 0 | 0 | 0 | 0 | 0 | 0 |  | 0
2018-07-16 03:00 | 0 | 0 | 0 | 0 | 0 | 0 | 0 |  | 0
2018-07-16 04:00 | 0 | 0 | 0 | 0 | 0 | 0 | 0 |  | 0
2018-07-16 05:00 | 0 | 68 | 231 | 0 | 229 | 200 | 728 |  | 121
2018-07-16 06:00 | 150.8365 | 1077 | 3340 | 654 | 2548 | 1757 | 9526.8365 |  | 1588
2018-07-16 07:00 | 560.2979 | 4123 | 7443 | 3261 | 11226 | 5332 | 31945.2979 |  | 5324
2018-07-16 08:00 | 1024.2063 | 12138 | 10242 | 6010 | 20350 | 12939 | 62703.2063 |  | 10451
2018-07-16 09:00 | 2114.339 | 33704 | 13425 | 15870 | 24124 | 18658 | 107895.339 |  | 17983
2018-07-16 10:00 | 3293.279 | 34916 | 20832 | 18399 | 29548 | 23686 | 130674.279 |  | 21779
2018-07-16 11:00 | 3260.9773 | 42859 | 28567 | 16175 | 34721 | 26755 | 152337.9773 |  | 25390
2018-07-16 12:00 | 4079.983 | 41628 | 38139 | 21503 | 33343 | 26625 | 165317.983 |  | 27553
2018-07-16 13:00 | 3743.536 | 39848 | 39024 | 18359 | 30612 | 23858 | 155444.536 |  | 25907
2018-07-16 14:00 | 3214.7124 | 33684 | 37255 | 18072 | 32403 | 26360 | 150988.7124 |  | 25165
2018-07-16 15:00 | 2436.5312 | 19533 | 35553 | 15473 | 20591 | 18593 | 112179.5312 |  | 18697
2018-07-16 16:00 | 1319.9248 | 18113 | 28785 | 11537 | 14217 | 13751 | 87722.9248 |  | 14620
2018-07-16 17:00 | 738.8118 | 7990 | 19688 | 7824 | 10962 | 11334 | 58536.8118 |  | 9756
2018-07-16 18:00 | 306.4632 | 2638 | 11267 | 3907 | 3722 | 3573 | 25413.4632 |  | 4236
2018-07-16 19:00 | 75.882 | 1458 | 2132 | 928 | 1388 | 1178 | 7159.882 |  | 1193
2018-07-16 20:00 | 0 | 0 | 33 | 44 | 30 | 27 | 134 |  | 22
2018-07-16 21:00 | 0 | 0 | 0 | 0 | 0 | 0 | 0 |  | 0
2018-07-16 22:00 | 0 | 0 | 0 | 0 | 0 | 0 | 0 |  | 0
2018-07-16 23:00 | 0 | 0 | 0 | 0 | 0 | 0 | 0 |  | 0
2018-07-17 | 0 | 0 | 0 | 0 | 0 | 0 | 0 |  | 0
2018-07-17 01:00 | 0 | 0 | 0 | 0 | 0 | 0 | 0 |  | 0
2018-07-17 02:00 | 0 | 0 | 0 | 0 | 0 | 0 | 0 |  | 0
2018-07-17 03:00 | 0 | 0 | 0 | 0 | 0 | 0 | 0 |  | 0
2018-07-17 04:00 | 0 | 0 | 0 | 0 | 0 | 0 | 0 |  | 0
2018-07-17 05:00 | 0 | 434 | 363 | 2 | 162 | 123 | 1084 |  | 181
2018-07-17 06:00 | 84.9105 | 4169 | 1991 | 1032 | 1962 | 1674 | 10912.9105 |  | 1819
2018-07-17 07:00 | 499.2522 | 8030 | 6117 | 3742 | 3805 | 3338 | 25531.2522 |  | 4255
2018-07-17 08:00 | 1389.7058 | 8007 | 13615 | 7979 | 877 | 684 | 32551.7058 |  | 5425
2018-07-17 09:00 | 2622.9475 | 22317 | 22038 | 10503 | 8711 | 7167 | 73358.9475 |  | 12226
2018-07-17 10:00 | 3313.9993 | 2378 | 27612 | 10854 | 916 | 787 | 45860.9993 |  | 7643
2018-07-17 11:00 | 3203.5432 | 1168 | 30472 | 1706 | 818 | 617 | 37984.5432 |  | 6331
2018-07-17 12:00 | 155.2021 | 553 | 4067 | 173 | 772 | 569 | 6289.2021 |  | 1048
2018-07-17 13:00 | 28.6771 | 1088 | 621 | 259 | 2869 | 2393 | 7258.6771 |  | 1210
2018-07-17 14:00 | 78.4862 | 3356 | 1038 | 640 | 11854 | 9623 | 26589.4862 |  | 4432
2018-07-17 15:00 | 35.1347 | 1816 | 1157 | 1360 | 3941 | 2961 | 11270.1347 |  | 1878
2018-07-17 16:00 | 0 | 694 | 283 | 447 | 1684 | 1366 | 4474 |  | 746
2018-07-17 17:00 | 0 | 1368 | 0 | 206 | 1795 | 1490 | 4859 |  | 810
2018-07-17 18:00 | 0 | 1562 | 0 | 212 | 647 | 451 | 2872 |  | 479
2018-07-17 19:00 | 0 | 509 | 19 | 91 | 50 | 46 | 715 |  | 119
2018-07-17 20:00 | 0 | 0 | 0 | 0 | 76 | 65 | 141 |  | 24
2018-07-17 21:00 | 0 | 0 | 0 | 0 | 0 | 0 | 0 |  | 0
2018-07-17 22:00 | 0 | 0 | 0 | 0 | 0 | 0 | 0 |  | 0
2018-07-17 23:00 | 0 | 0 | 0 | 0 | 0 | 0 | 0 |  | 0
2018-07-18 | 0 | 0 | 0 | 0 | 0 | 0 | 0 |  | 0
2018-07-18 01:00 | 0 | 0 | 0 | 0 | 0 | 0 | 0 |  | 0
2018-07-18 02:00 | 0 | 0 | 0 | 0 | 0 | 0 | 0 |  | 0
2018-07-18 03:00 | 0 | 0 | 0 | 0 | 0 | 0 | 0 |  | 0
2018-07-18 04:00 | 0 | 0 | 0 | 0 | 0 | 0 | 0 |  | 0
2018-07-18 05:00 | 0 | 45 | 66 | 0 | 64 | 55 | 230 |  | 38
2018-07-18 06:00 | 145.3966 | 6585 | 1811 | 1946 | 1798 | 1098 | 13383.3966 |  | 2231
2018-07-18 07:00 | 474.836 | 19410 | 5516 | 6662 | 11969 | 4803 | 48834.836 |  | 8139
2018-07-18 08:00 | 1430.1212 | 30587 | 13613 | 10971 | 21541 | 13865 | 92007.1212 |  | 15335
2018-07-18 09:00 | 2994.1147 | 38053 | 24376 | 15491 | 29363 | 22726 | 133003.1147 |  | 22167
2018-07-18 10:00 | 4379.0312 | 42852 | 32444 | 18564 | 35272 | 26835 | 160346.0312 |  | 26724
2018-07-18 11:00 | 4466.262 | 45238 | 37262 | 21582 | 36903 | 28039 | 173490.262 |  | 28915
2018-07-18 12:00 | 4383.389 | 45096 | 40011 | 22003 | 37028 | 28404 | 176925.389 |  | 29488
2018-07-18 13:00 | 4062.847 | 42343 | 42579 | 20889 | 36983 | 28465 | 175321.847 |  | 29220
2018-07-18 14:00 | 3534.3604 | 36767 | 40507 | 20668 | 34711 | 27898 | 164085.3604 |  | 27348
2018-07-18 15:00 | 2686.8535 | 29176 | 36952 | 17132 | 29605 | 26537 | 142088.8535 |  | 23681
2018-07-18 16:00 | 1603.3821 | 18818 | 31769 | 13139 | 22339 | 21268 | 108936.3821 |  | 18156
2018-07-18 17:00 | 488.22 | 7146 | 24229 | 8261 | 11960 | 12830 | 64914.22 |  | 10819
2018-07-18 18:00 | 176.987 | 1957 | 14342 | 4522 | 3388 | 3576 | 27961.987 |  | 4660
2018-07-18 19:00 | 72.6733 | 959 | 3485 | 1513 | 752 | 699 | 7480.6733 |  | 1247
2018-07-18 20:00 | 0 | 15 | 51 | 19 | 39 | 42 | 166 |  | 28
2018-07-18 21:00 | 0 | 0 | 0 | 0 | 0 | 0 | 0 |  | 0
2018-07-18 22:00 | 0 | 0 | 0 | 0 | 0 | 0 | 0 |  | 0
2018-07-18 23:00 | 0 | 0 | 0 | 0 | 0 | 0 | 0 |  | 0
2018-07-19 | 0 | 0 | 0 | 0 | 0 | 0 | 0 |  | 0
2018-07-19 01:00 | 0 | 0 | 0 | 0 | 0 | 0 | 0 |  | 0
2018-07-19 02:00 | 0 | 0 | 0 | 0 | 0 | 0 | 0 |  | 0
2018-07-19 03:00 | 0 | 0 | 0 | 0 | 0 | 0 | 0 |  | 0
2018-07-19 04:00 | 0 | 0 | 0 | 0 | 0 | 0 | 0 |  | 0
2018-07-19 05:00 | 0 | 289 | 150 | 0 | 101 | 111 | 651 |  | 109
2018-07-19 06:00 | 0 | 7255 | 1290 | 2218 | 1649 | 1024 | 13436 |  | 2239
2018-07-19 07:00 | 110.735 | 20556 | 5764 | 7092 | 12485 | 4837 | 50844.735 |  | 8474
2018-07-19 08:00 | 1422.5721 | 31175 | 15535 | 11297 | 22132 | 14206 | 95767.5721 |  | 15961
2018-07-19 09:00 | 3149.2964 | 38455 | 24881 | 15521 | 29417 | 22799 | 134222.2964 |  | 22370
2018-07-19 10:00 | 4421.4043 | 42770 | 32606 | 18689 | 34703 | 26946 | 160135.4043 |  | 26689
2018-07-19 11:00 | 4501.1904 | 44738 | 37244 | 20731 | 36916 | 28062 | 172192.1904 |  | 28699
2018-07-19 12:00 | 4389.652 | 44377 | 39576 | 21627 | 36998 | 28348 | 175315.652 |  | 29219
2018-07-19 13:00 | 4032.1663 | 41235 | 39869 | 21026 | 36726 | 28218 | 171106.1663 |  | 28518
2018-07-19 14:00 | 3454.3745 | 36113 | 40426 | 19453 | 34379 | 27325 | 161150.3745 |  | 26858
2018-07-19 15:00 | 2576.3901 | 28319 | 37256 | 16483 | 28878 | 26187 | 139699.3901 |  | 23283
2018-07-19 16:00 | 1513.5387 | 18327 | 32025 | 12791 | 21695 | 20367 | 106718.5387 |  | 17786
2018-07-19 17:00 | 429.6488 | 6871 | 24260 | 7798 | 11548 | 12411 | 63317.6488 |  | 10553
2018-07-19 18:00 | 165.2345 | 1878 | 14330 | 4401 | 3252 | 3422 | 27448.2345 |  | 4575
2018-07-19 19:00 | 64.8598 | 974 | 3394 | 1511 | 657 | 604 | 7204.8598 |  | 1201
2018-07-19 20:00 | 0 | 17 | 30 | 29 | 22 | 25 | 123 |  | 21
2018-07-19 21:00 | 0 | 0 | 0 | 0 | 0 | 0 | 0 |  | 0
2018-07-19 22:00 | 0 | 0 | 0 | 0 | 0 | 0 | 0 |  | 0
2018-07-19 23:00 | 0 | 0 | 0 | 0 | 0 | 0 | 0 |  | 0
2018-07-20 | 0 | 0 | 0 | 0 | 0 | 0 | 0 |  | 0
2018-07-20 01:00 | 0 | 0 | 0 | 0 | 0 | 0 | 0 |  | 0
2018-07-20 02:00 | 0 | 0 | 0 | 0 | 0 | 0 | 0 |  | 0
2018-07-20 03:00 | 0 | 0 | 0 | 0 | 0 | 0 | 0 |  | 0
2018-07-20 04:00 | 0 | 0 | 0 | 0 | 0 | 0 | 0 |  | 0
2018-07-20 05:00 | 0 | 247 | 153 | 0 | 87 | 101 | 588 |  | 98
2018-07-20 06:00 | 0 | 6835 | 1306 | 1682 | 1517 | 1001 | 12341 |  | 2057
2018-07-20 07:00 | 90.2255 | 19756 | 5766 | 7189 | 11975 | 4690 | 49466.2255 |  | 8244
2018-07-20 08:00 | 1379.343 | 30291 | 15285 | 10847 | 21366 | 13804 | 92972.343 |  | 15495
2018-07-20 09:00 | 3100.0771 | 37587 | 24344 | 15036 | 28300 | 22079 | 130446.0771 |  | 21741
2018-07-20 10:00 | 4271.86 | 41761 | 31779 | 18172 | 33602 | 26588 | 156173.86 |  | 26029
2018-07-20 11:00 | 4386.444 | 43419 | 36336 | 20078 | 36516 | 27900 | 168635.444 |  | 28106
2018-07-20 12:00 | 4238.8037 | 43120 | 39228 | 19845 | 37027 | 28242 | 171700.8037 |  | 28617
2018-07-20 13:00 | 3903.9814 | 40603 | 40677 | 21683 | 36386 | 28084 | 171336.9814 |  | 28556
2018-07-20 14:00 | 3347.1318 | 35518 | 39727 | 19049 | 33434 | 27494 | 158569.1318 |  | 26428
2018-07-20 15:00 | 2404.235 | 28037 | 36764 | 15868 | 28229 | 25796 | 137098.235 |  | 22850
2018-07-20 16:00 | 1468.6311 | 18168 | 31396 | 13423 | 21240 | 20259 | 105954.6311 |  | 17659
2018-07-20 17:00 | 419.8638 | 6938 | 23837 | 8032 | 11210 | 12260 | 62696.8638 |  | 10449
2018-07-20 18:00 | 168.6042 | 2076 | 13873 | 4408 | 3201 | 3405 | 27131.6042 |  | 4522
2018-07-20 19:00 | 62.9024 | 979 | 3058 | 1466 | 684 | 636 | 6885.9024 |  | 1148
2018-07-20 20:00 | 0 | 17 | 20 | 14 | 16 | 21 | 88 |  | 15
2018-07-20 21:00 | 0 | 0 | 0 | 0 | 0 | 0 | 0 |  | 0
2018-07-20 22:00 | 0 | 0 | 0 | 0 | 0 | 0 | 0 |  | 0
2018-07-20 23:00 | 0 | 0 | 0 | 0 | 0 | 0 | 0 |  | 0
2018-07-21 | 0 | 0 | 0 | 0 | 0 | 0 | 0 |  | 0
2018-07-21 01:00 | 0 | 0 | 0 | 0 | 0 | 0 | 0 |  | 0
2018-07-21 02:00 | 0 | 0 | 0 | 0 | 0 | 0 | 0 |  | 0
2018-07-21 03:00 | 0 | 0 | 0 | 0 | 0 | 0 | 0 |  | 0
2018-07-21 04:00 | 0 | 0 | 0 | 0 | 0 | 0 | 0 |  | 0
2018-07-21 05:00 | 0 | 193 | 218 | 7 | 102 | 103 | 623 |  | 104
2018-07-21 06:00 | 0 | 6058 | 1633 | 1206 | 1580 | 1075 | 11552 |  | 1925
2018-07-21 07:00 | 144.7497 | 19272 | 5650 | 3657 | 11771 | 4815 | 45309.7497 |  | 7552
2018-07-21 08:00 | 1368.1223 | 30516 | 15165 | 6720 | 21449 | 13908 | 89126.1223 |  | 14854
2018-07-21 09:00 | 3095.822 | 35041 | 24567 | 14117 | 30647 | 22461 | 129928.822 |  | 21655
2018-07-21 10:00 | 4307.9863 | 42491 | 30324 | 18313 | 25495 | 18381 | 139311.9863 |  | 23219
2018-07-21 11:00 | 4216.84 | 40065 | 37787 | 20910 | 25615 | 23366 | 151959.84 |  | 25327
2018-07-21 12:00 | 4366.911 | 30916 | 38241 | 20328 | 31061 | 23595 | 148507.911 |  | 24751
2018-07-21 13:00 | 4144.583 | 43760 | 41901 | 19353 | 31234 | 26033 | 166425.583 |  | 27738
2018-07-21 14:00 | 3305.4048 | 37078 | 40380 | 18651 | 32898 | 26835 | 159147.4048 |  | 26525
2018-07-21 15:00 | 2601.5063 | 27144 | 37324 | 17090 | 29329 | 26261 | 139749.5063 |  | 23292
2018-07-21 16:00 | 1567.5332 | 17714 | 31384 | 12522 | 22188 | 21269 | 106644.5332 |  | 17774
2018-07-21 17:00 | 632.6453 | 8308 | 19087 | 6972 | 9187 | 9483 | 53669.6453 |  | 8945
2018-07-21 18:00 | 322.6455 | 4528 | 8482 | 3441 | 5407 | 5001 | 27181.6455 |  | 4530
2018-07-21 19:00 | 96.3875 | 1103 | 1831 | 1247 | 1549 | 1355 | 7181.3875 |  | 1197
2018-07-21 20:00 | 0 | 31 | 21 | 17 | 28 | 24 | 121 |  | 20
2018-07-21 21:00 | 0 | 0 | 0 | 0 | 0 | 0 | 0 |  | 0
2018-07-21 22:00 | 0 | 0 | 0 | 0 | 0 | 0 | 0 |  | 0
2018-07-21 23:00 | 0 | 0 | 0 | 0 | 0 | 0 | 0 |  | 0
2018-07-22 | 0 | 0 | 0 | 0 | 0 | 0 | 0 |  | 0
2018-07-22 01:00 | 0 | 0 | 0 | 0 | 0 | 0 | 0 |  | 0
2018-07-22 02:00 | 0 | 0 | 0 | 0 | 0 | 0 | 0 |  | 0
2018-07-22 03:00 | 0 | 0 | 0 | 0 | 0 | 0 | 0 |  | 0
2018-07-22 04:00 | 0 | 0 | 0 | 0 | 0 | 0 | 0 |  | 0
2018-07-22 05:00 | 0 | 84 | 308 | 0 | 100 | 78 | 570 |  | 95
2018-07-22 06:00 | 0 | 643 | 1631 | 806 | 1630 | 1297 | 6007 |  | 1001
2018-07-22 07:00 | 89.13 | 1812 | 2148 | 1127 | 2991 | 2389 | 10556.13 |  | 1759
2018-07-22 08:00 | 204.7657 | 1979 | 3285 | 1333 | 2379 | 1833 | 11013.7657 |  | 1836
2018-07-22 09:00 | 226.638 | 2009 | 4748 | 1797 | 1799 | 1419 | 11998.638 |  | 2000
2018-07-22 10:00 | 228.2316 | 3433 | 3043 | 1369 | 2223 | 1797 | 12093.2316 |  | 2016
2018-07-22 11:00 | 314.6497 | 5405 | 4311 | 1499 | 4247 | 3424 | 19200.6497 |  | 3200
2018-07-22 12:00 | 352.3421 | 5505 | 3450 | 1540 | 5489 | 4558 | 20894.3421 |  | 3482
2018-07-22 13:00 | 881.8173 | 11639 | 10070 | 1681 | 8609 | 6966 | 39846.8173 |  | 6641
2018-07-22 14:00 | 1034.2616 | 7241 | 13504 | 2309 | 10014 | 7671 | 41773.2616 |  | 6962
2018-07-22 15:00 | 1376.6123 | 7722 | 9281 | 2424 | 8160 | 6359 | 35322.6123 |  | 5887
2018-07-22 16:00 | 1128.7498 | 6743 | 14446 | 3683 | 5220 | 3888 | 35108.7498 |  | 5851
2018-07-22 17:00 | 560.0273 | 5481 | 12333 | 2076 | 1794 | 1380 | 23624.0273 |  | 3937
2018-07-22 18:00 | 319.4142 | 3400 | 4698 | 1076 | 1852 | 1416 | 12761.4142 |  | 2127
2018-07-22 19:00 | 37.3621 | 992 | 1484 | 223 | 211 | 132 | 3079.3621 |  | 513
2018-07-22 20:00 | 0 | 85 | 6 | 0 | 0 | 0 | 91 |  | 15
2018-07-22 21:00 | 0 | 0 | 0 | 0 | 0 | 0 | 0 |  | 0
2018-07-22 22:00 | 0 | 0 | 0 | 0 | 0 | 0 | 0 |  | 0
2018-07-22 23:00 | 0 | 0 | 0 | 0 | 0 | 0 | 0 |  | 0
2018-07-23 | 0 | 0 | 0 | 0 | 0 | 0 | 0 |  | 0
2018-07-23 01:00 | 0 | 0 | 0 | 0 | 0 | 0 | 0 |  | 0
2018-07-23 02:00 | 0 | 0 | 0 | 0 | 0 | 0 | 0 |  | 0
2018-07-23 03:00 | 0 | 0 | 0 | 0 | 0 | 0 | 0 |  | 0
2018-07-23 04:00 | 0 | 0 | 0 | 0 | 0 | 0 | 0 |  | 0
2018-07-23 05:00 | 0 | 0 | 227 | 0 | 6 | 1 | 234 |  | 39
2018-07-23 06:00 | 0 | 2244 | 1888 | 484 | 530 | 393 | 5539 |  | 923
2018-07-23 07:00 | 45.7156 | 4910 | 5352 | 865 | 2070 | 1627 | 14869.7156 |  | 2478
2018-07-23 08:00 | 215.1161 | 9679 | 8410 | 2129 | 4936 | 4016 | 29385.1161 |  | 4898
2018-07-23 09:00 | 864.7572 | 9133 | 14118 | 4577 | 6514 | 5183 | 40389.7572 |  | 6732
2018-07-23 10:00 | 1665.3066 | 16994 | 25634 | 5656 | 8103 | 6375 | 64427.3066 |  | 10738
2018-07-23 11:00 | 1865.352 | 26213 | 28216 | 7290 | 11643 | 9503 | 84730.352 |  | 14122
2018-07-23 12:00 | 3133.9395 | 30996 | 27193 | 8210 | 16209 | 12815 | 98556.9395 |  | 16426
2018-07-23 13:00 | 2469.007 | 32423 | 22998 | 3153 | 25769 | 21260 | 108072.007 |  | 18012
2018-07-23 14:00 | 2093.0715 | 26048 | 24483 | 4819 | 14121 | 12602 | 84166.0715 |  | 14028
2018-07-23 15:00 | 1812.1813 | 17280 | 17887 | 8478 | 10298 | 9412 | 65167.1813 |  | 10861
2018-07-23 16:00 | 979.188 | 13089 | 17949 | 7278 | 13126 | 12389 | 64810.188 |  | 10802
2018-07-23 17:00 | 477.4382 | 8396 | 17752 | 6286 | 7600 | 6771 | 47282.4382 |  | 7880
2018-07-23 18:00 | 172.5451 | 1899 | 6693 | 3641 | 1960 | 1671 | 16036.5451 |  | 2673
2018-07-23 19:00 | 51.4065 | 1236 | 2538 | 642 | 1348 | 1170 | 6985.4065 |  | 1164
2018-07-23 20:00 | 0 | 0 | 7 | 0 | 0 | 0 | 7 |  | 1
2018-07-23 21:00 | 0 | 0 | 0 | 0 | 0 | 0 | 0 |  | 0
2018-07-23 22:00 | 0 | 0 | 0 | 0 | 0 | 0 | 0 |  | 0
2018-07-23 23:00 | 0 | 0 | 0 | 0 | 0 | 0 | 0 |  | 0
2018-07-24 | 0 | 0 | 0 | 0 | 0 | 0 | 0 |  | 0
2018-07-24 01:00 | 0 | 0 | 0 | 0 | 0 | 0 | 0 |  | 0
2018-07-24 02:00 | 0 | 0 | 0 | 0 | 0 | 0 | 0 |  | 0
2018-07-24 03:00 | 0 | 0 | 0 | 0 | 0 | 0 | 0 |  | 0
2018-07-24 04:00 | 0 | 0 | 0 | 0 | 0 | 0 | 0 |  | 0
2018-07-24 05:00 | 0 | 49 | 95 | 0 | 1 | 1 | 146 |  | 24
2018-07-24 06:00 | 128.8441 | 2295 | 2306 | 287 | 743 | 580 | 6339.8441 |  | 1057
2018-07-24 07:00 | 414.0404 | 11287 | 7246 | 1946 | 2429 | 2029 | 25351.0404 |  | 4225
2018-07-24 08:00 | 746.857 | 8301 | 14127 | 3897 | 5757 | 4849 | 37677.857 |  | 6280
2018-07-24 09:00 | 835.1305 | 20394 | 14051 | 7846 | 20249 | 16678 | 80053.1306 |  | 13342
2018-07-24 10:00 | 2869.044 | 31190 | 22606 | 9631 | 17949 | 14873 | 99118.044 |  | 16520
2018-07-24 11:00 | 3252.5066 | 32178 | 31295 | 10572 | 18476 | 15103 | 110876.5066 |  | 18479
2018-07-24 12:00 | 3928.538 | 40027 | 39735 | 12987 | 20106 | 16796 | 133579.538 |  | 22263
2018-07-24 13:00 | 3448.7356 | 28801 | 39279 | 14644 | 14608 | 12360 | 113140.7356 |  | 18857
2018-07-24 14:00 | 2420.157 | 32069 | 39138 | 16989 | 23824 | 19351 | 133791.157 |  | 22299
2018-07-24 15:00 | 2131.2288 | 21490 | 35725 | 14664 | 17914 | 15397 | 107321.2288 |  | 17887
2018-07-24 16:00 | 1763.5349 | 6617 | 29749 | 12413 | 12139 | 11329 | 74010.5349 |  | 12335
2018-07-24 17:00 | 459.6636 | 8095 | 21540 | 7628 | 12662 | 12305 | 62689.6636 |  | 10448
2018-07-24 18:00 | 181.8231 | 2331 | 12348 | 2995 | 4923 | 4603 | 27381.8232 |  | 4564
2018-07-24 19:00 | 48.5528 | 994 | 2483 | 897 | 1339 | 1164 | 6925.5528 |  | 1154
2018-07-24 20:00 | 0 | 0 | 6 | 1 | 3 | 1 | 11 |  | 2
2018-07-24 21:00 | 0 | 0 | 0 | 0 | 0 | 0 | 0 |  | 0
2018-07-24 22:00 | 0 | 0 | 0 | 0 | 0 | 0 | 0 |  | 0
2018-07-24 23:00 | 0 | 0 | 0 | 0 | 0 | 0 | 0 |  | 0
2018-07-25 | 0 | 0 | 0 | 0 | 0 | 0 | 0 |  | 0
2018-07-25 01:00 | 0 | 0 | 0 | 0 | 0 | 0 | 0 |  | 0
2018-07-25 02:00 | 0 | 0 | 0 | 0 | 0 | 0 | 0 |  | 0
2018-07-25 03:00 | 0 | 0 | 0 | 0 | 0 | 0 | 0 |  | 0
2018-07-25 04:00 | 0 | 0 | 0 | 0 | 0 | 0 | 0 |  | 0
2018-07-25 05:00 | 0 | 88 | 101 | 0 | 4 | 0 | 193 |  | 32
2018-07-25 06:00 | 110.1714 | 466 | 2306 | 903 | 786 | 578 | 5149.1714 |  | 858
2018-07-25 07:00 | 318.5134 | 10222 | 6040 | 2762 | 4373 | 3426 | 27141.5134 |  | 4524
2018-07-25 08:00 | 836.819 | 11232 | 11218 | 6884 | 6419 | 5208 | 41797.819 |  | 6966
2018-07-25 09:00 | 2748.507 | 24651 | 18954 | 9132 | 7662 | 6392 | 69539.507 |  | 11590
2018-07-25 10:00 | 1899.1567 | 18934 | 24150 | 9638 | 10326 | 8914 | 73861.1567 |  | 12310
2018-07-25 11:00 | 2934.3884 | 31395 | 19893 | 6872 | 12138 | 10087 | 83319.3884 |  | 13887
2018-07-25 12:00 | 2519.5923 | 21701 | 27665 | 10874 | 15965 | 13291 | 92015.5923 |  | 15336
2018-07-25 13:00 | 2463.7007 | 19703 | 29519 | 13995 | 21752 | 17531 | 104963.7007 |  | 17494
2018-07-25 14:00 | 1192.9784 | 19062 | 18613 | 7874 | 13148 | 10806 | 70695.9784 |  | 11783
2018-07-25 15:00 | 1043.7863 | 18906 | 11790 | 3624 | 13415 | 11237 | 60015.7863 |  | 10003
2018-07-25 16:00 | 756.367 | 10799 | 13413 | 2692 | 9876 | 8094 | 45630.367 |  | 7605
2018-07-25 17:00 | 339.1466 | 5172 | 6432 | 4067 | 6395 | 5187 | 27592.1466 |  | 4599
2018-07-25 18:00 | 391.9633 | 3228 | 2932 | 869 | 1973 | 1583 | 10976.9633 |  | 1829
2018-07-25 19:00 | 49.613 | 298 | 1236 | 395 | 237 | 199 | 2414.613 |  | 402
2018-07-25 20:00 | 0 | 0 | 0 | 0 | 0 | 0 | 0 |  | 0
2018-07-25 21:00 | 0 | 0 | 0 | 0 | 0 | 0 | 0 |  | 0
2018-07-25 22:00 | 0 | 0 | 0 | 0 | 0 | 0 | 0 |  | 0
2018-07-25 23:00 | 0 | 0 | 0 | 0 | 0 | 0 | 0 |  | 0
2018-07-26 | 0 | 0 | 0 | 0 | 0 | 0 | 0 |  | 0
2018-07-26 01:00 | 0 | 0 | 0 | 0 | 0 | 0 | 0 |  | 0
2018-07-26 02:00 | 0 | 0 | 0 | 0 | 0 | 0 | 0 |  | 0
2018-07-26 03:00 | 0 | 0 | 0 | 0 | 0 | 0 | 0 |  | 0
2018-07-26 04:00 | 0 | 0 | 0 | 0 | 0 | 0 | 0 |  | 0
2018-07-26 05:00 | 0 | 0 | 0 | 0 | 0 | 0 | 0 |  | 0
2018-07-26 06:00 | 1.4343 | 1010 | 178 | 8 | 1323 | 1085 | 3605.4343 |  | 601
2018-07-26 07:00 | 221.4811 | 4942 | 2658 | 600 | 5668 | 4519 | 18608.4811 |  | 3101
2018-07-26 08:00 | 683.3816 | 20941 | 7471 | 6036 | 12195 | 8881 | 56207.3816 |  | 9368
2018-07-26 09:00 | 1409.0912 | 21161 | 14234 | 9938 | 13378 | 11504 | 71624.0912 |  | 11937
2018-07-26 10:00 | 1097.1445 | 21584 | 21592 | 11279 | 14803 | 12694 | 83049.1445 |  | 13842
2018-07-26 11:00 | 2786.1262 | 24055 | 12630 | 12697 | 14164 | 12170 | 78502.1262 |  | 13084
2018-07-26 12:00 | 3248.4453 | 16449 | 23295 | 15881 | 18580 | 15522 | 92975.4453 |  | 15496
2018-07-26 13:00 | 2632.7573 | 25502 | 30033 | 12478 | 16180 | 13475 | 100300.7573 |  | 16717
2018-07-26 14:00 | 780.2632 | 2917 | 20228 | 3725 | 5654 | 4628 | 37932.2632 |  | 6322
2018-07-26 15:00 | 996.4747 | 9443 | 1380 | 7689 | 16817 | 15118 | 51443.4747 |  | 8574
2018-07-26 16:00 | 796.8549 | 21046 | 11428 | 10004 | 19712 | 19585 | 82571.8549 |  | 13762
2018-07-26 17:00 | 507.0014 | 7933 | 10428 | 3993 | 7513 | 8253 | 38627.0014 |  | 6438
2018-07-26 18:00 | 190.9312 | 3978 | 14029 | 4523 | 3046 | 3379 | 29145.9312 |  | 4858
2018-07-26 19:00 | 82.3135 | 1096 | 2289 | 1068 | 738 | 683 | 5956.3135 |  | 993
2018-07-26 20:00 | 0 | 1 | 9 | 2 | 6 | 5 | 23 |  | 4
2018-07-26 21:00 | 0 | 0 | 0 | 0 | 0 | 0 | 0 |  | 0
2018-07-26 22:00 | 0 | 0 | 0 | 0 | 0 | 0 | 0 |  | 0
2018-07-26 23:00 | 0 | 0 | 0 | 0 | 0 | 0 | 0 |  | 0
2018-07-27 | 0 | 0 | 0 | 0 | 0 | 0 | 0 |  | 0
2018-07-27 01:00 | 0 | 0 | 0 | 0 | 0 | 0 | 0 |  | 0
2018-07-27 02:00 | 0 | 0 | 0 | 0 | 0 | 0 | 0 |  | 0
2018-07-27 03:00 | 0 | 0 | 0 | 0 | 0 | 0 | 0 |  | 0
2018-07-27 04:00 | 0 | 0 | 0 | 0 | 0 | 0 | 0 |  | 0
2018-07-27 05:00 | 0 | 170 | 93 | 0 | 94 | 75 | 432 |  | 72
2018-07-27 06:00 | 52.4828 | 4811 | 1641 | 1617 | 1691 | 1306 | 11118.4828 |  | 1853
2018-07-27 07:00 | 255.1361 | 15266 | 5285 | 5995 | 9562 | 4831 | 41194.1361 |  | 6866
2018-07-27 08:00 | 1284.4908 | 27242 | 13533 | 9877 | 19780 | 13219 | 84935.4908 |  | 14156
2018-07-27 09:00 | 3026.1772 | 34960 | 22712 | 14057 | 26798 | 21004 | 122557.1772 |  | 20426
2018-07-27 10:00 | 4067.8828 | 39880 | 30149 | 17388 | 31022 | 24830 | 147336.8828 |  | 24556
2018-07-27 11:00 | 4137.192 | 40774 | 34237 | 19585 | 31939 | 24785 | 155457.192 |  | 25910
2018-07-27 12:00 | 3765.4988 | 39528 | 37501 | 20318 | 23871 | 20375 | 145358.4988 |  | 24226
2018-07-27 13:00 | 3580.8684 | 31404 | 33449 | 19158 | 21649 | 17657 | 126897.8684 |  | 21150
2018-07-27 14:00 | 2555.3838 | 23467 | 29866 | 15436 | 21895 | 18250 | 111469.3838 |  | 18578
2018-07-27 15:00 | 2316.7837 | 20669 | 31206 | 14360 | 16464 | 14340 | 99355.7837 |  | 16559
2018-07-27 16:00 | 1421.6132 | 2600 | 27438 | 7441 | 2680 | 2211 | 43791.6132 |  | 7299
2018-07-27 17:00 | 612.0654 | 1075 | 16137 | 1545 | 5624 | 4323 | 29316.0654 |  | 4886
2018-07-27 18:00 | 272.0005 | 456 | 10811 | 310 | 2219 | 1759 | 15827.0005 |  | 2638
2018-07-27 19:00 | 10.4227 | 728 | 554 | 53 | 482 | 391 | 2218.4227 |  | 370
2018-07-27 20:00 | 0 | 0 | 0 | 0 | 0 | 0 | 0 |  | 0
2018-07-27 21:00 | 0 | 0 | 0 | 0 | 0 | 0 | 0 |  | 0
2018-07-27 22:00 | 0 | 0 | 0 | 0 | 0 | 0 | 0 |  | 0
2018-07-27 23:00 | 0 | 0 | 0 | 0 | 0 | 0 | 0 |  | 0
2018-07-28 | 0 | 0 | 0 | 0 | 0 | 0 | 0 |  | 0
2018-07-28 01:00 | 0 | 0 | 0 | 0 | 0 | 0 | 0 |  | 0
2018-07-28 02:00 | 0 | 0 | 0 | 0 | 0 | 0 | 0 |  | 0
2018-07-28 03:00 | 0 | 0 | 0 | 0 | 0 | 0 | 0 |  | 0
2018-07-28 04:00 | 0 | 0 | 0 | 0 | 0 | 0 | 0 |  | 0
2018-07-28 05:00 | 0 | 0 | 0 | 0 | 18 | 14 | 32 |  | 5
2018-07-28 06:00 | 68.9666 | 1183 | 1707 | 468 | 1729 | 1257 | 6412.9666 |  | 1069
2018-07-28 07:00 | 225.5886 | 16355 | 5891 | 3683 | 8899 | 5030 | 40083.5886 |  | 6681
2018-07-28 08:00 | 1242.9188 | 28444 | 13524 | 10130 | 18361 | 12759 | 84460.9188 |  | 14077
2018-07-28 09:00 | 3052.6028 | 35066 | 23183 | 14236 | 26180 | 20263 | 121980.6028 |  | 20330
2018-07-28 10:00 | 4047.815 | 40862 | 30285 | 16930 | 31518 | 23750 | 147392.815 |  | 24565
2018-07-28 11:00 | 4072.3774 | 39500 | 33203 | 15954 | 34715 | 23949 | 151393.3774 |  | 25232
2018-07-28 12:00 | 3561.8506 | 37825 | 37124 | 18359 | 34232 | 26468 | 157569.8506 |  | 26262
2018-07-28 13:00 | 3431.9126 | 40900 | 29342 | 8566 | 31189 | 25691 | 139119.9126 |  | 23187
2018-07-28 14:00 | 3275.6252 | 26653 | 22130 | 15722 | 20123 | 16164 | 104067.6252 |  | 17345
2018-07-28 15:00 | 2247.2708 | 15493 | 17265 | 13068 | 4224 | 3306 | 55603.2708 |  | 9267
2018-07-28 16:00 | 1129.9039 | 1347 | 17272 | 8431 | 4206 | 3344 | 35729.9039 |  | 5955
2018-07-28 17:00 | 703.2103 | 6160 | 8927 | 1020 | 10925 | 9903 | 37638.2103 |  | 6273
2018-07-28 18:00 | 226.9158 | 4008 | 3261 | 504 | 1341 | 1080 | 10420.9158 |  | 1737
2018-07-28 19:00 | 1.0174 | 394 | 662 | 277 | 251 | 186 | 1771.0174 |  | 295
2018-07-28 20:00 | 0 | 0 | 0 | 45 | 0 | 0 | 45 |  | 8
2018-07-28 21:00 | 0 | 0 | 0 | 0 | 0 | 0 | 0 |  | 0
2018-07-28 22:00 | 0 | 0 | 0 | 0 | 0 | 0 | 0 |  | 0
2018-07-28 23:00 | 0 | 0 | 0 | 0 | 0 | 0 | 0 |  | 0
2018-07-29 | 0 | 0 | 0 | 0 | 0 | 0 | 0 |  | 0
2018-07-29 01:00 | 0 | 0 | 0 | 0 | 0 | 0 | 0 |  | 0
2018-07-29 02:00 | 0 | 0 | 0 | 0 | 0 | 0 | 0 |  | 0
2018-07-29 03:00 | 0 | 0 | 0 | 0 | 0 | 0 | 0 |  | 0
2018-07-29 04:00 | 0 | 0 | 0 | 0 | 0 | 0 | 0 |  | 0
2018-07-29 05:00 | 0 | 106 | 64 | 0 | 48 | 43 | 261 |  | 44
2018-07-29 06:00 | 21.2635 | 5026 | 1344 | 1570 | 1461 | 1136 | 10558.2635 |  | 1760
2018-07-29 07:00 | 244.4624 | 17523 | 5321 | 6066 | 9823 | 4681 | 43658.4624 |  | 7276
2018-07-29 08:00 | 1352.0859 | 27612 | 14174 | 10338 | 20180 | 13480 | 87136.0859 |  | 14523
2018-07-29 09:00 | 3150.6238 | 33291 | 23966 | 14296 | 24869 | 18369 | 117941.6238 |  | 19657
2018-07-29 10:00 | 3991.7615 | 36104 | 30916 | 18607 | 31385 | 23913 | 144916.7615 |  | 24153
2018-07-29 11:00 | 4030.5479 | 35718 | 33571 | 18835 | 31573 | 23297 | 147024.5479 |  | 24504
2018-07-29 12:00 | 3120.747 | 34461 | 31234 | 13266 | 23452 | 20134 | 125667.747 |  | 20945
2018-07-29 13:00 | 2884.0642 | 32397 | 28959 | 13445 | 27558 | 22848 | 128091.0642 |  | 21349
2018-07-29 14:00 | 2617.3928 | 29748 | 36213 | 14636 | 27493 | 23355 | 134062.3928 |  | 22344
2018-07-29 15:00 | 2117.4324 | 23601 | 23447 | 11492 | 27641 | 24589 | 112887.4324 |  | 18815
2018-07-29 16:00 | 1272.1566 | 15334 | 28838 | 12030 | 20741 | 19591 | 97806.1566 |  | 16301
2018-07-29 17:00 | 445.6399 | 6942 | 21605 | 7638 | 9480 | 10843 | 56953.6399 |  | 9492
2018-07-29 18:00 | 176.4157 | 2327 | 11304 | 3826 | 2936 | 3060 | 23629.4157 |  | 3938
2018-07-29 19:00 | 53.8416 | 780 | 1959 | 1033 | 731 | 683 | 5239.8416 |  | 873
2018-07-29 20:00 | 0 | 0 | 0 | 2 | 0 | 0 | 2 |  | 0
2018-07-29 21:00 | 0 | 0 | 0 | 0 | 0 | 0 | 0 |  | 0
2018-07-29 22:00 | 0 | 0 | 0 | 0 | 0 | 0 | 0 |  | 0
2018-07-29 23:00 | 0 | 0 | 0 | 0 | 0 | 0 | 0 |  | 0
2018-07-30 | 0 | 0 | 0 | 0 | 0 | 0 | 0 |  | 0
2018-07-30 01:00 | 0 | 0 | 0 | 0 | 0 | 0 | 0 |  | 0
2018-07-30 02:00 | 0 | 0 | 0 | 0 | 0 | 0 | 0 |  | 0
2018-07-30 03:00 | 0 | 0 | 0 | 0 | 0 | 0 | 0 |  | 0
2018-07-30 04:00 | 0 | 0 | 0 | 0 | 0 | 0 | 0 |  | 0
2018-07-30 05:00 | 0.0090411 | 259 | 158 | 0 | 93 | 71 | 581.009 |  | 97
2018-07-30 06:00 | 83.1649 | 3681 | 2247 | 1435 | 2647 | 2063 | 12156.1649 |  | 2026
2018-07-30 07:00 | 256.8822 | 11127 | 5390 | 5330 | 6768 | 5249 | 34120.8822 |  | 5687
2018-07-30 08:00 | 1350.8093 | 26540 | 14050 | 9582 | 16977 | 11999 | 80498.8093 |  | 13416
2018-07-30 09:00 | 3097.41 | 32362 | 22498 | 14712 | 25849 | 20252 | 118770.41 |  | 19795
2018-07-30 10:00 | 3736.0337 | 37475 | 29185 | 17294 | 30900 | 25151 | 143741.0337 |  | 23957
2018-07-30 11:00 | 3789.9744 | 40022 | 32222 | 18591 | 31189 | 25332 | 151145.9744 |  | 25191
2018-07-30 12:00 | 2738.6543 | 35874 | 30936 | 16502 | 29441 | 23783 | 139274.6543 |  | 23212
2018-07-30 13:00 | 2752.8772 | 26424 | 29948 | 14128 | 31263 | 25224 | 129739.8772 |  | 21623
2018-07-30 14:00 | 2248.649 | 26241 | 28162 | 12212 | 20814 | 17732 | 107409.649 |  | 17902
2018-07-30 15:00 | 2029.4902 | 19551 | 27684 | 11516 | 13397 | 10912 | 85089.4902 |  | 14182
2018-07-30 16:00 | 1325.2318 | 14932 | 18924 | 8299 | 14267 | 12988 | 70735.2318 |  | 11789
2018-07-30 17:00 | 787.7126 | 8761 | 10862 | 4498 | 8770 | 7759 | 41437.7126 |  | 6906
2018-07-30 18:00 | 354.674 | 3985 | 4557 | 2099 | 3921 | 3185 | 18101.674 |  | 3017
2018-07-30 19:00 | 60.4964 | 948 | 780 | 496 | 1028 | 827 | 4139.4964 |  | 690
2018-07-30 20:00 | 0 | 0 | 0 | 0 | 0 | 0 | 0 |  | 0
2018-07-30 21:00 | 0 | 0 | 0 | 0 | 0 | 0 | 0 |  | 0
2018-07-30 22:00 | 0 | 0 | 0 | 0 | 0 | 0 | 0 |  | 0
2018-07-30 23:00 | 0 | 0 | 0 | 0 | 0 | 0 | 0 |  | 0
2018-07-31 | 0 | 0 | 0 | 0 | 0 | 0 | 0 |  | 0
2018-07-31 01:00 | 0 | 0 | 0 | 0 | 0 | 0 | 0 |  | 0
2018-07-31 02:00 | 0 | 0 | 0 | 0 | 0 | 0 | 0 |  | 0
2018-07-31 03:00 | 0 | 0 | 0 | 0 | 0 | 0 | 0 |  | 0
2018-07-31 04:00 | 0 | 0 | 0 | 0 | 0 | 0 | 0 |  | 0
2018-07-31 05:00 | 0 | 49 | 101 | 0 | 101 | 67 | 318 |  | 53
2018-07-31 06:00 | 109.6492 | 3180 | 2156 | 1257 | 2236 | 1738 | 10676.6492 |  | 1779
2018-07-31 07:00 | 490.3799 | 12152 | 6755 | 5321 | 6794 | 4938 | 36450.3799 |  | 6075
2018-07-31 08:00 | 1252.9609 | 17953 | 13111 | 7798 | 13657 | 10238 | 64009.9609 |  | 10668
2018-07-31 09:00 | 2730.5828 | 25457 | 21684 | 12050 | 18975 | 15408 | 96304.5828 |  | 16051
2018-07-31 10:00 | 4016.4602 | 33914 | 28848 | 14696 | 23154 | 18733 | 123361.4602 |  | 20560
2018-07-31 11:00 | 3731.4988 | 42041 | 35153 | 19522 | 34482 | 25733 | 160662.4988 |  | 26777
2018-07-31 12:00 | 4116.252 | 42575 | 36756 | 20316 | 31893 | 26212 | 161868.252 |  | 26978
2018-07-31 13:00 | 3660.8352 | 34898 | 32623 | 17373 | 24611 | 20929 | 134094.8352 |  | 22349
2018-07-31 14:00 | 3090.537 | 36452 | 35533 | 17390 | 23910 | 21363 | 137738.537 |  | 22956
2018-07-31 15:00 | 2395.476 | 24321 | 34063 | 9260 | 23010 | 17535 | 110584.476 |  | 18431
2018-07-31 16:00 | 1348.624 | 9760 | 28723 | 6054 | 16413 | 16082 | 78380.624 |  | 13063
2018-07-31 17:00 | 422.0505 | 7478 | 20266 | 6907 | 5930 | 4702 | 45705.0505 |  | 7618
2018-07-31 18:00 | 202.1355 | 2874 | 10308 | 2565 | 2124 | 1876 | 19949.1355 |  | 3325
2018-07-31 19:00 | 58.5853 | 949 | 1558 | 862 | 833 | 696 | 4956.5853 |  | 826
2018-07-31 20:00 | 0 | 0 | 0 | 0 | 0 | 0 | 0 |  | 0
2018-07-31 21:00 | 0 | 0 | 0 | 0 | 0 | 0 | 0 |  | 0
2018-07-31 22:00 | 0 | 0 | 0 | 0 | 0 | 0 | 0 |  | 0
2018-07-31 23:00 | 0 | 0 | 0 | 0 | 0 | 0 | 0 |  | 0
2018-08-01 | 0 | 0 | 0 | 0 | 0 | 0 | 0 |  | 0
2018-08-01 01:00 | 0 | 0 | 0 | 0 | 0 | 0 | 0 |  | 0
2018-08-01 02:00 | 0 | 0 | 0 | 0 | 0 | 0 | 0 |  | 0
2018-08-01 03:00 | 0 | 0 | 0 | 0 | 0 | 0 | 0 |  | 0
2018-08-01 04:00 | 0 | 0 | 0 | 0 | 0 | 0 | 0 |  | 0
2018-08-01 05:00 | 0 | 154 | 147 | 0 | 92 | 76 | 469 |  | 78
2018-08-01 06:00 | 7.9005 | 3502 | 2215 | 2161 | 2612 | 2044 | 12541.9005 |  | 2090
2018-08-01 07:00 | 417.2339 | 13707 | 6015 | 5571 | 8820 | 5263 | 39793.234 |  | 6632
2018-08-01 08:00 | 1286.86 | 11283 | 12490 | 7760 | 10222 | 7470 | 50511.86 |  | 8419
2018-08-01 09:00 | 2025.1401 | 16120 | 21462 | 9755 | 16162 | 12696 | 78220.1401 |  | 13037
2018-08-01 10:00 | 1815.0818 | 21186 | 20743 | 10990 | 21345 | 17350 | 93429.0818 |  | 15572
2018-08-01 11:00 | 1365.5944 | 16792 | 18694 | 9949 | 13576 | 11149 | 71525.5944 |  | 11921
2018-08-01 12:00 | 832.0131 | 16454 | 17829 | 9505 | 12257 | 10337 | 67214.0131 |  | 11202
2018-08-01 13:00 | 716.3916 | 12504 | 9874 | 6583 | 11982 | 11009 | 52668.3916 |  | 8778
2018-08-01 14:00 | 651.4318 | 4802 | 22576 | 3311 | 7628 | 6598 | 45566.4318 |  | 7594
2018-08-01 15:00 | 563.5146 | 1728 | 7780 | 1743 | 2891 | 2435 | 17140.5146 |  | 2857
2018-08-01 16:00 | 559.0455 | 597 | 8361 | 625 | 559 | 462 | 11163.0455 |  | 1861
2018-08-01 17:00 | 227.4037 | 278 | 3222 | 397 | 451 | 317 | 4892.4037 |  | 815
2018-08-01 18:00 | 411.649 | 1024 | 5119 | 6 | 1843 | 1474 | 9877.649 |  | 1646
2018-08-01 19:00 | 20.942 | 839 | 708 | 141 | 409 | 328 | 2445.942 |  | 408
2018-08-01 20:00 | 0 | 0 | 0 | 6 | 0 | 0 | 6 |  | 1
2018-08-01 21:00 | 0 | 0 | 0 | 0 | 0 | 0 | 0 |  | 0
2018-08-01 22:00 | 0 | 0 | 0 | 0 | 0 | 0 | 0 |  | 0
2018-08-01 23:00 | 0 | 0 | 0 | 0 | 0 | 0 | 0 |  | 0
2018-08-02 | 0 | 0 | 0 | 0 | 0 | 0 | 0 |  | 0
2018-08-02 01:00 | 0 | 0 | 0 | 0 | 0 | 0 | 0 |  | 0
2018-08-02 02:00 | 0 | 0 | 0 | 0 | 0 | 0 | 0 |  | 0
2018-08-02 03:00 | 0 | 0 | 0 | 0 | 0 | 0 | 0 |  | 0
2018-08-02 04:00 | 0 | 0 | 0 | 0 | 0 | 0 | 0 |  | 0
2018-08-02 05:00 | 0 | 44 | 0 | 0 | 3 | 2 | 49 |  | 8
2018-08-02 06:00 | 70.4993 | 2883 | 1120 | 1460 | 450 | 337 | 6320.4993 |  | 1053
2018-08-02 07:00 | 188.7395 | 12660 | 4477 | 4752 | 5772 | 3996 | 31845.7395 |  | 5308
2018-08-02 08:00 | 1183.8285 | 15188 | 11035 | 7999 | 11919 | 9336 | 56660.8285 |  | 9443
2018-08-02 09:00 | 2772.1697 | 29098 | 19838 | 12113 | 20321 | 15789 | 99931.1697 |  | 16655
2018-08-02 10:00 | 4001.6624 | 38606 | 25731 | 12308 | 23128 | 17697 | 121471.6624 |  | 20245
2018-08-02 11:00 | 3658.5115 | 30346 | 33896 | 16088 | 27171 | 19812 | 130971.5115 |  | 21829
2018-08-02 12:00 | 4017.6226 | 41681 | 35906 | 14617 | 26571 | 21154 | 143946.6226 |  | 23991
2018-08-02 13:00 | 3337.9895 | 37365 | 37698 | 19161 | 23145 | 20148 | 140854.9895 |  | 23476
2018-08-02 14:00 | 2916.0688 | 30853 | 35882 | 14193 | 31022 | 20250 | 135116.0688 |  | 22519
2018-08-02 15:00 | 1824.995 | 20272 | 26988 | 14166 | 16205 | 15203 | 94658.995 |  | 15776
2018-08-02 16:00 | 1295.2732 | 15230 | 23877 | 4688 | 12951 | 8627 | 66668.2732 |  | 11111
2018-08-02 17:00 | 468.6701 | 9085 | 9600 | 4767 | 6760 | 5873 | 36553.6701 |  | 6092
2018-08-02 18:00 | 73.7818 | 3362 | 1839 | 2375 | 2556 | 1938 | 12143.7818 |  | 2024
2018-08-02 19:00 | 5.7882 | 1639 | 186 | 385 | 1366 | 1007 | 4588.7882 |  | 765
2018-08-02 20:00 | 0 | 28 | 0 | 22 | 3 | 3 | 56 |  | 9
2018-08-02 21:00 | 0 | 0 | 0 | 0 | 0 | 0 | 0 |  | 0
2018-08-02 22:00 | 0 | 0 | 0 | 0 | 0 | 0 | 0 |  | 0
2018-08-02 23:00 | 0 | 0 | 0 | 0 | 0 | 0 | 0 |  | 0
2018-08-03 | 0 | 0 | 0 | 0 | 0 | 0 | 0 |  | 0
2018-08-03 01:00 | 0 | 0 | 0 | 0 | 0 | 0 | 0 |  | 0
2018-08-03 02:00 | 0 | 0 | 0 | 0 | 0 | 0 | 0 |  | 0
2018-08-03 03:00 | 0 | 0 | 0 | 0 | 0 | 0 | 0 |  | 0
2018-08-03 04:00 | 0 | 0 | 0 | 0 | 0 | 0 | 0 |  | 0
2018-08-03 05:00 | 0 | 15 | 6 | 0 | 16 | 0 | 37 |  | 6
2018-08-03 06:00 | 0 | 4649 | 879 | 1258 | 1249 | 923 | 8958 |  | 1493
2018-08-03 07:00 | 90.7292 | 17803 | 3625 | 4587 | 6789 | 3580 | 36474.7292 |  | 6079
2018-08-03 08:00 | 1109.3535 | 26916 | 12732 | 9784 | 7828 | 6305 | 64674.3535 |  | 10779
2018-08-03 09:00 | 3022.2632 | 29562 | 21700 | 13978 | 18556 | 14463 | 101281.2632 |  | 16880
2018-08-03 10:00 | 3137.4146 | 34060 | 29525 | 14812 | 25962 | 20284 | 127780.4146 |  | 21297
2018-08-03 11:00 | 3679.9854 | 39371 | 27696 | 13309 | 13470 | 11165 | 108690.9854 |  | 18115
2018-08-03 12:00 | 3907.5693 | 13144 | 30145 | 16350 | 23084 | 18080 | 104710.5693 |  | 17452
2018-08-03 13:00 | 2451.4724 | 37142 | 21722 | 6774 | 28978 | 23157 | 120224.4724 |  | 20037
2018-08-03 14:00 | 934.1054 | 21092 | 17930 | 16989 | 16691 | 14707 | 88343.1053 |  | 14724
2018-08-03 15:00 | 937.0686 | 20999 | 6183 | 16510 | 2998 | 2367 | 49994.0686 |  | 8332
2018-08-03 16:00 | 1256.6422 | 3280 | 13667 | 5103 | 1805 | 1499 | 26610.6422 |  | 4435
2018-08-03 17:00 | 409.3103 | 4395 | 5935 | 336 | 6414 | 6528 | 24017.3103 |  | 4003
2018-08-03 18:00 | 67.8137 | 2120 | 317 | 853 | 2453 | 2122 | 7932.8137 |  | 1322
2018-08-03 19:00 | 16.252 | 0 | 303 | 153 | 275 | 192 | 939.252 |  | 157
2018-08-03 20:00 | 0 | 0 | 0 | 0 | 0 | 0 | 0 |  | 0
2018-08-03 21:00 | 0 | 0 | 0 | 0 | 0 | 0 | 0 |  | 0
2018-08-03 22:00 | 0 | 0 | 0 | 0 | 0 | 0 | 0 |  | 0
2018-08-03 23:00 | 0 | 0 | 0 | 0 | 0 | 0 | 0 |  | 0
2018-08-04 | 0 | 0 | 0 | 0 | 0 | 0 | 0 |  | 0
2018-08-04 01:00 | 0 | 0 | 0 | 0 | 0 | 0 | 0 |  | 0
2018-08-04 02:00 | 0 | 0 | 0 | 0 | 0 | 0 | 0 |  | 0
2018-08-04 03:00 | 0 | 0 | 0 | 0 | 0 | 0 | 0 |  | 0
2018-08-04 04:00 | 0 | 0 | 0 | 0 | 0 | 0 | 0 |  | 0
2018-08-04 05:00 | 0 | 50 | 60 | 0 | 0 | 0 | 110 |  | 18
2018-08-04 06:00 | 104.8113 | 2061 | 1476 | 711 | 790 | 611 | 5753.8113 |  | 959
2018-08-04 07:00 | 510.137 | 4426 | 5490 | 2766 | 1550 | 1160 | 15902.137 |  | 2650
2018-08-04 08:00 | 1253.7072 | 3641 | 11856 | 5504 | 2779 | 2243 | 27276.7072 |  | 4546
2018-08-04 09:00 | 660.0471 | 3439 | 15714 | 1872 | 3269 | 2813 | 27767.0471 |  | 4628
2018-08-04 10:00 | 255.1629 | 4821 | 5188 | 349 | 3913 | 2954 | 17480.1629 |  | 2913
2018-08-04 11:00 | 323.1374 | 7698 | 2305 | 2273 | 12372 | 10164 | 35135.1374 |  | 5856
2018-08-04 12:00 | 576.9863 | 17087 | 8654 | 3698 | 20435 | 18276 | 68726.9863 |  | 11454
2018-08-04 13:00 | 676.3585 | 7189 | 8694 | 9666 | 16532 | 13091 | 55848.3585 |  | 9308
2018-08-04 14:00 | 871.5771 | 18348 | 11481 | 6961 | 25007 | 20679 | 83347.5771 |  | 13891
2018-08-04 15:00 | 1557.6271 | 14174 | 27695 | 4274 | 21809 | 19372 | 88881.6271 |  | 14814
2018-08-04 16:00 | 866.667 | 17004 | 11927 | 6941 | 18591 | 18071 | 73400.667 |  | 12233
2018-08-04 17:00 | 252.4667 | 7661 | 6960 | 8110 | 8414 | 9931 | 41328.4667 |  | 6888
2018-08-04 18:00 | 425.4614 | 1661 | 5358 | 1338 | 3147 | 2507 | 14436.4614 |  | 2406
2018-08-04 19:00 | 82.1043 | 881 | 1803 | 332 | 656 | 533 | 4287.1043 |  | 715
2018-08-04 20:00 | 0 | 0 | 0 | 0 | 80 | 66 | 146 |  | 24
2018-08-04 21:00 | 0 | 0 | 0 | 0 | 0 | 0 | 0 |  | 0
2018-08-04 22:00 | 0 | 0 | 0 | 0 | 0 | 0 | 0 |  | 0
2018-08-04 23:00 | 0 | 0 | 0 | 0 | 0 | 0 | 0 |  | 0
2018-08-05 | 0 | 0 | 0 | 0 | 0 | 0 | 0 |  | 0
2018-08-05 01:00 | 0 | 0 | 0 | 0 | 0 | 0 | 0 |  | 0
2018-08-05 02:00 | 0 | 0 | 0 | 0 | 0 | 0 | 0 |  | 0
2018-08-05 03:00 | 0 | 0 | 0 | 0 | 0 | 0 | 0 |  | 0
2018-08-05 04:00 | 0 | 0 | 0 | 0 | 0 | 0 | 0 |  | 0
2018-08-05 05:00 | 0 | 34 | 32 | 0 | 19 | 14 | 99 |  | 17
2018-08-05 06:00 | 16.5194 | 3940 | 1783 | 1249 | 1256 | 902 | 9146.5194 |  | 1524
2018-08-05 07:00 | 229.9431 | 15460 | 5360 | 5590 | 8326 | 3686 | 38651.9431 |  | 6442
2018-08-05 08:00 | 1311.1528 | 26836 | 13054 | 9688 | 18550 | 12630 | 82069.1528 |  | 13678
2018-08-05 09:00 | 3153.9385 | 33551 | 22057 | 13899 | 26036 | 19775 | 118471.9385 |  | 19745
2018-08-05 10:00 | 3843.951 | 39963 | 29239 | 17140 | 31493 | 25855 | 147533.951 |  | 24589
2018-08-05 11:00 | 4035.9763 | 41326 | 32809 | 18263 | 33330 | 26819 | 156582.9763 |  | 26097
2018-08-05 12:00 | 3916.8474 | 40084 | 36188 | 19226 | 28561 | 22260 | 150235.8474 |  | 25039
2018-08-05 13:00 | 3383.2522 | 35483 | 30524 | 19239 | 34629 | 26710 | 149968.2522 |  | 24995
2018-08-05 14:00 | 2167.1118 | 29565 | 34909 | 14938 | 31115 | 26962 | 139656.1118 |  | 23276
2018-08-05 15:00 | 1505.687 | 26252 | 31146 | 13998 | 24937 | 24016 | 121854.687 |  | 20309
2018-08-05 16:00 | 888.3086 | 15999 | 22352 | 10538 | 18589 | 18696 | 87062.3086 |  | 14510
2018-08-05 17:00 | 406.0393 | 7139 | 18380 | 6862 | 8774 | 10587 | 52148.0393 |  | 8691
2018-08-05 18:00 | 182.4528 | 2255 | 8765 | 3132 | 3030 | 2970 | 20334.4528 |  | 3389
2018-08-05 19:00 | 40.6508 | 1235 | 730 | 424 | 1304 | 1177 | 4910.6508 |  | 818
2018-08-05 20:00 | 0 | 0 | 0 | 0 | 0 | 0 | 0 |  | 0
2018-08-05 21:00 | 0 | 0 | 0 | 0 | 0 | 0 | 0 |  | 0
2018-08-05 22:00 | 0 | 0 | 0 | 0 | 0 | 0 | 0 |  | 0
2018-08-05 23:00 | 0 | 0 | 0 | 0 | 0 | 0 | 0 |  | 0
2018-08-06 | 0 | 0 | 0 | 0 | 0 | 0 | 0 |  | 0
2018-08-06 01:00 | 0 | 0 | 0 | 0 | 0 | 0 | 0 |  | 0
2018-08-06 02:00 | 0 | 0 | 0 | 0 | 0 | 0 | 0 |  | 0
2018-08-06 03:00 | 0 | 0 | 0 | 0 | 0 | 0 | 0 |  | 0
2018-08-06 04:00 | 0 | 0 | 0 | 0 | 0 | 0 | 0 |  | 0
2018-08-06 05:00 | 0 | 25 | 27 | 0 | 14 | 11 | 77 |  | 13
2018-08-06 06:00 | 28.7576 | 3826 | 1372 | 1178 | 1332 | 1094 | 8830.7576 |  | 1472
2018-08-06 07:00 | 256.1412 | 15188 | 4299 | 5459 | 8246 | 4634 | 38082.1412 |  | 6347
2018-08-06 08:00 | 1228.9348 | 26243 | 12877 | 9489 | 18214 | 12451 | 80502.9348 |  | 13417
2018-08-06 09:00 | 3092.8552 | 34091 | 22021 | 13622 | 25750 | 20421 | 118997.8552 |  | 19833
2018-08-06 10:00 | 3887.4653 | 38930 | 29245 | 16771 | 30907 | 25541 | 145281.4653 |  | 24214
2018-08-06 11:00 | 4015.666 | 40803 | 33512 | 18677 | 34349 | 27064 | 158420.666 |  | 26403
2018-08-06 12:00 | 3905.8394 | 40803 | 36406 | 19423 | 35320 | 27419 | 163276.8394 |  | 27213
2018-08-06 13:00 | 3603.275 | 37917 | 36956 | 19166 | 34106 | 27339 | 159087.275 |  | 26515
2018-08-06 14:00 | 3069.229 | 33067 | 35645 | 17737 | 31078 | 26847 | 147443.229 |  | 24574
2018-08-06 15:00 | 2227.4353 | 25715 | 31985 | 15037 | 25895 | 24808 | 125667.4353 |  | 20945
2018-08-06 16:00 | 1227.8787 | 16282 | 26556 | 11226 | 18257 | 18564 | 92112.8787 |  | 15352
2018-08-06 17:00 | 392.7841 | 6460 | 18234 | 6453 | 8800 | 10355 | 50694.7841 |  | 8449
2018-08-06 18:00 | 190.3367 | 2256 | 8581 | 3342 | 2700 | 2816 | 19885.3368 |  | 3314
2018-08-06 19:00 | 47.9634 | 646 | 1116 | 627 | 554 | 520 | 3510.9634 |  | 585
2018-08-06 20:00 | 0 | 0 | 0 | 0 | 0 | 0 | 0 |  | 0
2018-08-06 21:00 | 0 | 0 | 0 | 0 | 0 | 0 | 0 |  | 0
2018-08-06 22:00 | 0 | 0 | 0 | 0 | 0 | 0 | 0 |  | 0
2018-08-06 23:00 | 0 | 0 | 0 | 0 | 0 | 0 | 0 |  | 0
2018-08-07 | 0 | 0 | 0 | 0 | 0 | 0 | 0 |  | 0
2018-08-07 01:00 | 0 | 0 | 0 | 0 | 0 | 0 | 0 |  | 0
2018-08-07 02:00 | 0 | 0 | 0 | 0 | 0 | 0 | 0 |  | 0
2018-08-07 03:00 | 0 | 0 | 0 | 0 | 0 | 0 | 0 |  | 0
2018-08-07 04:00 | 0 | 0 | 0 | 0 | 0 | 0 | 0 |  | 0
2018-08-07 05:00 | 0 | 8 | 15 | 0 | 11 | 7 | 41 |  | 7
2018-08-07 06:00 | 40.4609 | 3717 | 1312 | 1105 | 1175 | 991 | 8340.4609 |  | 1390
2018-08-07 07:00 | 282.5718 | 14926 | 4786 | 5346 | 8260 | 4601 | 38201.5718 |  | 6367
2018-08-07 08:00 | 1277.7112 | 25784 | 12363 | 9385 | 17595 | 12140 | 78544.7112 |  | 13091
2018-08-07 09:00 | 3077.2817 | 32804 | 21361 | 13233 | 24622 | 19473 | 114570.2817 |  | 19095
2018-08-07 10:00 | 3786.8352 | 37803 | 28363 | 16503 | 30496 | 25190 | 142141.8352 |  | 23690
2018-08-07 11:00 | 3621.0938 | 39892 | 33268 | 18525 | 31429 | 25443 | 152178.0938 |  | 25363
2018-08-07 12:00 | 3666.1553 | 38903 | 35442 | 18516 | 29980 | 24482 | 150989.1553 |  | 25165
2018-08-07 13:00 | 3230.5144 | 29713 | 35936 | 14690 | 28200 | 24597 | 136366.5144 |  | 22728
2018-08-07 14:00 | 2710.3545 | 7955 | 32274 | 14274 | 28529 | 24473 | 110215.3545 |  | 18369
2018-08-07 15:00 | 1903.7175 | 19360 | 26204 | 5961 | 15031 | 13652 | 82111.7175 |  | 13685
2018-08-07 16:00 | 1276.1599 | 9743 | 19823 | 7452 | 3782 | 3323 | 45399.1599 |  | 7567
2018-08-07 17:00 | 498.1699 | 2452 | 8240 | 3059 | 2301 | 1981 | 18531.1699 |  | 3089
2018-08-07 18:00 | 168.8435 | 2202 | 2972 | 1041 | 4239 | 3590 | 14212.8435 |  | 2369
2018-08-07 19:00 | 2.2934 | 1334 | 77 | 514 | 965 | 878 | 3770.2934 |  | 628
2018-08-07 20:00 | 0 | 0 | 0 | 11 | 0 | 0 | 11 |  | 2
2018-08-07 21:00 | 0 | 0 | 0 | 0 | 0 | 0 | 0 |  | 0
2018-08-07 22:00 | 0 | 0 | 0 | 0 | 0 | 0 | 0 |  | 0
2018-08-07 23:00 | 0 | 0 | 0 | 0 | 0 | 0 | 0 |  | 0
2018-08-08 | 0 | 0 | 0 | 0 | 0 | 0 | 0 |  | 0
2018-08-08 01:00 | 0 | 0 | 0 | 0 | 0 | 0 | 0 |  | 0
2018-08-08 02:00 | 0 | 0 | 0 | 0 | 0 | 0 | 0 |  | 0
2018-08-08 03:00 | 0 | 0 | 0 | 0 | 0 | 0 | 0 |  | 0
2018-08-08 04:00 | 0 | 0 | 0 | 0 | 0 | 0 | 0 |  | 0
2018-08-08 05:00 | 0 | 0 | 15 | 0 | 11 | 6 | 32 |  | 5
2018-08-08 06:00 | 32.1749 | 1936 | 1207 | 1175 | 1441 | 1124 | 6915.1749 |  | 1153
2018-08-08 07:00 | 266.1583 | 6737 | 4591 | 5297 | 8605 | 5997 | 31493.1583 |  | 5249
2018-08-08 08:00 | 1250.9249 | 18767 | 12490 | 9107 | 12100 | 9126 | 62840.9249 |  | 10473
2018-08-08 09:00 | 3069.2546 | 33020 | 21562 | 10469 | 16371 | 13438 | 97929.2546 |  | 16322
2018-08-08 10:00 | 3449.3855 | 37526 | 26138 | 17001 | 27029 | 21256 | 132399.3855 |  | 22067
2018-08-08 11:00 | 3192.6558 | 30673 | 24337 | 12325 | 24265 | 19491 | 114283.6558 |  | 19047
2018-08-08 12:00 | 2188.246 | 31293 | 25357 | 12252 | 23102 | 18728 | 112920.246 |  | 18820
2018-08-08 13:00 | 2057.2952 | 35196 | 21773 | 5195 | 29612 | 23389 | 117222.2952 |  | 19537
2018-08-08 14:00 | 1814.4164 | 33222 | 36109 | 13032 | 21757 | 17587 | 123521.4164 |  | 20587
2018-08-08 15:00 | 1329.4705 | 17802 | 33410 | 10304 | 8904 | 8414 | 80163.4705 |  | 13361
2018-08-08 16:00 | 1291.4852 | 9349 | 27057 | 7100 | 1285 | 986 | 47068.4852 |  | 7845
2018-08-08 17:00 | 352.2057 | 3828 | 13963 | 3677 | 1997 | 1520 | 25337.2057 |  | 4223
2018-08-08 18:00 | 123.1715 | 176 | 1915 | 167 | 2220 | 1806 | 6407.1715 |  | 1068
2018-08-08 19:00 | 0 | 2393 | 87 | 0 | 513 | 428 | 3421 |  | 570
2018-08-08 20:00 | 0 | 11 | 0 | 0 | 0 | 0 | 11 |  | 2
2018-08-08 21:00 | 0 | 0 | 0 | 0 | 0 | 0 | 0 |  | 0
2018-08-08 22:00 | 0 | 0 | 0 | 0 | 0 | 0 | 0 |  | 0
2018-08-08 23:00 | 0 | 0 | 0 | 0 | 0 | 0 | 0 |  | 0
2018-08-09 | 0 | 0 | 0 | 0 | 0 | 0 | 0 |  | 0
2018-08-09 01:00 | 0 | 0 | 0 | 0 | 0 | 0 | 0 |  | 0
2018-08-09 02:00 | 0 | 0 | 0 | 0 | 0 | 0 | 0 |  | 0
2018-08-09 03:00 | 0 | 0 | 0 | 0 | 0 | 0 | 0 |  | 0
2018-08-09 04:00 | 0 | 0 | 0 | 0 | 0 | 0 | 0 |  | 0
2018-08-09 05:00 | 0 | 0 | 0 | 0 | 0 | 0 | 0 |  | 0
2018-08-09 06:00 | 0 | 354 | 468 | 188 | 467 | 371 | 1848 |  | 308
2018-08-09 07:00 | 214.0843 | 8353 | 2557 | 1483 | 4718 | 3391 | 20716.0843 |  | 3453
2018-08-09 08:00 | 740.4248 | 22853 | 6906 | 3645 | 18846 | 13389 | 66379.4248 |  | 11063
2018-08-09 09:00 | 2651.1697 | 34736 | 12189 | 11426 | 20421 | 18003 | 99426.1697 |  | 16571
2018-08-09 10:00 | 3491.3755 | 40764 | 24471 | 15487 | 27536 | 22221 | 133970.3755 |  | 22328
2018-08-09 11:00 | 3932.0706 | 29158 | 32805 | 15712 | 23459 | 19138 | 124204.0706 |  | 20701
2018-08-09 12:00 | 3242.3232 | 33276 | 36315 | 18922 | 20703 | 18120 | 130578.3232 |  | 21763
2018-08-09 13:00 | 3181.1309 | 26519 | 32747 | 19136 | 32916 | 25617 | 140116.1309 |  | 23353
2018-08-09 14:00 | 2227.1958 | 26827 | 29620 | 17847 | 29254 | 25278 | 131053.1958 |  | 21842
2018-08-09 15:00 | 2084.374 | 26953 | 33758 | 15879 | 22576 | 19845 | 121095.374 |  | 20183
2018-08-09 16:00 | 1051.644 | 16964 | 19796 | 11895 | 16601 | 17150 | 83457.644 |  | 13910
2018-08-09 17:00 | 369.4803 | 6135 | 18510 | 6394 | 6642 | 8298 | 46348.4803 |  | 7725
2018-08-09 18:00 | 162.8527 | 1864 | 5499 | 3582 | 2365 | 2408 | 15880.8527 |  | 2647
2018-08-09 19:00 | 37.8384 | 502 | 941 | 514 | 485 | 458 | 2937.8384 |  | 490
2018-08-09 20:00 | 0 | 0 | 0 | 0 | 0 | 0 | 0 |  | 0
2018-08-09 21:00 | 0 | 0 | 0 | 0 | 0 | 0 | 0 |  | 0
2018-08-09 22:00 | 0 | 0 | 0 | 0 | 0 | 0 | 0 |  | 0
2018-08-09 23:00 | 0 | 0 | 0 | 0 | 0 | 0 | 0 |  | 0
2018-08-10 | 0 | 0 | 0 | 0 | 0 | 0 | 0 |  | 0
2018-08-10 01:00 | 0 | 0 | 0 | 0 | 0 | 0 | 0 |  | 0
2018-08-10 02:00 | 0 | 0 | 0 | 0 | 0 | 0 | 0 |  | 0
2018-08-10 03:00 | 0 | 0 | 0 | 0 | 0 | 0 | 0 |  | 0
2018-08-10 04:00 | 0 | 0 | 0 | 0 | 0 | 0 | 0 |  | 0
2018-08-10 05:00 | 0 | 4 | 0 | 0 | 2 | 1 | 7 |  | 1
2018-08-10 06:00 | 0 | 4114 | 1001 | 988 | 806 | 758 | 7667 |  | 1278
2018-08-10 07:00 | 162.1074 | 16768 | 4057 | 5496 | 8143 | 4147 | 38773.1074 |  | 6462
2018-08-10 08:00 | 1196.5098 | 24280 | 12675 | 10067 | 15961 | 11328 | 75507.5098 |  | 12585
2018-08-10 09:00 | 3334.4922 | 21825 | 22186 | 14691 | 17996 | 14471 | 94503.4922 |  | 15751
2018-08-10 10:00 | 3824.8315 | 34588 | 29588 | 18496 | 25269 | 19438 | 131203.8315 |  | 21867
2018-08-10 11:00 | 3810.3481 | 40185 | 35633 | 20066 | 34152 | 26524 | 160370.3481 |  | 26728
2018-08-10 12:00 | 3396.0073 | 43770 | 35565 | 20713 | 36873 | 28560 | 168877.0073 |  | 28146
2018-08-10 13:00 | 3773.611 | 40054 | 40103 | 20902 | 36527 | 28351 | 169710.611 |  | 28285
2018-08-10 14:00 | 3325.7632 | 35781 | 38792 | 19543 | 33513 | 27773 | 158727.7632 |  | 26455
2018-08-10 15:00 | 2342.9683 | 27706 | 35333 | 16607 | 28124 | 26534 | 136646.9683 |  | 22774
2018-08-10 16:00 | 1210.4692 | 17665 | 28818 | 12440 | 19932 | 20890 | 100955.4692 |  | 16826
2018-08-10 17:00 | 378.6336 | 6528 | 18035 | 6874 | 9617 | 12184 | 53616.6336 |  | 8936
2018-08-10 18:00 | 191.6806 | 2775 | 8657 | 2655 | 3632 | 3368 | 21278.6806 |  | 3546
2018-08-10 19:00 | 43.431 | 760 | 962 | 481 | 754 | 696 | 3696.431 |  | 616
2018-08-10 20:00 | 0 | 0 | 0 | 0 | 0 | 0 | 0 |  | 0
2018-08-10 21:00 | 0 | 0 | 0 | 0 | 0 | 0 | 0 |  | 0
2018-08-10 22:00 | 0 | 0 | 0 | 0 | 0 | 0 | 0 |  | 0
2018-08-10 23:00 | 0 | 0 | 0 | 0 | 0 | 0 | 0 |  | 0
2018-08-11 | 0 | 0 | 0 | 0 | 0 | 0 | 0 |  | 0
2018-08-11 01:00 | 0 | 0 | 0 | 0 | 0 | 0 | 0 |  | 0
2018-08-11 02:00 | 0 | 0 | 0 | 0 | 0 | 0 | 0 |  | 0
2018-08-11 03:00 | 0 | 0 | 0 | 0 | 0 | 0 | 0 |  | 0
2018-08-11 04:00 | 0 | 0 | 0 | 0 | 0 | 0 | 0 |  | 0
2018-08-11 05:00 | 0 | 0 | 0 | 0 | 0 | 0 | 0 |  | 0
2018-08-11 06:00 | 0 | 1257 | 819 | 590 | 1482 | 1110 | 5258 |  | 876
2018-08-11 07:00 | 147.4853 | 2389 | 2177 | 2773 | 2269 | 1762 | 11517.4853 |  | 1920
2018-08-11 08:00 | 480.8229 | 3422 | 7252 | 4132 | 6067 | 4959 | 26312.8229 |  | 4385
2018-08-11 09:00 | 898.6049 | 2425 | 8072 | 7952 | 6035 | 4762 | 30144.6049 |  | 5024
2018-08-11 10:00 | 526.5739 | 3083 | 3535 | 4314 | 8512 | 6694 | 26664.5739 |  | 4444
2018-08-11 11:00 | 345.3729 | 6698 | 3618 | 4937 | 7639 | 6117 | 29354.3729 |  | 4892
2018-08-11 12:00 | 482.1119 | 11459 | 4679 | 4276 | 10830 | 8827 | 40553.1119 |  | 6759
2018-08-11 13:00 | 333.8017 | 5933 | 5698 | 3518 | 12780 | 10143 | 38405.8017 |  | 6401
2018-08-11 14:00 | 352.4373 | 2172 | 5022 | 2069 | 4061 | 3189 | 16865.4373 |  | 2811
2018-08-11 15:00 | 259.7768 | 2483 | 3335 | 1474 | 5800 | 4805 | 18156.7768 |  | 3026
2018-08-11 16:00 | 614.7979 | 2599 | 5643 | 1218 | 4261 | 3470 | 17805.7978 |  | 2968
2018-08-11 17:00 | 196.6405 | 1574 | 4822 | 600 | 2274 | 1827 | 11293.6405 |  | 1882
2018-08-11 18:00 | 2.7163 | 298 | 742 | 480 | 771 | 637 | 2930.7163 |  | 488
2018-08-11 19:00 | 0 | 0 | 103 | 72 | 0 | 0 | 175 |  | 29
2018-08-11 20:00 | 0 | 0 | 0 | 0 | 0 | 0 | 0 |  | 0
2018-08-11 21:00 | 0 | 0 | 0 | 0 | 0 | 0 | 0 |  | 0
2018-08-11 22:00 | 0 | 0 | 0 | 0 | 0 | 0 | 0 |  | 0
2018-08-11 23:00 | 0 | 0 | 0 | 0 | 0 | 0 | 0 |  | 0
2018-08-12 | 0 | 0 | 0 | 0 | 0 | 0 | 0 |  | 0
2018-08-12 01:00 | 0 | 0 | 0 | 0 | 0 | 0 | 0 |  | 0
2018-08-12 02:00 | 0 | 0 | 0 | 0 | 0 | 0 | 0 |  | 0
2018-08-12 03:00 | 0 | 0 | 0 | 0 | 0 | 0 | 0 |  | 0
2018-08-12 04:00 | 0 | 0 | 0 | 0 | 0 | 0 | 0 |  | 0
2018-08-12 05:00 | 0 | 0 | 0 | 0 | 0 | 0 | 0 |  | 0
2018-08-12 06:00 | 0 | 1 | 245 | 0 | 6 | 1 | 253 |  | 42
2018-08-12 07:00 | 4.4769 | 1155 | 616 | 515 | 851 | 680 | 3821.4769 |  | 637
2018-08-12 08:00 | 198.2115 | 2980 | 2513 | 968 | 1775 | 1458 | 9892.2115 |  | 1649
2018-08-12 09:00 | 415.6738 | 3078 | 4550 | 1715 | 3184 | 2659 | 15601.6738 |  | 2600
2018-08-12 10:00 | 433.2711 | 3423 | 7715 | 936 | 3838 | 3117 | 19462.2711 |  | 3244
2018-08-12 11:00 | 303.9128 | 5357 | 7910 | 1149 | 5755 | 4895 | 25369.9128 |  | 4228
2018-08-12 12:00 | 435.8898 | 4839 | 7549 | 2764 | 8591 | 6831 | 31009.8898 |  | 5168
2018-08-12 13:00 | 949.993 | 4933 | 12434 | 5190 | 6828 | 5717 | 36051.993 |  | 6009
2018-08-12 14:00 | 742.5691 | 9357 | 13234 | 4012 | 4392 | 3492 | 35229.5691 |  | 5872
2018-08-12 15:00 | 531.431 | 7776 | 7282 | 2819 | 6462 | 5409 | 30279.431 |  | 5047
2018-08-12 16:00 | 205.5069 | 3496 | 5620 | 1888 | 3815 | 3608 | 18632.5069 |  | 3105
2018-08-12 17:00 | 344.4898 | 2173 | 2183 | 1403 | 2433 | 2030 | 10566.4898 |  | 1761
2018-08-12 18:00 | 117.8093 | 802 | 957 | 386 | 1503 | 1231 | 4996.8093 |  | 833
2018-08-12 19:00 | 0 | 0 | 36 | 2 | 272 | 199 | 509 |  | 85
2018-08-12 20:00 | 0 | 0 | 0 | 0 | 0 | 0 | 0 |  | 0
2018-08-12 21:00 | 0 | 0 | 0 | 0 | 0 | 0 | 0 |  | 0
2018-08-12 22:00 | 0 | 0 | 0 | 0 | 0 | 0 | 0 |  | 0
2018-08-12 23:00 | 0 | 0 | 0 | 0 | 0 | 0 | 0 |  | 0
2018-08-13 | 0 | 0 | 0 | 0 | 0 | 0 | 0 |  | 0
2018-08-13 01:00 | 0 | 0 | 0 | 0 | 0 | 0 | 0 |  | 0
2018-08-13 02:00 | 0 | 0 | 0 | 0 | 0 | 0 | 0 |  | 0
2018-08-13 03:00 | 0 | 0 | 0 | 0 | 0 | 0 | 0 |  | 0
2018-08-13 04:00 | 0 | 0 | 0 | 0 | 0 | 0 | 0 |  | 0
2018-08-13 05:00 | 0 | 0 | 0 | 0 | 0 | 0 | 0 |  | 0
2018-08-13 06:00 | 0 | 202 | 655 | 0 | 456 | 332 | 1645 |  | 274
2018-08-13 07:00 | 77.9492 | 1023 | 1419 | 474 | 1260 | 1029 | 5282.9492 |  | 880
2018-08-13 08:00 | 206.1192 | 1977 | 2441 | 760 | 3389 | 2740 | 11513.1192 |  | 1919
2018-08-13 09:00 | 457.6801 | 3986 | 6587 | 1397 | 2508 | 2062 | 16997.6801 |  | 2833
2018-08-13 10:00 | 513.4693 | 3979 | 6411 | 2312 | 3605 | 2867 | 19687.4693 |  | 3281
2018-08-13 11:00 | 619.5948 | 7000 | 8120 | 2804 | 5513 | 4601 | 28657.5948 |  | 4776
2018-08-13 12:00 | 745.795 | 8140 | 10432 | 3938 | 8076 | 6551 | 37882.795 |  | 6314
2018-08-13 13:00 | 872.6323 | 7994 | 10138 | 5333 | 8997 | 7194 | 40528.6323 |  | 6755
2018-08-13 14:00 | 532.207 | 9136 | 11305 | 5385 | 6626 | 5415 | 38399.207 |  | 6400
2018-08-13 15:00 | 269.7918 | 5880 | 6423 | 4421 | 4959 | 3919 | 25871.7918 |  | 4312
2018-08-13 16:00 | 298.7593 | 4086 | 4100 | 2564 | 4956 | 4003 | 20007.7593 |  | 3335
2018-08-13 17:00 | 153.6651 | 4978 | 2789 | 1098 | 3614 | 3000 | 15632.6651 |  | 2605
2018-08-13 18:00 | 129.7991 | 1458 | 1285 | 611 | 999 | 777 | 5259.7991 |  | 877
2018-08-13 19:00 | 12.191 | 277 | 190 | 251 | 120 | 77 | 927.191 |  | 155
2018-08-13 20:00 | 0 | 0 | 0 | 0 | 0 | 0 | 0 |  | 0
2018-08-13 21:00 | 0 | 0 | 0 | 0 | 0 | 0 | 0 |  | 0
2018-08-13 22:00 | 0 | 0 | 0 | 0 | 0 | 0 | 0 |  | 0
2018-08-13 23:00 | 0 | 0 | 0 | 0 | 0 | 0 | 0 |  | 0
2018-08-14 | 0 | 0 | 0 | 0 | 0 | 0 | 0 |  | 0
2018-08-14 01:00 | 0 | 0 | 0 | 0 | 0 | 0 | 0 |  | 0
2018-08-14 02:00 | 0 | 0 | 0 | 0 | 0 | 0 | 0 |  | 0
2018-08-14 03:00 | 0 | 0 | 0 | 0 | 0 | 0 | 0 |  | 0
2018-08-14 04:00 | 0 | 0 | 0 | 0 | 0 | 0 | 0 |  | 0
2018-08-14 05:00 | 0 | 0 | 0 | 0 | 0 | 0 | 0 |  | 0
2018-08-14 06:00 | 2.0146 | 29 | 459 | 7 | 158 | 123 | 778.0146 |  | 130
2018-08-14 07:00 | 335.0328 | 1409 | 3621 | 749 | 758 | 648 | 7520.0328 |  | 1253
2018-08-14 08:00 | 650.8923 | 4314 | 5484 | 2422 | 1693 | 1492 | 16055.8923 |  | 2676
2018-08-14 09:00 | 1181.9474 | 8253 | 8245 | 3952 | 4731 | 4177 | 30539.9474 |  | 5090
2018-08-14 10:00 | 1747.3773 | 9260 | 8919 | 5830 | 8006 | 7252 | 41014.3773 |  | 6836
2018-08-14 11:00 | 2369.631 | 18184 | 22418 | 9660 | 24216 | 19125 | 95972.631 |  | 15995
2018-08-14 12:00 | 2708.04 | 34688 | 17706 | 15105 | 23360 | 19510 | 113077.04 |  | 18846
2018-08-14 13:00 | 1912.546 | 36129 | 20000 | 17984 | 24784 | 20293 | 121102.546 |  | 20184
2018-08-14 14:00 | 492.2384 | 8807 | 24237 | 10050 | 16633 | 14065 | 74284.2384 |  | 12381
2018-08-14 15:00 | 1364.0428 | 8949 | 10448 | 2526 | 4592 | 3730 | 31609.0428 |  | 5268
2018-08-14 16:00 | 1307.6101 | 15517 | 2028 | 1567 | 12275 | 11671 | 44365.6101 |  | 7394
2018-08-14 17:00 | 557.6193 | 5667 | 17696 | 3922 | 8063 | 9706 | 45611.6193 |  | 7602
2018-08-14 18:00 | 18.0391 | 4244 | 2864 | 2888 | 2772 | 2744 | 15530.0391 |  | 2588
2018-08-14 19:00 | 68.7545 | 1535 | 46 | 145 | 631 | 553 | 2978.7545 |  | 496
2018-08-14 20:00 | 0 | 0 | 0 | 0 | 0 | 0 | 0 |  | 0
2018-08-14 21:00 | 0 | 0 | 0 | 0 | 0 | 0 | 0 |  | 0
2018-08-14 22:00 | 0 | 0 | 0 | 0 | 0 | 0 | 0 |  | 0
2018-08-14 23:00 | 0 | 0 | 0 | 0 | 0 | 0 | 0 |  | 0
2018-08-15 | 0 | 0 | 0 | 0 | 0 | 0 | 0 |  | 0
2018-08-15 01:00 | 0 | 0 | 0 | 0 | 0 | 0 | 0 |  | 0
2018-08-15 02:00 | 0 | 0 | 0 | 0 | 0 | 0 | 0 |  | 0
2018-08-15 03:00 | 0 | 0 | 0 | 0 | 0 | 0 | 0 |  | 0
2018-08-15 04:00 | 0 | 0 | 0 | 0 | 0 | 0 | 0 |  | 0
2018-08-15 05:00 | 0 | 0 | 0 | 0 | 0 | 0 | 0 |  | 0
2018-08-15 06:00 | 0 | 258 | 295 | 75 | 308 | 185 | 1121 |  | 187
2018-08-15 07:00 | 203.4781 | 3387 | 2289 | 2119 | 5209 | 4073 | 17280.4781 |  | 2880
2018-08-15 08:00 | 385.3897 | 7292 | 3115 | 3455 | 17603 | 12876 | 44726.3896 |  | 7454
2018-08-15 09:00 | 665.0449 | 29388 | 9784 | 6309 | 21730 | 20331 | 88207.0449 |  | 14701
2018-08-15 10:00 | 2247.8298 | 37404 | 16906 | 11702 | 29913 | 24424 | 122596.8298 |  | 20433
2018-08-15 11:00 | 3621.646 | 37090 | 28571 | 15229 | 27251 | 22699 | 134461.646 |  | 22410
2018-08-15 12:00 | 3921.0662 | 35255 | 33499 | 19042 | 23608 | 19405 | 134730.0662 |  | 22455
2018-08-15 13:00 | 3522.8906 | 35085 | 29217 | 17045 | 31191 | 25676 | 141736.8906 |  | 23623
2018-08-15 14:00 | 2822.422 | 31409 | 32137 | 14079 | 29552 | 25291 | 135290.422 |  | 22548
2018-08-15 15:00 | 1947.5328 | 25624 | 29332 | 8257 | 20170 | 19507 | 104837.5328 |  | 17473
2018-08-15 16:00 | 1156.5713 | 15743 | 21633 | 11062 | 15002 | 16100 | 80696.5713 |  | 13449
2018-08-15 17:00 | 390.5752 | 5800 | 15161 | 6438 | 7326 | 8846 | 43961.5752 |  | 7327
2018-08-15 18:00 | 148.2576 | 1818 | 6748 | 2651 | 2258 | 2292 | 15915.2576 |  | 2653
2018-08-15 19:00 | 2.1425 | 236 | 209 | 82 | 345 | 309 | 1183.1425 |  | 197
2018-08-15 20:00 | 0 | 0 | 0 | 0 | 0 | 0 | 0 |  | 0
2018-08-15 21:00 | 0 | 0 | 0 | 0 | 0 | 0 | 0 |  | 0
2018-08-15 22:00 | 0 | 0 | 0 | 0 | 0 | 0 | 0 |  | 0
2018-08-15 23:00 | 0 | 0 | 0 | 0 | 0 | 0 | 0 |  | 0
2018-08-16 | 0 | 0 | 0 | 0 | 0 | 0 | 0 |  | 0
2018-08-16 01:00 | 0 | 0 | 0 | 0 | 0 | 0 | 0 |  | 0
2018-08-16 02:00 | 0 | 0 | 0 | 0 | 0 | 0 | 0 |  | 0
2018-08-16 03:00 | 0 | 0 | 0 | 0 | 0 | 0 | 0 |  | 0
2018-08-16 04:00 | 0 | 0 | 0 | 0 | 0 | 0 | 0 |  | 0
2018-08-16 05:00 | 0 | 0 | 0 | 0 | 0 | 0 | 0 |  | 0
2018-08-16 06:00 | 27.7592 | 1858 | 1072 | 731 | 752 | 589 | 5029.7592 |  | 838
2018-08-16 07:00 | 309.4438 | 11901 | 4400 | 4843 | 6694 | 4426 | 32573.4438 |  | 5429
2018-08-16 08:00 | 1249.7776 | 22988 | 11336 | 9246 | 13723 | 10298 | 68840.7776 |  | 11473
2018-08-16 09:00 | 2967.5999 | 25613 | 20139 | 13263 | 19268 | 16223 | 97473.5999 |  | 16246
2018-08-16 10:00 | 3484.167 | 28831 | 27473 | 13333 | 24635 | 18787 | 116543.167 |  | 19424
2018-08-16 11:00 | 2675.6804 | 37097 | 29777 | 15597 | 25054 | 20354 | 130554.6804 |  | 21759
2018-08-16 12:00 | 2818.942 | 40770 | 25645 | 18353 | 32671 | 25248 | 145505.942 |  | 24251
2018-08-16 13:00 | 3241.474 | 31453 | 34558 | 17988 | 31268 | 26426 | 144934.474 |  | 24156
2018-08-16 14:00 | 2794.6223 | 30163 | 32370 | 17161 | 29052 | 25315 | 136855.6223 |  | 22809
2018-08-16 15:00 | 2197.7502 | 25314 | 31554 | 15765 | 24947 | 23565 | 123342.7502 |  | 20557
2018-08-16 16:00 | 1052.2959 | 16034 | 26035 | 11554 | 17551 | 19015 | 91241.2959 |  | 15207
2018-08-16 17:00 | 288.8848 | 5874 | 17170 | 6746 | 7604 | 10426 | 48108.8848 |  | 8018
2018-08-16 18:00 | 156.6525 | 2119 | 6840 | 3366 | 2223 | 2315 | 17019.6525 |  | 2837
2018-08-16 19:00 | 25.1083 | 357 | 490 | 224 | 350 | 344 | 1790.1083 |  | 298
2018-08-16 20:00 | 0 | 0 | 0 | 0 | 0 | 0 | 0 |  | 0
2018-08-16 21:00 | 0 | 0 | 0 | 0 | 0 | 0 | 0 |  | 0
2018-08-16 22:00 | 0 | 0 | 0 | 0 | 0 | 0 | 0 |  | 0
2018-08-16 23:00 | 0 | 0 | 0 | 0 | 0 | 0 | 0 |  | 0
2018-08-17 | 0 | 0 | 0 | 0 | 0 | 0 | 0 |  | 0
2018-08-17 01:00 | 0 | 0 | 0 | 0 | 0 | 0 | 0 |  | 0
2018-08-17 02:00 | 0 | 0 | 0 | 0 | 0 | 0 | 0 |  | 0
2018-08-17 03:00 | 0 | 0 | 0 | 0 | 0 | 0 | 0 |  | 0
2018-08-17 04:00 | 0 | 0 | 0 | 0 | 0 | 0 | 0 |  | 0
2018-08-17 05:00 | 0 | 0 | 0 | 0 | 0 | 0 | 0 |  | 0
2018-08-17 06:00 | 18.3673 | 1443 | 1045 | 484 | 1224 | 964 | 5178.3673 |  | 863
2018-08-17 07:00 | 323.2609 | 6148 | 4235 | 4132 | 6683 | 4176 | 25697.2609 |  | 4283
2018-08-17 08:00 | 1198.6775 | 23714 | 11701 | 8588 | 16654 | 11916 | 73771.6775 |  | 12295
2018-08-17 09:00 | 3079.147 | 31976 | 20598 | 13207 | 24659 | 20044 | 113563.147 |  | 18927
2018-08-17 10:00 | 3542.3977 | 30969 | 28142 | 14496 | 25030 | 20091 | 122270.3977 |  | 20378
2018-08-17 11:00 | 3757.8887 | 24362 | 31337 | 18025 | 20815 | 17237 | 115533.8887 |  | 19256
2018-08-17 12:00 | 3221.2556 | 38373 | 35607 | 16067 | 16405 | 14331 | 124004.2556 |  | 20667
2018-08-17 13:00 | 2898.783 | 21042 | 35336 | 11916 | 12476 | 10358 | 94026.783 |  | 15671
2018-08-17 14:00 | 2958.7573 | 14184 | 29674 | 12923 | 13513 | 11580 | 84832.7573 |  | 14139
2018-08-17 15:00 | 929.8827 | 3867 | 25410 | 7250 | 10684 | 9015 | 57155.8828 |  | 9526
2018-08-17 16:00 | 33.233 | 12349 | 3020 | 1359 | 18253 | 17598 | 52612.233 |  | 8769
2018-08-17 17:00 | 794.3657 | 7114 | 5635 | 2864 | 7372 | 6857 | 30636.3657 |  | 5106
2018-08-17 18:00 | 250.4531 | 2670 | 5077 | 1547 | 1769 | 1322 | 12635.4531 |  | 2106
2018-08-17 19:00 | 0.43956 | 66 | 331 | 245 | 76 | 54 | 772.4396 |  | 129
2018-08-17 20:00 | 0 | 0 | 0 | 0 | 0 | 0 | 0 |  | 0
2018-08-17 21:00 | 0 | 0 | 0 | 0 | 0 | 0 | 0 |  | 0
2018-08-17 22:00 | 0 | 0 | 0 | 0 | 0 | 0 | 0 |  | 0
2018-08-17 23:00 | 0 | 0 | 0 | 0 | 0 | 0 | 0 |  | 0
2018-08-18 | 0 | 0 | 0 | 0 | 0 | 0 | 0 |  | 0
2018-08-18 01:00 | 0 | 0 | 0 | 0 | 0 | 0 | 0 |  | 0
2018-08-18 02:00 | 0 | 0 | 0 | 0 | 0 | 0 | 0 |  | 0
2018-08-18 03:00 | 0 | 0 | 0 | 0 | 0 | 0 | 0 |  | 0
2018-08-18 04:00 | 0 | 0 | 0 | 0 | 0 | 0 | 0 |  | 0
2018-08-18 05:00 | 0 | 0 | 0 | 0 | 0 | 0 | 0 |  | 0
2018-08-18 06:00 | 25.8578 | 139 | 744 | 20 | 261 | 193 | 1382.8578 |  | 230
2018-08-18 07:00 | 275.1642 | 3750 | 2624 | 1563 | 3396 | 2768 | 14376.1642 |  | 2396
2018-08-18 08:00 | 538.6139 | 9246 | 6847 | 5352 | 4938 | 3870 | 30791.6139 |  | 5132
2018-08-18 09:00 | 1718.1532 | 8005 | 13973 | 6144 | 3789 | 2762 | 36391.1532 |  | 6065
2018-08-18 10:00 | 3246.7087 | 4723 | 23848 | 7898 | 10020 | 7714 | 57449.7087 |  | 9575
2018-08-18 11:00 | 1304.2777 | 12625 | 23579 | 6447 | 27402 | 20801 | 92158.2777 |  | 15360
2018-08-18 12:00 | 1278.7087 | 35430 | 13659 | 11043 | 24461 | 20120 | 105991.7087 |  | 17665
2018-08-18 13:00 | 1543.6858 | 19962 | 14057 | 16779 | 16947 | 14342 | 83630.6858 |  | 13938
2018-08-18 14:00 | 1780.531 | 16059 | 23035 | 12754 | 10092 | 8649 | 72369.531 |  | 12062
2018-08-18 15:00 | 571.8411 | 12088 | 7112 | 9443 | 11793 | 10144 | 51151.8411 |  | 8525
2018-08-18 16:00 | 372.7453 | 10273 | 6142 | 3685 | 8891 | 7580 | 36943.7453 |  | 6157
2018-08-18 17:00 | 595.2243 | 8990 | 5762 | 1443 | 3887 | 3484 | 24161.2243 |  | 4027
2018-08-18 18:00 | 293.5208 | 1004 | 629 | 508 | 744 | 624 | 3802.5208 |  | 634
2018-08-18 19:00 | 2.0218 | 0 | 9 | 116 | 1 | 1 | 129.0218 |  | 22
2018-08-18 20:00 | 0 | 0 | 0 | 0 | 0 | 0 | 0 |  | 0
2018-08-18 21:00 | 0 | 0 | 0 | 0 | 0 | 0 | 0 |  | 0
2018-08-18 22:00 | 0 | 0 | 0 | 0 | 0 | 0 | 0 |  | 0
2018-08-18 23:00 | 0 | 0 | 0 | 0 | 0 | 0 | 0 |  | 0
2018-08-19 | 0 | 0 | 0 | 0 | 0 | 0 | 0 |  | 0
2018-08-19 01:00 | 0 | 0 | 0 | 0 | 0 | 0 | 0 |  | 0
2018-08-19 02:00 | 0 | 0 | 0 | 0 | 0 | 0 | 0 |  | 0
2018-08-19 03:00 | 0 | 0 | 0 | 0 | 0 | 0 | 0 |  | 0
2018-08-19 04:00 | 0 | 0 | 0 | 0 | 0 | 0 | 0 |  | 0
2018-08-19 05:00 | 0 | 0 | 0 | 0 | 0 | 0 | 0 |  | 0
2018-08-19 06:00 | 41.7901 | 3140 | 1341 | 387 | 1159 | 778 | 6846.7901 |  | 1141
2018-08-19 07:00 | 440.6609 | 15544 | 5366 | 5936 | 6858 | 4562 | 38706.6609 |  | 6451
2018-08-19 08:00 | 1275.6493 | 26537 | 12406 | 10253 | 18149 | 13205 | 81825.6493 |  | 13638
2018-08-19 09:00 | 2786.6143 | 34956 | 23504 | 14932 | 24850 | 20297 | 121325.6143 |  | 20221
2018-08-19 10:00 | 3600.5762 | 42283 | 30463 | 18206 | 30232 | 24644 | 149428.5762 |  | 24905
2018-08-19 11:00 | 3941.6616 | 42673 | 35735 | 20393 | 35862 | 27595 | 166199.6616 |  | 27700
2018-08-19 12:00 | 4091.727 | 36718 | 39655 | 19617 | 34911 | 26747 | 161739.727 |  | 26957
2018-08-19 13:00 | 3863.0059 | 34483 | 40544 | 17942 | 33312 | 24962 | 155106.0059 |  | 25851
2018-08-19 14:00 | 3191.608 | 29230 | 39167 | 15435 | 22152 | 19061 | 128236.608 |  | 21373
2018-08-19 15:00 | 2213.1501 | 19690 | 33886 | 12126 | 21161 | 18966 | 108042.1501 |  | 18007
2018-08-19 16:00 | 1160.8663 | 15535 | 25703 | 10488 | 14790 | 14987 | 82663.8663 |  | 13777
2018-08-19 17:00 | 486.846 | 7182 | 16961 | 5282 | 7843 | 8860 | 46614.846 |  | 7769
2018-08-19 18:00 | 189.6146 | 1718 | 6298 | 2406 | 2751 | 2528 | 15890.6146 |  | 2648
2018-08-19 19:00 | 11.2817 | 145 | 388 | 138 | 338 | 302 | 1322.2817 |  | 220
2018-08-19 20:00 | 0 | 0 | 0 | 0 | 0 | 0 | 0 |  | 0
2018-08-19 21:00 | 0 | 0 | 0 | 0 | 0 | 0 | 0 |  | 0
2018-08-19 22:00 | 0 | 0 | 0 | 0 | 0 | 0 | 0 |  | 0
2018-08-19 23:00 | 0 | 0 | 0 | 0 | 0 | 0 | 0 |  | 0
2018-08-20 | 0 | 0 | 0 | 0 | 0 | 0 | 0 |  | 0
2018-08-20 01:00 | 0 | 0 | 0 | 0 | 0 | 0 | 0 |  | 0
2018-08-20 02:00 | 0 | 0 | 0 | 0 | 0 | 0 | 0 |  | 0
2018-08-20 03:00 | 0 | 0 | 0 | 0 | 0 | 0 | 0 |  | 0
2018-08-20 04:00 | 0 | 0 | 0 | 0 | 0 | 0 | 0 |  | 0
2018-08-20 05:00 | 0 | 0 | 0 | 0 | 0 | 0 | 0 |  | 0
2018-08-20 06:00 | 31.0215 | 1145 | 882 | 183 | 756 | 558 | 3555.0215 |  | 593
2018-08-20 07:00 | 430.3242 | 7387 | 4776 | 1998 | 5524 | 3903 | 24018.3242 |  | 4003
2018-08-20 08:00 | 1185.1619 | 21236 | 12874 | 7294 | 19067 | 13586 | 75242.1619 |  | 12540
2018-08-20 09:00 | 3149.0854 | 35481 | 22064 | 13501 | 25020 | 20601 | 119816.0854 |  | 19969
2018-08-20 10:00 | 3667.2883 | 33924 | 29596 | 17098 | 33109 | 25971 | 143365.2883 |  | 23894
2018-08-20 11:00 | 3482.085 | 39312 | 35353 | 15976 | 27813 | 24074 | 146010.085 |  | 24335
2018-08-20 12:00 | 3645.69 | 33424 | 38514 | 13524 | 31642 | 24742 | 145491.69 |  | 24249
2018-08-20 13:00 | 3581.361 | 22310 | 38850 | 7560 | 30648 | 25544 | 128493.361 |  | 21416
2018-08-20 14:00 | 2475.7358 | 16446 | 36494 | 16400 | 17734 | 13330 | 102879.7358 |  | 17147
2018-08-20 15:00 | 2054.1296 | 18044 | 33183 | 12117 | 18759 | 16260 | 100417.1296 |  | 16736
2018-08-20 16:00 | 1052.0565 | 7146 | 25987 | 9050 | 18533 | 19437 | 81205.0565 |  | 13534
2018-08-20 17:00 | 340.2862 | 4893 | 16089 | 6705 | 7409 | 10228 | 45664.2863 |  | 7611
2018-08-20 18:00 | 154.6971 | 1891 | 6487 | 2924 | 2190 | 2285 | 15931.6971 |  | 2655
2018-08-20 19:00 | 15.3776 | 270 | 416 | 152 | 358 | 330 | 1541.3776 |  | 257
2018-08-20 20:00 | 0 | 0 | 0 | 0 | 0 | 0 | 0 |  | 0
2018-08-20 21:00 | 0 | 0 | 0 | 0 | 0 | 0 | 0 |  | 0
2018-08-20 22:00 | 0 | 0 | 0 | 0 | 0 | 0 | 0 |  | 0
2018-08-20 23:00 | 0 | 0 | 0 | 0 | 0 | 0 | 0 |  | 0
2018-08-21 | 0 | 0 | 0 | 0 | 0 | 0 | 0 |  | 0
2018-08-21 01:00 | 0 | 0 | 0 | 0 | 0 | 0 | 0 |  | 0
2018-08-21 02:00 | 0 | 0 | 0 | 0 | 0 | 0 | 0 |  | 0
2018-08-21 03:00 | 0 | 0 | 0 | 0 | 0 | 0 | 0 |  | 0
2018-08-21 04:00 | 0 | 0 | 0 | 0 | 0 | 0 | 0 |  | 0
2018-08-21 05:00 | 0 | 0 | 0 | 0 | 0 | 0 | 0 |  | 0
2018-08-21 06:00 | 7.8464 | 572 | 983 | 402 | 839 | 571 | 3374.8464 |  | 562
2018-08-21 07:00 | 287.8875 | 3610 | 4303 | 5143 | 6678 | 4189 | 24210.8875 |  | 4035
2018-08-21 08:00 | 1122.0282 | 7375 | 11708 | 9402 | 16931 | 12752 | 59290.0282 |  | 9882
2018-08-21 09:00 | 1164.5061 | 11258 | 19200 | 14118 | 25221 | 20618 | 91579.5061 |  | 15263
2018-08-21 10:00 | 1230.249 | 35264 | 16728 | 17432 | 31470 | 24648 | 126772.249 |  | 21129
2018-08-21 11:00 | 2245.3643 | 36407 | 19245 | 19089 | 35511 | 27506 | 140003.3643 |  | 23334
2018-08-21 12:00 | 2347.9739 | 30043 | 31705 | 13658 | 34966 | 27449 | 140168.9739 |  | 23361
2018-08-21 13:00 | 780.1711 | 27093 | 37283 | 12092 | 27007 | 21916 | 126171.1711 |  | 21029
2018-08-21 14:00 | 841.8419 | 14441 | 21183 | 8756 | 18128 | 15982 | 79331.8419 |  | 13222
2018-08-21 15:00 | 608.4172 | 21260 | 17091 | 4921 | 19133 | 18261 | 81274.4172 |  | 13546
2018-08-21 16:00 | 911.3639 | 14899 | 11000 | 4225 | 18272 | 20153 | 69460.3639 |  | 11577
2018-08-21 17:00 | 527.0281 | 6770 | 7973 | 2285 | 7299 | 8637 | 33491.0281 |  | 5582
2018-08-21 18:00 | 247.2211 | 1780 | 5285 | 1992 | 1403 | 1155 | 11862.2211 |  | 1977
2018-08-21 19:00 | 13.217 | 29 | 406 | 64 | 42 | 41 | 595.217 |  | 99
2018-08-21 20:00 | 0 | 0 | 0 | 0 | 0 | 0 | 0 |  | 0
2018-08-21 21:00 | 0 | 0 | 0 | 0 | 0 | 0 | 0 |  | 0
2018-08-21 22:00 | 0 | 0 | 0 | 0 | 0 | 0 | 0 |  | 0
2018-08-21 23:00 | 0 | 0 | 0 | 0 | 0 | 0 | 0 |  | 0
2018-08-22 | 0 | 0 | 0 | 0 | 0 | 0 | 0 |  | 0
2018-08-22 01:00 | 0 | 0 | 0 | 0 | 0 | 0 | 0 |  | 0
2018-08-22 02:00 | 0 | 0 | 0 | 0 | 0 | 0 | 0 |  | 0
2018-08-22 03:00 | 0 | 0 | 0 | 0 | 0 | 0 | 0 |  | 0
2018-08-22 04:00 | 0 | 0 | 0 | 0 | 0 | 0 | 0 |  | 0
2018-08-22 05:00 | 0 | 0 | 0 | 0 | 0 | 0 | 0 |  | 0
2018-08-22 06:00 | 0 | 0 | 668 | 640 | 0 | 0 | 1308 |  | 218
2018-08-22 07:00 | 17.229 | 187 | 1486 | 717 | 112 | 79 | 2598.229 |  | 433
2018-08-22 08:00 | 144.3242 | 176 | 2422 | 894 | 414 | 274 | 4324.3242 |  | 721
2018-08-22 09:00 | 196.1641 | 2732 | 1202 | 708 | 2014 | 1557 | 8409.1641 |  | 1402
2018-08-22 10:00 | 765.8415 | 11719 | 7329 | 2101 | 7075 | 5360 | 34349.8415 |  | 5725
2018-08-22 11:00 | 2038.5808 | 17501 | 16641 | 8427 | 9798 | 7879 | 62284.5808 |  | 10381
2018-08-22 12:00 | 2177.8037 | 12510 | 25778 | 14377 | 10256 | 8358 | 73456.8037 |  | 12243
2018-08-22 13:00 | 1600.0411 | 23590 | 28862 | 8902 | 12996 | 10916 | 86866.0411 |  | 14478
2018-08-22 14:00 | 2702.47 | 27116 | 18387 | 11701 | 20574 | 18082 | 98562.47 |  | 16427
2018-08-22 15:00 | 1746.1497 | 19516 | 21140 | 9293 | 14709 | 13901 | 80305.1497 |  | 13384
2018-08-22 16:00 | 1058.6248 | 8223 | 11974 | 10078 | 11778 | 12276 | 55387.6248 |  | 9231
2018-08-22 17:00 | 420.6121 | 4308 | 7103 | 4527 | 5563 | 5813 | 27734.6122 |  | 4622
2018-08-22 18:00 | 163.8927 | 2549 | 4706 | 1926 | 2675 | 2378 | 14397.8927 |  | 2400
2018-08-22 19:00 | 10.2346 | 105 | 130 | 104 | 73 | 65 | 487.2346 |  | 81
2018-08-22 20:00 | 0 | 0 | 0 | 0 | 0 | 0 | 0 |  | 0
2018-08-22 21:00 | 0 | 0 | 0 | 0 | 0 | 0 | 0 |  | 0
2018-08-22 22:00 | 0 | 0 | 0 | 0 | 0 | 0 | 0 |  | 0
2018-08-22 23:00 | 0 | 0 | 0 | 0 | 0 | 0 | 0 |  | 0
2018-08-23 | 0 | 0 | 0 | 0 | 0 | 0 | 0 |  | 0
2018-08-23 01:00 | 0 | 0 | 0 | 0 | 0 | 0 | 0 |  | 0
2018-08-23 02:00 | 0 | 0 | 0 | 0 | 0 | 0 | 0 |  | 0
2018-08-23 03:00 | 0 | 0 | 0 | 0 | 0 | 0 | 0 |  | 0
2018-08-23 04:00 | 0 | 0 | 0 | 0 | 0 | 0 | 0 |  | 0
2018-08-23 05:00 | 0 | 0 | 0 | 0 | 0 | 0 | 0 |  | 0
2018-08-23 06:00 | 25.8478 | 2121 | 1049 | 133 | 965 | 746 | 5039.8478 |  | 840
2018-08-23 07:00 | 297.6994 | 15011 | 4166 | 6234 | 4258 | 3431 | 33397.6994 |  | 5566
2018-08-23 08:00 | 1542.0168 | 18066 | 11055 | 10625 | 10779 | 8049 | 60116.0168 |  | 10019
2018-08-23 09:00 | 1576.2389 | 24405 | 18069 | 11952 | 28363 | 22960 | 107325.2389 |  | 17888
2018-08-23 10:00 | 1803.9929 | 43825 | 24949 | 18403 | 34018 | 27006 | 150004.9929 |  | 25001
2018-08-23 11:00 | 4224.9585 | 42965 | 32913 | 20674 | 36282 | 27886 | 164944.9585 |  | 27491
2018-08-23 12:00 | 4215.5493 | 46117 | 36017 | 21595 | 33466 | 25936 | 167346.5493 |  | 27891
2018-08-23 13:00 | 3863.3547 | 38099 | 39975 | 21168 | 31473 | 25146 | 159724.3547 |  | 26621
2018-08-23 14:00 | 3373.7468 | 35055 | 38102 | 19508 | 30949 | 26353 | 153340.7468 |  | 25557
2018-08-23 15:00 | 1748.3746 | 27222 | 34916 | 14601 | 25349 | 24222 | 128058.3746 |  | 21343
2018-08-23 16:00 | 981.1695 | 14745 | 27623 | 11593 | 16421 | 18559 | 89922.1695 |  | 14987
2018-08-23 17:00 | 259.383 | 5667 | 15399 | 6652 | 6526 | 7953 | 42456.383 |  | 7076
2018-08-23 18:00 | 124.7668 | 1564 | 6023 | 2787 | 1849 | 1816 | 14163.7668 |  | 2361
2018-08-23 19:00 | 6.0613 | 120 | 189 | 148 | 138 | 149 | 750.0613 |  | 125
2018-08-23 20:00 | 0 | 0 | 0 | 0 | 0 | 0 | 0 |  | 0
2018-08-23 21:00 | 0 | 0 | 0 | 0 | 0 | 0 | 0 |  | 0
2018-08-23 22:00 | 0 | 0 | 0 | 0 | 0 | 0 | 0 |  | 0
2018-08-23 23:00 | 0 | 0 | 0 | 0 | 0 | 0 | 0 |  | 0
2018-08-24 | 0 | 0 | 0 | 0 | 0 | 0 | 0 |  | 0
2018-08-24 01:00 | 0 | 0 | 0 | 0 | 0 | 0 | 0 |  | 0
2018-08-24 02:00 | 0 | 0 | 0 | 0 | 0 | 0 | 0 |  | 0
2018-08-24 03:00 | 0 | 0 | 0 | 0 | 0 | 0 | 0 |  | 0
2018-08-24 04:00 | 0 | 0 | 0 | 0 | 0 | 0 | 0 |  | 0
2018-08-24 05:00 | 0 | 0 | 0 | 0 | 0 | 0 | 0 |  | 0
2018-08-24 06:00 | 33.112 | 1016 | 1055 | 319 | 650 | 496 | 3569.112 |  | 595
2018-08-24 07:00 | 376.3854 | 9808 | 4659 | 3437 | 5954 | 4132 | 28366.3854 |  | 4728
2018-08-24 08:00 | 1258.4392 | 23720 | 10835 | 7680 | 15797 | 11673 | 70963.4392 |  | 11827
2018-08-24 09:00 | 3043.4482 | 33958 | 19728 | 12639 | 25136 | 19698 | 114202.4482 |  | 19034
2018-08-24 10:00 | 3697.125 | 39818 | 27577 | 12738 | 31216 | 22194 | 137240.125 |  | 22873
2018-08-24 11:00 | 3942.976 | 42347 | 32749 | 18508 | 34384 | 26207 | 158137.976 |  | 26356
2018-08-24 12:00 | 3901.5786 | 42413 | 36067 | 14950 | 35350 | 23731 | 156412.5786 |  | 26069
2018-08-24 13:00 | 3570.697 | 39272 | 36632 | 19267 | 33987 | 27764 | 160492.697 |  | 26749
2018-08-24 14:00 | 2985.6963 | 33049 | 35159 | 13715 | 29050 | 21297 | 135255.6963 |  | 22543
2018-08-24 15:00 | 2028.074 | 24056 | 31698 | 14594 | 22538 | 22528 | 117442.074 |  | 19574
2018-08-24 16:00 | 939.5149 | 14108 | 24681 | 7889 | 14598 | 12014 | 74229.5149 |  | 12372
2018-08-24 17:00 | 297.676 | 6090 | 14160 | 5125 | 6794 | 8356 | 40822.676 |  | 6804
2018-08-24 18:00 | 135.8313 | 2276 | 4059 | 1458 | 2340 | 1604 | 11872.8312 |  | 1979
2018-08-24 19:00 | 7.1597 | 213 | 215 | 156 | 251 | 249 | 1091.1597 |  | 182
2018-08-24 20:00 | 0 | 0 | 0 | 0 | 0 | 0 | 0 |  | 0
2018-08-24 21:00 | 0 | 0 | 0 | 0 | 0 | 0 | 0 |  | 0
2018-08-24 22:00 | 0 | 0 | 0 | 0 | 0 | 0 | 0 |  | 0
2018-08-24 23:00 | 0 | 0 | 0 | 0 | 0 | 0 | 0 |  | 0
2018-08-25 | 0 | 0 | 0 | 0 | 0 | 0 | 0 |  | 0
2018-08-25 01:00 | 0 | 0 | 0 | 0 | 0 | 0 | 0 |  | 0
2018-08-25 02:00 | 0 | 0 | 0 | 0 | 0 | 0 | 0 |  | 0
2018-08-25 03:00 | 0 | 0 | 0 | 0 | 0 | 0 | 0 |  | 0
2018-08-25 04:00 | 0 | 0 | 0 | 0 | 0 | 0 | 0 |  | 0
2018-08-25 05:00 | 0 | 0 | 0 | 0 | 0 | 0 | 0 |  | 0
2018-08-25 06:00 | 0 | 1119 | 526 | 133 | 1140 | 594 | 3512 |  | 585
2018-08-25 07:00 | 214.4013 | 10769 | 3713 | 5106 | 7558 | 5648 | 33008.4013 |  | 5501
2018-08-25 08:00 | 1412.4297 | 15556 | 9648 | 7159 | 12596 | 7085 | 53456.4297 |  | 8909
2018-08-25 09:00 | 2641.6143 | 31542 | 18869 | 8835 | 23301 | 19072 | 104260.6143 |  | 17377
2018-08-25 10:00 | 3891.7317 | 30630 | 26754 | 15038 | 32262 | 21003 | 129578.7317 |  | 21596
2018-08-25 11:00 | 3817.4907 | 35962 | 33483 | 15679 | 31561 | 26220 | 146722.4907 |  | 24454
2018-08-25 12:00 | 3787.835 | 33886 | 35213 | 17448 | 30824 | 26068 | 147226.835 |  | 24538
2018-08-25 13:00 | 2670.4812 | 26675 | 30552 | 14614 | 20774 | 14128 | 109413.4812 |  | 18236
2018-08-25 14:00 | 2057.3223 | 27091 | 22175 | 9201 | 19377 | 16693 | 96594.3223 |  | 16099
2018-08-25 15:00 | 1988.1796 | 17948 | 21737 | 7323 | 28025 | 20342 | 97363.1796 |  | 16227
2018-08-25 16:00 | 823.7405 | 15375 | 17131 | 9739 | 17320 | 18185 | 78573.7405 |  | 13096
2018-08-25 17:00 | 585.8306 | 6113 | 11872 | 3794 | 6627 | 7053 | 36044.8306 |  | 6007
2018-08-25 18:00 | 161.0964 | 1765 | 4397 | 1933 | 1817 | 1612 | 11685.0964 |  | 1948
2018-08-25 19:00 | 2.1606 | 128 | 74 | 30 | 305 | 217 | 756.1606 |  | 126
2018-08-25 20:00 | 0 | 0 | 0 | 0 | 0 | 0 | 0 |  | 0
2018-08-25 21:00 | 0 | 0 | 0 | 0 | 0 | 0 | 0 |  | 0
2018-08-25 22:00 | 0 | 0 | 0 | 0 | 0 | 0 | 0 |  | 0
2018-08-25 23:00 | 0 | 0 | 0 | 0 | 0 | 0 | 0 |  | 0
2018-08-26 | 0 | 0 | 0 | 0 | 0 | 0 | 0 |  | 0
2018-08-26 01:00 | 0 | 0 | 0 | 0 | 0 | 0 | 0 |  | 0
2018-08-26 02:00 | 0 | 0 | 0 | 0 | 0 | 0 | 0 |  | 0
2018-08-26 03:00 | 0 | 0 | 0 | 0 | 0 | 0 | 0 |  | 0
2018-08-26 04:00 | 0 | 0 | 0 | 0 | 0 | 0 | 0 |  | 0
2018-08-26 05:00 | 0 | 0 | 0 | 0 | 0 | 0 | 0 |  | 0
2018-08-26 06:00 | 0 | 2639 | 540 | 306 | 1267 | 1007 | 5759 |  | 960
2018-08-26 07:00 | 237.0173 | 11030 | 4296 | 3527 | 5763 | 4096 | 28949.0173 |  | 4825
2018-08-26 08:00 | 1073.4463 | 20931 | 12076 | 8712 | 17503 | 12853 | 73148.4463 |  | 12191
2018-08-26 09:00 | 2779.4648 | 35887 | 15724 | 13211 | 25944 | 21351 | 114896.4648 |  | 19149
2018-08-26 10:00 | 4025.4614 | 40142 | 27589 | 17560 | 31191 | 26283 | 146790.4614 |  | 24465
2018-08-26 11:00 | 4073.0654 | 42456 | 34372 | 19403 | 34446 | 27336 | 162086.0654 |  | 27014
2018-08-26 12:00 | 3714.003 | 42449 | 36569 | 19932 | 34667 | 26930 | 164261.003 |  | 27377
2018-08-26 13:00 | 3566.7864 | 34141 | 37386 | 19475 | 32478 | 27223 | 154269.7864 |  | 25712
2018-08-26 14:00 | 2885.7058 | 28361 | 35936 | 17536 | 23920 | 20288 | 128926.7058 |  | 21488
2018-08-26 15:00 | 1915.2166 | 20953 | 31625 | 14484 | 8593 | 7718 | 85288.2166 |  | 14215
2018-08-26 16:00 | 840.7918 | 12062 | 21740 | 6480 | 7602 | 7766 | 56490.7918 |  | 9415
2018-08-26 17:00 | 413.1507 | 7180 | 9597 | 2806 | 7174 | 8408 | 35578.1507 |  | 5930
2018-08-26 18:00 | 182.145 | 2385 | 2439 | 1368 | 2086 | 2061 | 10521.145 |  | 1754
2018-08-26 19:00 | 5.144 | 132 | 148 | 95 | 136 | 140 | 656.144 |  | 109
2018-08-26 20:00 | 0 | 0 | 0 | 0 | 0 | 0 | 0 |  | 0
2018-08-26 21:00 | 0 | 0 | 0 | 0 | 0 | 0 | 0 |  | 0
2018-08-26 22:00 | 0 | 0 | 0 | 0 | 0 | 0 | 0 |  | 0
2018-08-26 23:00 | 0 | 0 | 0 | 0 | 0 | 0 | 0 |  | 0
2018-08-27 | 0 | 0 | 0 | 0 | 0 | 0 | 0 |  | 0
2018-08-27 01:00 | 0 | 0 | 0 | 0 | 0 | 0 | 0 |  | 0
2018-08-27 02:00 | 0 | 0 | 0 | 0 | 0 | 0 | 0 |  | 0
2018-08-27 03:00 | 0 | 0 | 0 | 0 | 0 | 0 | 0 |  | 0
2018-08-27 04:00 | 0 | 0 | 0 | 0 | 0 | 0 | 0 |  | 0
2018-08-27 05:00 | 0 | 0 | 0 | 0 | 0 | 0 | 0 |  | 0
2018-08-27 06:00 | 0 | 1803 | 697 | 235 | 595 | 499 | 3829 |  | 638
2018-08-27 07:00 | 190.8294 | 12438 | 3506 | 3757 | 6234 | 4257 | 30382.8294 |  | 5064
2018-08-27 08:00 | 1260.0637 | 24555 | 10676 | 8973 | 16939 | 12451 | 74854.0637 |  | 12476
2018-08-27 09:00 | 3267.753 | 33779 | 20079 | 13014 | 25345 | 20940 | 116424.753 |  | 19404
2018-08-27 10:00 | 3846.6697 | 39948 | 28087 | 16868 | 29914 | 25397 | 144060.6697 |  | 24010
2018-08-27 11:00 | 3978.8535 | 34309 | 33163 | 18932 | 29835 | 24063 | 144280.8535 |  | 24047
2018-08-27 12:00 | 3852.9312 | 32274 | 31593 | 19641 | 30168 | 25349 | 142877.9312 |  | 23813
2018-08-27 13:00 | 3320.3296 | 35055 | 35436 | 19201 | 28506 | 24397 | 145915.3296 |  | 24319
2018-08-27 14:00 | 2836.475 | 32407 | 28297 | 17164 | 29604 | 24984 | 135292.475 |  | 22549
2018-08-27 15:00 | 1819.491 | 21519 | 29021 | 12841 | 19847 | 19242 | 104289.491 |  | 17382
2018-08-27 16:00 | 916.2513 | 8531 | 21957 | 8720 | 8578 | 7870 | 56572.2513 |  | 9429
2018-08-27 17:00 | 364.2156 | 5470 | 13510 | 5331 | 4825 | 4429 | 33929.2156 |  | 5655
2018-08-27 18:00 | 216.5394 | 3130 | 4275 | 1693 | 3575 | 3220 | 16109.5394 |  | 2685
2018-08-27 19:00 | 17.7615 | 390 | 298 | 175 | 223 | 190 | 1293.7615 |  | 216
2018-08-27 20:00 | 0 | 0 | 0 | 0 | 0 | 0 | 0 |  | 0
2018-08-27 21:00 | 0 | 0 | 0 | 0 | 0 | 0 | 0 |  | 0
2018-08-27 22:00 | 0 | 0 | 0 | 0 | 0 | 0 | 0 |  | 0
2018-08-27 23:00 | 0 | 0 | 0 | 0 | 0 | 0 | 0 |  | 0
2018-08-28 | 0 | 0 | 0 | 0 | 0 | 0 | 0 |  | 0
2018-08-28 01:00 | 0 | 0 | 0 | 0 | 0 | 0 | 0 |  | 0
2018-08-28 02:00 | 0 | 0 | 0 | 0 | 0 | 0 | 0 |  | 0
2018-08-28 03:00 | 0 | 0 | 0 | 0 | 0 | 0 | 0 |  | 0
2018-08-28 04:00 | 0 | 0 | 0 | 0 | 0 | 0 | 0 |  | 0
2018-08-28 05:00 | 0 | 0 | 0 | 0 | 0 | 0 | 0 |  | 0
2018-08-28 06:00 | 0 | 671 | 639 | 478 | 657 | 543 | 2988 |  | 498
2018-08-28 07:00 | 187.3521 | 5041 | 4654 | 2413 | 2786 | 2254 | 17335.3521 |  | 2889
2018-08-28 08:00 | 878.5998 | 13655 | 11214 | 6041 | 15231 | 11691 | 58710.5998 |  | 9785
2018-08-28 09:00 | 2399.8457 | 20669 | 18622 | 12841 | 21732 | 18319 | 94582.8457 |  | 15764
2018-08-28 10:00 | 3747.0479 | 39221 | 27092 | 14108 | 30157 | 25639 | 139964.0479 |  | 23327
2018-08-28 11:00 | 3848.436 | 37062 | 30167 | 17553 | 29379 | 24403 | 142412.436 |  | 23735
2018-08-28 12:00 | 3650.9294 | 37496 | 33386 | 16497 | 29515 | 24381 | 144925.9294 |  | 24154
2018-08-28 13:00 | 2758.4536 | 37035 | 32358 | 17312 | 33486 | 27165 | 150114.4536 |  | 25019
2018-08-28 14:00 | 2712.6416 | 32019 | 31123 | 15360 | 26750 | 24659 | 132623.6416 |  | 22104
2018-08-28 15:00 | 1809.8628 | 18473 | 28579 | 11522 | 14725 | 13797 | 88905.8628 |  | 14818
2018-08-28 16:00 | 835.9938 | 11332 | 21919 | 7126 | 9953 | 9220 | 60385.9938 |  | 10064
2018-08-28 17:00 | 327.4012 | 7431 | 9364 | 3236 | 6237 | 5842 | 32437.4012 |  | 5406
2018-08-28 18:00 | 186.3113 | 2449 | 2873 | 923 | 2133 | 1904 | 10468.3113 |  | 1745
2018-08-28 19:00 | 5.1078 | 156 | 69 | 23 | 120 | 119 | 492.1078 |  | 82
2018-08-28 20:00 | 0 | 0 | 0 | 0 | 0 | 0 | 0 |  | 0
2018-08-28 21:00 | 0 | 0 | 0 | 0 | 0 | 0 | 0 |  | 0
2018-08-28 22:00 | 0 | 0 | 0 | 0 | 0 | 0 | 0 |  | 0
2018-08-28 23:00 | 0 | 0 | 0 | 0 | 0 | 0 | 0 |  | 0
2018-08-29 | 0 | 0 | 0 | 0 | 0 | 0 | 0 |  | 0
2018-08-29 01:00 | 0 | 0 | 0 | 0 | 0 | 0 | 0 |  | 0
2018-08-29 02:00 | 0 | 0 | 0 | 0 | 0 | 0 | 0 |  | 0
2018-08-29 03:00 | 0 | 0 | 0 | 0 | 0 | 0 | 0 |  | 0
2018-08-29 04:00 | 0 | 0 | 0 | 0 | 0 | 0 | 0 |  | 0
2018-08-29 05:00 | 0 | 0 | 0 | 0 | 0 | 0 | 0 |  | 0
2018-08-29 06:00 | 0 | 1768 | 527 | 110 | 627 | 526 | 3558 |  | 593
2018-08-29 07:00 | 126.7802 | 12766 | 3036 | 4320 | 6152 | 4121 | 30521.7802 |  | 5087
2018-08-29 08:00 | 1081.7979 | 24725 | 10044 | 8740 | 16873 | 12536 | 73999.7979 |  | 12333
2018-08-29 09:00 | 3199.2034 | 33769 | 19318 | 12879 | 24470 | 20505 | 114140.2034 |  | 19023
2018-08-29 10:00 | 3745.8374 | 38753 | 26937 | 16115 | 29948 | 25611 | 141109.8374 |  | 23518
2018-08-29 11:00 | 3873.15 | 36464 | 31930 | 18245 | 33988 | 26685 | 151185.15 |  | 25198
2018-08-29 12:00 | 3755.8618 | 39349 | 34713 | 17452 | 27932 | 23154 | 146355.8618 |  | 24393
2018-08-29 13:00 | 3269.5588 | 33854 | 35665 | 12461 | 22268 | 19198 | 126715.5588 |  | 21119
2018-08-29 14:00 | 2485.575 | 31388 | 30222 | 7517 | 21828 | 20425 | 113865.575 |  | 18978
2018-08-29 15:00 | 1466.6094 | 21712 | 29031 | 9601 | 22858 | 23070 | 107738.6094 |  | 17956
2018-08-29 16:00 | 755.4326 | 14017 | 15104 | 10403 | 15173 | 17802 | 73254.4326 |  | 12209
2018-08-29 17:00 | 459.2371 | 4706 | 11354 | 5622 | 5368 | 8310 | 35819.2372 |  | 5970
2018-08-29 18:00 | 126.2615 | 1598 | 4469 | 2153 | 1112 | 1114 | 10572.2615 |  | 1762
2018-08-29 19:00 | 3.1483 | 15 | 107 | 42 | 3 | 5 | 175.1483 |  | 29
2018-08-29 20:00 | 0 | 0 | 0 | 0 | 0 | 0 | 0 |  | 0
2018-08-29 21:00 | 0 | 0 | 0 | 0 | 0 | 0 | 0 |  | 0
2018-08-29 22:00 | 0 | 0 | 0 | 0 | 0 | 0 | 0 |  | 0
2018-08-29 23:00 | 0 | 0 | 0 | 0 | 0 | 0 | 0 |  | 0
2018-08-30 | 0 | 0 | 0 | 0 | 0 | 0 | 0 |  | 0
2018-08-30 01:00 | 0 | 0 | 0 | 0 | 0 | 0 | 0 |  | 0
2018-08-30 02:00 | 0 | 0 | 0 | 0 | 0 | 0 | 0 |  | 0
2018-08-30 03:00 | 0 | 0 | 0 | 0 | 0 | 0 | 0 |  | 0
2018-08-30 04:00 | 0 | 0 | 0 | 0 | 0 | 0 | 0 |  | 0
2018-08-30 05:00 | 0 | 0 | 0 | 0 | 0 | 0 | 0 |  | 0
2018-08-30 06:00 | 24.9264 | 637 | 366 | 241 | 277 | 206 | 1751.9264 |  | 292
2018-08-30 07:00 | 264.5464 | 4358 | 3831 | 2245 | 5673 | 4085 | 20456.5464 |  | 3409
2018-08-30 08:00 | 1276.8231 | 16342 | 6081 | 6477 | 12802 | 10674 | 53652.8231 |  | 8942
2018-08-30 09:00 | 3428.2554 | 18288 | 20803 | 9554 | 6690 | 5438 | 64201.2554 |  | 10700
2018-08-30 10:00 | 3994.1357 | 4764 | 29751 | 10532 | 12830 | 11366 | 73237.1357 |  | 12206
2018-08-30 11:00 | 3930.5774 | 31941 | 26492 | 9416 | 31606 | 26199 | 129584.5774 |  | 21597
2018-08-30 12:00 | 3936.342 | 32316 | 34189 | 11177 | 23585 | 18526 | 123729.342 |  | 20622
2018-08-30 13:00 | 3688.0427 | 25823 | 33402 | 20295 | 28177 | 23818 | 135203.0427 |  | 22534
2018-08-30 14:00 | 2145.8904 | 25584 | 28013 | 17795 | 31366 | 25348 | 130251.8904 |  | 21709
2018-08-30 15:00 | 1971.0759 | 22237 | 18109 | 15093 | 22831 | 22727 | 102968.0759 |  | 17161
2018-08-30 16:00 | 817.2285 | 14635 | 10675 | 11297 | 16137 | 19177 | 72738.2285 |  | 12123
2018-08-30 17:00 | 196.4926 | 4296 | 9630 | 4774 | 5357 | 9006 | 33259.4926 |  | 5543
2018-08-30 18:00 | 110.6968 | 1159 | 4225 | 2188 | 930 | 898 | 9510.6968 |  | 1585
2018-08-30 19:00 | 0.90326 | 12 | 72 | 6 | 23 | 28 | 141.9033 |  | 24
2018-08-30 20:00 | 0 | 0 | 0 | 0 | 0 | 0 | 0 |  | 0
2018-08-30 21:00 | 0 | 0 | 0 | 0 | 0 | 0 | 0 |  | 0
2018-08-30 22:00 | 0 | 0 | 0 | 0 | 0 | 0 | 0 |  | 0
2018-08-30 23:00 | 0 | 0 | 0 | 0 | 0 | 0 | 0 |  | 0
2018-08-31 | 0 | 0 | 0 | 0 | 0 | 0 | 0 |  | 0
2018-08-31 01:00 | 0 | 0 | 0 | 0 | 0 | 0 | 0 |  | 0
2018-08-31 02:00 | 0 | 0 | 0 | 0 | 0 | 0 | 0 |  | 0
2018-08-31 03:00 | 0 | 0 | 0 | 0 | 0 | 0 | 0 |  | 0
2018-08-31 04:00 | 0 | 0 | 0 | 0 | 0 | 0 | 0 |  | 0
2018-08-31 05:00 | 0 | 0 | 0 | 0 | 0 | 0 | 0 |  | 0
2018-08-31 06:00 | 7.0824 | 567 | 826 | 509 | 580 | 470 | 2959.0824 |  | 493
2018-08-31 07:00 | 207.6204 | 6891 | 4789 | 5469 | 3972 | 3084 | 24412.6204 |  | 4069
2018-08-31 08:00 | 1162.0238 | 17012 | 12464 | 9782 | 17600 | 13988 | 72008.0238 |  | 12001
2018-08-31 09:00 | 3624.2898 | 32970 | 21690 | 14447 | 23588 | 19438 | 115757.2898 |  | 19293
2018-08-31 10:00 | 3282.7527 | 41318 | 28730 | 18360 | 30561 | 24623 | 146874.7527 |  | 24479
2018-08-31 11:00 | 4241.6157 | 42385 | 35812 | 18011 | 34548 | 26434 | 161431.6157 |  | 26905
2018-08-31 12:00 | 3698.237 | 47875 | 38138 | 12510 | 27445 | 22526 | 152192.237 |  | 25365
2018-08-31 13:00 | 3516.0376 | 22320 | 39412 | 14654 | 24895 | 22488 | 127285.0376 |  | 21214
2018-08-31 14:00 | 2521.83 | 13770 | 33562 | 7672 | 16927 | 15665 | 90117.83 |  | 15020
2018-08-31 15:00 | 1292.5293 | 16032 | 19253 | 7893 | 15919 | 16057 | 76446.5293 |  | 12741
2018-08-31 16:00 | 925.4268 | 11706 | 22064 | 6841 | 13621 | 14745 | 69902.4268 |  | 11650
2018-08-31 17:00 | 384.5702 | 3858 | 9217 | 4970 | 5244 | 4636 | 28309.5702 |  | 4718
2018-08-31 18:00 | 136.8592 | 2445 | 3230 | 2679 | 1229 | 1234 | 10953.8592 |  | 1826
2018-08-31 19:00 | 0 | 33 | 26 | 42 | 32 | 41 | 174 |  | 29
2018-08-31 20:00 | 0 | 0 | 0 | 0 | 0 | 0 | 0 |  | 0
2018-08-31 21:00 | 0 | 0 | 0 | 0 | 0 | 0 | 0 |  | 0
2018-08-31 22:00 | 0 | 0 | 0 | 0 | 0 | 0 | 0 |  | 0
2018-08-31 23:00 | 0 | 0 | 0 | 0 | 0 | 0 | 0 |  | 0
2018-09-01 | 0 | 0 | 0 | 0 | 0 | 0 | 0 |  | 0
2018-09-01 01:00 | 0 | 0 | 0 | 0 | 0 | 0 | 0 |  | 0
2018-09-01 02:00 | 0 | 0 | 0 | 0 | 0 | 0 | 0 |  | 0
2018-09-01 03:00 | 0 | 0 | 0 | 0 | 0 | 0 | 0 |  | 0
2018-09-01 04:00 | 0 | 0 | 0 | 0 | 0 | 0 | 0 |  | 0
2018-09-01 05:00 | 0 | 0 | 0 | 0 | 0 | 0 | 0 |  | 0
2018-09-01 06:00 | 2.794 | 725 | 549 | 30 | 575 | 490 | 2371.794 |  | 395
2018-09-01 07:00 | 249.06 | 13607 | 3383 | 1817 | 5097 | 4199 | 28352.06 |  | 4725
2018-09-01 08:00 | 1079.4539 | 13515 | 8871 | 5342 | 10938 | 8757 | 48502.4539 |  | 8084
2018-09-01 09:00 | 2358.579 | 17486 | 20113 | 9289 | 11591 | 10351 | 71188.579 |  | 11865
2018-09-01 10:00 | 1880.1564 | 27827 | 21938 | 13497 | 13926 | 11566 | 90634.1564 |  | 15106
2018-09-01 11:00 | 2218.391 | 25838 | 27675 | 15457 | 15741 | 13384 | 100313.391 |  | 16719
2018-09-01 12:00 | 3040.227 | 18958 | 34211 | 19729 | 12247 | 10260 | 98445.227 |  | 16408
2018-09-01 13:00 | 2031.5874 | 11741 | 21489 | 17106 | 15175 | 12673 | 80215.5874 |  | 13369
2018-09-01 14:00 | 1934.5471 | 15096 | 14830 | 12184 | 16242 | 14461 | 74747.5471 |  | 12458
2018-09-01 15:00 | 1265.545 | 10833 | 16046 | 8727 | 13241 | 11862 | 61974.545 |  | 10329
2018-09-01 16:00 | 686.2737 | 12417 | 6834 | 4054 | 11521 | 12270 | 47782.2737 |  | 7964
2018-09-01 17:00 | 273.2457 | 6116 | 5847 | 5199 | 5857 | 7401 | 30693.2457 |  | 5116
2018-09-01 18:00 | 74.1982 | 1652 | 4601 | 1919 | 1377 | 1369 | 10992.1982 |  | 1832
2018-09-01 19:00 | 1.0602 | 30 | 75 | 43 | 28 | 33 | 210.0602 |  | 35
2018-09-01 20:00 | 0 | 0 | 0 | 0 | 0 | 0 | 0 |  | 0
2018-09-01 21:00 | 0 | 0 | 0 | 0 | 0 | 0 | 0 |  | 0
2018-09-01 22:00 | 0 | 0 | 0 | 0 | 0 | 0 | 0 |  | 0
2018-09-01 23:00 | 0 | 0 | 0 | 0 | 0 | 0 | 0 |  | 0
2018-09-02 | 0 | 0 | 0 | 0 | 0 | 0 | 0 |  | 0
2018-09-02 01:00 | 0 | 0 | 0 | 0 | 0 | 0 | 0 |  | 0
2018-09-02 02:00 | 0 | 0 | 0 | 0 | 0 | 0 | 0 |  | 0
2018-09-02 03:00 | 0 | 0 | 0 | 0 | 0 | 0 | 0 |  | 0
2018-09-02 04:00 | 0 | 0 | 0 | 0 | 0 | 0 | 0 |  | 0
2018-09-02 05:00 | 0 | 0 | 0 | 0 | 0 | 0 | 0 |  | 0
2018-09-02 06:00 | 0 | 229 | 512 | 231 | 87 | 73 | 1132 |  | 189
2018-09-02 07:00 | 322.9274 | 1413 | 4373 | 2847 | 1802 | 1538 | 12295.9274 |  | 2049
2018-09-02 08:00 | 461.495 | 9652 | 7722 | 3242 | 8532 | 7672 | 37281.495 |  | 6214
2018-09-02 09:00 | 2575.9187 | 33446 | 18201 | 10922 | 17835 | 15316 | 98295.9187 |  | 16383
2018-09-02 10:00 | 3932.0088 | 39070 | 27615 | 16412 | 31186 | 26015 | 144230.0088 |  | 24038
2018-09-02 11:00 | 3955.4548 | 39860 | 32868 | 18129 | 33701 | 27476 | 155989.4548 |  | 25998
2018-09-02 12:00 | 3800.9082 | 35045 | 35253 | 18148 | 25480 | 20446 | 138172.9082 |  | 23029
2018-09-02 13:00 | 3309.4834 | 19312 | 33888 | 17257 | 26754 | 22968 | 123488.4834 |  | 20581
2018-09-02 14:00 | 2736.1064 | 21579 | 31280 | 13312 | 15984 | 13181 | 98072.1064 |  | 16345
2018-09-02 15:00 | 1813.7695 | 13868 | 29756 | 10765 | 9504 | 9077 | 74783.7695 |  | 12464
2018-09-02 16:00 | 782.6069 | 10016 | 19155 | 5174 | 10797 | 11116 | 57040.6069 |  | 9507
2018-09-02 17:00 | 334.5589 | 7071 | 9226 | 4793 | 7091 | 7191 | 35706.5589 |  | 5951
2018-09-02 18:00 | 96.7637 | 1861 | 2760 | 1524 | 1351 | 1325 | 8917.7637 |  | 1486
2018-09-02 19:00 | 3.9912 | 15 | 81 | 12 | 1 | 0 | 112.9913 |  | 19
2018-09-02 20:00 | 0 | 0 | 0 | 0 | 0 | 0 | 0 |  | 0
2018-09-02 21:00 | 0 | 0 | 0 | 0 | 0 | 0 | 0 |  | 0
2018-09-02 22:00 | 0 | 0 | 0 | 0 | 0 | 0 | 0 |  | 0
2018-09-02 23:00 | 0 | 0 | 0 | 0 | 0 | 0 | 0 |  | 0
2018-09-03 | 0 | 0 | 0 | 0 | 0 | 0 | 0 |  | 0
2018-09-03 01:00 | 0 | 0 | 0 | 0 | 0 | 0 | 0 |  | 0
2018-09-03 02:00 | 0 | 0 | 0 | 0 | 0 | 0 | 0 |  | 0
2018-09-03 03:00 | 0 | 0 | 0 | 0 | 0 | 0 | 0 |  | 0
2018-09-03 04:00 | 0 | 0 | 0 | 0 | 0 | 0 | 0 |  | 0
2018-09-03 05:00 | 0 | 0 | 0 | 0 | 0 | 0 | 0 |  | 0
2018-09-03 06:00 | 0 | 1486 | 254 | 93 | 346 | 318 | 2497 |  | 416
2018-09-03 07:00 | 107.1628 | 12553 | 2751 | 3995 | 5252 | 4108 | 28766.1628 |  | 4794
2018-09-03 08:00 | 928.8348 | 24967 | 9709 | 8741 | 16637 | 12571 | 73553.8348 |  | 12259
2018-09-03 09:00 | 3197.5413 | 34386 | 19152 | 12908 | 24761 | 20888 | 115292.5413 |  | 19215
2018-09-03 10:00 | 3798.7922 | 39554 | 26935 | 16494 | 30481 | 25888 | 143150.7922 |  | 23858
2018-09-03 11:00 | 3919.34 | 30299 | 32224 | 18149 | 33369 | 26861 | 144821.34 |  | 24137
2018-09-03 12:00 | 3375.0212 | 31789 | 34060 | 18833 | 33577 | 26309 | 147943.0212 |  | 24657
2018-09-03 13:00 | 3052.2974 | 36919 | 34101 | 16949 | 29990 | 24257 | 145268.2974 |  | 24211
2018-09-03 14:00 | 2698.771 | 32107 | 32382 | 14469 | 28547 | 25728 | 135931.771 |  | 22655
2018-09-03 15:00 | 1655.6304 | 23416 | 25628 | 13316 | 20281 | 21147 | 105443.6304 |  | 17574
2018-09-03 16:00 | 665.5148 | 12844 | 19569 | 8852 | 14171 | 17972 | 74073.5148 |  | 12346
2018-09-03 17:00 | 211.2003 | 4049 | 10419 | 5406 | 3721 | 6132 | 29938.2003 |  | 4990
2018-09-03 18:00 | 103.682 | 1063 | 2993 | 484 | 1069 | 1015 | 6727.682 |  | 1121
2018-09-03 19:00 | 0 | 20 | 8 | 3 | 0 | 4 | 35 |  | 6
2018-09-03 20:00 | 0 | 0 | 0 | 0 | 0 | 0 | 0 |  | 0
2018-09-03 21:00 | 0 | 0 | 0 | 0 | 0 | 0 | 0 |  | 0
2018-09-03 22:00 | 0 | 0 | 0 | 0 | 0 | 0 | 0 |  | 0
2018-09-03 23:00 | 0 | 0 | 0 | 0 | 0 | 0 | 0 |  | 0
2018-09-04 | 0 | 0 | 0 | 0 | 0 | 0 | 0 |  | 0
2018-09-04 01:00 | 0 | 0 | 0 | 0 | 0 | 0 | 0 |  | 0
2018-09-04 02:00 | 0 | 0 | 0 | 0 | 0 | 0 | 0 |  | 0
2018-09-04 03:00 | 0 | 0 | 0 | 0 | 0 | 0 | 0 |  | 0
2018-09-04 04:00 | 0 | 0 | 0 | 0 | 0 | 0 | 0 |  | 0
2018-09-04 05:00 | 0 | 0 | 0 | 0 | 0 | 0 | 0 |  | 0
2018-09-04 06:00 | 4.1393 | 1306 | 498 | 26 | 365 | 341 | 2540.1393 |  | 423
2018-09-04 07:00 | 168.9152 | 12407 | 2841 | 4145 | 5096 | 4273 | 28930.9152 |  | 4822
2018-09-04 08:00 | 1045.5717 | 25754 | 9685 | 8968 | 17347 | 13152 | 75951.5717 |  | 12659
2018-09-04 09:00 | 3398.4685 | 34679 | 19337 | 13319 | 22623 | 19342 | 112698.4685 |  | 18783
2018-09-04 10:00 | 3732.311 | 39180 | 26617 | 16523 | 27926 | 23434 | 137412.311 |  | 22902
2018-09-04 11:00 | 3518.5437 | 39633 | 32382 | 17084 | 34458 | 27295 | 154370.5437 |  | 25728
2018-09-04 12:00 | 3691.1348 | 34619 | 28640 | 17427 | 36043 | 27937 | 148357.1348 |  | 24726
2018-09-04 13:00 | 3373.3093 | 38448 | 25344 | 10309 | 32401 | 26900 | 136775.3093 |  | 22796
2018-09-04 14:00 | 2704.0637 | 32972 | 34022 | 16698 | 29415 | 27185 | 142996.0637 |  | 23833
2018-09-04 15:00 | 1433.7479 | 23752 | 29765 | 12743 | 22698 | 23081 | 113472.7479 |  | 18912
2018-09-04 16:00 | 555.9948 | 13590 | 22417 | 9006 | 14489 | 18398 | 78455.9948 |  | 13076
2018-09-04 17:00 | 210.0456 | 3828 | 11176 | 5344 | 4522 | 7369 | 32449.0456 |  | 5408
2018-09-04 18:00 | 90.1049 | 1283 | 3389 | 2357 | 1019 | 926 | 9064.1049 |  | 1511
2018-09-04 19:00 | 0.26354 | 8 | 108 | 24 | 10 | 19 | 169.2635 |  | 28
2018-09-04 20:00 | 0 | 0 | 0 | 0 | 0 | 0 | 0 |  | 0
2018-09-04 21:00 | 0 | 0 | 0 | 0 | 0 | 0 | 0 |  | 0
2018-09-04 22:00 | 0 | 0 | 0 | 0 | 0 | 0 | 0 |  | 0
2018-09-04 23:00 | 0 | 0 | 0 | 0 | 0 | 0 | 0 |  | 0
2018-09-05 | 0 | 0 | 0 | 0 | 0 | 0 | 0 |  | 0
2018-09-05 01:00 | 0 | 0 | 0 | 0 | 0 | 0 | 0 |  | 0
2018-09-05 02:00 | 0 | 0 | 0 | 0 | 0 | 0 | 0 |  | 0
2018-09-05 03:00 | 0 | 0 | 0 | 0 | 0 | 0 | 0 |  | 0
2018-09-05 04:00 | 0 | 0 | 0 | 0 | 0 | 0 | 0 |  | 0
2018-09-05 05:00 | 0 | 0 | 0 | 0 | 0 | 0 | 0 |  | 0
2018-09-05 06:00 | 0 | 1230 | 460 | 13 | 287 | 275 | 2265 |  | 378
2018-09-05 07:00 | 134.8143 | 12377 | 3211 | 1498 | 4671 | 4079 | 25970.8143 |  | 4328
2018-09-05 08:00 | 1055.0719 | 25173 | 9582 | 2875 | 16742 | 12838 | 68265.0719 |  | 11378
2018-09-05 09:00 | 3319.7173 | 34849 | 18964 | 4992 | 24893 | 21067 | 108084.7173 |  | 18014
2018-09-05 10:00 | 3856.938 | 39639 | 26849 | 14791 | 30577 | 25962 | 141674.938 |  | 23612
2018-09-05 11:00 | 3937.7578 | 41354 | 31662 | 15988 | 33381 | 27203 | 153525.7578 |  | 25588
2018-09-05 12:00 | 3542.7866 | 40915 | 32802 | 16181 | 34084 | 27651 | 155175.7866 |  | 25863
2018-09-05 13:00 | 3377.1013 | 37578 | 33030 | 18811 | 32741 | 27483 | 153020.1013 |  | 25503
2018-09-05 14:00 | 2245.5024 | 31614 | 31070 | 16692 | 28930 | 26837 | 137388.5024 |  | 22898
2018-09-05 15:00 | 1460.3186 | 20604 | 29114 | 12830 | 20165 | 20655 | 104828.3186 |  | 17471
2018-09-05 16:00 | 659.2623 | 11943 | 17709 | 8991 | 12515 | 16232 | 68049.2623 |  | 11342
2018-09-05 17:00 | 176.3573 | 3540 | 11484 | 4955 | 4059 | 6911 | 31125.3573 |  | 5188
2018-09-05 18:00 | 62.3914 | 800 | 2579 | 1449 | 673 | 621 | 6184.3914 |  | 1031
2018-09-05 19:00 | 0 | 0 | 0 | 1 | 0 | 0 | 1 |  | 0
2018-09-05 20:00 | 0 | 0 | 0 | 0 | 0 | 0 | 0 |  | 0
2018-09-05 21:00 | 0 | 0 | 0 | 0 | 0 | 0 | 0 |  | 0
2018-09-05 22:00 | 0 | 0 | 0 | 0 | 0 | 0 | 0 |  | 0
2018-09-05 23:00 | 0 | 0 | 0 | 0 | 0 | 0 | 0 |  | 0
2018-09-06 | 0 | 0 | 0 | 0 | 0 | 0 | 0 |  | 0
2018-09-06 01:00 | 0 | 0 | 0 | 0 | 0 | 0 | 0 |  | 0
2018-09-06 02:00 | 0 | 0 | 0 | 0 | 0 | 0 | 0 |  | 0
2018-09-06 03:00 | 0 | 0 | 0 | 0 | 0 | 0 | 0 |  | 0
2018-09-06 04:00 | 0 | 0 | 0 | 0 | 0 | 0 | 0 |  | 0
2018-09-06 05:00 | 0 | 0 | 0 | 0 | 0 | 0 | 0 |  | 0
2018-09-06 06:00 | 1.4283 | 1236 | 380 | 38 | 324 | 289 | 2268.4283 |  | 378
2018-09-06 07:00 | 108.1077 | 11293 | 2578 | 3886 | 4383 | 3776 | 26024.1077 |  | 4337
2018-09-06 08:00 | 995.2305 | 23255 | 9305 | 8545 | 15967 | 12277 | 70344.2305 |  | 11724
2018-09-06 09:00 | 3295.947 | 33866 | 18756 | 12741 | 24419 | 20791 | 113868.947 |  | 18978
2018-09-06 10:00 | 3760.461 | 34821 | 26335 | 16014 | 29930 | 24735 | 135595.461 |  | 22599
2018-09-06 11:00 | 3878.4045 | 39247 | 29413 | 17747 | 28712 | 24224 | 143221.4045 |  | 23870
2018-09-06 12:00 | 3758.6128 | 37353 | 33983 | 17050 | 12236 | 10855 | 115235.6128 |  | 19206
2018-09-06 13:00 | 2968.2769 | 5700 | 32474 | 3173 | 9085 | 7304 | 60704.2769 |  | 10117
2018-09-06 14:00 | 1579.4165 | 3705 | 11008 | 3325 | 10368 | 8887 | 38872.4165 |  | 6479
2018-09-06 15:00 | 499.4132 | 6547 | 8807 | 2256 | 12468 | 11371 | 41948.4132 |  | 6991
2018-09-06 16:00 | 72.3374 | 4950 | 3870 | 2177 | 9032 | 9326 | 29427.3374 |  | 4905
2018-09-06 17:00 | 34.7444 | 4640 | 977 | 2540 | 6603 | 7133 | 21927.7444 |  | 3655
2018-09-06 18:00 | 50.134 | 2059 | 726 | 762 | 1858 | 1723 | 7178.134 |  | 1196
2018-09-06 19:00 | 0 | 1 | 0 | 0 | 8 | 8 | 17 |  | 3
2018-09-06 20:00 | 0 | 0 | 0 | 0 | 0 | 0 | 0 |  | 0
2018-09-06 21:00 | 0 | 0 | 0 | 0 | 0 | 0 | 0 |  | 0
2018-09-06 22:00 | 0 | 0 | 0 | 0 | 0 | 0 | 0 |  | 0
2018-09-06 23:00 | 0 | 0 | 0 | 0 | 0 | 0 | 0 |  | 0
2018-09-07 | 0 | 0 | 0 | 0 | 0 | 0 | 0 |  | 0
2018-09-07 01:00 | 0 | 0 | 0 | 0 | 0 | 0 | 0 |  | 0
2018-09-07 02:00 | 0 | 0 | 0 | 0 | 0 | 0 | 0 |  | 0
2018-09-07 03:00 | 0 | 0 | 0 | 0 | 0 | 0 | 0 |  | 0
2018-09-07 04:00 | 0 | 0 | 0 | 0 | 0 | 0 | 0 |  | 0
2018-09-07 05:00 | 0 | 0 | 0 | 0 | 0 | 0 | 0 |  | 0
2018-09-07 06:00 | 0 | 616 | 484 | 61 | 291 | 239 | 1691 |  | 282
2018-09-07 07:00 | 267.8756 | 7996 | 3853 | 3809 | 3027 | 2478 | 21430.8756 |  | 3572
2018-09-07 08:00 | 614.6254 | 15520 | 8860 | 6623 | 9168 | 7427 | 48212.6254 |  | 8035
2018-09-07 09:00 | 2742.7542 | 22933 | 19864 | 11790 | 18491 | 15667 | 91487.7542 |  | 15248
2018-09-07 10:00 | 2070.7915 | 28410 | 22697 | 14798 | 21187 | 17870 | 107032.7915 |  | 17839
2018-09-07 11:00 | 1715.8789 | 27660 | 27300 | 14140 | 28637 | 24028 | 123480.8789 |  | 20580
2018-09-07 12:00 | 1500.5264 | 18002 | 25510 | 11792 | 25672 | 21874 | 104350.5264 |  | 17392
2018-09-07 13:00 | 1834.9459 | 24127 | 27389 | 12948 | 21707 | 19459 | 107464.9459 |  | 17911
2018-09-07 14:00 | 1705.9918 | 24387 | 31413 | 8891 | 23963 | 21966 | 112325.9918 |  | 18721
2018-09-07 15:00 | 1155.8943 | 23525 | 17792 | 13368 | 19406 | 19897 | 95143.8943 |  | 15857
2018-09-07 16:00 | 786.6907 | 14518 | 11225 | 6490 | 14536 | 18979 | 66534.6907 |  | 11089
2018-09-07 17:00 | 423.839 | 4360 | 9485 | 5733 | 4064 | 7326 | 31391.839 |  | 5232
2018-09-07 18:00 | 32.2911 | 885 | 2017 | 1321 | 959 | 986 | 6200.2911 |  | 1033
2018-09-07 19:00 | 0 | 0 | 0 | 0 | 1 | 0 | 1 |  | 0
2018-09-07 20:00 | 0 | 0 | 0 | 0 | 0 | 0 | 0 |  | 0
2018-09-07 21:00 | 0 | 0 | 0 | 0 | 0 | 0 | 0 |  | 0
2018-09-07 22:00 | 0 | 0 | 0 | 0 | 0 | 0 | 0 |  | 0
2018-09-07 23:00 | 0 | 0 | 0 | 0 | 0 | 0 | 0 |  | 0
2018-09-08 | 0 | 0 | 0 | 0 | 0 | 0 | 0 |  | 0
2018-09-08 01:00 | 0 | 0 | 0 | 0 | 0 | 0 | 0 |  | 0
2018-09-08 02:00 | 0 | 0 | 0 | 0 | 0 | 0 | 0 |  | 0
2018-09-08 03:00 | 0 | 0 | 0 | 0 | 0 | 0 | 0 |  | 0
2018-09-08 04:00 | 0 | 0 | 0 | 0 | 0 | 0 | 0 |  | 0
2018-09-08 05:00 | 0 | 0 | 0 | 0 | 0 | 0 | 0 |  | 0
2018-09-08 06:00 | 0 | 181 | 106 | 0 | 146 | 109 | 542 |  | 90
2018-09-08 07:00 | 79.0431 | 2388 | 1949 | 1294 | 2020 | 1624 | 9354.0431 |  | 1559
2018-09-08 08:00 | 509.2566 | 6399 | 6157 | 3389 | 5754 | 4662 | 26870.2566 |  | 4478
2018-09-08 09:00 | 1009.109 | 13317 | 11416 | 6420 | 12076 | 10003 | 54241.109 |  | 9040
2018-09-08 10:00 | 1676.8973 | 24311 | 17908 | 9740 | 19475 | 16626 | 89736.8973 |  | 14956
2018-09-08 11:00 | 2056.7727 | 26995 | 21470 | 11961 | 22132 | 19209 | 103823.7727 |  | 17304
2018-09-08 12:00 | 1871.3827 | 22883 | 21202 | 10873 | 23134 | 20389 | 100352.3827 |  | 16725
2018-09-08 13:00 | 1439.4968 | 24448 | 18309 | 11225 | 22106 | 19559 | 97086.4968 |  | 16181
2018-09-08 14:00 | 1248.0813 | 17588 | 13574 | 10260 | 19191 | 17055 | 78916.0813 |  | 13153
2018-09-08 15:00 | 984.0312 | 12406 | 10265 | 6630 | 11505 | 9750 | 51540.0312 |  | 8590
2018-09-08 16:00 | 540.8516 | 7518 | 6813 | 3920 | 6877 | 5667 | 31335.8516 |  | 5223
2018-09-08 17:00 | 311.3738 | 4057 | 4011 | 2086 | 4338 | 3544 | 18347.3738 |  | 3058
2018-09-08 18:00 | 89.7478 | 994 | 1100 | 578 | 1196 | 981 | 4938.7478 |  | 823
2018-09-08 19:00 | 0 | 0 | 0 | 0 | 0 | 0 | 0 |  | 0
2018-09-08 20:00 | 0 | 0 | 0 | 0 | 0 | 0 | 0 |  | 0
2018-09-08 21:00 | 0 | 0 | 0 | 0 | 0 | 0 | 0 |  | 0
2018-09-08 22:00 | 0 | 0 | 0 | 0 | 0 | 0 | 0 |  | 0
2018-09-08 23:00 | 0 | 0 | 0 | 0 | 0 | 0 | 0 |  | 0
2018-09-09 | 0 | 0 | 0 | 0 | 0 | 0 | 0 |  | 0
2018-09-09 01:00 | 0 | 0 | 0 | 0 | 0 | 0 | 0 |  | 0
2018-09-09 02:00 | 0 | 0 | 0 | 0 | 0 | 0 | 0 |  | 0
2018-09-09 03:00 | 0 | 0 | 0 | 0 | 0 | 0 | 0 |  | 0
2018-09-09 04:00 | 0 | 0 | 0 | 0 | 0 | 0 | 0 |  | 0
2018-09-09 05:00 | 0 | 0 | 0 | 0 | 0 | 0 | 0 |  | 0
2018-09-09 06:00 | 0 | 401 | 404 | 23 | 178 | 157 | 1163 |  | 194
2018-09-09 07:00 | 302.1466 | 7242 | 3927 | 2310 | 3964 | 3406 | 21151.1466 |  | 3525
2018-09-09 08:00 | 765.9914 | 14142 | 8958 | 8047 | 11090 | 9206 | 52208.9914 |  | 8701
2018-09-09 09:00 | 1648.9941 | 18436 | 15568 | 9604 | 14890 | 12662 | 72808.9941 |  | 12135
2018-09-09 10:00 | 1369.2823 | 27614 | 18164 | 14179 | 23378 | 20144 | 104848.2823 |  | 17475
2018-09-09 11:00 | 2469.9155 | 30470 | 24510 | 14019 | 25288 | 21891 | 118647.9155 |  | 19775
2018-09-09 12:00 | 2160.0366 | 27745 | 26694 | 13414 | 22322 | 19595 | 111930.0366 |  | 18655
2018-09-09 13:00 | 2032.9655 | 23751 | 21912 | 10903 | 19342 | 17231 | 95171.9655 |  | 15862
2018-09-09 14:00 | 1508.4199 | 20706 | 17614 | 9626 | 18599 | 16773 | 84826.4199 |  | 14138
2018-09-09 15:00 | 1393.5015 | 18010 | 17217 | 9662 | 15668 | 14521 | 76471.5015 |  | 12745
2018-09-09 16:00 | 789.1509 | 10165 | 10523 | 6213 | 9828 | 9217 | 46735.1509 |  | 7789
2018-09-09 17:00 | 350.2372 | 4663 | 4600 | 2960 | 4829 | 4208 | 21610.2372 |  | 3602
2018-09-09 18:00 | 73.5867 | 1075 | 1045 | 609 | 1114 | 920 | 4836.5867 |  | 806
2018-09-09 19:00 | 0 | 0 | 0 | 0 | 0 | 0 | 0 |  | 0
2018-09-09 20:00 | 0 | 0 | 0 | 0 | 0 | 0 | 0 |  | 0
2018-09-09 21:00 | 0 | 0 | 0 | 0 | 0 | 0 | 0 |  | 0
2018-09-09 22:00 | 0 | 0 | 0 | 0 | 0 | 0 | 0 |  | 0
2018-09-09 23:00 | 0 | 0 | 0 | 0 | 0 | 0 | 0 |  | 0
2018-09-10 | 0 | 0 | 0 | 0 | 0 | 0 | 0 |  | 0
2018-09-10 01:00 | 0 | 0 | 0 | 0 | 0 | 0 | 0 |  | 0
2018-09-10 02:00 | 0 | 0 | 0 | 0 | 0 | 0 | 0 |  | 0
2018-09-10 03:00 | 0 | 0 | 0 | 0 | 0 | 0 | 0 |  | 0
2018-09-10 04:00 | 0 | 0 | 0 | 0 | 0 | 0 | 0 |  | 0
2018-09-10 05:00 | 0 | 0 | 0 | 0 | 0 | 0 | 0 |  | 0
2018-09-10 06:00 | 0 | 91 | 156 | 0 | 94 | 72 | 413 |  | 69
2018-09-10 07:00 | 115.9521 | 1631 | 2032 | 1019 | 1445 | 1156 | 7398.9521 |  | 1233
2018-09-10 08:00 | 409.0277 | 4346 | 5806 | 2737 | 3964 | 3237 | 20499.0277 |  | 3417
2018-09-10 09:00 | 875.8725 | 7251 | 9017 | 3912 | 6322 | 5136 | 32513.8725 |  | 5419
2018-09-10 10:00 | 1067.6146 | 17091 | 12666 | 5788 | 10183 | 8472 | 55267.6146 |  | 9211
2018-09-10 11:00 | 1449.2268 | 19343 | 15975 | 9980 | 9451 | 7421 | 63619.2268 |  | 10603
2018-09-10 12:00 | 1460.0046 | 14051 | 16278 | 8684 | 8593 | 6695 | 55761.0046 |  | 9294
2018-09-10 13:00 | 1075.4155 | 12221 | 12437 | 6567 | 6946 | 5690 | 44936.4155 |  | 7489
2018-09-10 14:00 | 620.1123 | 6742 | 9068 | 5245 | 4720 | 3885 | 30280.1123 |  | 5047
2018-09-10 15:00 | 520.6177 | 7928 | 6646 | 2616 | 4852 | 3912 | 26474.6177 |  | 4412
2018-09-10 16:00 | 360.5095 | 4227 | 5096 | 1852 | 2639 | 2160 | 16334.5095 |  | 2722
2018-09-10 17:00 | 137.0383 | 1051 | 2237 | 1083 | 1078 | 915 | 6501.0383 |  | 1084
2018-09-10 18:00 | 16.4896 | 220 | 473 | 128 | 249 | 193 | 1279.4896 |  | 213
2018-09-10 19:00 | 0 | 0 | 0 | 0 | 0 | 0 | 0 |  | 0
2018-09-10 20:00 | 0 | 0 | 0 | 0 | 0 | 0 | 0 |  | 0
2018-09-10 21:00 | 0 | 0 | 0 | 0 | 0 | 0 | 0 |  | 0
2018-09-10 22:00 | 0 | 0 | 0 | 0 | 0 | 0 | 0 |  | 0
2018-09-10 23:00 | 0 | 0 | 0 | 0 | 0 | 0 | 0 |  | 0
2018-09-11 | 0 | 0 | 0 | 0 | 0 | 0 | 0 |  | 0
2018-09-11 01:00 | 0 | 0 | 0 | 0 | 0 | 0 | 0 |  | 0
2018-09-11 02:00 | 0 | 0 | 0 | 0 | 0 | 0 | 0 |  | 0
2018-09-11 03:00 | 0 | 0 | 0 | 0 | 0 | 0 | 0 |  | 0
2018-09-11 04:00 | 0 | 0 | 0 | 0 | 0 | 0 | 0 |  | 0
2018-09-11 05:00 | 0 | 0 | 0 | 0 | 0 | 0 | 0 |  | 0
2018-09-11 06:00 | 0 | 7 | 8 | 0 | 41 | 26 | 82 |  | 14
2018-09-11 07:00 | 88.072 | 973 | 1622 | 717 | 764 | 582 | 4746.072 |  | 791
2018-09-11 08:00 | 403.7961 | 3701 | 5012 | 2496 | 3055 | 2411 | 17078.7961 |  | 2846
2018-09-11 09:00 | 596.215 | 6024 | 8468 | 4819 | 4435 | 3499 | 27841.215 |  | 4640
2018-09-11 10:00 | 1036.6769 | 8716 | 12952 | 5756 | 7814 | 5909 | 42183.6769 |  | 7031
2018-09-11 11:00 | 1201.8872 | 9635 | 12207 | 11614 | 11370 | 9215 | 55242.8872 |  | 9207
2018-09-11 12:00 | 1679.4248 | 17278 | 13794 | 7994 | 13607 | 11822 | 66174.4248 |  | 11029
2018-09-11 13:00 | 1512.8165 | 17109 | 19529 | 14203 | 12374 | 10151 | 74878.8165 |  | 12480
2018-09-11 14:00 | 1300.4182 | 15264 | 14772 | 9790 | 8719 | 7464 | 57309.4182 |  | 9552
2018-09-11 15:00 | 1598.1158 | 14062 | 13585 | 10117 | 7612 | 6118 | 53092.1158 |  | 8849
2018-09-11 16:00 | 870.4606 | 10856 | 10872 | 4457 | 6930 | 6254 | 40239.4606 |  | 6707
2018-09-11 17:00 | 385.5539 | 2449 | 7177 | 2630 | 2826 | 2386 | 17853.5539 |  | 2976
2018-09-11 18:00 | 15.2408 | 669 | 500 | 210 | 672 | 583 | 2649.2408 |  | 442
2018-09-11 19:00 | 0 | 0 | 0 | 0 | 0 | 0 | 0 |  | 0
2018-09-11 20:00 | 0 | 0 | 0 | 0 | 0 | 0 | 0 |  | 0
2018-09-11 21:00 | 0 | 0 | 0 | 0 | 0 | 0 | 0 |  | 0
2018-09-11 22:00 | 0 | 0 | 0 | 0 | 0 | 0 | 0 |  | 0
2018-09-11 23:00 | 0 | 0 | 0 | 0 | 0 | 0 | 0 |  | 0
2018-09-12 | 0 | 0 | 0 | 0 | 0 | 0 | 0 |  | 0
2018-09-12 01:00 | 0 | 0 | 0 | 0 | 0 | 0 | 0 |  | 0
2018-09-12 02:00 | 0 | 0 | 0 | 0 | 0 | 0 | 0 |  | 0
2018-09-12 03:00 | 0 | 0 | 0 | 0 | 0 | 0 | 0 |  | 0
2018-09-12 04:00 | 0 | 0 | 0 | 0 | 0 | 0 | 0 |  | 0
2018-09-12 05:00 | 0 | 0 | 0 | 0 | 0 | 0 | 0 |  | 0
2018-09-12 06:00 | 0 | 0 | 34 | 0 | 0 | 0 | 34 |  | 6
2018-09-12 07:00 | 0 | 591 | 990 | 1020 | 765 | 602 | 3968 |  | 661
2018-09-12 08:00 | 155.7601 | 1148 | 2983 | 1835 | 1564 | 1240 | 8925.7601 |  | 1488
2018-09-12 09:00 | 320.6311 | 1903 | 5381 | 2136 | 3700 | 3026 | 16466.6311 |  | 2744
2018-09-12 10:00 | 488.5107 | 3221 | 8319 | 1968 | 5135 | 4245 | 23376.5107 |  | 3896
2018-09-12 11:00 | 390.897 | 5294 | 7775 | 3092 | 5410 | 4182 | 26143.897 |  | 4357
2018-09-12 12:00 | 332.5313 | 2744 | 5495 | 3062 | 6754 | 5189 | 23576.5313 |  | 3929
2018-09-12 13:00 | 253.7281 | 3591 | 3973 | 2380 | 11436 | 10179 | 31812.7281 |  | 5302
2018-09-12 14:00 | 380.0172 | 4335 | 3623 | 4140 | 7077 | 5992 | 25547.0172 |  | 4258
2018-09-12 15:00 | 613.4862 | 4281 | 8773 | 5496 | 5671 | 4567 | 29401.4862 |  | 4900
2018-09-12 16:00 | 425.4277 | 6812 | 5052 | 2650 | 5090 | 4355 | 24384.4277 |  | 4064
2018-09-12 17:00 | 314.844 | 2363 | 2071 | 1549 | 1915 | 1488 | 9700.844 |  | 1617
2018-09-12 18:00 | 152.9334 | 459 | 816 | 369 | 319 | 276 | 2391.9334 |  | 399
2018-09-12 19:00 | 0 | 0 | 0 | 0 | 0 | 0 | 0 |  | 0
2018-09-12 20:00 | 0 | 0 | 0 | 0 | 0 | 0 | 0 |  | 0
2018-09-12 21:00 | 0 | 0 | 0 | 0 | 0 | 0 | 0 |  | 0
2018-09-12 22:00 | 0 | 0 | 0 | 0 | 0 | 0 | 0 |  | 0
2018-09-12 23:00 | 0 | 0 | 0 | 0 | 0 | 0 | 0 |  | 0
2018-09-13 | 0 | 0 | 0 | 0 | 0 | 0 | 0 |  | 0
2018-09-13 01:00 | 0 | 0 | 0 | 0 | 0 | 0 | 0 |  | 0
2018-09-13 02:00 | 0 | 0 | 0 | 0 | 0 | 0 | 0 |  | 0
2018-09-13 03:00 | 0 | 0 | 0 | 0 | 0 | 0 | 0 |  | 0
2018-09-13 04:00 | 0 | 0 | 0 | 0 | 0 | 0 | 0 |  | 0
2018-09-13 05:00 | 0 | 0 | 0 | 0 | 0 | 0 | 0 |  | 0
2018-09-13 06:00 | 0 | 44 | 0 | 0 | 116 | 71 | 231 |  | 39
2018-09-13 07:00 | 202.1981 | 2419 | 2502 | 1486 | 2147 | 1842 | 10598.1981 |  | 1766
2018-09-13 08:00 | 728.6082 | 7416 | 9278 | 3752 | 5503 | 4954 | 31631.6082 |  | 5272
2018-09-13 09:00 | 1362.3807 | 7538 | 14611 | 7019 | 7629 | 6228 | 44387.3807 |  | 7398
2018-09-13 10:00 | 1365.9882 | 9985 | 14658 | 6580 | 12154 | 9571 | 54313.9882 |  | 9052
2018-09-13 11:00 | 970.2466 | 14672 | 12795 | 10933 | 12344 | 10239 | 61953.2466 |  | 10326
2018-09-13 12:00 | 1942.8756 | 8906 | 9611 | 7982 | 18809 | 15582 | 62832.8756 |  | 10472
2018-09-13 13:00 | 1033.9233 | 21133 | 14521 | 12817 | 23919 | 23915 | 97338.9233 |  | 16223
2018-09-13 14:00 | 1007.9415 | 31276 | 25770 | 13308 | 25692 | 19994 | 117047.9415 |  | 19508
2018-09-13 15:00 | 1200.4016 | 24423 | 17862 | 13699 | 18683 | 19457 | 95324.4016 |  | 15887
2018-09-13 16:00 | 595.0533 | 13534 | 12297 | 9086 | 11819 | 17534 | 64865.0533 |  | 10811
2018-09-13 17:00 | 159.3754 | 3657 | 10260 | 4941 | 2783 | 6397 | 28197.3754 |  | 4700
2018-09-13 18:00 | 48.9009 | 560 | 1418 | 1008 | 403 | 423 | 3860.9009 |  | 643
2018-09-13 19:00 | 0 | 0 | 0 | 0 | 0 | 0 | 0 |  | 0
2018-09-13 20:00 | 0 | 0 | 0 | 0 | 0 | 0 | 0 |  | 0
2018-09-13 21:00 | 0 | 0 | 0 | 0 | 0 | 0 | 0 |  | 0
2018-09-13 22:00 | 0 | 0 | 0 | 0 | 0 | 0 | 0 |  | 0
2018-09-13 23:00 | 0 | 0 | 0 | 0 | 0 | 0 | 0 |  | 0
2018-09-14 | 0 | 0 | 0 | 0 | 0 | 0 | 0 |  | 0
2018-09-14 01:00 | 0 | 0 | 0 | 0 | 0 | 0 | 0 |  | 0
2018-09-14 02:00 | 0 | 0 | 0 | 0 | 0 | 0 | 0 |  | 0
2018-09-14 03:00 | 0 | 0 | 0 | 0 | 0 | 0 | 0 |  | 0
2018-09-14 04:00 | 0 | 0 | 0 | 0 | 0 | 0 | 0 |  | 0
2018-09-14 05:00 | 0 | 0 | 0 | 0 | 0 | 0 | 0 |  | 0
2018-09-14 06:00 | 0 | 71 | 164 | 133 | 100 | 71 | 539 |  | 90
2018-09-14 07:00 | 294.589 | 1974 | 2870 | 1742 | 2305 | 1839 | 11024.589 |  | 1837
2018-09-14 08:00 | 786.2311 | 4973 | 7063 | 4325 | 6376 | 5286 | 28809.2311 |  | 4802
2018-09-14 09:00 | 1068.5376 | 7866 | 9380 | 6886 | 14473 | 11773 | 51446.5376 |  | 8574
2018-09-14 10:00 | 2167.0469 | 14891 | 12777 | 10866 | 19266 | 20605 | 80572.0469 |  | 13429
2018-09-14 11:00 | 3245.4229 | 40061 | 14356 | 20076 | 24908 | 21474 | 124120.4229 |  | 20687
2018-09-14 12:00 | 1846.5223 | 45122 | 23634 | 20639 | 34397 | 24555 | 150193.5223 |  | 25032
2018-09-14 13:00 | 2480.5356 | 31617 | 31150 | 18122 | 33096 | 27428 | 143893.5356 |  | 23982
2018-09-14 14:00 | 2330.2986 | 26980 | 31691 | 17687 | 29589 | 27155 | 135432.2986 |  | 22572
2018-09-14 15:00 | 1037.9503 | 23687 | 29558 | 14584 | 22927 | 25508 | 117301.9503 |  | 19550
2018-09-14 16:00 | 322.0973 | 11250 | 20170 | 7477 | 12276 | 18506 | 70001.0973 |  | 11667
2018-09-14 17:00 | 148.0997 | 2145 | 9215 | 4634 | 2875 | 6368 | 25385.0997 |  | 4231
2018-09-14 18:00 | 48.8455 | 548 | 1456 | 971 | 529 | 500 | 4052.8455 |  | 675
2018-09-14 19:00 | 0 | 0 | 0 | 0 | 0 | 0 | 0 |  | 0
2018-09-14 20:00 | 0 | 0 | 0 | 0 | 0 | 0 | 0 |  | 0
2018-09-14 21:00 | 0 | 0 | 0 | 0 | 0 | 0 | 0 |  | 0
2018-09-14 22:00 | 0 | 0 | 0 | 0 | 0 | 0 | 0 |  | 0
2018-09-14 23:00 | 0 | 0 | 0 | 0 | 0 | 0 | 0 |  | 0
2018-09-15 | 0 | 0 | 0 | 0 | 0 | 0 | 0 |  | 0
2018-09-15 01:00 | 0 | 0 | 0 | 0 | 0 | 0 | 0 |  | 0
2018-09-15 02:00 | 0 | 0 | 0 | 0 | 0 | 0 | 0 |  | 0
2018-09-15 03:00 | 0 | 0 | 0 | 0 | 0 | 0 | 0 |  | 0
2018-09-15 04:00 | 0 | 0 | 0 | 0 | 0 | 0 | 0 |  | 0
2018-09-15 05:00 | 0 | 0 | 0 | 0 | 0 | 0 | 0 |  | 0
2018-09-15 06:00 | 0 | 0 | 87 | 0 | 94 | 58 | 239 |  | 40
2018-09-15 07:00 | 84.0933 | 744 | 2297 | 729 | 2235 | 1717 | 7806.0933 |  | 1301
2018-09-15 08:00 | 391.0266 | 3086 | 5180 | 2330 | 3803 | 2972 | 17762.0266 |  | 2960
2018-09-15 09:00 | 536.6362 | 5332 | 7030 | 3335 | 8427 | 7185 | 31845.6362 |  | 5308
2018-09-15 10:00 | 645.2533 | 7448 | 7699 | 4680 | 9986 | 8684 | 39142.2533 |  | 6524
2018-09-15 11:00 | 692.0086 | 12011 | 8285 | 8722 | 31518 | 23892 | 85120.0086 |  | 14187
2018-09-15 12:00 | 736.0927 | 31280 | 7550 | 19546 | 36102 | 28417 | 123631.0927 |  | 20605
2018-09-15 13:00 | 770.66 | 39772 | 7566 | 19628 | 34098 | 28177 | 130011.66 |  | 21669
2018-09-15 14:00 | 1005.2578 | 32807 | 8588 | 17523 | 29318 | 27344 | 116585.2578 |  | 19431
2018-09-15 15:00 | 1848.772 | 23247 | 16742 | 14072 | 21763 | 24658 | 102330.772 |  | 17055
2018-09-15 16:00 | 405.9196 | 12063 | 18904 | 9359 | 11470 | 17779 | 69980.9196 |  | 11663
2018-09-15 17:00 | 142.5353 | 2659 | 9234 | 4664 | 2559 | 5890 | 25148.5353 |  | 4191
2018-09-15 18:00 | 35.8564 | 491 | 1197 | 857 | 368 | 370 | 3318.8564 |  | 553
2018-09-15 19:00 | 0 | 0 | 0 | 0 | 0 | 0 | 0 |  | 0
2018-09-15 20:00 | 0 | 0 | 0 | 0 | 0 | 0 | 0 |  | 0
2018-09-15 21:00 | 0 | 0 | 0 | 0 | 0 | 0 | 0 |  | 0
2018-09-15 22:00 | 0 | 0 | 0 | 0 | 0 | 0 | 0 |  | 0
2018-09-15 23:00 | 0 | 0 | 0 | 0 | 0 | 0 | 0 |  | 0
2018-09-16 | 0 | 0 | 0 | 0 | 0 | 0 | 0 |  | 0
2018-09-16 01:00 | 0 | 0 | 0 | 0 | 0 | 0 | 0 |  | 0
2018-09-16 02:00 | 0 | 0 | 0 | 0 | 0 | 0 | 0 |  | 0
2018-09-16 03:00 | 0 | 0 | 0 | 0 | 0 | 0 | 0 |  | 0
2018-09-16 04:00 | 0 | 0 | 0 | 0 | 0 | 0 | 0 |  | 0
2018-09-16 05:00 | 0 | 0 | 0 | 0 | 0 | 0 | 0 |  | 0
2018-09-16 06:00 | 0 | 624 | 200 | 0 | 219 | 186 | 1229 |  | 205
2018-09-16 07:00 | 11.1194 | 11276 | 2010 | 3523 | 2981 | 3532 | 23333.1194 |  | 3889
2018-09-16 08:00 | 959.1832 | 23140 | 8835 | 8288 | 13731 | 11459 | 66412.1832 |  | 11069
2018-09-16 09:00 | 3536.6272 | 31412 | 18628 | 8829 | 22402 | 19320 | 104127.6272 |  | 17355
2018-09-16 10:00 | 3827.734 | 32282 | 26035 | 15132 | 18979 | 16490 | 112745.734 |  | 18791
2018-09-16 11:00 | 3859.2888 | 37935 | 30966 | 17551 | 28566 | 22966 | 141843.2888 |  | 23641
2018-09-16 12:00 | 3683.3713 | 38644 | 32855 | 18285 | 27729 | 25156 | 146352.3713 |  | 24392
2018-09-16 13:00 | 2823.6475 | 16573 | 26982 | 15573 | 13202 | 12487 | 87640.6475 |  | 14607
2018-09-16 14:00 | 2518.4707 | 16222 | 31660 | 15108 | 23071 | 19831 | 108410.4707 |  | 18068
2018-09-16 15:00 | 1245.3887 | 15620 | 25583 | 11387 | 20401 | 23462 | 97698.3887 |  | 16283
2018-09-16 16:00 | 574.404 | 11417 | 16726 | 8792 | 10843 | 16425 | 64777.404 |  | 10796
2018-09-16 17:00 | 185.1023 | 3178 | 7344 | 3950 | 2723 | 5494 | 22874.1023 |  | 3812
2018-09-16 18:00 | 35.3881 | 631 | 1076 | 703 | 421 | 437 | 3303.3881 |  | 551
2018-09-16 19:00 | 0 | 0 | 0 | 0 | 0 | 0 | 0 |  | 0
2018-09-16 20:00 | 0 | 0 | 0 | 0 | 0 | 0 | 0 |  | 0
2018-09-16 21:00 | 0 | 0 | 0 | 0 | 0 | 0 | 0 |  | 0
2018-09-16 22:00 | 0 | 0 | 0 | 0 | 0 | 0 | 0 |  | 0
2018-09-16 23:00 | 0 | 0 | 0 | 0 | 0 | 0 | 0 |  | 0
2018-09-17 | 0 | 0 | 0 | 0 | 0 | 0 | 0 |  | 0
2018-09-17 01:00 | 0 | 0 | 0 | 0 | 0 | 0 | 0 |  | 0
2018-09-17 02:00 | 0 | 0 | 0 | 0 | 0 | 0 | 0 |  | 0
2018-09-17 03:00 | 0 | 0 | 0 | 0 | 0 | 0 | 0 |  | 0
2018-09-17 04:00 | 0 | 0 | 0 | 0 | 0 | 0 | 0 |  | 0
2018-09-17 05:00 | 0 | 0 | 0 | 0 | 0 | 0 | 0 |  | 0
2018-09-17 06:00 | 0 | 241 | 116 | 0 | 77 | 75 | 509 |  | 85
2018-09-17 07:00 | 199.8548 | 3001 | 2073 | 1062 | 2571 | 1945 | 10851.8548 |  | 1809
2018-09-17 08:00 | 678.126 | 11625 | 5946 | 3615 | 11069 | 9870 | 42803.126 |  | 7134
2018-09-17 09:00 | 2435.6763 | 28077 | 12215 | 7905 | 25870 | 22600 | 99102.6763 |  | 16517
2018-09-17 10:00 | 3463.4456 | 34936 | 24527 | 16002 | 24549 | 20080 | 123557.4456 |  | 20593
2018-09-17 11:00 | 3719.258 | 39538 | 30768 | 17440 | 18319 | 15671 | 125455.258 |  | 20909
2018-09-17 12:00 | 3315.4985 | 37576 | 27306 | 19416 | 27851 | 24736 | 140200.4985 |  | 23367
2018-09-17 13:00 | 2893.8875 | 35287 | 30306 | 14535 | 20944 | 19362 | 123327.8875 |  | 20555
2018-09-17 14:00 | 1661.8788 | 20045 | 19894 | 9135 | 22173 | 20977 | 93885.8788 |  | 15648
2018-09-17 15:00 | 1093.2886 | 16799 | 19357 | 8236 | 14748 | 16492 | 76725.2886 |  | 12788
2018-09-17 16:00 | 694.055 | 8636 | 10956 | 6459 | 8836 | 9524 | 45105.055 |  | 7518
2018-09-17 17:00 | 346.0156 | 4080 | 4771 | 2341 | 3813 | 3354 | 18705.0156 |  | 3118
2018-09-17 18:00 | 48.9471 | 496 | 595 | 319 | 568 | 476 | 2502.9471 |  | 417
2018-09-17 19:00 | 0 | 0 | 0 | 0 | 0 | 0 | 0 |  | 0
2018-09-17 20:00 | 0 | 0 | 0 | 0 | 0 | 0 | 0 |  | 0
2018-09-17 21:00 | 0 | 0 | 0 | 0 | 0 | 0 | 0 |  | 0
2018-09-17 22:00 | 0 | 0 | 0 | 0 | 0 | 0 | 0 |  | 0
2018-09-17 23:00 | 0 | 0 | 0 | 0 | 0 | 0 | 0 |  | 0
2018-09-18 | 0 | 0 | 0 | 0 | 0 | 0 | 0 |  | 0
2018-09-18 01:00 | 0 | 0 | 0 | 0 | 0 | 0 | 0 |  | 0
2018-09-18 02:00 | 0 | 0 | 0 | 0 | 0 | 0 | 0 |  | 0
2018-09-18 03:00 | 0 | 0 | 0 | 0 | 0 | 0 | 0 |  | 0
2018-09-18 04:00 | 0 | 0 | 0 | 0 | 0 | 0 | 0 |  | 0
2018-09-18 05:00 | 0 | 0 | 0 | 0 | 0 | 0 | 0 |  | 0
2018-09-18 06:00 | 0 | 0 | 0 | 0 | 0 | 0 | 0 |  | 0
2018-09-18 07:00 | 0 | 0 | 0 | 0 | 4 | 0 | 4 |  | 1
2018-09-18 08:00 | 0 | 708 | 1 | 0 | 951 | 768 | 2428 |  | 405
2018-09-18 09:00 | 36.6475 | 2758 | 473 | 1019 | 1899 | 1596 | 7781.6475 |  | 1297
2018-09-18 10:00 | 0 | 4256 | 55 | 547 | 5359 | 4449 | 14666 |  | 2444
2018-09-18 11:00 | 217.468 | 10110 | 3049 | 3912 | 17170 | 15155 | 49613.468 |  | 8269
2018-09-18 12:00 | 455.3534 | 27845 | 5508 | 8730 | 18725 | 17031 | 78294.3534 |  | 13049
2018-09-18 13:00 | 777.3273 | 16124 | 10113 | 11003 | 17877 | 16446 | 72340.3273 |  | 12057
2018-09-18 14:00 | 811.4557 | 25037 | 11041 | 6959 | 18307 | 17375 | 79530.4557 |  | 13255
2018-09-18 15:00 | 1151.4429 | 20295 | 14717 | 12879 | 17132 | 18703 | 84877.4429 |  | 14146
2018-09-18 16:00 | 518.2071 | 10797 | 13095 | 5851 | 11995 | 18109 | 60365.2072 |  | 10061
2018-09-18 17:00 | 211.9745 | 2637 | 7925 | 4028 | 2443 | 5104 | 22348.9745 |  | 3725
2018-09-18 18:00 | 37.6292 | 434 | 1159 | 588 | 383 | 405 | 3006.6292 |  | 501
2018-09-18 19:00 | 0 | 0 | 0 | 0 | 0 | 0 | 0 |  | 0
2018-09-18 20:00 | 0 | 0 | 0 | 0 | 0 | 0 | 0 |  | 0
2018-09-18 21:00 | 0 | 0 | 0 | 0 | 0 | 0 | 0 |  | 0
2018-09-18 22:00 | 0 | 0 | 0 | 0 | 0 | 0 | 0 |  | 0
2018-09-18 23:00 | 0 | 0 | 0 | 0 | 0 | 0 | 0 |  | 0
2018-09-19 | 0 | 0 | 0 | 0 | 0 | 0 | 0 |  | 0
2018-09-19 01:00 | 0 | 0 | 0 | 0 | 0 | 0 | 0 |  | 0
2018-09-19 02:00 | 0 | 0 | 0 | 0 | 0 | 0 | 0 |  | 0
2018-09-19 03:00 | 0 | 0 | 0 | 0 | 0 | 0 | 0 |  | 0
2018-09-19 04:00 | 0 | 0 | 0 | 0 | 0 | 0 | 0 |  | 0
2018-09-19 05:00 | 0 | 0 | 0 | 0 | 0 | 0 | 0 |  | 0
2018-09-19 06:00 | 0 | 0 | 57 | 0 | 39 | 39 | 135 |  | 23
2018-09-19 07:00 | 5.1661 | 606 | 1381 | 211 | 1753 | 1301 | 5257.1661 |  | 876
2018-09-19 08:00 | 150.5298 | 4672 | 2467 | 2504 | 1127 | 914 | 11834.5297 |  | 1972
2018-09-19 09:00 | 355.6766 | 3127 | 4771 | 3640 | 1143 | 935 | 13971.6766 |  | 2329
2018-09-19 10:00 | 687.7355 | 3933 | 9133 | 3796 | 2396 | 1891 | 21836.7355 |  | 3639
2018-09-19 11:00 | 871.0082 | 5938 | 12059 | 3696 | 5874 | 4454 | 32892.0082 |  | 5482
2018-09-19 12:00 | 803.0216 | 8399 | 12350 | 7837 | 16362 | 13441 | 59192.0215 |  | 9865
2018-09-19 13:00 | 633.5903 | 10285 | 9851 | 9556 | 15264 | 12730 | 58319.5903 |  | 9720
2018-09-19 14:00 | 697.3424 | 10731 | 12057 | 5308 | 8553 | 9070 | 46416.3424 |  | 7736
2018-09-19 15:00 | 502.6639 | 9037 | 8203 | 4153 | 5764 | 4830 | 32489.6639 |  | 5415
2018-09-19 16:00 | 331.3492 | 3335 | 3244 | 2559 | 2018 | 1708 | 13195.3492 |  | 2199
2018-09-19 17:00 | 151.8279 | 1362 | 1261 | 638 | 1355 | 1089 | 5856.8279 |  | 976
2018-09-19 18:00 | 3.6935 | 162 | 255 | 98 | 56 | 59 | 633.6935 |  | 106
2018-09-19 19:00 | 0 | 0 | 0 | 0 | 0 | 0 | 0 |  | 0
2018-09-19 20:00 | 0 | 0 | 0 | 0 | 0 | 0 | 0 |  | 0
2018-09-19 21:00 | 0 | 0 | 0 | 0 | 0 | 0 | 0 |  | 0
2018-09-19 22:00 | 0 | 0 | 0 | 0 | 0 | 0 | 0 |  | 0
2018-09-19 23:00 | 0 | 0 | 0 | 0 | 0 | 0 | 0 |  | 0
2018-09-20 | 0 | 0 | 0 | 0 | 0 | 0 | 0 |  | 0
2018-09-20 01:00 | 0 | 0 | 0 | 0 | 0 | 0 | 0 |  | 0
2018-09-20 02:00 | 0 | 0 | 0 | 0 | 0 | 0 | 0 |  | 0
2018-09-20 03:00 | 0 | 0 | 0 | 0 | 0 | 0 | 0 |  | 0
2018-09-20 04:00 | 0 | 0 | 0 | 0 | 0 | 0 | 0 |  | 0
2018-09-20 05:00 | 0 | 0 | 0 | 0 | 0 | 0 | 0 |  | 0
2018-09-20 06:00 | 0 | 0 | 145 | 0 | 25 | 29 | 199 |  | 33
2018-09-20 07:00 | 204.1849 | 910 | 2459 | 689 | 1477 | 1447 | 7186.1849 |  | 1198
2018-09-20 08:00 | 519.499 | 6836 | 6163 | 2746 | 5213 | 4793 | 26270.499 |  | 4378
2018-09-20 09:00 | 729.071 | 11029 | 9838 | 9052 | 8906 | 6618 | 46172.071 |  | 7695
2018-09-20 10:00 | 1242.7708 | 12210 | 8925 | 6908 | 7500 | 6684 | 43469.7708 |  | 7245
2018-09-20 11:00 | 1626.9677 | 12923 | 8522 | 5647 | 7026 | 6031 | 41775.9677 |  | 6963
2018-09-20 12:00 | 3531.357 | 14931 | 9320 | 6426 | 8093 | 7453 | 49754.357 |  | 8292
2018-09-20 13:00 | 1052.1168 | 18099 | 20483 | 11555 | 13366 | 12065 | 76620.1168 |  | 12770
2018-09-20 14:00 | 1266.9784 | 9387 | 21694 | 8080 | 16028 | 13991 | 70446.9784 |  | 11741
2018-09-20 15:00 | 1165.457 | 11545 | 18281 | 4404 | 7161 | 6085 | 48641.457 |  | 8107
2018-09-20 16:00 | 901.4692 | 5485 | 10366 | 3359 | 4345 | 3505 | 27961.4692 |  | 4660
2018-09-20 17:00 | 326.691 | 2463 | 4376 | 1266 | 1918 | 1586 | 11935.691 |  | 1989
2018-09-20 18:00 | 25.9622 | 45 | 447 | 189 | 392 | 296 | 1394.9622 |  | 232
2018-09-20 19:00 | 0 | 0 | 0 | 0 | 0 | 0 | 0 |  | 0
2018-09-20 20:00 | 0 | 0 | 0 | 0 | 0 | 0 | 0 |  | 0
2018-09-20 21:00 | 0 | 0 | 0 | 0 | 0 | 0 | 0 |  | 0
2018-09-20 22:00 | 0 | 0 | 0 | 0 | 0 | 0 | 0 |  | 0
2018-09-20 23:00 | 0 | 0 | 0 | 0 | 0 | 0 | 0 |  | 0
2018-09-21 | 0 | 0 | 0 | 0 | 0 | 0 | 0 |  | 0
2018-09-21 01:00 | 0 | 0 | 0 | 0 | 0 | 0 | 0 |  | 0
2018-09-21 02:00 | 0 | 0 | 0 | 0 | 0 | 0 | 0 |  | 0
2018-09-21 03:00 | 0 | 0 | 0 | 0 | 0 | 0 | 0 |  | 0
2018-09-21 04:00 | 0 | 0 | 0 | 0 | 0 | 0 | 0 |  | 0
2018-09-21 05:00 | 0 | 0 | 0 | 0 | 0 | 0 | 0 |  | 0
2018-09-21 06:00 | 0 | 0 | 0 | 0 | 0 | 0 | 0 |  | 0
2018-09-21 07:00 | 33.1387 | 267 | 1346 | 289 | 137 | 141 | 2213.1387 |  | 369
2018-09-21 08:00 | 481.0568 | 1797 | 4542 | 2867 | 778 | 677 | 11142.0568 |  | 1857
2018-09-21 09:00 | 701.4428 | 3010 | 13256 | 3412 | 2539 | 2073 | 24991.4428 |  | 4165
2018-09-21 10:00 | 884.851 | 5564 | 9687 | 3164 | 6576 | 5872 | 31747.851 |  | 5291
2018-09-21 11:00 | 2633.114 | 6926 | 20470 | 5502 | 3775 | 3242 | 42548.114 |  | 7091
2018-09-21 12:00 | 1958.7893 | 5485 | 25250 | 5084 | 2281 | 1749 | 41807.7893 |  | 6968
2018-09-21 13:00 | 1550.2063 | 6502 | 20838 | 4291 | 2584 | 2143 | 37908.2063 |  | 6318
2018-09-21 14:00 | 761.2263 | 4108 | 13058 | 3707 | 2541 | 2013 | 26188.2263 |  | 4365
2018-09-21 15:00 | 352.3304 | 3462 | 6243 | 2773 | 1475 | 1166 | 15471.3304 |  | 2579
2018-09-21 16:00 | 330.7447 | 2588 | 4474 | 1287 | 633 | 517 | 9829.7447 |  | 1638
2018-09-21 17:00 | 162.6857 | 331 | 1744 | 408 | 198 | 224 | 3067.6857 |  | 511
2018-09-21 18:00 | 31.8385 | 0 | 562 | 25 | 6 | 8 | 632.8385 |  | 105
2018-09-21 19:00 | 0 | 0 | 0 | 0 | 0 | 0 | 0 |  | 0
2018-09-21 20:00 | 0 | 0 | 0 | 0 | 0 | 0 | 0 |  | 0
2018-09-21 21:00 | 0 | 0 | 0 | 0 | 0 | 0 | 0 |  | 0
2018-09-21 22:00 | 0 | 0 | 0 | 0 | 0 | 0 | 0 |  | 0
2018-09-21 23:00 | 0 | 0 | 0 | 0 | 0 | 0 | 0 |  | 0
2018-09-22 | 0 | 0 | 0 | 0 | 0 | 0 | 0 |  | 0
2018-09-22 01:00 | 0 | 0 | 0 | 0 | 0 | 0 | 0 |  | 0
2018-09-22 02:00 | 0 | 0 | 0 | 0 | 0 | 0 | 0 |  | 0
2018-09-22 03:00 | 0 | 0 | 0 | 0 | 0 | 0 | 0 |  | 0
2018-09-22 04:00 | 0 | 0 | 0 | 0 | 0 | 0 | 0 |  | 0
2018-09-22 05:00 | 0 | 0 | 0 | 0 | 0 | 0 | 0 |  | 0
2018-09-22 06:00 | 0 | 99 | 70 | 0 | 88 | 54 | 311 |  | 52
2018-09-22 07:00 | 148.4796 | 2706 | 2905 | 1621 | 2844 | 2308 | 12532.4796 |  | 2089
2018-09-22 08:00 | 535.5972 | 17142 | 4338 | 10057 | 7576 | 6465 | 46113.5972 |  | 7686
2018-09-22 09:00 | 1002.5347 | 35509 | 10091 | 10823 | 11588 | 10085 | 79098.5347 |  | 13183
2018-09-22 10:00 | 2549.2222 | 31357 | 17854 | 14393 | 17578 | 15657 | 99388.2222 |  | 16565
2018-09-22 11:00 | 2442.0227 | 29473 | 15923 | 14403 | 28488 | 24368 | 115097.0227 |  | 19183
2018-09-22 12:00 | 2793.1543 | 25461 | 33646 | 13271 | 25336 | 23083 | 123590.1543 |  | 20598
2018-09-22 13:00 | 3100.5593 | 32964 | 30068 | 16882 | 28974 | 26078 | 138066.5593 |  | 23011
2018-09-22 14:00 | 2438.9202 | 27630 | 26841 | 16419 | 22172 | 20731 | 116231.9202 |  | 19372
2018-09-22 15:00 | 1261.9792 | 16377 | 23219 | 7785 | 12313 | 11381 | 72336.9792 |  | 12056
2018-09-22 16:00 | 658.3903 | 8831 | 12400 | 5791 | 9490 | 12639 | 49809.3903 |  | 8302
2018-09-22 17:00 | 278.9771 | 3758 | 3805 | 2523 | 3673 | 4831 | 18868.9771 |  | 3145
2018-09-22 18:00 | 32.7649 | 419 | 486 | 230 | 465 | 430 | 2062.7649 |  | 344
2018-09-22 19:00 | 0 | 0 | 0 | 0 | 0 | 0 | 0 |  | 0
2018-09-22 20:00 | 0 | 0 | 0 | 0 | 0 | 0 | 0 |  | 0
2018-09-22 21:00 | 0 | 0 | 0 | 0 | 0 | 0 | 0 |  | 0
2018-09-22 22:00 | 0 | 0 | 0 | 0 | 0 | 0 | 0 |  | 0
2018-09-22 23:00 | 0 | 0 | 0 | 0 | 0 | 0 | 0 |  | 0
2018-09-23 | 0 | 0 | 0 | 0 | 0 | 0 | 0 |  | 0
2018-09-23 01:00 | 0 | 0 | 0 | 0 | 0 | 0 | 0 |  | 0
2018-09-23 02:00 | 0 | 0 | 0 | 0 | 0 | 0 | 0 |  | 0
2018-09-23 03:00 | 0 | 0 | 0 | 0 | 0 | 0 | 0 |  | 0
2018-09-23 04:00 | 0 | 0 | 0 | 0 | 0 | 0 | 0 |  | 0
2018-09-23 05:00 | 0 | 0 | 0 | 0 | 0 | 0 | 0 |  | 0
2018-09-23 06:00 | 0 | 7 | 118 | 0 | 5 | 11 | 141 |  | 24
2018-09-23 07:00 | 0 | 5710 | 1519 | 3719 | 2328 | 3663 | 16939 |  | 2823
2018-09-23 08:00 | 733.4694 | 28003 | 8883 | 9812 | 16179 | 15017 | 78627.4694 |  | 13105
2018-09-23 09:00 | 3704.0676 | 39332 | 20046 | 14352 | 27796 | 24348 | 129578.0676 |  | 21596
2018-09-23 10:00 | 3999.8616 | 44021 | 27659 | 18154 | 33816 | 27499 | 155148.8616 |  | 25858
2018-09-23 11:00 | 3856.1982 | 43781 | 30797 | 20068 | 36495 | 28520 | 163517.1982 |  | 27253
2018-09-23 12:00 | 3112.3472 | 42492 | 33784 | 20273 | 36446 | 28888 | 164995.3472 |  | 27499
2018-09-23 13:00 | 2425.6167 | 36545 | 30688 | 19126 | 34207 | 28542 | 151533.6167 |  | 25256
2018-09-23 14:00 | 1792.7029 | 28196 | 23910 | 16386 | 29708 | 27892 | 127884.7029 |  | 21314
2018-09-23 15:00 | 1024.4858 | 19375 | 14519 | 11974 | 19700 | 24124 | 90716.4858 |  | 15119
2018-09-23 16:00 | 654.5006 | 10166 | 10072 | 7304 | 10446 | 18626 | 57268.5006 |  | 9545
2018-09-23 17:00 | 289.7841 | 3387 | 4268 | 3733 | 2310 | 4938 | 18925.7841 |  | 3154
2018-09-23 18:00 | 26.5949 | 342 | 466 | 317 | 262 | 305 | 1718.5949 |  | 286
2018-09-23 19:00 | 0 | 0 | 0 | 0 | 0 | 0 | 0 |  | 0
2018-09-23 20:00 | 0 | 0 | 0 | 0 | 0 | 0 | 0 |  | 0
2018-09-23 21:00 | 0 | 0 | 0 | 0 | 0 | 0 | 0 |  | 0
2018-09-23 22:00 | 0 | 0 | 0 | 0 | 0 | 0 | 0 |  | 0
2018-09-23 23:00 | 0 | 0 | 0 | 0 | 0 | 0 | 0 |  | 0
2018-09-24 | 0 | 0 | 0 | 0 | 0 | 0 | 0 |  | 0
2018-09-24 01:00 | 0 | 0 | 0 | 0 | 0 | 0 | 0 |  | 0
2018-09-24 02:00 | 0 | 0 | 0 | 0 | 0 | 0 | 0 |  | 0
2018-09-24 03:00 | 0 | 0 | 0 | 0 | 0 | 0 | 0 |  | 0
2018-09-24 04:00 | 0 | 0 | 0 | 0 | 0 | 0 | 0 |  | 0
2018-09-24 05:00 | 0 | 0 | 0 | 0 | 0 | 0 | 0 |  | 0
2018-09-24 06:00 | 0 | 168 | 0 | 0 | 45 | 33 | 246 |  | 41
2018-09-24 07:00 | 0 | 1803 | 2021 | 2332 | 2055 | 1890 | 10101 |  | 1684
2018-09-24 08:00 | 1116.3658 | 15263 | 8967 | 8589 | 5942 | 4823 | 44700.3658 |  | 7450
2018-09-24 09:00 | 3117.515 | 39406 | 19156 | 8194 | 9320 | 7520 | 86713.515 |  | 14452
2018-09-24 10:00 | 4101.701 | 27010 | 26713 | 12064 | 11605 | 10435 | 91928.701 |  | 15321
2018-09-24 11:00 | 3910.4788 | 19118 | 31387 | 18845 | 16466 | 13670 | 103396.4788 |  | 17233
2018-09-24 12:00 | 3332.5227 | 24575 | 37901 | 19742 | 16682 | 14079 | 116311.5227 |  | 19385
2018-09-24 13:00 | 3214.9146 | 39286 | 38027 | 19844 | 15002 | 13093 | 128466.9146 |  | 21411
2018-09-24 14:00 | 2555.8403 | 32547 | 33603 | 17488 | 20902 | 19463 | 126558.8403 |  | 21093
2018-09-24 15:00 | 1494.6969 | 22678 | 27682 | 13788 | 20256 | 25287 | 111185.6969 |  | 18531
2018-09-24 16:00 | 384.6668 | 11427 | 16471 | 8631 | 9766 | 17651 | 64330.6668 |  | 10722
2018-09-24 17:00 | 208.9653 | 2838 | 4693 | 3021 | 2376 | 4159 | 17295.9653 |  | 2883
2018-09-24 18:00 | 29.6326 | 508 | 665 | 269 | 510 | 525 | 2506.6326 |  | 418
2018-09-24 19:00 | 0 | 0 | 0 | 0 | 0 | 0 | 0 |  | 0
2018-09-24 20:00 | 0 | 0 | 0 | 0 | 0 | 0 | 0 |  | 0
2018-09-24 21:00 | 0 | 0 | 0 | 0 | 0 | 0 | 0 |  | 0
2018-09-24 22:00 | 0 | 0 | 0 | 0 | 0 | 0 | 0 |  | 0
2018-09-24 23:00 | 0 | 0 | 0 | 0 | 0 | 0 | 0 |  | 0
2018-09-25 | 0 | 0 | 0 | 0 | 0 | 0 | 0 |  | 0
2018-09-25 01:00 | 0 | 0 | 0 | 0 | 0 | 0 | 0 |  | 0
2018-09-25 02:00 | 0 | 0 | 0 | 0 | 0 | 0 | 0 |  | 0
2018-09-25 03:00 | 0 | 0 | 0 | 0 | 0 | 0 | 0 |  | 0
2018-09-25 04:00 | 0 | 0 | 0 | 0 | 0 | 0 | 0 |  | 0
2018-09-25 05:00 | 0 | 0 | 0 | 0 | 0 | 0 | 0 |  | 0
2018-09-25 06:00 | 0 | 0 | 42 | 0 | 0 | 0 | 42 |  | 7
2018-09-25 07:00 | 97.8971 | 1267 | 1599 | 649 | 902 | 696 | 5210.8971 |  | 868
2018-09-25 08:00 | 332.7533 | 3866 | 5711 | 2390 | 2588 | 2066 | 16953.7533 |  | 2826
2018-09-25 09:00 | 372.9824 | 3323 | 6536 | 3723 | 2796 | 2196 | 18946.9824 |  | 3158
2018-09-25 10:00 | 465.0056 | 4776 | 5105 | 2805 | 2607 | 2083 | 17841.0056 |  | 2974
2018-09-25 11:00 | 611.2014 | 3654 | 6130 | 1991 | 3550 | 2831 | 18767.2013 |  | 3128
2018-09-25 12:00 | 632.8757 | 3903 | 6429 | 2665 | 2520 | 1902 | 18051.8757 |  | 3009
2018-09-25 13:00 | 431.52 | 4957 | 8539 | 2149 | 3382 | 2668 | 22126.52 |  | 3688
2018-09-25 14:00 | 219.4227 | 3489 | 4019 | 1816 | 2024 | 1606 | 13173.4227 |  | 2196
2018-09-25 15:00 | 172.6847 | 2361 | 2340 | 775 | 2026 | 1726 | 9400.6847 |  | 1567
2018-09-25 16:00 | 76.2793 | 1238 | 820 | 442 | 1546 | 1282 | 5404.2793 |  | 901
2018-09-25 17:00 | 2.6157 | 169 | 205 | 94 | 545 | 460 | 1475.6157 |  | 246
2018-09-25 18:00 | 0 | 3 | 0 | 0 | 0 | 0 | 3 |  | 1
2018-09-25 19:00 | 0 | 0 | 0 | 0 | 0 | 0 | 0 |  | 0
2018-09-25 20:00 | 0 | 0 | 0 | 0 | 0 | 0 | 0 |  | 0
2018-09-25 21:00 | 0 | 0 | 0 | 0 | 0 | 0 | 0 |  | 0
2018-09-25 22:00 | 0 | 0 | 0 | 0 | 0 | 0 | 0 |  | 0
2018-09-25 23:00 | 0 | 0 | 0 | 0 | 0 | 0 | 0 |  | 0
2018-09-26 | 0 | 0 | 0 | 0 | 0 | 0 | 0 |  | 0
2018-09-26 01:00 | 0 | 0 | 0 | 0 | 0 | 0 | 0 |  | 0
2018-09-26 02:00 | 0 | 0 | 0 | 0 | 0 | 0 | 0 |  | 0
2018-09-26 03:00 | 0 | 0 | 0 | 0 | 0 | 0 | 0 |  | 0
2018-09-26 04:00 | 0 | 0 | 0 | 0 | 0 | 0 | 0 |  | 0
2018-09-26 05:00 | 0 | 0 | 0 | 0 | 0 | 0 | 0 |  | 0
2018-09-26 06:00 | 0 | 61 | 0 | 0 | 26 | 29 | 116 |  | 19
2018-09-26 07:00 | 101.7552 | 2765 | 2654 | 1153 | 2109 | 1876 | 10658.7552 |  | 1776
2018-09-26 08:00 | 432.1494 | 4759 | 5439 | 4000 | 5494 | 4180 | 24304.1494 |  | 4051
2018-09-26 09:00 | 695.0215 | 14397 | 10596 | 4673 | 7945 | 6470 | 44776.0215 |  | 7463
2018-09-26 10:00 | 1260.0597 | 7023 | 15211 | 4913 | 9935 | 8433 | 46775.0597 |  | 7796
2018-09-26 11:00 | 1924.5706 | 10909 | 19127 | 7685 | 16626 | 15002 | 71273.5706 |  | 11879
2018-09-26 12:00 | 2359.9744 | 19343 | 21801 | 6120 | 15378 | 12956 | 77957.9744 |  | 12993
2018-09-26 13:00 | 1177.7432 | 18607 | 11928 | 9596 | 18092 | 15744 | 75144.7432 |  | 12524
2018-09-26 14:00 | 1902.1102 | 11742 | 21255 | 7752 | 11066 | 9755 | 63472.1102 |  | 10579
2018-09-26 15:00 | 995.8933 | 12965 | 17765 | 7488 | 8640 | 7934 | 55787.8933 |  | 9298
2018-09-26 16:00 | 323.0337 | 6413 | 12196 | 4338 | 6746 | 6946 | 36962.0338 |  | 6160
2018-09-26 17:00 | 176.9156 | 3127 | 3949 | 2378 | 2626 | 2983 | 15239.9156 |  | 2540
2018-09-26 18:00 | 22.9789 | 12 | 437 | 54 | 1 | 0 | 526.9789 |  | 88
2018-09-26 19:00 | 0 | 0 | 0 | 0 | 0 | 0 | 0 |  | 0
2018-09-26 20:00 | 0 | 0 | 0 | 0 | 0 | 0 | 0 |  | 0
2018-09-26 21:00 | 0 | 0 | 0 | 0 | 0 | 0 | 0 |  | 0
2018-09-26 22:00 | 0 | 0 | 0 | 0 | 0 | 0 | 0 |  | 0
2018-09-26 23:00 | 0 | 0 | 0 | 0 | 0 | 0 | 0 |  | 0
2018-09-27 | 0 | 0 | 0 | 0 | 0 | 0 | 0 |  | 0
2018-09-27 01:00 | 0 | 0 | 0 | 0 | 0 | 0 | 0 |  | 0
2018-09-27 02:00 | 0 | 0 | 0 | 0 | 0 | 0 | 0 |  | 0
2018-09-27 03:00 | 0 | 0 | 0 | 0 | 0 | 0 | 0 |  | 0
2018-09-27 04:00 | 0 | 0 | 0 | 0 | 0 | 0 | 0 |  | 0
2018-09-27 05:00 | 0 | 0 | 0 | 0 | 0 | 0 | 0 |  | 0
2018-09-27 06:00 | 0 | 18 | 12 | 0 | 2 | 0 | 32 |  | 5
2018-09-27 07:00 | 88.2645 | 2178 | 1911 | 1402 | 906 | 803 | 7288.2645 |  | 1215
2018-09-27 08:00 | 647.7017 | 5415 | 5848 | 4493 | 8575 | 8415 | 33393.7017 |  | 5566
2018-09-27 09:00 | 1864.5134 | 39314 | 10799 | 8339 | 28335 | 24054 | 112705.5134 |  | 18784
2018-09-27 10:00 | 3351.7173 | 41429 | 27564 | 17653 | 32947 | 27192 | 150136.7173 |  | 25023
2018-09-27 11:00 | 3798.7495 | 40724 | 32004 | 18797 | 34886 | 27957 | 158166.7495 |  | 26361
2018-09-27 12:00 | 4025.7832 | 33256 | 35036 | 18932 | 33491 | 27684 | 152424.7832 |  | 25404
2018-09-27 13:00 | 3653.6624 | 37332 | 36452 | 18112 | 27144 | 24025 | 146718.6624 |  | 24453
2018-09-27 14:00 | 2173.157 | 25832 | 33596 | 16462 | 19200 | 18933 | 116196.157 |  | 19366
2018-09-27 15:00 | 1197.043 | 16429 | 26455 | 13004 | 14464 | 16102 | 87651.043 |  | 14609
2018-09-27 16:00 | 527.0723 | 9917 | 12199 | 5642 | 7384 | 9423 | 45092.0723 |  | 7515
2018-09-27 17:00 | 195.2795 | 2482 | 4488 | 1913 | 2353 | 2144 | 13575.2795 |  | 2263
2018-09-27 18:00 | 2.3457 | 78 | 61 | 19 | 68 | 55 | 283.3457 |  | 47
2018-09-27 19:00 | 0 | 0 | 0 | 0 | 0 | 0 | 0 |  | 0
2018-09-27 20:00 | 0 | 0 | 0 | 0 | 0 | 0 | 0 |  | 0
2018-09-27 21:00 | 0 | 0 | 0 | 0 | 0 | 0 | 0 |  | 0
2018-09-27 22:00 | 0 | 0 | 0 | 0 | 0 | 0 | 0 |  | 0
2018-09-27 23:00 | 0 | 0 | 0 | 0 | 0 | 0 | 0 |  | 0
2018-09-28 | 0 | 0 | 0 | 0 | 0 | 0 | 0 |  | 0
2018-09-28 01:00 | 0 | 0 | 0 | 0 | 0 | 0 | 0 |  | 0
2018-09-28 02:00 | 0 | 0 | 0 | 0 | 0 | 0 | 0 |  | 0
2018-09-28 03:00 | 0 | 0 | 0 | 0 | 0 | 0 | 0 |  | 0
2018-09-28 04:00 | 0 | 0 | 0 | 0 | 0 | 0 | 0 |  | 0
2018-09-28 05:00 | 0 | 0 | 0 | 0 | 0 | 0 | 0 |  | 0
2018-09-28 06:00 | 0 | 0 | 0 | 0 | 0 | 0 | 0 |  | 0
2018-09-28 07:00 | 0 | 112 | 477 | 0 | 376 | 298 | 1263 |  | 211
2018-09-28 08:00 | 102.3625 | 1168 | 2123 | 643 | 1318 | 1008 | 6362.3625 |  | 1060
2018-09-28 09:00 | 399.5126 | 3313 | 4749 | 1223 | 4054 | 3085 | 16823.5126 |  | 2804
2018-09-28 10:00 | 554.8297 | 6194 | 5446 | 2572 | 9560 | 8082 | 32408.8296 |  | 5401
2018-09-28 11:00 | 597.3431 | 13303 | 7113 | 5232 | 11425 | 9267 | 46937.3431 |  | 7823
2018-09-28 12:00 | 1040.5425 | 22382 | 11581 | 8511 | 6478 | 5271 | 55263.5425 |  | 9211
2018-09-28 13:00 | 867.8532 | 25496 | 13822 | 13073 | 7663 | 6767 | 67688.8531 |  | 11281
2018-09-28 14:00 | 605.4011 | 32623 | 18785 | 9492 | 22731 | 20893 | 105129.4011 |  | 17522
2018-09-28 15:00 | 856.1513 | 21484 | 21752 | 9667 | 7667 | 6074 | 67500.1512 |  | 11250
2018-09-28 16:00 | 588.9633 | 8157 | 14360 | 7241 | 4190 | 3370 | 37906.9633 |  | 6318
2018-09-28 17:00 | 227.0904 | 2321 | 4554 | 2351 | 2622 | 2453 | 14528.0904 |  | 2421
2018-09-28 18:00 | 13.3558 | 166 | 187 | 93 | 27 | 17 | 503.3558 |  | 84
2018-09-28 19:00 | 0 | 0 | 0 | 0 | 0 | 0 | 0 |  | 0
2018-09-28 20:00 | 0 | 0 | 0 | 0 | 0 | 0 | 0 |  | 0
2018-09-28 21:00 | 0 | 0 | 0 | 0 | 0 | 0 | 0 |  | 0
2018-09-28 22:00 | 0 | 0 | 0 | 0 | 0 | 0 | 0 |  | 0
2018-09-28 23:00 | 0 | 0 | 0 | 0 | 0 | 0 | 0 |  | 0
2018-09-29 | 0 | 0 | 0 | 0 | 0 | 0 | 0 |  | 0
2018-09-29 01:00 | 0 | 0 | 0 | 0 | 0 | 0 | 0 |  | 0
2018-09-29 02:00 | 0 | 0 | 0 | 0 | 0 | 0 | 0 |  | 0
2018-09-29 03:00 | 0 | 0 | 0 | 0 | 0 | 0 | 0 |  | 0
2018-09-29 04:00 | 0 | 0 | 0 | 0 | 0 | 0 | 0 |  | 0
2018-09-29 05:00 | 0 | 0 | 0 | 0 | 0 | 0 | 0 |  | 0
2018-09-29 06:00 | 0 | 58 | 31 | 0 | 25 | 26 | 140 |  | 23
2018-09-29 07:00 | 0 | 8885 | 1486 | 3041 | 2282 | 2474 | 18168 |  | 3028
2018-09-29 08:00 | 711.0425 | 23571 | 7691 | 8547 | 13685 | 13219 | 67424.0425 |  | 11237
2018-09-29 09:00 | 3156.6401 | 31435 | 17864 | 13133 | 18120 | 15886 | 99594.6401 |  | 16599
2018-09-29 10:00 | 3868.678 | 37073 | 25985 | 17513 | 29253 | 24456 | 138148.678 |  | 23025
2018-09-29 11:00 | 3523.4734 | 43735 | 28548 | 19362 | 32474 | 25726 | 153368.4734 |  | 25561
2018-09-29 12:00 | 3467.371 | 43940 | 26914 | 20365 | 30158 | 24646 | 149490.371 |  | 24915
2018-09-29 13:00 | 3297.8145 | 30479 | 34401 | 18359 | 30928 | 24428 | 141892.8145 |  | 23649
2018-09-29 14:00 | 1970.0138 | 33181 | 30674 | 17518 | 28291 | 26043 | 137677.0138 |  | 22946
2018-09-29 15:00 | 1098.7927 | 19458 | 28067 | 13240 | 16278 | 18620 | 96761.7927 |  | 16127
2018-09-29 16:00 | 429.9345 | 10280 | 12242 | 8386 | 7231 | 14200 | 52768.9345 |  | 8795
2018-09-29 17:00 | 109.2725 | 1645 | 4617 | 3192 | 1231 | 1982 | 12776.2725 |  | 2129
2018-09-29 18:00 | 8.3426 | 133 | 133 | 68 | 105 | 130 | 577.3426 |  | 96
2018-09-29 19:00 | 0 | 0 | 0 | 0 | 0 | 0 | 0 |  | 0
2018-09-29 20:00 | 0 | 0 | 0 | 0 | 0 | 0 | 0 |  | 0
2018-09-29 21:00 | 0 | 0 | 0 | 0 | 0 | 0 | 0 |  | 0
2018-09-29 22:00 | 0 | 0 | 0 | 0 | 0 | 0 | 0 |  | 0
2018-09-29 23:00 | 0 | 0 | 0 | 0 | 0 | 0 | 0 |  | 0
2018-09-30 | 0 | 0 | 0 | 0 | 0 | 0 | 0 |  | 0
2018-09-30 01:00 | 0 | 0 | 0 | 0 | 0 | 0 | 0 |  | 0
2018-09-30 02:00 | 0 | 0 | 0 | 0 | 0 | 0 | 0 |  | 0
2018-09-30 03:00 | 0 | 0 | 0 | 0 | 0 | 0 | 0 |  | 0
2018-09-30 04:00 | 0 | 0 | 0 | 0 | 0 | 0 | 0 |  | 0
2018-09-30 05:00 | 0 | 0 | 0 | 0 | 0 | 0 | 0 |  | 0
2018-09-30 06:00 | 0 | 33 | 49 | 0 | 35 | 39 | 156 |  | 26
2018-09-30 07:00 | 12.8354 | 7473 | 1723 | 2871 | 2689 | 2732 | 17500.8354 |  | 2917
2018-09-30 08:00 | 674.4425 | 8783 | 8539 | 5664 | 4852 | 4017 | 32529.4425 |  | 5422
2018-09-30 09:00 | 2188.1233 | 22775 | 13682 | 8095 | 19099 | 16991 | 82830.1233 |  | 13805
2018-09-30 10:00 | 3723.426 | 36294 | 24933 | 16749 | 14618 | 12790 | 109107.426 |  | 18185
2018-09-30 11:00 | 3694.7312 | 33924 | 31851 | 16351 | 24435 | 21229 | 131484.7312 |  | 21914
2018-09-30 12:00 | 3419.7095 | 29384 | 28277 | 18209 | 23894 | 20364 | 123547.7095 |  | 20591
2018-09-30 13:00 | 3183.6846 | 31370 | 31549 | 14966 | 18944 | 17514 | 117526.6846 |  | 19588
2018-09-30 14:00 | 2399.6182 | 29958 | 30912 | 14000 | 27046 | 26686 | 131001.6182 |  | 21834
2018-09-30 15:00 | 1271.2614 | 13251 | 22156 | 8590 | 15689 | 18604 | 79561.2614 |  | 13260
2018-09-30 16:00 | 506.3697 | 7242 | 12822 | 5963 | 8492 | 14908 | 49933.3697 |  | 8322
2018-09-30 17:00 | 116.1687 | 2543 | 4067 | 2395 | 1994 | 2513 | 13628.1687 |  | 2271
2018-09-30 18:00 | 13.5147 | 220 | 220 | 188 | 160 | 185 | 986.5147 |  | 164
2018-09-30 19:00 | 0 | 0 | 0 | 0 | 0 | 0 | 0 |  | 0
2018-09-30 20:00 | 0 | 0 | 0 | 0 | 0 | 0 | 0 |  | 0
2018-09-30 21:00 | 0 | 0 | 0 | 0 | 0 | 0 | 0 |  | 0
2018-09-30 22:00 | 0 | 0 | 0 | 0 | 0 | 0 | 0 |  | 0
2018-09-30 23:00 | 0 | 0 | 0 | 0 | 0 | 0 | 0 |  | 0
2018-10-01 | 0 | 0 | 0 | 0 | 0 | 0 | 0 |  | 0
2018-10-01 01:00 | 0 | 0 | 0 | 0 | 0 | 0 | 0 |  | 0
2018-10-01 02:00 | 0 | 0 | 0 | 0 | 0 | 0 | 0 |  | 0
2018-10-01 03:00 | 0 | 0 | 0 | 0 | 0 | 0 | 0 |  | 0
2018-10-01 04:00 | 0 | 0 | 0 | 0 | 0 | 0 | 0 |  | 0
2018-10-01 05:00 | 0 | 0 | 0 | 0 | 0 | 0 | 0 |  | 0
2018-10-01 06:00 | 0 | 0 | 0 | 0 | 0 | 0 | 0 |  | 0
2018-10-01 07:00 | 0 | 161 | 402 | 0 | 102 | 76 | 741 |  | 124
2018-10-01 08:00 | 365.4479 | 313 | 2749 | 277 | 831 | 663 | 5198.4479 |  | 866
2018-10-01 09:00 | 728.5562 | 1273 | 5034 | 1461 | 1823 | 1473 | 11792.5562 |  | 1965
2018-10-01 10:00 | 671.6813 | 2009 | 6225 | 1199 | 1992 | 1671 | 13767.6813 |  | 2295
2018-10-01 11:00 | 460.6239 | 2942 | 3424 | 1523 | 6341 | 4908 | 19598.6239 |  | 3266
2018-10-01 12:00 | 313.7658 | 3454 | 3516 | 2101 | 5125 | 4015 | 18524.7657 |  | 3087
2018-10-01 13:00 | 147.7524 | 3192 | 2185 | 1694 | 2952 | 2303 | 12473.7524 |  | 2079
2018-10-01 14:00 | 108.7704 | 3595 | 2630 | 961 | 2157 | 1848 | 11299.7704 |  | 1883
2018-10-01 15:00 | 158.2745 | 4217 | 1284 | 892 | 2547 | 2223 | 11321.2745 |  | 1887
2018-10-01 16:00 | 45.7188 | 2017 | 900 | 503 | 1166 | 910 | 5541.7188 |  | 924
2018-10-01 17:00 | 0 | 173 | 94 | 51 | 675 | 546 | 1539 |  | 257
2018-10-01 18:00 | 0 | 0 | 0 | 0 | 0 | 0 | 0 |  | 0
2018-10-01 19:00 | 0 | 0 | 0 | 0 | 0 | 0 | 0 |  | 0
2018-10-01 20:00 | 0 | 0 | 0 | 0 | 0 | 0 | 0 |  | 0
2018-10-01 21:00 | 0 | 0 | 0 | 0 | 0 | 0 | 0 |  | 0
2018-10-01 22:00 | 0 | 0 | 0 | 0 | 0 | 0 | 0 |  | 0
2018-10-01 23:00 | 0 | 0 | 0 | 0 | 0 | 0 | 0 |  | 0
2018-10-02 | 0 | 0 | 0 | 0 | 0 | 0 | 0 |  | 0
2018-10-02 01:00 | 0 | 0 | 0 | 0 | 0 | 0 | 0 |  | 0
2018-10-02 02:00 | 0 | 0 | 0 | 0 | 0 | 0 | 0 |  | 0
2018-10-02 03:00 | 0 | 0 | 0 | 0 | 0 | 0 | 0 |  | 0
2018-10-02 04:00 | 0 | 0 | 0 | 0 | 0 | 0 | 0 |  | 0
2018-10-02 05:00 | 0 | 0 | 0 | 0 | 0 | 0 | 0 |  | 0
2018-10-02 06:00 | 0 | 0 | 0 | 0 | 0 | 0 | 0 |  | 0
2018-10-02 07:00 | 0 | 177 | 183 | 0 | 79 | 81 | 520 |  | 87
2018-10-02 08:00 | 26.2969 | 878 | 774 | 333 | 798 | 599 | 3408.2969 |  | 568
2018-10-02 09:00 | 250.6037 | 3323 | 2043 | 1173 | 2412 | 2021 | 11222.6037 |  | 1870
2018-10-02 10:00 | 333.6602 | 4978 | 3873 | 1973 | 3021 | 2463 | 16641.6602 |  | 2774
2018-10-02 11:00 | 414.9982 | 3346 | 4419 | 1614 | 2756 | 2225 | 14774.9982 |  | 2462
2018-10-02 12:00 | 445.2218 | 3083 | 5030 | 2125 | 2832 | 2278 | 15793.2218 |  | 2632
2018-10-02 13:00 | 197.0268 | 1806 | 3571 | 1412 | 1719 | 1374 | 10079.0268 |  | 1680
2018-10-02 14:00 | 196.3425 | 2371 | 2033 | 722 | 3852 | 3139 | 12313.3425 |  | 2052
2018-10-02 15:00 | 90.58 | 2253 | 1094 | 856 | 2090 | 1732 | 8115.58 |  | 1353
2018-10-02 16:00 | 16.756 | 488 | 542 | 439 | 1008 | 790 | 3283.756 |  | 547
2018-10-02 17:00 | 0 | 149 | 99 | 29 | 231 | 162 | 670 |  | 112
2018-10-02 18:00 | 0 | 0 | 0 | 0 | 0 | 0 | 0 |  | 0
2018-10-02 19:00 | 0 | 0 | 0 | 0 | 0 | 0 | 0 |  | 0
2018-10-02 20:00 | 0 | 0 | 0 | 0 | 0 | 0 | 0 |  | 0
2018-10-02 21:00 | 0 | 0 | 0 | 0 | 0 | 0 | 0 |  | 0
2018-10-02 22:00 | 0 | 0 | 0 | 0 | 0 | 0 | 0 |  | 0
2018-10-02 23:00 | 0 | 0 | 0 | 0 | 0 | 0 | 0 |  | 0
2018-10-03 | 0 | 0 | 0 | 0 | 0 | 0 | 0 |  | 0
2018-10-03 01:00 | 0 | 0 | 0 | 0 | 0 | 0 | 0 |  | 0
2018-10-03 02:00 | 0 | 0 | 0 | 0 | 0 | 0 | 0 |  | 0
2018-10-03 03:00 | 0 | 0 | 0 | 0 | 0 | 0 | 0 |  | 0
2018-10-03 04:00 | 0 | 0 | 0 | 0 | 0 | 0 | 0 |  | 0
2018-10-03 05:00 | 0 | 0 | 0 | 0 | 0 | 0 | 0 |  | 0
2018-10-03 06:00 | 0 | 0 | 0 | 0 | 0 | 0 | 0 |  | 0
2018-10-03 07:00 | 11.2583 | 685 | 767 | 415 | 515 | 413 | 2806.2583 |  | 468
2018-10-03 08:00 | 419.1351 | 3125 | 3522 | 1643 | 2432 | 2006 | 13147.1351 |  | 2191
2018-10-03 09:00 | 598.7262 | 4399 | 7767 | 4454 | 4204 | 3693 | 25115.7262 |  | 4186
2018-10-03 10:00 | 597.1024 | 5840 | 10231 | 4953 | 7404 | 6173 | 35198.1024 |  | 5866
2018-10-03 11:00 | 714.5563 | 12213 | 8035 | 6720 | 9973 | 8931 | 46586.5563 |  | 7764
2018-10-03 12:00 | 1024.7612 | 11603 | 10426 | 9027 | 9349 | 8310 | 49739.7612 |  | 8290
2018-10-03 13:00 | 669.6635 | 10750 | 11375 | 12327 | 8406 | 7009 | 50536.6635 |  | 8423
2018-10-03 14:00 | 817.4624 | 8906 | 10812 | 9908 | 9001 | 7660 | 47104.4624 |  | 7851
2018-10-03 15:00 | 673.01 | 9212 | 10997 | 4349 | 7144 | 5827 | 38202.0099 |  | 6367
2018-10-03 16:00 | 297.1243 | 6127 | 5871 | 2710 | 4640 | 3846 | 23491.1243 |  | 3915
2018-10-03 17:00 | 129.1704 | 1970 | 1646 | 1050 | 2711 | 2349 | 9855.1704 |  | 1643
2018-10-03 18:00 | 2.2109 | 74 | 33 | 27 | 87 | 59 | 282.2109 |  | 47
2018-10-03 19:00 | 0 | 0 | 0 | 0 | 0 | 0 | 0 |  | 0
2018-10-03 20:00 | 0 | 0 | 0 | 0 | 0 | 0 | 0 |  | 0
2018-10-03 21:00 | 0 | 0 | 0 | 0 | 0 | 0 | 0 |  | 0
2018-10-03 22:00 | 0 | 0 | 0 | 0 | 0 | 0 | 0 |  | 0
2018-10-03 23:00 | 0 | 0 | 0 | 0 | 0 | 0 | 0 |  | 0
2018-10-04 | 0 | 0 | 0 | 0 | 0 | 0 | 0 |  | 0
2018-10-04 01:00 | 0 | 0 | 0 | 0 | 0 | 0 | 0 |  | 0
2018-10-04 02:00 | 0 | 0 | 0 | 0 | 0 | 0 | 0 |  | 0
2018-10-04 03:00 | 0 | 0 | 0 | 0 | 0 | 0 | 0 |  | 0
2018-10-04 04:00 | 0 | 0 | 0 | 0 | 0 | 0 | 0 |  | 0
2018-10-04 05:00 | 0 | 0 | 0 | 0 | 0 | 0 | 0 |  | 0
2018-10-04 06:00 | 0 | 0 | 0 | 0 | 0 | 0 | 0 |  | 0
2018-10-04 07:00 | 78.2428 | 2006 | 1628 | 92 | 2538 | 2639 | 8981.2428 |  | 1497
2018-10-04 08:00 | 305.7404 | 8086 | 5814 | 1630 | 13114 | 11997 | 40946.7404 |  | 6824
2018-10-04 09:00 | 767.8661 | 24842 | 8667 | 2671 | 13782 | 11468 | 62197.8662 |  | 10366
2018-10-04 10:00 | 1134.071 | 29129 | 11870 | 4555 | 17367 | 15170 | 79225.071 |  | 13204
2018-10-04 11:00 | 1113.5184 | 14810 | 12020 | 4057 | 14435 | 12636 | 59071.5184 |  | 9845
2018-10-04 12:00 | 890.4903 | 28807 | 7932 | 3718 | 26779 | 22739 | 90865.4903 |  | 15144
2018-10-04 13:00 | 1907.3849 | 18150 | 14683 | 4584 | 13458 | 11414 | 64196.3849 |  | 10699
2018-10-04 14:00 | 886.7234 | 11031 | 14637 | 3155 | 7395 | 6372 | 43476.7234 |  | 7246
2018-10-04 15:00 | 444.5275 | 6804 | 4232 | 3524 | 4695 | 4155 | 23854.5275 |  | 3976
2018-10-04 16:00 | 419.9332 | 4792 | 6346 | 3161 | 4379 | 3981 | 23078.9332 |  | 3846
2018-10-04 17:00 | 146.9837 | 1471 | 3132 | 1672 | 320 | 271 | 7012.9837 |  | 1169
2018-10-04 18:00 | 0 | 0 | 53 | 0 | 0 | 0 | 53 |  | 9
2018-10-04 19:00 | 0 | 0 | 0 | 0 | 0 | 0 | 0 |  | 0
2018-10-04 20:00 | 0 | 0 | 0 | 0 | 0 | 0 | 0 |  | 0
2018-10-04 21:00 | 0 | 0 | 0 | 0 | 0 | 0 | 0 |  | 0
2018-10-04 22:00 | 0 | 0 | 0 | 0 | 0 | 0 | 0 |  | 0
2018-10-04 23:00 | 0 | 0 | 0 | 0 | 0 | 0 | 0 |  | 0
2018-10-05 | 0 | 0 | 0 | 0 | 0 | 0 | 0 |  | 0
2018-10-05 01:00 | 0 | 0 | 0 | 0 | 0 | 0 | 0 |  | 0
2018-10-05 02:00 | 0 | 0 | 0 | 0 | 0 | 0 | 0 |  | 0
2018-10-05 03:00 | 0 | 0 | 0 | 0 | 0 | 0 | 0 |  | 0
2018-10-05 04:00 | 0 | 0 | 0 | 0 | 0 | 0 | 0 |  | 0
2018-10-05 05:00 | 0 | 0 | 0 | 0 | 0 | 0 | 0 |  | 0
2018-10-05 06:00 | 0 | 6 | 4 | 0 | 1 | 4 | 15 |  | 3
2018-10-05 07:00 | 15.8094 | 7973 | 1056 | 3151 | 2096 | 2609 | 16900.8094 |  | 2817
2018-10-05 08:00 | 893.9148 | 18700 | 7159 | 8955 | 14665 | 14625 | 64997.9148 |  | 10833
2018-10-05 09:00 | 2542.4956 | 37443 | 18436 | 13960 | 26966 | 24418 | 123765.4956 |  | 20628
2018-10-05 10:00 | 4111.7197 | 43302 | 27091 | 17808 | 33220 | 27572 | 153104.7197 |  | 25517
2018-10-05 11:00 | 4155.575 | 44828 | 33456 | 19883 | 36179 | 28639 | 167140.575 |  | 27857
2018-10-05 12:00 | 3934.5818 | 43259 | 36229 | 20294 | 36179 | 28916 | 168811.5818 |  | 28135
2018-10-05 13:00 | 3349.051 | 38548 | 35869 | 19256 | 34069 | 28649 | 159740.051 |  | 26623
2018-10-05 14:00 | 2418.1443 | 30896 | 32180 | 17153 | 26543 | 27469 | 136659.1443 |  | 22777
2018-10-05 15:00 | 1077.9835 | 20499 | 22842 | 12579 | 17055 | 23173 | 97225.9835 |  | 16204
2018-10-05 16:00 | 234.6408 | 9520 | 12339 | 7079 | 8205 | 15570 | 52947.6408 |  | 8825
2018-10-05 17:00 | 93.7682 | 1857 | 3094 | 2781 | 2195 | 2837 | 12857.7682 |  | 2143
2018-10-05 18:00 | 0 | 14 | 27 | 42 | 55 | 62 | 200 |  | 33
2018-10-05 19:00 | 0 | 0 | 0 | 0 | 0 | 0 | 0 |  | 0
2018-10-05 20:00 | 0 | 0 | 0 | 0 | 0 | 0 | 0 |  | 0
2018-10-05 21:00 | 0 | 0 | 0 | 0 | 0 | 0 | 0 |  | 0
2018-10-05 22:00 | 0 | 0 | 0 | 0 | 0 | 0 | 0 |  | 0
2018-10-05 23:00 | 0 | 0 | 0 | 0 | 0 | 0 | 0 |  | 0
2018-10-06 | 0 | 0 | 0 | 0 | 0 | 0 | 0 |  | 0
2018-10-06 01:00 | 0 | 0 | 0 | 0 | 0 | 0 | 0 |  | 0
2018-10-06 02:00 | 0 | 0 | 0 | 0 | 0 | 0 | 0 |  | 0
2018-10-06 03:00 | 0 | 0 | 0 | 0 | 0 | 0 | 0 |  | 0
2018-10-06 04:00 | 0 | 0 | 0 | 0 | 0 | 0 | 0 |  | 0
2018-10-06 05:00 | 0 | 0 | 0 | 0 | 0 | 0 | 0 |  | 0
2018-10-06 06:00 | 0 | 0 | 0 | 0 | 0 | 0 | 0 |  | 0
2018-10-06 07:00 | 16.0578 | 897 | 1155 | 2725 | 573 | 443 | 5809.0578 |  | 968
2018-10-06 08:00 | 422.2738 | 4538 | 6974 | 8589 | 3967 | 3083 | 27573.2738 |  | 4596
2018-10-06 09:00 | 960.7839 | 9101 | 12523 | 12924 | 8906 | 7505 | 51919.7839 |  | 8653
2018-10-06 10:00 | 1348.106 | 9973 | 17886 | 13454 | 8195 | 6764 | 57620.106 |  | 9603
2018-10-06 11:00 | 1874.8612 | 13667 | 16424 | 8623 | 10882 | 8865 | 60335.8612 |  | 10056
2018-10-06 12:00 | 2908.4338 | 15871 | 20228 | 9416 | 9669 | 8178 | 66270.4338 |  | 11045
2018-10-06 13:00 | 1383.5148 | 13680 | 22649 | 6950 | 6849 | 5833 | 57344.5148 |  | 9557
2018-10-06 14:00 | 825.8306 | 9714 | 13581 | 7594 | 5869 | 4988 | 42571.8306 |  | 7095
2018-10-06 15:00 | 676.6104 | 8411 | 9844 | 4650 | 4158 | 3490 | 31229.6104 |  | 5205
2018-10-06 16:00 | 412.3209 | 2636 | 6717 | 2004 | 1543 | 1281 | 14593.3209 |  | 2432
2018-10-06 17:00 | 27.0013 | 613 | 897 | 456 | 189 | 147 | 2329.0013 |  | 388
2018-10-06 18:00 | 0 | 0 | 6 | 0 | 0 | 0 | 6 |  | 1
2018-10-06 19:00 | 0 | 0 | 0 | 0 | 0 | 0 | 0 |  | 0
2018-10-06 20:00 | 0 | 0 | 0 | 0 | 0 | 0 | 0 |  | 0
2018-10-06 21:00 | 0 | 0 | 0 | 0 | 0 | 0 | 0 |  | 0
2018-10-06 22:00 | 0 | 0 | 0 | 0 | 0 | 0 | 0 |  | 0
2018-10-06 23:00 | 0 | 0 | 0 | 0 | 0 | 0 | 0 |  | 0
2018-10-07 | 0 | 0 | 0 | 0 | 0 | 0 | 0 |  | 0
2018-10-07 01:00 | 0 | 0 | 0 | 0 | 0 | 0 | 0 |  | 0
2018-10-07 02:00 | 0 | 0 | 0 | 0 | 0 | 0 | 0 |  | 0
2018-10-07 03:00 | 0 | 0 | 0 | 0 | 0 | 0 | 0 |  | 0
2018-10-07 04:00 | 0 | 0 | 0 | 0 | 0 | 0 | 0 |  | 0
2018-10-07 05:00 | 0 | 0 | 0 | 0 | 0 | 0 | 0 |  | 0
2018-10-07 06:00 | 0 | 0 | 1 | 0 | 0 | 0 | 1 |  | 0
2018-10-07 07:00 | 32.0985 | 1261 | 1914 | 485 | 251 | 188 | 4131.0985 |  | 689
2018-10-07 08:00 | 732.4498 | 1980 | 5989 | 1412 | 1213 | 1033 | 12359.4498 |  | 2060
2018-10-07 09:00 | 1773.8062 | 9954 | 12005 | 1950 | 2462 | 2023 | 30167.8062 |  | 5028
2018-10-07 10:00 | 1474.0402 | 5276 | 11190 | 4450 | 4322 | 3407 | 30119.0402 |  | 5020
2018-10-07 11:00 | 1486.6873 | 5573 | 7948 | 7789 | 8907 | 7694 | 39397.6873 |  | 6566
2018-10-07 12:00 | 851.1677 | 9286 | 15075 | 6074 | 6599 | 5883 | 43768.1677 |  | 7295
2018-10-07 13:00 | 609.937 | 8805 | 6167 | 3487 | 7956 | 6428 | 33452.937 |  | 5575
2018-10-07 14:00 | 568.0912 | 3943 | 1887 | 1231 | 5497 | 4434 | 17560.0912 |  | 2927
2018-10-07 15:00 | 54.5407 | 1797 | 1432 | 988 | 4696 | 3859 | 12826.5407 |  | 2138
2018-10-07 16:00 | 29.1191 | 1242 | 1200 | 621 | 2320 | 1867 | 7279.1191 |  | 1213
2018-10-07 17:00 | 5.8798 | 552 | 250 | 221 | 1352 | 1147 | 3527.8798 |  | 588
2018-10-07 18:00 | 0 | 0 | 0 | 0 | 102 | 106 | 208 |  | 35
2018-10-07 19:00 | 0 | 0 | 0 | 0 | 0 | 0 | 0 |  | 0
2018-10-07 20:00 | 0 | 0 | 0 | 0 | 0 | 0 | 0 |  | 0
2018-10-07 21:00 | 0 | 0 | 0 | 0 | 0 | 0 | 0 |  | 0
2018-10-07 22:00 | 0 | 0 | 0 | 0 | 0 | 0 | 0 |  | 0
2018-10-07 23:00 | 0 | 0 | 0 | 0 | 0 | 0 | 0 |  | 0
2018-10-08 | 0 | 0 | 0 | 0 | 0 | 0 | 0 |  | 0
2018-10-08 01:00 | 0 | 0 | 0 | 0 | 0 | 0 | 0 |  | 0
2018-10-08 02:00 | 0 | 0 | 0 | 0 | 0 | 0 | 0 |  | 0
2018-10-08 03:00 | 0 | 0 | 0 | 0 | 0 | 0 | 0 |  | 0
2018-10-08 04:00 | 0 | 0 | 0 | 0 | 0 | 0 | 0 |  | 0
2018-10-08 05:00 | 0 | 0 | 0 | 0 | 0 | 0 | 0 |  | 0
2018-10-08 06:00 | 0 | 0 | 0 | 0 | 0 | 0 | 0 |  | 0
2018-10-08 07:00 | 33.9216 | 208 | 663 | 25 | 282 | 225 | 1436.9216 |  | 239
2018-10-08 08:00 | 244.8993 | 1702 | 3361 | 1428 | 1272 | 1168 | 9175.8993 |  | 1529
2018-10-08 09:00 | 534.2785 | 3175 | 6865 | 3325 | 1993 | 1710 | 17602.2785 |  | 2934
2018-10-08 10:00 | 699.3499 | 2864 | 8249 | 4641 | 3667 | 2915 | 23035.3499 |  | 3839
2018-10-08 11:00 | 575.563 | 3875 | 8839 | 5011 | 3226 | 2653 | 24179.5631 |  | 4030
2018-10-08 12:00 | 455.8763 | 4021 | 10191 | 5871 | 2768 | 2167 | 25473.8763 |  | 4246
2018-10-08 13:00 | 293.4592 | 3978 | 6587 | 3267 | 2752 | 2298 | 19175.4592 |  | 3196
2018-10-08 14:00 | 286.6702 | 3450 | 4097 | 2331 | 2300 | 1883 | 14347.6702 |  | 2391
2018-10-08 15:00 | 237.9038 | 3420 | 2655 | 1491 | 1737 | 1387 | 10927.9038 |  | 1821
2018-10-08 16:00 | 152.8841 | 1603 | 1386 | 753 | 1109 | 933 | 5936.8841 |  | 989
2018-10-08 17:00 | 16.2725 | 348 | 297 | 267 | 245 | 197 | 1370.2725 |  | 228
2018-10-08 18:00 | 0 | 0 | 0 | 0 | 0 | 0 | 0 |  | 0
2018-10-08 19:00 | 0 | 0 | 0 | 0 | 0 | 0 | 0 |  | 0
2018-10-08 20:00 | 0 | 0 | 0 | 0 | 0 | 0 | 0 |  | 0
2018-10-08 21:00 | 0 | 0 | 0 | 0 | 0 | 0 | 0 |  | 0
2018-10-08 22:00 | 0 | 0 | 0 | 0 | 0 | 0 | 0 |  | 0
2018-10-08 23:00 | 0 | 0 | 0 | 0 | 0 | 0 | 0 |  | 0
2018-10-09 | 0 | 0 | 0 | 0 | 0 | 0 | 0 |  | 0
2018-10-09 01:00 | 0 | 0 | 0 | 0 | 0 | 0 | 0 |  | 0
2018-10-09 02:00 | 0 | 0 | 0 | 0 | 0 | 0 | 0 |  | 0
2018-10-09 03:00 | 0 | 0 | 0 | 0 | 0 | 0 | 0 |  | 0
2018-10-09 04:00 | 0 | 0 | 0 | 0 | 0 | 0 | 0 |  | 0
2018-10-09 05:00 | 0 | 0 | 0 | 0 | 0 | 0 | 0 |  | 0
2018-10-09 06:00 | 0 | 0 | 0 | 0 | 0 | 0 | 0 |  | 0
2018-10-09 07:00 | 10.1551 | 880 | 992 | 108 | 1163 | 857 | 4010.1551 |  | 668
2018-10-09 08:00 | 343.2308 | 4167 | 6527 | 1906 | 6326 | 5071 | 24340.2308 |  | 4057
2018-10-09 09:00 | 1091.1575 | 16962 | 10142 | 7198 | 18977 | 17372 | 71742.1575 |  | 11957
2018-10-09 10:00 | 2108.1167 | 40180 | 20150 | 11818 | 22104 | 22254 | 118614.1167 |  | 19769
2018-10-09 11:00 | 3244.2168 | 38049 | 27800 | 16997 | 23968 | 24348 | 134406.2168 |  | 22401
2018-10-09 12:00 | 2720.499 | 29701 | 27544 | 17351 | 24030 | 23364 | 124710.499 |  | 20785
2018-10-09 13:00 | 2877.8037 | 16515 | 28453 | 16706 | 30347 | 26942 | 121840.8037 |  | 20307
2018-10-09 14:00 | 2037.7765 | 28538 | 23990 | 14912 | 22900 | 25845 | 118222.7765 |  | 19704
2018-10-09 15:00 | 763.9864 | 17155 | 18877 | 11045 | 13166 | 19294 | 80300.9864 |  | 13383
2018-10-09 16:00 | 233.7818 | 7062 | 8698 | 6513 | 3463 | 6620 | 32589.7818 |  | 5432
2018-10-09 17:00 | 77.7288 | 1338 | 2069 | 1671 | 901 | 1283 | 7339.7288 |  | 1223
2018-10-09 18:00 | 0 | 6 | 7 | 4 | 0 | 0 | 17 |  | 3
2018-10-09 19:00 | 0 | 0 | 0 | 0 | 0 | 0 | 0 |  | 0
2018-10-09 20:00 | 0 | 0 | 0 | 0 | 0 | 0 | 0 |  | 0
2018-10-09 21:00 | 0 | 0 | 0 | 0 | 0 | 0 | 0 |  | 0
2018-10-09 22:00 | 0 | 0 | 0 | 0 | 0 | 0 | 0 |  | 0
2018-10-09 23:00 | 0 | 0 | 0 | 0 | 0 | 0 | 0 |  | 0
2018-10-10 | 0 | 0 | 0 | 0 | 0 | 0 | 0 |  | 0
2018-10-10 01:00 | 0 | 0 | 0 | 0 | 0 | 0 | 0 |  | 0
2018-10-10 02:00 | 0 | 0 | 0 | 0 | 0 | 0 | 0 |  | 0
2018-10-10 03:00 | 0 | 0 | 0 | 0 | 0 | 0 | 0 |  | 0
2018-10-10 04:00 | 0 | 0 | 0 | 0 | 0 | 0 | 0 |  | 0
2018-10-10 05:00 | 0 | 0 | 0 | 0 | 0 | 0 | 0 |  | 0
2018-10-10 06:00 | 0 | 0 | 0 | 0 | 0 | 0 | 0 |  | 0
2018-10-10 07:00 | 0 | 4673 | 1026 | 1878 | 1811 | 1883 | 11271 |  | 1879
2018-10-10 08:00 | 704.4479 | 20280 | 4048 | 6435 | 9287 | 9203 | 49957.4479 |  | 8326
2018-10-10 09:00 | 1741.5048 | 32093 | 11565 | 6525 | 22952 | 21216 | 96092.5048 |  | 16015
2018-10-10 10:00 | 3471.8994 | 37600 | 21702 | 15289 | 28871 | 26194 | 133127.8994 |  | 22188
2018-10-10 11:00 | 3679.8252 | 40517 | 29052 | 17447 | 32071 | 27530 | 150296.8252 |  | 25049
2018-10-10 12:00 | 3467.7131 | 37951 | 32181 | 17858 | 28508 | 22198 | 142163.7131 |  | 23694
2018-10-10 13:00 | 2897.1697 | 33324 | 31929 | 17078 | 29889 | 27105 | 142222.1697 |  | 23704
2018-10-10 14:00 | 1871.3983 | 23205 | 27304 | 14674 | 23035 | 25480 | 115569.3983 |  | 19262
2018-10-10 15:00 | 763.069 | 16091 | 18631 | 10947 | 13801 | 22490 | 82723.069 |  | 13787
2018-10-10 16:00 | 224.9423 | 6346 | 8120 | 6109 | 4878 | 13674 | 39351.9423 |  | 6559
2018-10-10 17:00 | 71.9652 | 1283 | 1847 | 1292 | 813 | 1227 | 6533.9652 |  | 1089
2018-10-10 18:00 | 0 | 0 | 2 | 1 | 3 | 7 | 13 |  | 2
2018-10-10 19:00 | 0 | 0 | 0 | 0 | 0 | 0 | 0 |  | 0
2018-10-10 20:00 | 0 | 0 | 0 | 0 | 0 | 0 | 0 |  | 0
2018-10-10 21:00 | 0 | 0 | 0 | 0 | 0 | 0 | 0 |  | 0
2018-10-10 22:00 | 0 | 0 | 0 | 0 | 0 | 0 | 0 |  | 0
2018-10-10 23:00 | 0 | 0 | 0 | 0 | 0 | 0 | 0 |  | 0
2018-10-11 | 0 | 0 | 0 | 0 | 0 | 0 | 0 |  | 0
2018-10-11 01:00 | 0 | 0 | 0 | 0 | 0 | 0 | 0 |  | 0
2018-10-11 02:00 | 0 | 0 | 0 | 0 | 0 | 0 | 0 |  | 0
2018-10-11 03:00 | 0 | 0 | 0 | 0 | 0 | 0 | 0 |  | 0
2018-10-11 04:00 | 0 | 0 | 0 | 0 | 0 | 0 | 0 |  | 0
2018-10-11 05:00 | 0 | 0 | 0 | 0 | 0 | 0 | 0 |  | 0
2018-10-11 06:00 | 0 | 0 | 0 | 0 | 0 | 0 | 0 |  | 0
2018-10-11 07:00 | 0 | 15 | 65 | 0 | 0 | 0 | 80 |  | 13
2018-10-11 08:00 | 0 | 469 | 610 | 0 | 436 | 440 | 1955 |  | 326
2018-10-11 09:00 | 75.0971 | 1651 | 1215 | 977 | 1657 | 1366 | 6941.0971 |  | 1157
2018-10-11 10:00 | 306.9856 | 3343 | 3775 | 1442 | 4260 | 3662 | 16788.9856 |  | 2798
2018-10-11 11:00 | 312.1344 | 5470 | 3269 | 1766 | 5481 | 4573 | 20871.1344 |  | 3479
2018-10-11 12:00 | 279.9851 | 6497 | 3284 | 1925 | 4002 | 3344 | 19331.9851 |  | 3222
2018-10-11 13:00 | 293.3634 | 4014 | 4242 | 1925 | 2989 | 2358 | 15821.3634 |  | 2637
2018-10-11 14:00 | 265.8036 | 3491 | 2905 | 1509 | 2010 | 1515 | 11695.8036 |  | 1949
2018-10-11 15:00 | 80.366 | 1970 | 1236 | 908 | 1453 | 1090 | 6737.366 |  | 1123
2018-10-11 16:00 | 0 | 735 | 179 | 347 | 927 | 782 | 2970 |  | 495
2018-10-11 17:00 | 0 | 113 | 2 | 30 | 380 | 298 | 823 |  | 137
2018-10-11 18:00 | 0 | 0 | 0 | 0 | 0 | 0 | 0 |  | 0
2018-10-11 19:00 | 0 | 0 | 0 | 0 | 0 | 0 | 0 |  | 0
2018-10-11 20:00 | 0 | 0 | 0 | 0 | 0 | 0 | 0 |  | 0
2018-10-11 21:00 | 0 | 0 | 0 | 0 | 0 | 0 | 0 |  | 0
2018-10-11 22:00 | 0 | 0 | 0 | 0 | 0 | 0 | 0 |  | 0
2018-10-11 23:00 | 0 | 0 | 0 | 0 | 0 | 0 | 0 |  | 0
2018-10-12 | 0 | 0 | 0 | 0 | 0 | 0 | 0 |  | 0
2018-10-12 01:00 | 0 | 0 | 0 | 0 | 0 | 0 | 0 |  | 0
2018-10-12 02:00 | 0 | 0 | 0 | 0 | 0 | 0 | 0 |  | 0
2018-10-12 03:00 | 0 | 0 | 0 | 0 | 0 | 0 | 0 |  | 0
2018-10-12 04:00 | 0 | 0 | 0 | 0 | 0 | 0 | 0 |  | 0
2018-10-12 05:00 | 0 | 0 | 0 | 0 | 0 | 0 | 0 |  | 0
2018-10-12 06:00 | 0 | 0 | 0 | 0 | 0 | 0 | 0 |  | 0
2018-10-12 07:00 | 0 | 134 | 0 | 0 | 278 | 196 | 608 |  | 101
2018-10-12 08:00 | 0 | 1227 | 231 | 0 | 1230 | 863 | 3551 |  | 592
2018-10-12 09:00 | 0 | 3471 | 293 | 769 | 3529 | 2790 | 10852 |  | 1809
2018-10-12 10:00 | 150.0666 | 8442 | 1296 | 2029 | 9395 | 7760 | 29072.0666 |  | 4845
2018-10-12 11:00 | 445.9837 | 7868 | 2956 | 3732 | 9395 | 7602 | 31998.9837 |  | 5333
2018-10-12 12:00 | 898.1072 | 12917 | 6373 | 5631 | 13378 | 12153 | 51350.1072 |  | 8558
2018-10-12 13:00 | 2270.2715 | 21212 | 14614 | 11391 | 26455 | 22384 | 98326.2715 |  | 16388
2018-10-12 14:00 | 1362.8218 | 24092 | 25867 | 16763 | 25155 | 23956 | 117195.8218 |  | 19533
2018-10-12 15:00 | 683.4518 | 14848 | 19650 | 12414 | 13607 | 22598 | 83800.4518 |  | 13967
2018-10-12 16:00 | 186.6734 | 6032 | 8112 | 6981 | 2749 | 5767 | 29827.6734 |  | 4971
2018-10-12 17:00 | 57.9232 | 1232 | 1523 | 1763 | 653 | 902 | 6130.9232 |  | 1022
2018-10-12 18:00 | 0 | 1 | 0 | 1 | 0 | 0 | 2 |  | 0
2018-10-12 19:00 | 0 | 0 | 0 | 0 | 0 | 0 | 0 |  | 0
2018-10-12 20:00 | 0 | 0 | 0 | 0 | 0 | 0 | 0 |  | 0
2018-10-12 21:00 | 0 | 0 | 0 | 0 | 0 | 0 | 0 |  | 0
2018-10-12 22:00 | 0 | 0 | 0 | 0 | 0 | 0 | 0 |  | 0
2018-10-12 23:00 | 0 | 0 | 0 | 0 | 0 | 0 | 0 |  | 0
2018-10-13 | 0 | 0 | 0 | 0 | 0 | 0 | 0 |  | 0
2018-10-13 01:00 | 0 | 0 | 0 | 0 | 0 | 0 | 0 |  | 0
2018-10-13 02:00 | 0 | 0 | 0 | 0 | 0 | 0 | 0 |  | 0
2018-10-13 03:00 | 0 | 0 | 0 | 0 | 0 | 0 | 0 |  | 0
2018-10-13 04:00 | 0 | 0 | 0 | 0 | 0 | 0 | 0 |  | 0
2018-10-13 05:00 | 0 | 0 | 0 | 0 | 0 | 0 | 0 |  | 0
2018-10-13 06:00 | 0 | 0 | 0 | 0 | 0 | 0 | 0 |  | 0
2018-10-13 07:00 | 0 | 220 | 91 | 0 | 206 | 147 | 664 |  | 111
2018-10-13 08:00 | 12.4832 | 1179 | 566 | 388 | 1809 | 1433 | 5387.4832 |  | 898
2018-10-13 09:00 | 296.5629 | 3419 | 3555 | 1976 | 3235 | 2452 | 14933.5629 |  | 2489
2018-10-13 10:00 | 523.2466 | 5191 | 6540 | 3246 | 4250 | 3411 | 23161.2466 |  | 3860
2018-10-13 11:00 | 587.2252 | 5966 | 6770 | 3404 | 4142 | 3263 | 24132.2252 |  | 4022
2018-10-13 12:00 | 618.181 | 7902 | 6156 | 3114 | 5964 | 4946 | 28700.181 |  | 4783
2018-10-13 13:00 | 1036.8785 | 11874 | 4680 | 3994 | 16777 | 13324 | 51685.8785 |  | 8614
2018-10-13 14:00 | 1140.5464 | 19656 | 11122 | 6249 | 14962 | 13916 | 67045.5464 |  | 11174
2018-10-13 15:00 | 717.655 | 10465 | 12625 | 7164 | 10656 | 11036 | 52663.655 |  | 8777
2018-10-13 16:00 | 218.3706 | 8865 | 8056 | 6523 | 4370 | 8611 | 36643.3706 |  | 6107
2018-10-13 17:00 | 41.7049 | 868 | 1455 | 1340 | 832 | 1172 | 5708.7049 |  | 951
2018-10-13 18:00 | 0 | 0 | 0 | 0 | 4 | 7 | 11 |  | 2
2018-10-13 19:00 | 0 | 0 | 0 | 0 | 0 | 0 | 0 |  | 0
2018-10-13 20:00 | 0 | 0 | 0 | 0 | 0 | 0 | 0 |  | 0
2018-10-13 21:00 | 0 | 0 | 0 | 0 | 0 | 0 | 0 |  | 0
2018-10-13 22:00 | 0 | 0 | 0 | 0 | 0 | 0 | 0 |  | 0
2018-10-13 23:00 | 0 | 0 | 0 | 0 | 0 | 0 | 0 |  | 0
2018-10-14 | 0 | 0 | 0 | 0 | 0 | 0 | 0 |  | 0
2018-10-14 01:00 | 0 | 0 | 0 | 0 | 0 | 0 | 0 |  | 0
2018-10-14 02:00 | 0 | 0 | 0 | 0 | 0 | 0 | 0 |  | 0
2018-10-14 03:00 | 0 | 0 | 0 | 0 | 0 | 0 | 0 |  | 0
2018-10-14 04:00 | 0 | 0 | 0 | 0 | 0 | 0 | 0 |  | 0
2018-10-14 05:00 | 0 | 0 | 0 | 0 | 0 | 0 | 0 |  | 0
2018-10-14 06:00 | 0 | 0 | 0 | 0 | 0 | 0 | 0 |  | 0
2018-10-14 07:00 | 57.3513 | 7085 | 1018 | 2158 | 1207 | 1190 | 12715.3513 |  | 2119
2018-10-14 08:00 | 678.9504 | 21245 | 5077 | 7352 | 10771 | 10454 | 55577.9504 |  | 9263
2018-10-14 09:00 | 1446.9084 | 25031 | 15017 | 9716 | 22194 | 20153 | 93557.9084 |  | 15593
2018-10-14 10:00 | 3734.1672 | 38589 | 25719 | 14464 | 20920 | 18455 | 121881.1672 |  | 20314
2018-10-14 11:00 | 3757.192 | 41595 | 32299 | 19396 | 33144 | 27899 | 158090.192 |  | 26348
2018-10-14 12:00 | 3598.7695 | 42541 | 34832 | 18967 | 35908 | 29031 | 164877.7695 |  | 27480
2018-10-14 13:00 | 3095.6116 | 35821 | 31805 | 17051 | 31003 | 26968 | 145743.6116 |  | 24291
2018-10-14 14:00 | 1768.8237 | 27661 | 21863 | 16011 | 24921 | 26658 | 118882.8237 |  | 19814
2018-10-14 15:00 | 509.4436 | 19738 | 19112 | 12056 | 13398 | 24265 | 89078.4436 |  | 14846
2018-10-14 16:00 | 222.6671 | 7547 | 7129 | 6420 | 3851 | 14974 | 40143.6671 |  | 6691
2018-10-14 17:00 | 54.94 | 886 | 1163 | 1449 | 557 | 1049 | 5158.94 |  | 860
2018-10-14 18:00 | 0 | 0 | 0 | 0 | 0 | 0 | 0 |  | 0
2018-10-14 19:00 | 0 | 0 | 0 | 0 | 0 | 0 | 0 |  | 0
2018-10-14 20:00 | 0 | 0 | 0 | 0 | 0 | 0 | 0 |  | 0
2018-10-14 21:00 | 0 | 0 | 0 | 0 | 0 | 0 | 0 |  | 0
2018-10-14 22:00 | 0 | 0 | 0 | 0 | 0 | 0 | 0 |  | 0
2018-10-14 23:00 | 0 | 0 | 0 | 0 | 0 | 0 | 0 |  | 0
2018-10-15 | 0 | 0 | 0 | 0 | 0 | 0 | 0 |  | 0
2018-10-15 01:00 | 0 | 0 | 0 | 0 | 0 | 0 | 0 |  | 0
2018-10-15 02:00 | 0 | 0 | 0 | 0 | 0 | 0 | 0 |  | 0
2018-10-15 03:00 | 0 | 0 | 0 | 0 | 0 | 0 | 0 |  | 0
2018-10-15 04:00 | 0 | 0 | 0 | 0 | 0 | 0 | 0 |  | 0
2018-10-15 05:00 | 0 | 0 | 0 | 0 | 0 | 0 | 0 |  | 0
2018-10-15 06:00 | 0 | 0 | 1 | 0 | 0 | 0 | 1 |  | 0
2018-10-15 07:00 | 19.7696 | 1244 | 865 | 1081 | 1528 | 1511 | 6248.7696 |  | 1041
2018-10-15 08:00 | 170.3248 | 2280 | 3477 | 6927 | 3469 | 3213 | 19536.3248 |  | 3256
2018-10-15 09:00 | 170.7511 | 1197 | 2705 | 2046 | 1037 | 857 | 8012.7511 |  | 1335
2018-10-15 10:00 | 184.0148 | 1311 | 3240 | 889 | 1598 | 1299 | 8521.0148 |  | 1420
2018-10-15 11:00 | 200.4302 | 1645 | 2655 | 2607 | 1756 | 1196 | 10059.4302 |  | 1677
2018-10-15 12:00 | 306.4173 | 1852 | 3057 | 1689 | 1340 | 961 | 9205.4173 |  | 1534
2018-10-15 13:00 | 258.8229 | 2786 | 2371 | 1207 | 2075 | 1551 | 10248.8229 |  | 1708
2018-10-15 14:00 | 314.7484 | 1587 | 3181 | 814 | 1052 | 865 | 7813.7483 |  | 1302
2018-10-15 15:00 | 189.2493 | 1167 | 4636 | 582 | 1171 | 956 | 8701.2493 |  | 1450
2018-10-15 16:00 | 46.6758 | 575 | 1072 | 535 | 357 | 282 | 2867.6758 |  | 478
2018-10-15 17:00 | 0 | 22 | 101 | 50 | 23 | 18 | 214 |  | 36
2018-10-15 18:00 | 0 | 0 | 0 | 0 | 0 | 0 | 0 |  | 0
2018-10-15 19:00 | 0 | 0 | 0 | 0 | 0 | 0 | 0 |  | 0
2018-10-15 20:00 | 0 | 0 | 0 | 0 | 0 | 0 | 0 |  | 0
2018-10-15 21:00 | 0 | 0 | 0 | 0 | 0 | 0 | 0 |  | 0
2018-10-15 22:00 | 0 | 0 | 0 | 0 | 0 | 0 | 0 |  | 0
2018-10-15 23:00 | 0 | 0 | 0 | 0 | 0 | 0 | 0 |  | 0
2018-10-16 | 0 | 0 | 0 | 0 | 0 | 0 | 0 |  | 0
2018-10-16 01:00 | 0 | 0 | 0 | 0 | 0 | 0 | 0 |  | 0
2018-10-16 02:00 | 0 | 0 | 0 | 0 | 0 | 0 | 0 |  | 0
2018-10-16 03:00 | 0 | 0 | 0 | 0 | 0 | 0 | 0 |  | 0
2018-10-16 04:00 | 0 | 0 | 0 | 0 | 0 | 0 | 0 |  | 0
2018-10-16 05:00 | 0 | 0 | 0 | 0 | 0 | 0 | 0 |  | 0
2018-10-16 06:00 | 0 | 0 | 0 | 0 | 0 | 0 | 0 |  | 0
2018-10-16 07:00 | 0 | 5798 | 639 | 1314 | 811 | 1797 | 10359 |  | 1727
2018-10-16 08:00 | 209.6529 | 22445 | 5690 | 7430 | 12937 | 13213 | 61924.6529 |  | 10321
2018-10-16 09:00 | 1192.1416 | 36075 | 16745 | 13482 | 26316 | 24185 | 117995.1416 |  | 19666
2018-10-16 10:00 | 3776.6304 | 43656 | 25742 | 17562 | 31958 | 27565 | 150259.6304 |  | 25043
2018-10-16 11:00 | 4114.621 | 45375 | 32402 | 19915 | 35391 | 28747 | 165944.621 |  | 27657
2018-10-16 12:00 | 3853.1313 | 44224 | 35410 | 20098 | 35596 | 29077 | 168258.1313 |  | 28043
2018-10-16 13:00 | 3088.3542 | 38631 | 35282 | 19080 | 17628 | 28905 | 142614.3542 |  | 23769
2018-10-16 14:00 | 1780.19 | 30420 | 29684 | 16627 | 24774 | 27976 | 131261.19 |  | 21877
2018-10-16 15:00 | 558.8032 | 19606 | 18441 | 12214 | 12996 | 24789 | 88604.8032 |  | 14767
2018-10-16 16:00 | 176.0737 | 7986 | 6453 | 6458 | 3617 | 13537 | 38227.0737 |  | 6371
2018-10-16 17:00 | 59.2954 | 879 | 1079 | 1291 | 483 | 976 | 4767.2954 |  | 795
2018-10-16 18:00 | 0 | 0 | 0 | 0 | 0 | 0 | 0 |  | 0
2018-10-16 19:00 | 0 | 0 | 0 | 0 | 0 | 0 | 0 |  | 0
2018-10-16 20:00 | 0 | 0 | 0 | 0 | 0 | 0 | 0 |  | 0
2018-10-16 21:00 | 0 | 0 | 0 | 0 | 0 | 0 | 0 |  | 0
2018-10-16 22:00 | 0 | 0 | 0 | 0 | 0 | 0 | 0 |  | 0
2018-10-16 23:00 | 0 | 0 | 0 | 0 | 0 | 0 | 0 |  | 0
2018-10-17 | 0 | 0 | 0 | 0 | 0 | 0 | 0 |  | 0
2018-10-17 01:00 | 0 | 0 | 0 | 0 | 0 | 0 | 0 |  | 0
2018-10-17 02:00 | 0 | 0 | 0 | 0 | 0 | 0 | 0 |  | 0
2018-10-17 03:00 | 0 | 0 | 0 | 0 | 0 | 0 | 0 |  | 0
2018-10-17 04:00 | 0 | 0 | 0 | 0 | 0 | 0 | 0 |  | 0
2018-10-17 05:00 | 0 | 0 | 0 | 0 | 0 | 0 | 0 |  | 0
2018-10-17 06:00 | 0 | 0 | 0 | 0 | 0 | 0 | 0 |  | 0
2018-10-17 07:00 | 91.8885 | 218 | 1528 | 0 | 395 | 315 | 2547.8885 |  | 425
2018-10-17 08:00 | 402.6794 | 4862 | 4774 | 1172 | 2860 | 2574 | 16644.6794 |  | 2774
2018-10-17 09:00 | 727.3997 | 20933 | 8201 | 3211 | 16746 | 15589 | 65407.3997 |  | 10901
2018-10-17 10:00 | 2852.941 | 35638 | 17895 | 10155 | 30554 | 26817 | 123911.941 |  | 20652
2018-10-17 11:00 | 3846.8745 | 43265 | 31190 | 18724 | 26164 | 21256 | 144445.8745 |  | 24074
2018-10-17 12:00 | 3429.3557 | 20446 | 33534 | 18797 | 14370 | 12234 | 102810.3557 |  | 17135
2018-10-17 13:00 | 2082.6138 | 24250 | 19195 | 14166 | 10192 | 8388 | 78273.6138 |  | 13046
2018-10-17 14:00 | 1109.0153 | 8342 | 14084 | 8741 | 10289 | 9665 | 52230.0153 |  | 8705
2018-10-17 15:00 | 340.3858 | 2677 | 6249 | 1929 | 3693 | 3520 | 18408.3858 |  | 3068
2018-10-17 16:00 | 126.869 | 5831 | 844 | 1649 | 4527 | 7970 | 20947.869 |  | 3491
2018-10-17 17:00 | 52.5099 | 803 | 883 | 589 | 811 | 680 | 3818.5099 |  | 636
2018-10-17 18:00 | 0 | 0 | 0 | 0 | 0 | 0 | 0 |  | 0
2018-10-17 19:00 | 0 | 0 | 0 | 0 | 0 | 0 | 0 |  | 0
2018-10-17 20:00 | 0 | 0 | 0 | 0 | 0 | 0 | 0 |  | 0
2018-10-17 21:00 | 0 | 0 | 0 | 0 | 0 | 0 | 0 |  | 0
2018-10-17 22:00 | 0 | 0 | 0 | 0 | 0 | 0 | 0 |  | 0
2018-10-17 23:00 | 0 | 0 | 0 | 0 | 0 | 0 | 0 |  | 0
2018-10-18 | 0 | 0 | 0 | 0 | 0 | 0 | 0 |  | 0
2018-10-18 01:00 | 0 | 0 | 0 | 0 | 0 | 0 | 0 |  | 0
2018-10-18 02:00 | 0 | 0 | 0 | 0 | 0 | 0 | 0 |  | 0
2018-10-18 03:00 | 0 | 0 | 0 | 0 | 0 | 0 | 0 |  | 0
2018-10-18 04:00 | 0 | 0 | 0 | 0 | 0 | 0 | 0 |  | 0
2018-10-18 05:00 | 0 | 0 | 0 | 0 | 0 | 0 | 0 |  | 0
2018-10-18 06:00 | 0 | 0 | 0 | 0 | 0 | 0 | 0 |  | 0
2018-10-18 07:00 | 0 | 2111 | 586 | 626 | 701 | 844 | 4868 |  | 811
2018-10-18 08:00 | 284.3206 | 21575 | 5698 | 4161 | 13735 | 12823 | 58276.3206 |  | 9713
2018-10-18 09:00 | 1112.0634 | 36935 | 14563 | 8343 | 25501 | 23397 | 109851.0634 |  | 18309
2018-10-18 10:00 | 3675.1567 | 44811 | 24765 | 13465 | 32327 | 26355 | 145398.1567 |  | 24233
2018-10-18 11:00 | 3880.8215 | 47935 | 30757 | 18447 | 32784 | 26465 | 160268.8215 |  | 26711
2018-10-18 12:00 | 3771.8206 | 46205 | 34637 | 13355 | 35793 | 28284 | 162045.8206 |  | 27008
2018-10-18 13:00 | 3015.5513 | 40357 | 35479 | 16575 | 32574 | 27696 | 155696.5513 |  | 25949
2018-10-18 14:00 | 1588.3896 | 27557 | 30827 | 15778 | 23223 | 7873 | 106846.3896 |  | 17808
2018-10-18 15:00 | 479.9961 | 17334 | 18089 | 12243 | 12946 | 24721 | 85812.9961 |  | 14302
2018-10-18 16:00 | 167.5279 | 6739 | 5643 | 6302 | 3322 | 14949 | 37122.5279 |  | 6187
2018-10-18 17:00 | 49.8725 | 598 | 941 | 1103 | 458 | 1115 | 4264.8725 |  | 711
2018-10-18 18:00 | 0 | 0 | 0 | 0 | 0 | 0 | 0 |  | 0
2018-10-18 19:00 | 0 | 0 | 0 | 0 | 0 | 0 | 0 |  | 0
2018-10-18 20:00 | 0 | 0 | 0 | 0 | 0 | 0 | 0 |  | 0
2018-10-18 21:00 | 0 | 0 | 0 | 0 | 0 | 0 | 0 |  | 0
2018-10-18 22:00 | 0 | 0 | 0 | 0 | 0 | 0 | 0 |  | 0
2018-10-18 23:00 | 0 | 0 | 0 | 0 | 0 | 0 | 0 |  | 0
2018-10-19 | 0 | 0 | 0 | 0 | 0 | 0 | 0 |  | 0
2018-10-19 01:00 | 0 | 0 | 0 | 0 | 0 | 0 | 0 |  | 0
2018-10-19 02:00 | 0 | 0 | 0 | 0 | 0 | 0 | 0 |  | 0
2018-10-19 03:00 | 0 | 0 | 0 | 0 | 0 | 0 | 0 |  | 0
2018-10-19 04:00 | 0 | 0 | 0 | 0 | 0 | 0 | 0 |  | 0
2018-10-19 05:00 | 0 | 0 | 0 | 0 | 0 | 0 | 0 |  | 0
2018-10-19 06:00 | 0 | 0 | 0 | 0 | 0 | 0 | 0 |  | 0
2018-10-19 07:00 | 0 | 3965 | 756 | 730 | 786 | 1630 | 7867 |  | 1311
2018-10-19 08:00 | 293.9599 | 18123 | 6327 | 6307 | 12600 | 12526 | 56176.9599 |  | 9363
2018-10-19 09:00 | 1130.9401 | 26762 | 16297 | 12158 | 24047 | 23046 | 103440.9401 |  | 17240
2018-10-19 10:00 | 3407.2942 | 31025 | 24738 | 16548 | 30588 | 27376 | 133682.2942 |  | 22280
2018-10-19 11:00 | 3940.4072 | 33250 | 30862 | 17981 | 34068 | 28546 | 148647.4072 |  | 24775
2018-10-19 12:00 | 3691.8298 | 33305 | 34265 | 19182 | 34282 | 28743 | 153468.8298 |  | 25578
2018-10-19 13:00 | 2857.8525 | 30155 | 33699 | 18180 | 31484 | 28484 | 144859.8525 |  | 24143
2018-10-19 14:00 | 1398.8959 | 23730 | 28104 | 15780 | 23449 | 27604 | 120065.8959 |  | 20011
2018-10-19 15:00 | 475.6578 | 15968 | 16470 | 11303 | 11427 | 22457 | 78100.6578 |  | 13017
2018-10-19 16:00 | 169.3465 | 5844 | 5280 | 5803 | 2962 | 14016 | 34074.3465 |  | 5679
2018-10-19 17:00 | 21.966 | 463 | 758 | 839 | 347 | 1072 | 3500.966 |  | 583
2018-10-19 18:00 | 0 | 0 | 0 | 0 | 0 | 0 | 0 |  | 0
2018-10-19 19:00 | 0 | 0 | 0 | 0 | 0 | 0 | 0 |  | 0
2018-10-19 20:00 | 0 | 0 | 0 | 0 | 0 | 0 | 0 |  | 0
2018-10-19 21:00 | 0 | 0 | 0 | 0 | 0 | 0 | 0 |  | 0
2018-10-19 22:00 | 0 | 0 | 0 | 0 | 0 | 0 | 0 |  | 0
2018-10-19 23:00 | 0 | 0 | 0 | 0 | 0 | 0 | 0 |  | 0
2018-10-20 | 0 | 0 | 0 | 0 | 0 | 0 | 0 |  | 0
2018-10-20 01:00 | 0 | 0 | 0 | 0 | 0 | 0 | 0 |  | 0
2018-10-20 02:00 | 0 | 0 | 0 | 0 | 0 | 0 | 0 |  | 0
2018-10-20 03:00 | 0 | 0 | 0 | 0 | 0 | 0 | 0 |  | 0
2018-10-20 04:00 | 0 | 0 | 0 | 0 | 0 | 0 | 0 |  | 0
2018-10-20 05:00 | 0 | 0 | 0 | 0 | 0 | 0 | 0 |  | 0
2018-10-20 06:00 | 0 | 0 | 0 | 0 | 0 | 0 | 0 |  | 0
2018-10-20 07:00 | 0 | 12 | 198 | 0 | 144 | 120 | 474 |  | 79
2018-10-20 08:00 | 121.2107 | 1994 | 2809 | 1188 | 2643 | 2415 | 11170.2107 |  | 1862
2018-10-20 09:00 | 638.4974 | 9949 | 10587 | 7102 | 1653 | 1525 | 31454.4974 |  | 5242
2018-10-20 10:00 | 774.632 | 9624 | 17013 | 7736 | 7609 | 6137 | 48893.632 |  | 8149
2018-10-20 11:00 | 2805.0522 | 3346 | 24515 | 8076 | 6326 | 5423 | 50491.0522 |  | 8415
2018-10-20 12:00 | 1200.8704 | 6525 | 13814 | 13489 | 12112 | 9593 | 56733.8704 |  | 9456
2018-10-20 13:00 | 1022.9605 | 14985 | 23870 | 17469 | 31641 | 27869 | 116856.9604 |  | 19476
2018-10-20 14:00 | 1562.6377 | 23143 | 20308 | 15894 | 23107 | 24621 | 108635.6377 |  | 18106
2018-10-20 15:00 | 649.1705 | 10240 | 11689 | 12046 | 11038 | 20868 | 66530.1705 |  | 11088
2018-10-20 16:00 | 156.4373 | 5909 | 4802 | 5737 | 2692 | 12295 | 31591.4373 |  | 5265
2018-10-20 17:00 | 39.6801 | 460 | 679 | 770 | 399 | 1218 | 3565.6801 |  | 594
2018-10-20 18:00 | 0 | 0 | 0 | 0 | 0 | 0 | 0 |  | 0
2018-10-20 19:00 | 0 | 0 | 0 | 0 | 0 | 0 | 0 |  | 0
2018-10-20 20:00 | 0 | 0 | 0 | 0 | 0 | 0 | 0 |  | 0
2018-10-20 21:00 | 0 | 0 | 0 | 0 | 0 | 0 | 0 |  | 0
2018-10-20 22:00 | 0 | 0 | 0 | 0 | 0 | 0 | 0 |  | 0
2018-10-20 23:00 | 0 | 0 | 0 | 0 | 0 | 0 | 0 |  | 0
2018-10-21 | 0 | 0 | 0 | 0 | 0 | 0 | 0 |  | 0
2018-10-21 01:00 | 0 | 0 | 0 | 0 | 0 | 0 | 0 |  | 0
2018-10-21 02:00 | 0 | 0 | 0 | 0 | 0 | 0 | 0 |  | 0
2018-10-21 03:00 | 0 | 0 | 0 | 0 | 0 | 0 | 0 |  | 0
2018-10-21 04:00 | 0 | 0 | 0 | 0 | 0 | 0 | 0 |  | 0
2018-10-21 05:00 | 0 | 0 | 0 | 0 | 0 | 0 | 0 |  | 0
2018-10-21 06:00 | 0 | 0 | 0 | 0 | 0 | 0 | 0 |  | 0
2018-10-21 07:00 | 0 | 138 | 49 | 0 | 43 | 20 | 250 |  | 42
2018-10-21 08:00 | 214.4744 | 1280 | 1103 | 1198 | 1210 | 912 | 5917.4744 |  | 986
2018-10-21 09:00 | 552.5974 | 3793 | 7720 | 3966 | 3541 | 2754 | 22326.5974 |  | 3721
2018-10-21 10:00 | 2147.6199 | 7787 | 16146 | 15163 | 6632 | 5496 | 53371.6199 |  | 8895
2018-10-21 11:00 | 3456.584 | 7128 | 25140 | 19060 | 6731 | 5357 | 66872.584 |  | 11145
2018-10-21 12:00 | 2331.647 | 6963 | 35315 | 13569 | 8446 | 7120 | 73744.647 |  | 12291
2018-10-21 13:00 | 1080.5675 | 8239 | 31230 | 7103 | 7751 | 6488 | 61891.5675 |  | 10315
2018-10-21 14:00 | 840.4769 | 5840 | 23104 | 5003 | 7312 | 5842 | 47941.4769 |  | 7990
2018-10-21 15:00 | 641.7131 | 13407 | 12918 | 3634 | 6449 | 6219 | 43268.7131 |  | 7211
2018-10-21 16:00 | 236.1205 | 5538 | 5175 | 2785 | 2509 | 3356 | 19599.1205 |  | 3267
2018-10-21 17:00 | 51.674 | 778 | 879 | 912 | 570 | 554 | 3744.674 |  | 624
2018-10-21 18:00 | 0 | 0 | 0 | 0 | 0 | 0 | 0 |  | 0
2018-10-21 19:00 | 0 | 0 | 0 | 0 | 0 | 0 | 0 |  | 0
2018-10-21 20:00 | 0 | 0 | 0 | 0 | 0 | 0 | 0 |  | 0
2018-10-21 21:00 | 0 | 0 | 0 | 0 | 0 | 0 | 0 |  | 0
2018-10-21 22:00 | 0 | 0 | 0 | 0 | 0 | 0 | 0 |  | 0
2018-10-21 23:00 | 0 | 0 | 0 | 0 | 0 | 0 | 0 |  | 0
2018-10-22 | 0 | 0 | 0 | 0 | 0 | 0 | 0 |  | 0
2018-10-22 01:00 | 0 | 0 | 0 | 0 | 0 | 0 | 0 |  | 0
2018-10-22 02:00 | 0 | 0 | 0 | 0 | 0 | 0 | 0 |  | 0
2018-10-22 03:00 | 0 | 0 | 0 | 0 | 0 | 0 | 0 |  | 0
2018-10-22 04:00 | 0 | 0 | 0 | 0 | 0 | 0 | 0 |  | 0
2018-10-22 05:00 | 0 | 0 | 0 | 0 | 0 | 0 | 0 |  | 0
2018-10-22 06:00 | 0 | 0 | 0 | 0 | 0 | 0 | 0 |  | 0
2018-10-22 07:00 | 0 | 3688 | 543 | 530 | 356 | 1538 | 6655 |  | 1109
2018-10-22 08:00 | 239.2391 | 18490 | 5241 | 5509 | 12865 | 12859 | 55203.2391 |  | 9201
2018-10-22 09:00 | 809.0477 | 26884 | 15685 | 12770 | 24674 | 23688 | 104510.0477 |  | 17418
2018-10-22 10:00 | 3515.044 | 31276 | 24913 | 17057 | 31219 | 27343 | 135323.044 |  | 22554
2018-10-22 11:00 | 3984.2466 | 28362 | 31595 | 19358 | 31566 | 25777 | 140642.2466 |  | 23440
2018-10-22 12:00 | 3697.7725 | 30788 | 34736 | 19852 | 27947 | 22864 | 139884.7725 |  | 23314
2018-10-22 13:00 | 2550.441 | 18709 | 34771 | 17867 | 15089 | 14143 | 103129.441 |  | 17188
2018-10-22 14:00 | 1547.8907 | 9080 | 28528 | 11258 | 8991 | 7804 | 67208.8907 |  | 11201
2018-10-22 15:00 | 653.9856 | 6389 | 14760 | 6672 | 5425 | 5814 | 39713.9856 |  | 6619
2018-10-22 16:00 | 263.9878 | 3835 | 4622 | 3292 | 3140 | 4774 | 19926.9878 |  | 3321
2018-10-22 17:00 | 21.8996 | 118 | 873 | 265 | 105 | 75 | 1457.8996 |  | 243
2018-10-22 18:00 | 0 | 0 | 0 | 0 | 0 | 0 | 0 |  | 0
2018-10-22 19:00 | 0 | 0 | 0 | 0 | 0 | 0 | 0 |  | 0
2018-10-22 20:00 | 0 | 0 | 0 | 0 | 0 | 0 | 0 |  | 0
2018-10-22 21:00 | 0 | 0 | 0 | 0 | 0 | 0 | 0 |  | 0
2018-10-22 22:00 | 0 | 0 | 0 | 0 | 0 | 0 | 0 |  | 0
2018-10-22 23:00 | 0 | 0 | 0 | 0 | 0 | 0 | 0 |  | 0
2018-10-23 | 0 | 0 | 0 | 0 | 0 | 0 | 0 |  | 0
2018-10-23 01:00 | 0 | 0 | 0 | 0 | 0 | 0 | 0 |  | 0
2018-10-23 02:00 | 0 | 0 | 0 | 0 | 0 | 0 | 0 |  | 0
2018-10-23 03:00 | 0 | 0 | 0 | 0 | 0 | 0 | 0 |  | 0
2018-10-23 04:00 | 0 | 0 | 0 | 0 | 0 | 0 | 0 |  | 0
2018-10-23 05:00 | 0 | 0 | 0 | 0 | 0 | 0 | 0 |  | 0
2018-10-23 06:00 | 0 | 0 | 0 | 0 | 0 | 0 | 0 |  | 0
2018-10-23 07:00 | 0 | 291 | 508 | 2 | 41 | 29 | 871 |  | 145
2018-10-23 08:00 | 178.9765 | 3787 | 4250 | 2871 | 4475 | 4004 | 19565.9765 |  | 3261
2018-10-23 09:00 | 762.8966 | 5869 | 8371 | 7322 | 10634 | 9649 | 42607.8966 |  | 7101
2018-10-23 10:00 | 1942.9808 | 8384 | 17139 | 7164 | 10428 | 9409 | 54466.9808 |  | 9078
2018-10-23 11:00 | 2054.381 | 7180 | 15295 | 8799 | 9076 | 7981 | 50385.381 |  | 8398
2018-10-23 12:00 | 778.6332 | 3999 | 9043 | 3904 | 4018 | 3507 | 25249.6332 |  | 4208
2018-10-23 13:00 | 1002.9509 | 4328 | 12389 | 2140 | 1790 | 1478 | 23127.9509 |  | 3855
2018-10-23 14:00 | 883.7857 | 2302 | 10859 | 2862 | 797 | 621 | 18324.7857 |  | 3054
2018-10-23 15:00 | 415.3344 | 1026 | 7078 | 2834 | 459 | 375 | 12187.3344 |  | 2031
2018-10-23 16:00 | 121.3323 | 286 | 3338 | 399 | 16 | 12 | 4172.3323 |  | 695
2018-10-23 17:00 | 0.007041 | 0 | 10 | 0 | 1018 | 1219 | 2247.007 |  | 375
2018-10-23 18:00 | 0 | 0 | 0 | 0 | 0 | 0 | 0 |  | 0
2018-10-23 19:00 | 0 | 0 | 0 | 0 | 0 | 0 | 0 |  | 0
2018-10-23 20:00 | 0 | 0 | 0 | 0 | 0 | 0 | 0 |  | 0
2018-10-23 21:00 | 0 | 0 | 0 | 0 | 0 | 0 | 0 |  | 0
2018-10-23 22:00 | 0 | 0 | 0 | 0 | 0 | 0 | 0 |  | 0
2018-10-23 23:00 | 0 | 0 | 0 | 0 | 0 | 0 | 0 |  | 0
2018-10-24 | 0 | 0 | 0 | 0 | 0 | 0 | 0 |  | 0
2018-10-24 01:00 | 0 | 0 | 0 | 0 | 0 | 0 | 0 |  | 0
2018-10-24 02:00 | 0 | 0 | 0 | 0 | 0 | 0 | 0 |  | 0
2018-10-24 03:00 | 0 | 0 | 0 | 0 | 0 | 0 | 0 |  | 0
2018-10-24 04:00 | 0 | 0 | 0 | 0 | 0 | 0 | 0 |  | 0
2018-10-24 05:00 | 0 | 0 | 0 | 0 | 0 | 0 | 0 |  | 0
2018-10-24 06:00 | 0 | 0 | 0 | 0 | 0 | 0 | 0 |  | 0
2018-10-24 07:00 | 10.3111 | 268 | 310 | 0 | 146 | 143 | 877.3111 |  | 146
2018-10-24 08:00 | 233.2318 | 2126 | 2017 | 447 | 1769 | 1272 | 7864.2318 |  | 1311
2018-10-24 09:00 | 418.7524 | 2722 | 6014 | 1560 | 4512 | 3344 | 18570.7524 |  | 3095
2018-10-24 10:00 | 603.9946 | 4200 | 5595 | 2248 | 6357 | 4934 | 23937.9946 |  | 3990
2018-10-24 11:00 | 747.7967 | 6723 | 4761 | 4332 | 12026 | 9779 | 38368.7967 |  | 6395
2018-10-24 12:00 | 836.9283 | 12666 | 9093 | 3879 | 12114 | 10593 | 49181.9283 |  | 8197
2018-10-24 13:00 | 1259.5265 | 15835 | 12843 | 5635 | 15376 | 15188 | 66136.5265 |  | 11023
2018-10-24 14:00 | 1195.6074 | 14696 | 11340 | 6345 | 12110 | 12790 | 58476.6074 |  | 9746
2018-10-24 15:00 | 537.3135 | 9253 | 6080 | 8149 | 8467 | 11787 | 44273.3135 |  | 7379
2018-10-24 16:00 | 238.789 | 2936 | 4850 | 3322 | 1884 | 2493 | 15723.789 |  | 2621
2018-10-24 17:00 | 37.9923 | 617 | 901 | 903 | 782 | 977 | 4217.9923 |  | 703
2018-10-24 18:00 | 0 | 0 | 0 | 0 | 0 | 0 | 0 |  | 0
2018-10-24 19:00 | 0 | 0 | 0 | 0 | 0 | 0 | 0 |  | 0
2018-10-24 20:00 | 0 | 0 | 0 | 0 | 0 | 0 | 0 |  | 0
2018-10-24 21:00 | 0 | 0 | 0 | 0 | 0 | 0 | 0 |  | 0
2018-10-24 22:00 | 0 | 0 | 0 | 0 | 0 | 0 | 0 |  | 0
2018-10-24 23:00 | 0 | 0 | 0 | 0 | 0 | 0 | 0 |  | 0
2018-10-25 | 0 | 0 | 0 | 0 | 0 | 0 | 0 |  | 0
2018-10-25 01:00 | 0 | 0 | 0 | 0 | 0 | 0 | 0 |  | 0
2018-10-25 02:00 | 0 | 0 | 0 | 0 | 0 | 0 | 0 |  | 0
2018-10-25 03:00 | 0 | 0 | 0 | 0 | 0 | 0 | 0 |  | 0
2018-10-25 04:00 | 0 | 0 | 0 | 0 | 0 | 0 | 0 |  | 0
2018-10-25 05:00 | 0 | 0 | 0 | 0 | 0 | 0 | 0 |  | 0
2018-10-25 06:00 | 0 | 0 | 0 | 0 | 0 | 0 | 0 |  | 0
2018-10-25 07:00 | 0 | 269 | 941 | 408 | 0 | 0 | 1618 |  | 270
2018-10-25 08:00 | 333.7816 | 6623 | 3808 | 3315 | 1801 | 1521 | 17401.7816 |  | 2900
2018-10-25 09:00 | 959.3032 | 23867 | 11927 | 4302 | 5610 | 4617 | 51282.3032 |  | 8547
2018-10-25 10:00 | 2757.2705 | 23211 | 13560 | 9466 | 8729 | 7472 | 65195.2705 |  | 10866
2018-10-25 11:00 | 3883.4214 | 26931 | 19720 | 11683 | 9581 | 8585 | 80383.4214 |  | 13397
2018-10-25 12:00 | 3634.8206 | 15428 | 19427 | 14268 | 11326 | 10378 | 74461.8206 |  | 12410
2018-10-25 13:00 | 1358.8365 | 13681 | 24764 | 13435 | 11828 | 11487 | 76553.8365 |  | 12759
2018-10-25 14:00 | 883.3839 | 6208 | 28244 | 13258 | 7457 | 6360 | 62410.3839 |  | 10402
2018-10-25 15:00 | 464.3017 | 2725 | 14589 | 7151 | 4808 | 4056 | 33793.3017 |  | 5632
2018-10-25 16:00 | 181.276 | 1896 | 4782 | 3736 | 2628 | 2278 | 15501.276 |  | 2584
2018-10-25 17:00 | 37.2339 | 161 | 444 | 326 | 281 | 222 | 1471.2339 |  | 245
2018-10-25 18:00 | 0 | 0 | 0 | 0 | 0 | 0 | 0 |  | 0
2018-10-25 19:00 | 0 | 0 | 0 | 0 | 0 | 0 | 0 |  | 0
2018-10-25 20:00 | 0 | 0 | 0 | 0 | 0 | 0 | 0 |  | 0
2018-10-25 21:00 | 0 | 0 | 0 | 0 | 0 | 0 | 0 |  | 0
2018-10-25 22:00 | 0 | 0 | 0 | 0 | 0 | 0 | 0 |  | 0
2018-10-25 23:00 | 0 | 0 | 0 | 0 | 0 | 0 | 0 |  | 0
2018-10-26 | 0 | 0 | 0 | 0 | 0 | 0 | 0 |  | 0
2018-10-26 01:00 | 0 | 0 | 0 | 0 | 0 | 0 | 0 |  | 0
2018-10-26 02:00 | 0 | 0 | 0 | 0 | 0 | 0 | 0 |  | 0
2018-10-26 03:00 | 0 | 0 | 0 | 0 | 0 | 0 | 0 |  | 0
2018-10-26 04:00 | 0 | 0 | 0 | 0 | 0 | 0 | 0 |  | 0
2018-10-26 05:00 | 0 | 0 | 0 | 0 | 0 | 0 | 0 |  | 0
2018-10-26 06:00 | 0 | 0 | 0 | 0 | 0 | 0 | 0 |  | 0
2018-10-26 07:00 | 0 | 2969 | 404 | 203 | 605 | 1467 | 5648 |  | 941
2018-10-26 08:00 | 170.188 | 18255 | 4559 | 4124 | 10847 | 10969 | 48924.188 |  | 8154
2018-10-26 09:00 | 726.057 | 27554 | 15366 | 12683 | 24882 | 23626 | 104837.057 |  | 17473
2018-10-26 10:00 | 3004.3633 | 32369 | 24693 | 17229 | 31808 | 27783 | 136886.3633 |  | 22814
2018-10-26 11:00 | 3965.6501 | 33326 | 31211 | 19414 | 34576 | 28819 | 151311.6501 |  | 25219
2018-10-26 12:00 | 3743.9634 | 33326 | 34468 | 19778 | 35010 | 29171 | 155496.9634 |  | 25916
2018-10-26 13:00 | 2432.3408 | 30384 | 33784 | 18682 | 31767 | 28750 | 145799.3408 |  | 24300
2018-10-26 14:00 | 1036.6779 | 24544 | 26976 | 16064 | 22905 | 27730 | 119255.6779 |  | 19876
2018-10-26 15:00 | 376.7426 | 15674 | 13249 | 11349 | 10980 | 24186 | 75814.7426 |  | 12636
2018-10-26 16:00 | 152.3394 | 5088 | 3196 | 5350 | 2176 | 14086 | 30048.3394 |  | 5008
2018-10-26 17:00 | 3.6342 | 149 | 313 | 373 | 218 | 629 | 1685.6342 |  | 281
2018-10-26 18:00 | 0 | 0 | 0 | 0 | 0 | 0 | 0 |  | 0
2018-10-26 19:00 | 0 | 0 | 0 | 0 | 0 | 0 | 0 |  | 0
2018-10-26 20:00 | 0 | 0 | 0 | 0 | 0 | 0 | 0 |  | 0
2018-10-26 21:00 | 0 | 0 | 0 | 0 | 0 | 0 | 0 |  | 0
2018-10-26 22:00 | 0 | 0 | 0 | 0 | 0 | 0 | 0 |  | 0
2018-10-26 23:00 | 0 | 0 | 0 | 0 | 0 | 0 | 0 |  | 0
2018-10-27 | 0 | 0 | 0 | 0 | 0 | 0 | 0 |  | 0
2018-10-27 01:00 | 0 | 0 | 0 | 0 | 0 | 0 | 0 |  | 0
2018-10-27 02:00 | 0 | 0 | 0 | 0 | 0 | 0 | 0 |  | 0
2018-10-27 03:00 | 0 | 0 | 0 | 0 | 0 | 0 | 0 |  | 0
2018-10-27 04:00 | 0 | 0 | 0 | 0 | 0 | 0 | 0 |  | 0
2018-10-27 05:00 | 0 | 0 | 0 | 0 | 0 | 0 | 0 |  | 0
2018-10-27 06:00 | 0 | 0 | 0 | 0 | 0 | 0 | 0 |  | 0
2018-10-27 07:00 | 0 | 11 | 0 | 0 | 29 | 22 | 62 |  | 10
2018-10-27 08:00 | 0 | 425 | 319 | 0 | 739 | 556 | 2039 |  | 340
2018-10-27 09:00 | 63.9111 | 574 | 1940 | 91 | 1468 | 1162 | 5298.9111 |  | 883
2018-10-27 10:00 | 116.8467 | 840 | 1700 | 589 | 1248 | 990 | 5483.8467 |  | 914
2018-10-27 11:00 | 186.7009 | 2279 | 2306 | 939 | 1006 | 813 | 7529.7009 |  | 1255
2018-10-27 12:00 | 107.3276 | 897 | 2082 | 1085 | 1056 | 879 | 6106.3276 |  | 1018
2018-10-27 13:00 | 105.9401 | 1837 | 3977 | 1264 | 162 | 137 | 7482.9401 |  | 1247
2018-10-27 14:00 | 169.5715 | 2290 | 2789 | 1643 | 2285 | 1902 | 11078.5715 |  | 1846
2018-10-27 15:00 | 151.6796 | 1147 | 2097 | 1552 | 2450 | 1938 | 9335.6796 |  | 1556
2018-10-27 16:00 | 48.7141 | 397 | 861 | 468 | 771 | 606 | 3151.7141 |  | 525
2018-10-27 17:00 | 0.035645 | 5 | 135 | 85 | 26 | 13 | 264.0356 |  | 44
2018-10-27 18:00 | 0 | 0 | 0 | 0 | 0 | 0 | 0 |  | 0
2018-10-27 19:00 | 0 | 0 | 0 | 0 | 0 | 0 | 0 |  | 0
2018-10-27 20:00 | 0 | 0 | 0 | 0 | 0 | 0 | 0 |  | 0
2018-10-27 21:00 | 0 | 0 | 0 | 0 | 0 | 0 | 0 |  | 0
2018-10-27 22:00 | 0 | 0 | 0 | 0 | 0 | 0 | 0 |  | 0
2018-10-27 23:00 | 0 | 0 | 0 | 0 | 0 | 0 | 0 |  | 0
2018-10-28 | 0 | 0 | 0 | 0 | 0 | 0 | 0 |  | 0
2018-10-28 01:00 | 0 | 0 | 0 | 0 | 0 | 0 | 0 |  | 0
2018-10-28 02:00 | 0 | 0 | 0 | 0 | 0 | 0 | 0 |  | 0
2018-10-28 03:00 | 0 | 0 | 0 | 0 | 0 | 0 | 0 |  | 0
2018-10-28 04:00 | 0 | 0 | 0 | 0 | 0 | 0 | 0 |  | 0
2018-10-28 05:00 | 0 | 0 | 0 | 0 | 0 | 0 | 0 |  | 0
2018-10-28 06:00 | 0 | 0 | 0 | 0 | 0 | 0 | 0 |  | 0
2018-10-28 07:00 | 0 | 161 | 117 | 0 | 166 | 169 | 613 |  | 102
2018-10-28 08:00 | 97.1848 | 1551 | 1337 | 456 | 1664 | 1357 | 6462.1848 |  | 1077
2018-10-28 09:00 | 529.3678 | 3716 | 5671 | 2406 | 4319 | 3851 | 20492.3678 |  | 3415
2018-10-28 10:00 | 653.7153 | 5995 | 7685 | 3734 | 5881 | 4791 | 28739.7153 |  | 4790
2018-10-28 11:00 | 815.2172 | 7365 | 11217 | 5272 | 8811 | 8515 | 41995.2172 |  | 6999
2018-10-28 12:00 | 677.8773 | 5408 | 8295 | 4528 | 7045 | 5567 | 31520.8773 |  | 5253
2018-10-28 13:00 | 606.4366 | 7148 | 5640 | 4032 | 3946 | 3279 | 24651.4366 |  | 4109
2018-10-28 14:00 | 491.5056 | 3236 | 6906 | 2874 | 2242 | 1930 | 17679.5056 |  | 2947
2018-10-28 15:00 | 322.612 | 3884 | 5178 | 2440 | 3236 | 2690 | 17750.612 |  | 2958
2018-10-28 16:00 | 268.0955 | 1542 | 1409 | 670 | 968 | 805 | 5662.0955 |  | 944
2018-10-28 17:00 | 9.6804 | 109 | 305 | 59 | 251 | 222 | 955.6804 |  | 159
2018-10-28 18:00 | 0 | 0 | 0 | 0 | 0 | 0 | 0 |  | 0
2018-10-28 19:00 | 0 | 0 | 0 | 0 | 0 | 0 | 0 |  | 0
2018-10-28 20:00 | 0 | 0 | 0 | 0 | 0 | 0 | 0 |  | 0
2018-10-28 21:00 | 0 | 0 | 0 | 0 | 0 | 0 | 0 |  | 0
2018-10-28 22:00 | 0 | 0 | 0 | 0 | 0 | 0 | 0 |  | 0
2018-10-28 23:00 | 0 | 0 | 0 | 0 | 0 | 0 | 0 |  | 0
2018-10-29 | 0 | 0 | 0 | 0 | 0 | 0 | 0 |  | 0
2018-10-29 01:00 | 0 | 0 | 0 | 0 | 0 | 0 | 0 |  | 0
2018-10-29 02:00 | 0 | 0 | 0 | 0 | 0 | 0 | 0 |  | 0
2018-10-29 03:00 | 0 | 0 | 0 | 0 | 0 | 0 | 0 |  | 0
2018-10-29 04:00 | 0 | 0 | 0 | 0 | 0 | 0 | 0 |  | 0
2018-10-29 05:00 | 0 | 0 | 0 | 0 | 0 | 0 | 0 |  | 0
2018-10-29 06:00 | 0 | 0 | 0 | 0 | 0 | 0 | 0 |  | 0
2018-10-29 07:00 | 0 | 82 | 43 | 0 | 16 | 15 | 156 |  | 26
2018-10-29 08:00 | 0 | 617 | 1112 | 285 | 557 | 458 | 3029 |  | 505
2018-10-29 09:00 | 0 | 676 | 514 | 578 | 1103 | 906 | 3777 |  | 630
2018-10-29 10:00 | 28.1297 | 1024 | 541 | 407 | 2316 | 1589 | 5905.1297 |  | 984
2018-10-29 11:00 | 645.4897 | 1212 | 4595 | 840 | 978 | 761 | 9031.4897 |  | 1505
2018-10-29 12:00 | 1040.1984 | 2107 | 6297 | 3563 | 3130 | 2695 | 18832.1984 |  | 3139
2018-10-29 13:00 | 699.2658 | 1195 | 12841 | 2601 | 1436 | 1206 | 19978.2657 |  | 3330
2018-10-29 14:00 | 691.6649 | 4246 | 7713 | 1103 | 2800 | 2385 | 18938.6649 |  | 3156
2018-10-29 15:00 | 350.7389 | 9386 | 9770 | 3811 | 6264 | 7272 | 36853.7389 |  | 6142
2018-10-29 16:00 | 171.533 | 4023 | 3394 | 2738 | 2740 | 5751 | 18817.533 |  | 3136
2018-10-29 17:00 | 2.2788 | 212 | 490 | 263 | 354 | 693 | 2014.2788 |  | 336
2018-10-29 18:00 | 0 | 0 | 0 | 0 | 0 | 0 | 0 |  | 0
2018-10-29 19:00 | 0 | 0 | 0 | 0 | 0 | 0 | 0 |  | 0
2018-10-29 20:00 | 0 | 0 | 0 | 0 | 0 | 0 | 0 |  | 0
2018-10-29 21:00 | 0 | 0 | 0 | 0 | 0 | 0 | 0 |  | 0
2018-10-29 22:00 | 0 | 0 | 0 | 0 | 0 | 0 | 0 |  | 0
2018-10-29 23:00 | 0 | 0 | 0 | 0 | 0 | 0 | 0 |  | 0
2018-10-30 | 0 | 0 | 0 | 0 | 0 | 0 | 0 |  | 0
2018-10-30 01:00 | 0 | 0 | 0 | 0 | 0 | 0 | 0 |  | 0
2018-10-30 02:00 | 0 | 0 | 0 | 0 | 0 | 0 | 0 |  | 0
2018-10-30 03:00 | 0 | 0 | 0 | 0 | 0 | 0 | 0 |  | 0
2018-10-30 04:00 | 0 | 0 | 0 | 0 | 0 | 0 | 0 |  | 0
2018-10-30 05:00 | 0 | 0 | 0 | 0 | 0 | 0 | 0 |  | 0
2018-10-30 06:00 | 0 | 0 | 0 | 0 | 0 | 0 | 0 |  | 0
2018-10-30 07:00 | 0 | 1750 | 209 | 23 | 565 | 685 | 3232 |  | 539
2018-10-30 08:00 | 79.3249 | 4033 | 3934 | 2479 | 6653 | 6342 | 23520.3249 |  | 3920
2018-10-30 09:00 | 614.3015 | 5046 | 12981 | 10090 | 15559 | 15409 | 59699.3015 |  | 9950
2018-10-30 10:00 | 1507.5122 | 5047 | 18106 | 12485 | 4710 | 3505 | 45360.5122 |  | 7560
2018-10-30 11:00 | 744.8057 | 8174 | 16801 | 13637 | 7682 | 6547 | 53585.8057 |  | 8931
2018-10-30 12:00 | 1419.2922 | 5293 | 12367 | 18604 | 6411 | 5327 | 49421.2922 |  | 8237
2018-10-30 13:00 | 723.49 | 5079 | 12954 | 16550 | 6745 | 5455 | 47506.49 |  | 7918
2018-10-30 14:00 | 520.5845 | 6316 | 9288 | 7185 | 13151 | 13457 | 49917.5845 |  | 8320
2018-10-30 15:00 | 401.3158 | 6444 | 6374 | 9509 | 5290 | 4992 | 33010.3158 |  | 5502
2018-10-30 16:00 | 234.5176 | 2475 | 4205 | 4135 | 2149 | 1756 | 14954.5176 |  | 2492
2018-10-30 17:00 | 23.948 | 271 | 198 | 115 | 272 | 213 | 1092.948 |  | 182
2018-10-30 18:00 | 0 | 0 | 0 | 0 | 0 | 0 | 0 |  | 0
2018-10-30 19:00 | 0 | 0 | 0 | 0 | 0 | 0 | 0 |  | 0
2018-10-30 20:00 | 0 | 0 | 0 | 0 | 0 | 0 | 0 |  | 0
2018-10-30 21:00 | 0 | 0 | 0 | 0 | 0 | 0 | 0 |  | 0
2018-10-30 22:00 | 0 | 0 | 0 | 0 | 0 | 0 | 0 |  | 0
2018-10-30 23:00 | 0 | 0 | 0 | 0 | 0 | 0 | 0 |  | 0
2018-10-31 | 0 | 0 | 0 | 0 | 0 | 0 | 0 |  | 0
2018-10-31 01:00 | 0 | 0 | 0 | 0 | 0 | 0 | 0 |  | 0
2018-10-31 02:00 | 0 | 0 | 0 | 0 | 0 | 0 | 0 |  | 0
2018-10-31 03:00 | 0 | 0 | 0 | 0 | 0 | 0 | 0 |  | 0
2018-10-31 04:00 | 0 | 0 | 0 | 0 | 0 | 0 | 0 |  | 0
2018-10-31 05:00 | 0 | 0 | 0 | 0 | 0 | 0 | 0 |  | 0
2018-10-31 06:00 | 0 | 0 | 0 | 0 | 0 | 0 | 0 |  | 0
2018-10-31 07:00 | 0 | 1481 | 321 | 29 | 300 | 786 | 2917 |  | 486
2018-10-31 08:00 | 94.7704 | 15440 | 4058 | 2472 | 11380 | 11406 | 44850.7704 |  | 7475
2018-10-31 09:00 | 633.0987 | 12570 | 12785 | 10969 | 9836 | 9038 | 55831.0987 |  | 9305
2018-10-31 10:00 | 1452.8488 | 6837 | 12682 | 5218 | 5841 | 4926 | 36956.8488 |  | 6159
2018-10-31 11:00 | 1284.0547 | 6243 | 12507 | 5109 | 4995 | 4157 | 34295.0547 |  | 5716
2018-10-31 12:00 | 1433.5079 | 8337 | 20939 | 4876 | 9369 | 8476 | 53430.5079 |  | 8905
2018-10-31 13:00 | 661.5874 | 8688 | 14602 | 4401 | 11894 | 11158 | 51404.5874 |  | 8567
2018-10-31 14:00 | 798.2294 | 17116 | 7990 | 5408 | 8072 | 7621 | 47005.2294 |  | 7834
2018-10-31 15:00 | 356.3589 | 5218 | 12970 | 5344 | 4230 | 4047 | 32165.3589 |  | 5361
2018-10-31 16:00 | 187.9926 | 2129 | 3484 | 1060 | 2550 | 2409 | 11819.9926 |  | 1970
2018-10-31 17:00 | 11.1922 | 0 | 128 | 63 | 157 | 137 | 496.1922 |  | 83
2018-10-31 18:00 | 0 | 0 | 0 | 0 | 0 | 0 | 0 |  | 0
2018-10-31 19:00 | 0 | 0 | 0 | 0 | 0 | 0 | 0 |  | 0
2018-10-31 20:00 | 0 | 0 | 0 | 0 | 0 | 0 | 0 |  | 0
2018-10-31 21:00 | 0 | 0 | 0 | 0 | 0 | 0 | 0 |  | 0
2018-10-31 22:00 | 0 | 0 | 0 | 0 | 0 | 0 | 0 |  | 0
2018-10-31 23:00 | 0 | 0 | 0 | 0 | 0 | 0 | 0 |  | 0
2018-11-01 | 0 | 0 | 0 | 0 | 0 | 0 | 0 |  | 0
2018-11-01 01:00 | 0 | 0 | 0 | 0 | 0 | 0 | 0 |  | 0
2018-11-01 02:00 | 0 | 0 | 0 | 0 | 0 | 0 | 0 |  | 0
2018-11-01 03:00 | 0 | 0 | 0 | 0 | 0 | 0 | 0 |  | 0
2018-11-01 04:00 | 0 | 0 | 0 | 0 | 0 | 0 | 0 |  | 0
2018-11-01 05:00 | 0 | 0 | 0 | 0 | 0 | 0 | 0 |  | 0
2018-11-01 06:00 | 0 | 0 | 0 | 0 | 0 | 0 | 0 |  | 0
2018-11-01 07:00 | 0 | 1 | 115 | 0 | 124 | 93 | 333 |  | 56
2018-11-01 08:00 | 12.8276 | 474 | 774 | 0 | 818 | 632 | 2710.8276 |  | 452
2018-11-01 09:00 | 184.0422 | 1058 | 2179 | 1003 | 1050 | 891 | 6365.0422 |  | 1061
2018-11-01 10:00 | 163.1371 | 1352 | 2267 | 742 | 1537 | 1232 | 7293.1372 |  | 1216
2018-11-01 11:00 | 208.028 | 1544 | 3648 | 1052 | 1576 | 1294 | 9322.028 |  | 1554
2018-11-01 12:00 | 202.7257 | 2915 | 2834 | 1518 | 4858 | 3905 | 16232.7257 |  | 2705
2018-11-01 13:00 | 222.8534 | 2173 | 4396 | 1238 | 2714 | 2200 | 12943.8534 |  | 2157
2018-11-01 14:00 | 123.8186 | 2446 | 1786 | 1475 | 1719 | 1400 | 8949.8186 |  | 1492
2018-11-01 15:00 | 23.2914 | 1014 | 695 | 531 | 952 | 762 | 3977.2914 |  | 663
2018-11-01 16:00 | 0 | 146 | 130 | 128 | 124 | 94 | 622 |  | 104
2018-11-01 17:00 | 0 | 0 | 0 | 0 | 0 | 0 | 0 |  | 0
2018-11-01 18:00 | 0 | 0 | 0 | 0 | 0 | 0 | 0 |  | 0
2018-11-01 19:00 | 0 | 0 | 0 | 0 | 0 | 0 | 0 |  | 0
2018-11-01 20:00 | 0 | 0 | 0 | 0 | 0 | 0 | 0 |  | 0
2018-11-01 21:00 | 0 | 0 | 0 | 0 | 0 | 0 | 0 |  | 0
2018-11-01 22:00 | 0 | 0 | 0 | 0 | 0 | 0 | 0 |  | 0
2018-11-01 23:00 | 0 | 0 | 0 | 0 | 0 | 0 | 0 |  | 0
2018-11-02 | 0 | 0 | 0 | 0 | 0 | 0 | 0 |  | 0
2018-11-02 01:00 | 0 | 0 | 0 | 0 | 0 | 0 | 0 |  | 0
2018-11-02 02:00 | 0 | 0 | 0 | 0 | 0 | 0 | 0 |  | 0
2018-11-02 03:00 | 0 | 0 | 0 | 0 | 0 | 0 | 0 |  | 0
2018-11-02 04:00 | 0 | 0 | 0 | 0 | 0 | 0 | 0 |  | 0
2018-11-02 05:00 | 0 | 0 | 0 | 0 | 0 | 0 | 0 |  | 0
2018-11-02 06:00 | 0 | 0 | 0 | 0 | 0 | 0 | 0 |  | 0
2018-11-02 07:00 | 0 | 0 | 0 | 0 | 0 | 0 | 0 |  | 0
2018-11-02 08:00 | 0 | 109 | 256 | 0 | 137 | 115 | 617 |  | 103
2018-11-02 09:00 | 88.5853 | 1579 | 1537 | 184 | 1225 | 1045 | 5658.5853 |  | 943
2018-11-02 10:00 | 85.4741 | 2662 | 1206 | 896 | 963 | 726 | 6538.4741 |  | 1090
2018-11-02 11:00 | 204.6956 | 2383 | 1731 | 696 | 2098 | 1733 | 8845.6956 |  | 1474
2018-11-02 12:00 | 188.4314 | 5513 | 2046 | 1668 | 5140 | 4451 | 19006.4314 |  | 3168
2018-11-02 13:00 | 73.9971 | 3900 | 965 | 3127 | 2516 | 1987 | 12568.9971 |  | 2095
2018-11-02 14:00 | 144.9887 | 794 | 1745 | 1673 | 2131 | 1733 | 8220.9887 |  | 1370
2018-11-02 15:00 | 102.397 | 1658 | 1427 | 432 | 1374 | 1121 | 6114.397 |  | 1019
2018-11-02 16:00 | 0.0007544 | 510 | 98 | 198 | 275 | 217 | 1298.0008 |  | 216
2018-11-02 17:00 | 0 | 40 | 0 | 10 | 0 | 0 | 50 |  | 8
2018-11-02 18:00 | 0 | 0 | 0 | 0 | 0 | 0 | 0 |  | 0
2018-11-02 19:00 | 0 | 0 | 0 | 0 | 0 | 0 | 0 |  | 0
2018-11-02 20:00 | 0 | 0 | 0 | 0 | 0 | 0 | 0 |  | 0
2018-11-02 21:00 | 0 | 0 | 0 | 0 | 0 | 0 | 0 |  | 0
2018-11-02 22:00 | 0 | 0 | 0 | 0 | 0 | 0 | 0 |  | 0
2018-11-02 23:00 | 0 | 0 | 0 | 0 | 0 | 0 | 0 |  | 0
2018-11-03 | 0 | 0 | 0 | 0 | 0 | 0 | 0 |  | 0
2018-11-03 01:00 | 0 | 0 | 0 | 0 | 0 | 0 | 0 |  | 0
2018-11-03 02:00 | 0 | 0 | 0 | 0 | 0 | 0 | 0 |  | 0
2018-11-03 03:00 | 0 | 0 | 0 | 0 | 0 | 0 | 0 |  | 0
2018-11-03 04:00 | 0 | 0 | 0 | 0 | 0 | 0 | 0 |  | 0
2018-11-03 05:00 | 0 | 0 | 0 | 0 | 0 | 0 | 0 |  | 0
2018-11-03 06:00 | 0 | 0 | 0 | 0 | 0 | 0 | 0 |  | 0
2018-11-03 07:00 | 0 | 0 | 0 | 0 | 0 | 0 | 0 |  | 0
2018-11-03 08:00 | 0 | 559 | 400 | 0 | 431 | 325 | 1715 |  | 286
2018-11-03 09:00 | 21.1738 | 1959 | 1697 | 570 | 1232 | 1023 | 6502.1738 |  | 1084
2018-11-03 10:00 | 174.7534 | 1252 | 2206 | 848 | 974 | 844 | 6298.7534 |  | 1050
2018-11-03 11:00 | 543.6296 | 2212 | 5943 | 2393 | 3681 | 3350 | 18122.6296 |  | 3020
2018-11-03 12:00 | 503.7997 | 3187 | 4697 | 1492 | 3076 | 2507 | 15462.7997 |  | 2577
2018-11-03 13:00 | 322.6974 | 2875 | 4696 | 2775 | 3125 | 2610 | 16403.6974 |  | 2734
2018-11-03 14:00 | 636.3402 | 9750 | 7250 | 3703 | 5386 | 5171 | 31896.3402 |  | 5316
2018-11-03 15:00 | 423.0531 | 7967 | 8197 | 3428 | 9071 | 12917 | 42003.0531 |  | 7001
2018-11-03 16:00 | 207.4447 | 5119 | 2753 | 2026 | 2130 | 6635 | 18870.4447 |  | 3145
2018-11-03 17:00 | 15.5635 | 204 | 251 | 95 | 89 | 91 | 745.5635 |  | 124
2018-11-03 18:00 | 0 | 0 | 0 | 0 | 0 | 0 | 0 |  | 0
2018-11-03 19:00 | 0 | 0 | 0 | 0 | 0 | 0 | 0 |  | 0
2018-11-03 20:00 | 0 | 0 | 0 | 0 | 0 | 0 | 0 |  | 0
2018-11-03 21:00 | 0 | 0 | 0 | 0 | 0 | 0 | 0 |  | 0
2018-11-03 22:00 | 0 | 0 | 0 | 0 | 0 | 0 | 0 |  | 0
2018-11-03 23:00 | 0 | 0 | 0 | 0 | 0 | 0 | 0 |  | 0
2018-11-04 | 0 | 0 | 0 | 0 | 0 | 0 | 0 |  | 0
2018-11-04 01:00 | 0 | 0 | 0 | 0 | 0 | 0 | 0 |  | 0
11/4/2018 x2 1:00:00 AM | 0 | 0 | 0 | 0 | 0 | 0 | 0 |  | 0
2018-11-04 02:00 | 0 | 0 | 0 | 0 | 0 | 0 | 0 |  | 0
2018-11-04 03:00 | 0 | 0 | 0 | 0 | 0 | 0 | 0 |  | 0
2018-11-04 04:00 | 0 | 0 | 0 | 0 | 0 | 0 | 0 |  | 0
2018-11-04 05:00 | 0 | 0 | 0 | 0 | 0 | 0 | 0 |  | 0
2018-11-04 06:00 | 0 | 1410 | 251 | 0 | 229 | 438 | 2328 |  | 388
2018-11-04 07:00 | 138.9129 | 18396 | 3205 | 1520 | 10446 | 10589 | 44294.9129 |  | 7382
2018-11-04 08:00 | 663.8391 | 29615 | 11440 | 9688 | 21097 | 20631 | 93134.839 |  | 15522
2018-11-04 09:00 | 2473.1938 | 38555 | 22018 | 14012 | 28095 | 26606 | 131759.1938 |  | 21960
2018-11-04 10:00 | 3625.9202 | 40601 | 28922 | 17222 | 29926 | 27229 | 147525.9202 |  | 24588
2018-11-04 11:00 | 3399.5903 | 39676 | 31598 | 17064 | 28303 | 26677 | 146717.5903 |  | 24453
2018-11-04 12:00 | 1912.6063 | 28961 | 30576 | 13982 | 23109 | 24458 | 122998.6063 |  | 20500
2018-11-04 13:00 | 890.6251 | 18095 | 21516 | 8918 | 16428 | 19257 | 85104.6251 |  | 14184
2018-11-04 14:00 | 624.1448 | 12430 | 11755 | 6074 | 9898 | 13920 | 54701.1448 |  | 9117
2018-11-04 15:00 | 173.2904 | 4138 | 3792 | 2332 | 3343 | 5151 | 18929.2905 |  | 3155
2018-11-04 16:00 | 7.4735 | 324 | 250 | 169 | 308 | 431 | 1489.4735 |  | 248
2018-11-04 17:00 | 0 | 0 | 0 | 0 | 0 | 0 | 0 |  | 0
2018-11-04 18:00 | 0 | 0 | 0 | 0 | 0 | 0 | 0 |  | 0
2018-11-04 19:00 | 0 | 0 | 0 | 0 | 0 | 0 | 0 |  | 0
2018-11-04 20:00 | 0 | 0 | 0 | 0 | 0 | 0 | 0 |  | 0
2018-11-04 21:00 | 0 | 0 | 0 | 0 | 0 | 0 | 0 |  | 0
2018-11-04 22:00 | 0 | 0 | 0 | 0 | 0 | 0 | 0 |  | 0
2018-11-04 23:00 | 0 | 0 | 0 | 0 | 0 | 0 | 0 |  | 0
2018-11-05 | 0 | 0 | 0 | 0 | 0 | 0 | 0 |  | 0
2018-11-05 01:00 | 0 | 0 | 0 | 0 | 0 | 0 | 0 |  | 0
2018-11-05 02:00 | 0 | 0 | 0 | 0 | 0 | 0 | 0 |  | 0
2018-11-05 03:00 | 0 | 0 | 0 | 0 | 0 | 0 | 0 |  | 0
2018-11-05 04:00 | 0 | 0 | 0 | 0 | 0 | 0 | 0 |  | 0
2018-11-05 05:00 | 0 | 0 | 0 | 0 | 0 | 0 | 0 |  | 0
2018-11-05 06:00 | 0 | 0 | 33 | 0 | 0 | 0 | 33 |  | 6
2018-11-05 07:00 | 12.2736 | 482 | 1009 | 303 | 705 | 508 | 3019.2736 |  | 503
2018-11-05 08:00 | 247.6457 | 2846 | 2499 | 1596 | 1822 | 1418 | 10428.6457 |  | 1738
2018-11-05 09:00 | 464.0823 | 3667 | 5097 | 2937 | 3421 | 2785 | 18371.0823 |  | 3062
2018-11-05 10:00 | 285.1934 | 2628 | 4817 | 1990 | 2900 | 2320 | 14940.1934 |  | 2490
2018-11-05 11:00 | 248.3307 | 2277 | 2306 | 1249 | 2718 | 2168 | 10966.3307 |  | 1828
2018-11-05 12:00 | 197.0173 | 1998 | 1472 | 1094 | 1925 | 1532 | 8218.0173 |  | 1370
2018-11-05 13:00 | 236.0885 | 1903 | 1512 | 713 | 1593 | 1283 | 7240.0885 |  | 1207
2018-11-05 14:00 | 205.0354 | 2674 | 1396 | 663 | 2530 | 2028 | 9496.0354 |  | 1583
2018-11-05 15:00 | 145.4561 | 1238 | 1358 | 509 | 608 | 484 | 4342.456 |  | 724
2018-11-05 16:00 | 7.5667 | 5 | 121 | 7 | 0 | 0 | 140.5667 |  | 23
2018-11-05 17:00 | 0 | 0 | 0 | 0 | 0 | 0 | 0 |  | 0
2018-11-05 18:00 | 0 | 0 | 0 | 0 | 0 | 0 | 0 |  | 0
2018-11-05 19:00 | 0 | 0 | 0 | 0 | 0 | 0 | 0 |  | 0
2018-11-05 20:00 | 0 | 0 | 0 | 0 | 0 | 0 | 0 |  | 0
2018-11-05 21:00 | 0 | 0 | 0 | 0 | 0 | 0 | 0 |  | 0
2018-11-05 22:00 | 0 | 0 | 0 | 0 | 0 | 0 | 0 |  | 0
2018-11-05 23:00 | 0 | 0 | 0 | 0 | 0 | 0 | 0 |  | 0
2018-11-06 | 0 | 0 | 0 | 0 | 0 | 0 | 0 |  | 0
2018-11-06 01:00 | 0 | 0 | 0 | 0 | 0 | 0 | 0 |  | 0
2018-11-06 02:00 | 0 | 0 | 0 | 0 | 0 | 0 | 0 |  | 0
2018-11-06 03:00 | 0 | 0 | 0 | 0 | 0 | 0 | 0 |  | 0
2018-11-06 04:00 | 0 | 0 | 0 | 0 | 0 | 0 | 0 |  | 0
2018-11-06 05:00 | 0 | 0 | 0 | 0 | 0 | 0 | 0 |  | 0
2018-11-06 06:00 | 0 | 0 | 12 | 0 | 0 | 0 | 12 |  | 2
2018-11-06 07:00 | 64.8411 | 1623 | 761 | 241 | 1265 | 1034 | 4988.8411 |  | 831
2018-11-06 08:00 | 325.3903 | 4602 | 3419 | 2246 | 3515 | 2794 | 16901.3903 |  | 2817
2018-11-06 09:00 | 508.9393 | 5119 | 5519 | 2949 | 3710 | 2996 | 20801.9393 |  | 3467
2018-11-06 10:00 | 675.445 | 5886 | 6109 | 2720 | 5296 | 4305 | 24991.445 |  | 4165
2018-11-06 11:00 | 323.3447 | 2782 | 5555 | 2607 | 3873 | 2688 | 17828.3447 |  | 2971
2018-11-06 12:00 | 89.5929 | 1303 | 1575 | 1018 | 1577 | 1205 | 6767.5929 |  | 1128
2018-11-06 13:00 | 123.4433 | 676 | 1984 | 568 | 149 | 108 | 3608.4433 |  | 601
2018-11-06 14:00 | 34.893 | 1844 | 565 | 333 | 1079 | 905 | 4760.893 |  | 793
2018-11-06 15:00 | 0 | 1065 | 255 | 240 | 670 | 526 | 2756 |  | 459
2018-11-06 16:00 | 0 | 0 | 0 | 9 | 0 | 0 | 9 |  | 2
2018-11-06 17:00 | 0 | 0 | 0 | 0 | 0 | 0 | 0 |  | 0
2018-11-06 18:00 | 0 | 0 | 0 | 0 | 0 | 0 | 0 |  | 0
2018-11-06 19:00 | 0 | 0 | 0 | 0 | 0 | 0 | 0 |  | 0
2018-11-06 20:00 | 0 | 0 | 0 | 0 | 0 | 0 | 0 |  | 0
2018-11-06 21:00 | 0 | 0 | 0 | 0 | 0 | 0 | 0 |  | 0
2018-11-06 22:00 | 0 | 0 | 0 | 0 | 0 | 0 | 0 |  | 0
2018-11-06 23:00 | 0 | 0 | 0 | 0 | 0 | 0 | 0 |  | 0
2018-11-07 | 0 | 0 | 0 | 0 | 0 | 0 | 0 |  | 0
2018-11-07 01:00 | 0 | 0 | 0 | 0 | 0 | 0 | 0 |  | 0
2018-11-07 02:00 | 0 | 0 | 0 | 0 | 0 | 0 | 0 |  | 0
2018-11-07 03:00 | 0 | 0 | 0 | 0 | 0 | 0 | 0 |  | 0
2018-11-07 04:00 | 0 | 0 | 0 | 0 | 0 | 0 | 0 |  | 0
2018-11-07 05:00 | 0 | 0 | 0 | 0 | 0 | 0 | 0 |  | 0
2018-11-07 06:00 | 0 | 698 | 144 | 0 | 200 | 352 | 1394 |  | 232
2018-11-07 07:00 | 72.6766 | 17018 | 2785 | 917 | 9479 | 9939 | 40210.6766 |  | 6702
2018-11-07 08:00 | 243.4146 | 31431 | 11799 | 8798 | 20789 | 21478 | 94538.4146 |  | 15756
2018-11-07 09:00 | 2406.6758 | 39275 | 20143 | 12738 | 27028 | 24560 | 126150.6758 |  | 21025
2018-11-07 10:00 | 3598.1316 | 42097 | 26333 | 17574 | 24386 | 20745 | 134733.1316 |  | 22456
2018-11-07 11:00 | 3322.8955 | 39886 | 30834 | 14676 | 20240 | 16337 | 125295.8955 |  | 20883
2018-11-07 12:00 | 1754.3213 | 35651 | 29891 | 11470 | 14258 | 13917 | 106941.3213 |  | 17824
2018-11-07 13:00 | 619.3921 | 23022 | 21824 | 14766 | 22653 | 24393 | 107277.3921 |  | 17880
2018-11-07 14:00 | 388.8793 | 14943 | 7985 | 8326 | 12303 | 21516 | 65461.8793 |  | 10910
2018-11-07 15:00 | 114.3682 | 4718 | 2262 | 3021 | 2733 | 11075 | 23923.3682 |  | 3987
2018-11-07 16:00 | 6.8006 | 170 | 127 | 107 | 129 | 350 | 889.8006 |  | 148
2018-11-07 17:00 | 0 | 0 | 0 | 0 | 0 | 0 | 0 |  | 0
2018-11-07 18:00 | 0 | 0 | 0 | 0 | 0 | 0 | 0 |  | 0
2018-11-07 19:00 | 0 | 0 | 0 | 0 | 0 | 0 | 0 |  | 0
2018-11-07 20:00 | 0 | 0 | 0 | 0 | 0 | 0 | 0 |  | 0
2018-11-07 21:00 | 0 | 0 | 0 | 0 | 0 | 0 | 0 |  | 0
2018-11-07 22:00 | 0 | 0 | 0 | 0 | 0 | 0 | 0 |  | 0
2018-11-07 23:00 | 0 | 0 | 0 | 0 | 0 | 0 | 0 |  | 0
2018-11-08 | 0 | 0 | 0 | 0 | 0 | 0 | 0 |  | 0
2018-11-08 01:00 | 0 | 0 | 0 | 0 | 0 | 0 | 0 |  | 0
2018-11-08 02:00 | 0 | 0 | 0 | 0 | 0 | 0 | 0 |  | 0
2018-11-08 03:00 | 0 | 0 | 0 | 0 | 0 | 0 | 0 |  | 0
2018-11-08 04:00 | 0 | 0 | 0 | 0 | 0 | 0 | 0 |  | 0
2018-11-08 05:00 | 0 | 0 | 0 | 0 | 0 | 0 | 0 |  | 0
2018-11-08 06:00 | 0 | 573 | 90 | 0 | 109 | 264 | 1036 |  | 173
2018-11-08 07:00 | 50.4051 | 16934 | 2095 | 976 | 8519 | 8673 | 37247.4051 |  | 6208
2018-11-08 08:00 | 299.5956 | 28287 | 11188 | 7761 | 19188 | 19840 | 86563.5956 |  | 14427
2018-11-08 09:00 | 2509.8499 | 33533 | 21272 | 14557 | 28266 | 26586 | 126723.8499 |  | 21121
2018-11-08 10:00 | 3435.979 | 27048 | 26874 | 17573 | 17580 | 15845 | 108355.979 |  | 18059
2018-11-08 11:00 | 3370.837 | 20077 | 31199 | 18174 | 14751 | 13775 | 101346.837 |  | 16891
2018-11-08 12:00 | 1716.9214 | 31383 | 30612 | 12386 | 12216 | 11039 | 99352.9214 |  | 16559
2018-11-08 13:00 | 550.2231 | 11709 | 22370 | 15083 | 8883 | 8778 | 67373.2231 |  | 11229
2018-11-08 14:00 | 380.7037 | 14507 | 8186 | 9171 | 4832 | 4574 | 41650.7037 |  | 6942
2018-11-08 15:00 | 101.8594 | 2550 | 1983 | 3822 | 1833 | 1896 | 12185.8594 |  | 2031
2018-11-08 16:00 | 1.5299 | 171 | 142 | 73 | 131 | 149 | 667.5299 |  | 111
2018-11-08 17:00 | 0 | 0 | 0 | 0 | 0 | 0 | 0 |  | 0
2018-11-08 18:00 | 0 | 0 | 0 | 0 | 0 | 0 | 0 |  | 0
2018-11-08 19:00 | 0 | 0 | 0 | 0 | 0 | 0 | 0 |  | 0
2018-11-08 20:00 | 0 | 0 | 0 | 0 | 0 | 0 | 0 |  | 0
2018-11-08 21:00 | 0 | 0 | 0 | 0 | 0 | 0 | 0 |  | 0
2018-11-08 22:00 | 0 | 0 | 0 | 0 | 0 | 0 | 0 |  | 0
2018-11-08 23:00 | 0 | 0 | 0 | 0 | 0 | 0 | 0 |  | 0
2018-11-09 | 0 | 0 | 0 | 0 | 0 | 0 | 0 |  | 0
2018-11-09 01:00 | 0 | 0 | 0 | 0 | 0 | 0 | 0 |  | 0
2018-11-09 02:00 | 0 | 0 | 0 | 0 | 0 | 0 | 0 |  | 0
2018-11-09 03:00 | 0 | 0 | 0 | 0 | 0 | 0 | 0 |  | 0
2018-11-09 04:00 | 0 | 0 | 0 | 0 | 0 | 0 | 0 |  | 0
2018-11-09 05:00 | 0 | 0 | 0 | 0 | 0 | 0 | 0 |  | 0
2018-11-09 06:00 | 0 | 473 | 200 | 0 | 164 | 219 | 1056 |  | 176
2018-11-09 07:00 | 102.8614 | 14500 | 3119 | 898 | 7968 | 8390 | 34977.8614 |  | 5830
2018-11-09 08:00 | 776.7942 | 11467 | 12431 | 6739 | 12315 | 11986 | 55714.7942 |  | 9286
2018-11-09 09:00 | 1871.0725 | 14245 | 18727 | 9731 | 11685 | 10610 | 66869.0725 |  | 11145
2018-11-09 10:00 | 973.5298 | 7768 | 15368 | 9304 | 5407 | 4474 | 43294.5298 |  | 7216
2018-11-09 11:00 | 609.5807 | 8322 | 8866 | 4664 | 7616 | 6639 | 36716.5807 |  | 6119
2018-11-09 12:00 | 386.3109 | 3253 | 7118 | 3868 | 5069 | 4106 | 23800.3109 |  | 3967
2018-11-09 13:00 | 153.5057 | 1295 | 2212 | 1025 | 1593 | 1291 | 7569.5057 |  | 1262
2018-11-09 14:00 | 82.9351 | 723 | 2065 | 620 | 857 | 715 | 5062.9351 |  | 844
2018-11-09 15:00 | 10.981 | 145 | 669 | 362 | 103 | 85 | 1374.981 |  | 229
2018-11-09 16:00 | 0 | 0 | 4 | 5 | 0 | 0 | 9 |  | 2
2018-11-09 17:00 | 0 | 0 | 0 | 0 | 0 | 0 | 0 |  | 0
2018-11-09 18:00 | 0 | 0 | 0 | 0 | 0 | 0 | 0 |  | 0
2018-11-09 19:00 | 0 | 0 | 0 | 0 | 0 | 0 | 0 |  | 0
2018-11-09 20:00 | 0 | 0 | 0 | 0 | 0 | 0 | 0 |  | 0
2018-11-09 21:00 | 0 | 0 | 0 | 0 | 0 | 0 | 0 |  | 0
2018-11-09 22:00 | 0 | 0 | 0 | 0 | 0 | 0 | 0 |  | 0
2018-11-09 23:00 | 0 | 0 | 0 | 0 | 0 | 0 | 0 |  | 0
2018-11-10 | 0 | 0 | 0 | 0 | 0 | 0 | 0 |  | 0
2018-11-10 01:00 | 0 | 0 | 0 | 0 | 0 | 0 | 0 |  | 0
2018-11-10 02:00 | 0 | 0 | 0 | 0 | 0 | 0 | 0 |  | 0
2018-11-10 03:00 | 0 | 0 | 0 | 0 | 0 | 0 | 0 |  | 0
2018-11-10 04:00 | 0 | 0 | 0 | 0 | 0 | 0 | 0 |  | 0
2018-11-10 05:00 | 0 | 0 | 0 | 0 | 0 | 0 | 0 |  | 0
2018-11-10 06:00 | 0 | 65 | 0 | 0 | 64 | 31 | 160 |  | 27
2018-11-10 07:00 | 0 | 1832 | 401 | 138 | 1166 | 914 | 4451 |  | 742
2018-11-10 08:00 | 233.6624 | 4086 | 2424 | 1180 | 2429 | 2040 | 12392.6624 |  | 2065
2018-11-10 09:00 | 692.2922 | 5708 | 4498 | 2728 | 5137 | 4395 | 23158.2922 |  | 3860
2018-11-10 10:00 | 844.0591 | 10335 | 8194 | 4511 | 22153 | 18947 | 64984.0591 |  | 10831
2018-11-10 11:00 | 1055.583 | 21599 | 10345 | 6040 | 17300 | 16860 | 73199.583 |  | 12200
2018-11-10 12:00 | 909.0293 | 19775 | 7847 | 7609 | 6661 | 5880 | 48681.0293 |  | 8114
2018-11-10 13:00 | 829.1786 | 9433 | 10967 | 3118 | 9549 | 11106 | 45002.1787 |  | 7500
2018-11-10 14:00 | 426.2756 | 11922 | 8558 | 7462 | 8982 | 13587 | 50937.2756 |  | 8490
2018-11-10 15:00 | 140.8022 | 4266 | 2740 | 2500 | 2352 | 2790 | 14788.8022 |  | 2465
2018-11-10 16:00 | 21.5088 | 128 | 149 | 39 | 179 | 242 | 758.5088 |  | 126
2018-11-10 17:00 | 0 | 0 | 0 | 0 | 0 | 0 | 0 |  | 0
2018-11-10 18:00 | 0 | 0 | 0 | 0 | 0 | 0 | 0 |  | 0
2018-11-10 19:00 | 0 | 0 | 0 | 0 | 0 | 0 | 0 |  | 0
2018-11-10 20:00 | 0 | 0 | 0 | 0 | 0 | 0 | 0 |  | 0
2018-11-10 21:00 | 0 | 0 | 0 | 0 | 0 | 0 | 0 |  | 0
2018-11-10 22:00 | 0 | 0 | 0 | 0 | 0 | 0 | 0 |  | 0
2018-11-10 23:00 | 0 | 0 | 0 | 0 | 0 | 0 | 0 |  | 0
2018-11-11 | 0 | 0 | 0 | 0 | 0 | 0 | 0 |  | 0
2018-11-11 01:00 | 0 | 0 | 0 | 0 | 0 | 0 | 0 |  | 0
2018-11-11 02:00 | 0 | 0 | 0 | 0 | 0 | 0 | 0 |  | 0
2018-11-11 03:00 | 0 | 0 | 0 | 0 | 0 | 0 | 0 |  | 0
2018-11-11 04:00 | 0 | 0 | 0 | 0 | 0 | 0 | 0 |  | 0
2018-11-11 05:00 | 0 | 0 | 0 | 0 | 0 | 0 | 0 |  | 0
2018-11-11 06:00 | 0 | 345 | 114 | 0 | 189 | 246 | 894 |  | 149
2018-11-11 07:00 | 155.447 | 16216 | 2616 | 879 | 9198 | 9406 | 38470.4471 |  | 6412
2018-11-11 08:00 | 300.0703 | 33118 | 11769 | 8649 | 20056 | 19336 | 93228.0703 |  | 15538
2018-11-11 09:00 | 2575.8416 | 39198 | 21259 | 13646 | 25296 | 23203 | 125177.8416 |  | 20863
2018-11-11 10:00 | 3709.9648 | 42487 | 27554 | 17920 | 31123 | 27461 | 150254.9648 |  | 25042
2018-11-11 11:00 | 3363.2659 | 42036 | 31345 | 18266 | 32410 | 28708 | 156128.2659 |  | 26021
2018-11-11 12:00 | 1870.9305 | 36696 | 30839 | 17142 | 29396 | 28470 | 144413.9305 |  | 24069
2018-11-11 13:00 | 683.9662 | 27837 | 22266 | 14522 | 22041 | 27359 | 114708.9662 |  | 19118
2018-11-11 14:00 | 367.0713 | 16246 | 7841 | 9620 | 11755 | 22562 | 68391.0713 |  | 11399
2018-11-11 15:00 | 121.4052 | 4392 | 2015 | 3351 | 2635 | 10596 | 23110.4052 |  | 3852
2018-11-11 16:00 | 6.4445 | 138 | 136 | 52 | 78 | 113 | 523.4445 |  | 87
2018-11-11 17:00 | 0 | 0 | 0 | 0 | 0 | 0 | 0 |  | 0
2018-11-11 18:00 | 0 | 0 | 0 | 0 | 0 | 0 | 0 |  | 0
2018-11-11 19:00 | 0 | 0 | 0 | 0 | 0 | 0 | 0 |  | 0
2018-11-11 20:00 | 0 | 0 | 0 | 0 | 0 | 0 | 0 |  | 0
2018-11-11 21:00 | 0 | 0 | 0 | 0 | 0 | 0 | 0 |  | 0
2018-11-11 22:00 | 0 | 0 | 0 | 0 | 0 | 0 | 0 |  | 0
2018-11-11 23:00 | 0 | 0 | 0 | 0 | 0 | 0 | 0 |  | 0
2018-11-12 | 0 | 0 | 0 | 0 | 0 | 0 | 0 |  | 0
2018-11-12 01:00 | 0 | 0 | 0 | 0 | 0 | 0 | 0 |  | 0
2018-11-12 02:00 | 0 | 0 | 0 | 0 | 0 | 0 | 0 |  | 0
2018-11-12 03:00 | 0 | 0 | 0 | 0 | 0 | 0 | 0 |  | 0
2018-11-12 04:00 | 0 | 0 | 0 | 0 | 0 | 0 | 0 |  | 0
2018-11-12 05:00 | 0 | 0 | 0 | 0 | 0 | 0 | 0 |  | 0
2018-11-12 06:00 | 0 | 238 | 141 | 0 | 101 | 156 | 636 |  | 106
2018-11-12 07:00 | 208.1223 | 10767 | 3160 | 792 | 7735 | 8024 | 30686.1223 |  | 5114
2018-11-12 08:00 | 363.6448 | 28523 | 11148 | 7243 | 19235 | 19773 | 86285.6448 |  | 14381
2018-11-12 09:00 | 2195.7417 | 37941 | 19815 | 14118 | 26206 | 26273 | 126548.7417 |  | 21091
2018-11-12 10:00 | 3413.2832 | 40461 | 25873 | 16512 | 30106 | 27892 | 144257.2832 |  | 24043
2018-11-12 11:00 | 3112.7852 | 40065 | 29216 | 17121 | 30861 | 28315 | 148690.7852 |  | 24782
2018-11-12 12:00 | 1351.5259 | 32544 | 27817 | 12406 | 20797 | 21785 | 116700.5259 |  | 19450
2018-11-12 13:00 | 878.4441 | 21190 | 17895 | 12803 | 20644 | 25710 | 99120.4441 |  | 16520
2018-11-12 14:00 | 481.4636 | 10589 | 8218 | 8324 | 8599 | 14656 | 50867.4636 |  | 8478
2018-11-12 15:00 | 149.5079 | 3256 | 2485 | 1920 | 2387 | 5167 | 15364.5079 |  | 2561
2018-11-12 16:00 | 1.5249 | 89 | 67 | 34 | 70 | 103 | 364.5249 |  | 61
2018-11-12 17:00 | 0 | 0 | 0 | 0 | 0 | 0 | 0 |  | 0
2018-11-12 18:00 | 0 | 0 | 0 | 0 | 0 | 0 | 0 |  | 0
2018-11-12 19:00 | 0 | 0 | 0 | 0 | 0 | 0 | 0 |  | 0
2018-11-12 20:00 | 0 | 0 | 0 | 0 | 0 | 0 | 0 |  | 0
2018-11-12 21:00 | 0 | 0 | 0 | 0 | 0 | 0 | 0 |  | 0
2018-11-12 22:00 | 0 | 0 | 0 | 0 | 0 | 0 | 0 |  | 0
2018-11-12 23:00 | 0 | 0 | 0 | 0 | 0 | 0 | 0 |  | 0
2018-11-13 | 0 | 0 | 0 | 0 | 0 | 0 | 0 |  | 0
2018-11-13 01:00 | 0 | 0 | 0 | 0 | 0 | 0 | 0 |  | 0
2018-11-13 02:00 | 0 | 0 | 0 | 0 | 0 | 0 | 0 |  | 0
2018-11-13 03:00 | 0 | 0 | 0 | 0 | 0 | 0 | 0 |  | 0
2018-11-13 04:00 | 0 | 0 | 0 | 0 | 0 | 0 | 0 |  | 0
2018-11-13 05:00 | 0 | 0 | 0 | 0 | 0 | 0 | 0 |  | 0
2018-11-13 06:00 | 0 | 0 | 0 | 0 | 0 | 0 | 0 |  | 0
2018-11-13 07:00 | 0 | 18 | 111 | 0 | 0 | 0 | 129 |  | 22
2018-11-13 08:00 | 0 | 286 | 489 | 0 | 0 | 0 | 775 |  | 129
2018-11-13 09:00 | 0 | 804 | 1198 | 0 | 11 | 8 | 2021 |  | 337
2018-11-13 10:00 | 0 | 1268 | 1580 | 158 | 262 | 183 | 3451 |  | 575
2018-11-13 11:00 | 109.9688 | 2147 | 1765 | 778 | 464 | 360 | 5623.9688 |  | 937
2018-11-13 12:00 | 296.188 | 4602 | 2943 | 1268 | 961 | 944 | 11014.1881 |  | 1836
2018-11-13 13:00 | 435.9837 | 3570 | 3181 | 1774 | 1005 | 1423 | 11388.9837 |  | 1898
2018-11-13 14:00 | 164.6533 | 2268 | 2394 | 1266 | 1231 | 1663 | 8986.6533 |  | 1498
2018-11-13 15:00 | 65.0577 | 1347 | 461 | 503 | 682 | 911 | 3969.0577 |  | 662
2018-11-13 16:00 | 0.012825 | 57 | 28 | 24 | 2 | 5 | 116.0128 |  | 19
2018-11-13 17:00 | 0 | 0 | 0 | 0 | 0 | 0 | 0 |  | 0
2018-11-13 18:00 | 0 | 0 | 0 | 0 | 0 | 0 | 0 |  | 0
2018-11-13 19:00 | 0 | 0 | 0 | 0 | 0 | 0 | 0 |  | 0
2018-11-13 20:00 | 0 | 0 | 0 | 0 | 0 | 0 | 0 |  | 0
2018-11-13 21:00 | 0 | 0 | 0 | 0 | 0 | 0 | 0 |  | 0
2018-11-13 22:00 | 0 | 0 | 0 | 0 | 0 | 0 | 0 |  | 0
2018-11-13 23:00 | 0 | 0 | 0 | 0 | 0 | 0 | 0 |  | 0
2018-11-14 | 0 | 0 | 0 | 0 | 0 | 0 | 0 |  | 0
2018-11-14 01:00 | 0 | 0 | 0 | 0 | 0 | 0 | 0 |  | 0
2018-11-14 02:00 | 0 | 0 | 0 | 0 | 0 | 0 | 0 |  | 0
2018-11-14 03:00 | 0 | 0 | 0 | 0 | 0 | 0 | 0 |  | 0
2018-11-14 04:00 | 0 | 0 | 0 | 0 | 0 | 0 | 0 |  | 0
2018-11-14 05:00 | 0 | 0 | 0 | 0 | 0 | 0 | 0 |  | 0
2018-11-14 06:00 | 0 | 0 | 44 | 0 | 0 | 0 | 44 |  | 7
2018-11-14 07:00 | 331.1049 | 7107 | 2654 | 1129 | 3363 | 4209 | 18793.1049 |  | 3132
2018-11-14 08:00 | 485.9771 | 28161 | 10242 | 6152 | 11162 | 14026 | 70228.9771 |  | 11705
2018-11-14 09:00 | 2667.3047 | 33875 | 14867 | 9248 | 6682 | 6399 | 73738.3047 |  | 12290
2018-11-14 10:00 | 3674.116 | 26037 | 20463 | 12836 | 7481 | 7899 | 78390.116 |  | 13065
2018-11-14 11:00 | 3538.2087 | 34640 | 31816 | 18670 | 14180 | 14940 | 117784.2087 |  | 19631
2018-11-14 12:00 | 2054.547 | 34716 | 32632 | 13789 | 18180 | 17122 | 118493.547 |  | 19749
2018-11-14 13:00 | 783.829 | 23656 | 22694 | 13644 | 18061 | 22925 | 101763.829 |  | 16961
2018-11-14 14:00 | 370.7336 | 17106 | 8203 | 9635 | 11402 | 23020 | 69736.7336 |  | 11623
2018-11-14 15:00 | 101.8795 | 4097 | 1755 | 3012 | 2505 | 9875 | 21345.8795 |  | 3558
2018-11-14 16:00 | 5.6751 | 43 | 86 | 17 | 21 | 51 | 223.6751 |  | 37
2018-11-14 17:00 | 0 | 0 | 0 | 0 | 0 | 0 | 0 |  | 0
2018-11-14 18:00 | 0 | 0 | 0 | 0 | 0 | 0 | 0 |  | 0
2018-11-14 19:00 | 0 | 0 | 0 | 0 | 0 | 0 | 0 |  | 0
2018-11-14 20:00 | 0 | 0 | 0 | 0 | 0 | 0 | 0 |  | 0
2018-11-14 21:00 | 0 | 0 | 0 | 0 | 0 | 0 | 0 |  | 0
2018-11-14 22:00 | 0 | 0 | 0 | 0 | 0 | 0 | 0 |  | 0
2018-11-14 23:00 | 0 | 0 | 0 | 0 | 0 | 0 | 0 |  | 0
2018-11-15 | 0 | 0 | 0 | 0 | 0 | 0 | 0 |  | 0
2018-11-15 01:00 | 0 | 0 | 0 | 0 | 0 | 0 | 0 |  | 0
2018-11-15 02:00 | 0 | 0 | 0 | 0 | 0 | 0 | 0 |  | 0
2018-11-15 03:00 | 0 | 0 | 0 | 0 | 0 | 0 | 0 |  | 0
2018-11-15 04:00 | 0 | 0 | 0 | 0 | 0 | 0 | 0 |  | 0
2018-11-15 05:00 | 0 | 0 | 0 | 0 | 0 | 0 | 0 |  | 0
2018-11-15 06:00 | 0 | 45 | 54 | 0 | 2 | 15 | 116 |  | 19
2018-11-15 07:00 | 151.2658 | 3328 | 2484 | 1252 | 1390 | 2029 | 10634.2658 |  | 1772
2018-11-15 08:00 | 700.593 | 7801 | 7434 | 4159 | 4671.6157 | 5202 | 29968.2087 |  | 4995
2018-11-15 09:00 | 856.8344 | 13665 | 9746 | 8364 | 12187 | 12353 | 57171.8344 |  | 9529
2018-11-15 10:00 | 1177.2968 | 16573 | 11433 | 7974 | 11463 | 11004 | 59624.2968 |  | 9937
2018-11-15 11:00 | 1251.2075 | 15807 | 13065 | 8024 | 12526 | 12421 | 63094.2075 |  | 10516
2018-11-15 12:00 | 1509.0868 | 13329 | 18344 | 7095 | 10672 | 10449 | 61398.0868 |  | 10233
2018-11-15 13:00 | 649.1429 | 9415 | 7611 | 4686 | 7262 | 6725 | 36348.1429 |  | 6058
2018-11-15 14:00 | 315.7684 | 4415 | 3683 | 2363 | 3521 | 3138 | 17435.7684 |  | 2906
2018-11-15 15:00 | 93.3176 | 1230 | 1092 | 657 | 1064 | 941 | 5077.3176 |  | 846
2018-11-15 16:00 | 0 | 0 | 0 | 1 | 0 | 0 | 1 |  | 0
2018-11-15 17:00 | 0 | 0 | 0 | 0 | 0 | 0 | 0 |  | 0
2018-11-15 18:00 | 0 | 0 | 0 | 0 | 0 | 0 | 0 |  | 0
2018-11-15 19:00 | 0 | 0 | 0 | 0 | 0 | 0 | 0 |  | 0
2018-11-15 20:00 | 0 | 0 | 0 | 0 | 0 | 0 | 0 |  | 0
2018-11-15 21:00 | 0 | 0 | 0 | 0 | 0 | 0 | 0 |  | 0
2018-11-15 22:00 | 0 | 0 | 0 | 0 | 0 | 0 | 0 |  | 0
2018-11-15 23:00 | 0 | 0 | 0 | 0 | 0 | 0 | 0 |  | 0
2018-11-16 | 0 | 0 | 0 | 0 | 0 | 0 | 0 |  | 0
2018-11-16 01:00 | 0 | 0 | 0 | 0 | 0 | 0 | 0 |  | 0
2018-11-16 02:00 | 0 | 0 | 0 | 0 | 0 | 0 | 0 |  | 0
2018-11-16 03:00 | 0 | 0 | 0 | 0 | 0 | 0 | 0 |  | 0
2018-11-16 04:00 | 0 | 0 | 0 | 0 | 0 | 0 | 0 |  | 0
2018-11-16 05:00 | 0 | 0 | 0 | 0 | 0 | 0 | 0 |  | 0
2018-11-16 06:00 | 0 | 0 | 0 | 0 | 0 | 0 | 0 |  | 0
2018-11-16 07:00 | 0 | 0 | 0 | 0 | 0 | 0 | 0 |  | 0
2018-11-16 08:00 | 0 | 87 | 0 | 0 | 0 | 0 | 87 |  | 15
2018-11-16 09:00 | 0 | 84 | 37 | 0 | 0 | 0 | 121 |  | 20
2018-11-16 10:00 | 0 | 249 | 133 | 0 | 0 | 0 | 382 |  | 64
2018-11-16 11:00 | 0 | 758 | 302 | 0 | 0 | 1036 | 2096 |  | 349
2018-11-16 12:00 | 0 | 884 | 185 | 12 | 0 | 2001 | 3082 |  | 514
2018-11-16 13:00 | 0 | 3660 | 156 | 9 | 445 | 13205 | 17475 |  | 2913
2018-11-16 14:00 | 0 | 2130 | 143 | 85 | 422 | 5247 | 8027 |  | 1338
2018-11-16 15:00 | 0 | 785 | 0 | 0 | 110 | 892 | 1787 |  | 298
2018-11-16 16:00 | 0 | 0 | 0 | 0 | 0 | 10 | 10 |  | 2
2018-11-16 17:00 | 0 | 0 | 0 | 0 | 0 | 0 | 0 |  | 0
2018-11-16 18:00 | 0 | 0 | 0 | 0 | 0 | 0 | 0 |  | 0
2018-11-16 19:00 | 0 | 0 | 0 | 0 | 0 | 0 | 0 |  | 0
2018-11-16 20:00 | 0 | 0 | 0 | 0 | 0 | 0 | 0 |  | 0
2018-11-16 21:00 | 0 | 0 | 0 | 0 | 0 | 0 | 0 |  | 0
2018-11-16 22:00 | 0 | 0 | 0 | 0 | 0 | 0 | 0 |  | 0
2018-11-16 23:00 | 0 | 0 | 0 | 0 | 0 | 0 | 0 |  | 0
2018-11-17 | 0 | 0 | 0 | 0 | 0 | 0 | 0 |  | 0
2018-11-17 01:00 | 0 | 0 | 0 | 0 | 0 | 0 | 0 |  | 0
2018-11-17 02:00 | 0 | 0 | 0 | 0 | 0 | 0 | 0 |  | 0
2018-11-17 03:00 | 0 | 0 | 0 | 0 | 0 | 0 | 0 |  | 0
2018-11-17 04:00 | 0 | 0 | 0 | 0 | 0 | 0 | 0 |  | 0
2018-11-17 05:00 | 0 | 0 | 0 | 0 | 0 | 0 | 0 |  | 0
2018-11-17 06:00 | 0 | 0 | 0 | 0 | 0 | 0 | 0 |  | 0
2018-11-17 07:00 | 0 | 522 | 0 | 4 | 51 | 151 | 728 |  | 121
2018-11-17 08:00 | 0 | 2997 | 2 | 356 | 2381 | 4741 | 10477 |  | 1746
2018-11-17 09:00 | 0 | 4654 | 289 | 1046 | 13741 | 22387 | 42117 |  | 7020
2018-11-17 10:00 | 0.095854 | 5935 | 1631 | 2479 | 13278 | 16397 | 39720.0959 |  | 6620
2018-11-17 11:00 | 130.6809 | 4743 | 1847 | 3419 | 11873 | 12880 | 34892.6809 |  | 5815
2018-11-17 12:00 | 534.0122 | 6764 | 758 | 1583 | 13247 | 13742 | 36628.0122 |  | 6105
2018-11-17 13:00 | 403.7201 | 4923 | 934 | 1339 | 6171 | 6542 | 20312.7201 |  | 3385
2018-11-17 14:00 | 271.5405 | 3556 | 770 | 1169 | 2557 | 2410 | 10733.5405 |  | 1789
2018-11-17 15:00 | 41.3279 | 458 | 40 | 264 | 637 | 599 | 2039.3279 |  | 340
2018-11-17 16:00 | 0 | 0 | 0 | 0 | 1 | 1 | 2 |  | 0
2018-11-17 17:00 | 0 | 0 | 0 | 0 | 0 | 0 | 0 |  | 0
2018-11-17 18:00 | 0 | 0 | 0 | 0 | 0 | 0 | 0 |  | 0
2018-11-17 19:00 | 0 | 0 | 0 | 0 | 0 | 0 | 0 |  | 0
2018-11-17 20:00 | 0 | 0 | 0 | 0 | 0 | 0 | 0 |  | 0
2018-11-17 21:00 | 0 | 0 | 0 | 0 | 0 | 0 | 0 |  | 0
2018-11-17 22:00 | 0 | 0 | 0 | 0 | 0 | 0 | 0 |  | 0
2018-11-17 23:00 | 0 | 0 | 0 | 0 | 0 | 0 | 0 |  | 0
2018-11-18 | 0 | 0 | 0 | 0 | 0 | 0 | 0 |  | 0
2018-11-18 01:00 | 0 | 0 | 0 | 0 | 0 | 0 | 0 |  | 0
2018-11-18 02:00 | 0 | 0 | 0 | 0 | 0 | 0 | 0 |  | 0
2018-11-18 03:00 | 0 | 0 | 0 | 0 | 0 | 0 | 0 |  | 0
2018-11-18 04:00 | 0 | 0 | 0 | 0 | 0 | 0 | 0 |  | 0
2018-11-18 05:00 | 0 | 0 | 0 | 0 | 0 | 0 | 0 |  | 0
2018-11-18 06:00 | 0 | 5 | 2 | 0 | 3 | 9 | 19 |  | 3
2018-11-18 07:00 | 235.1029 | 3614 | 774 | 571 | 1738 | 1812 | 8744.103 |  | 1457
2018-11-18 08:00 | 754.4086 | 7801 | 3858 | 2556 | 8783 | 9279 | 33031.4086 |  | 5505
2018-11-18 09:00 | 1177.7178 | 11441 | 4670 | 4374 | 17156 | 18398 | 57216.7178 |  | 9536
2018-11-18 10:00 | 1071.8606 | 13200 | 5341 | 3582 | 16291 | 16493 | 55978.8606 |  | 9330
2018-11-18 11:00 | 1409.5867 | 14283 | 6727 | 4158 | 15063 | 14914 | 56554.5867 |  | 9426
2018-11-18 12:00 | 646.9773 | 7487 | 4864 | 3069 | 14905 | 15008 | 45979.9773 |  | 7663
2018-11-18 13:00 | 367.9127 | 5552 | 2826 | 2262 | 7534 | 6641 | 25182.9127 |  | 4197
2018-11-18 14:00 | 326.0639 | 4221 | 1821 | 1186 | 4271 | 3697 | 15522.0639 |  | 2587
2018-11-18 15:00 | 135.8192 | 1423 | 731 | 382 | 1437 | 1175 | 5283.8192 |  | 881
2018-11-18 16:00 | 0.12473 | 5 | 3 | 3 | 7 | 5 | 23.1247 |  | 4
2018-11-18 17:00 | 0 | 0 | 0 | 0 | 0 | 0 | 0 |  | 0
2018-11-18 18:00 | 0 | 0 | 0 | 0 | 0 | 0 | 0 |  | 0
2018-11-18 19:00 | 0 | 0 | 0 | 0 | 0 | 0 | 0 |  | 0
2018-11-18 20:00 | 0 | 0 | 0 | 0 | 0 | 0 | 0 |  | 0
2018-11-18 21:00 | 0 | 0 | 0 | 0 | 0 | 0 | 0 |  | 0
2018-11-18 22:00 | 0 | 0 | 0 | 0 | 0 | 0 | 0 |  | 0
2018-11-18 23:00 | 0 | 0 | 0 | 0 | 0 | 0 | 0 |  | 0
2018-11-19 | 0 | 0 | 0 | 0 | 0 | 0 | 0 |  | 0
2018-11-19 01:00 | 0 | 0 | 0 | 0 | 0 | 0 | 0 |  | 0
2018-11-19 02:00 | 0 | 0 | 0 | 0 | 0 | 0 | 0 |  | 0
2018-11-19 03:00 | 0 | 0 | 0 | 0 | 0 | 0 | 0 |  | 0
2018-11-19 04:00 | 0 | 0 | 0 | 0 | 0 | 0 | 0 |  | 0
2018-11-19 05:00 | 0 | 0 | 0 | 0 | 0 | 0 | 0 |  | 0
2018-11-19 06:00 | 0 | 0 | 0 | 0 | 0 | 0 | 0 |  | 0
2018-11-19 07:00 | 0 | 0 | 0 | 0 | 0 | 0 | 0 |  | 0
2018-11-19 08:00 | 0 | 42 | 2 | 0 | 0 | 5 | 49 |  | 8
2018-11-19 09:00 | 0 | 271 | 104 | 0 | 204 | 240 | 819 |  | 137
2018-11-19 10:00 | 0.57315 | 1044 | 421 | 0 | 614 | 763 | 2842.5731 |  | 474
2018-11-19 11:00 | 287.1192 | 1932 | 1148 | 0 | 1204 | 1848 | 6419.1192 |  | 1070
2018-11-19 12:00 | 334.0652 | 2998 | 1265 | 110 | 3654 | 5033 | 13394.0652 |  | 2232
2018-11-19 13:00 | 260.9939 | 4875 | 807 | 425 | 7397 | 6444 | 20208.9939 |  | 3368
2018-11-19 14:00 | 364.6348 | 5344 | 1773 | 457 | 3840 | 3107 | 14885.6348 |  | 2481
2018-11-19 15:00 | 90.8441 | 824 | 378 | 229 | 953 | 869 | 3343.8441 |  | 557
2018-11-19 16:00 | 0 | 0 | 0 | 0 | 1 | 0 | 1 |  | 0
2018-11-19 17:00 | 0 | 0 | 0 | 0 | 0 | 0 | 0 |  | 0
2018-11-19 18:00 | 0 | 0 | 0 | 0 | 0 | 0 | 0 |  | 0
2018-11-19 19:00 | 0 | 0 | 0 | 0 | 0 | 0 | 0 |  | 0
2018-11-19 20:00 | 0 | 0 | 0 | 0 | 0 | 0 | 0 |  | 0
2018-11-19 21:00 | 0 | 0 | 0 | 0 | 0 | 0 | 0 |  | 0
2018-11-19 22:00 | 0 | 0 | 0 | 0 | 0 | 0 | 0 |  | 0
2018-11-19 23:00 | 0 | 0 | 0 | 0 | 0 | 0 | 0 |  | 0
2018-11-20 | 0 | 0 | 0 | 0 | 0 | 0 | 0 |  | 0
2018-11-20 01:00 | 0 | 0 | 0 | 0 | 0 | 0 | 0 |  | 0
2018-11-20 02:00 | 0 | 0 | 0 | 0 | 0 | 0 | 0 |  | 0
2018-11-20 03:00 | 0 | 0 | 0 | 0 | 0 | 0 | 0 |  | 0
2018-11-20 04:00 | 0 | 0 | 0 | 0 | 0 | 0 | 0 |  | 0
2018-11-20 05:00 | 0 | 0 | 0 | 0 | 0 | 0 | 0 |  | 0
2018-11-20 06:00 | 0 | 0 | 0 | 0 | 0 | 0 | 0 |  | 0
2018-11-20 07:00 | 0 | 0 | 0 | 0 | 0 | 0 | 0 |  | 0
2018-11-20 08:00 | 0 | 0 | 0 | 0 | 0 | 0 | 0 |  | 0
2018-11-20 09:00 | 0 | 0 | 0 | 0 | 3 | 0 | 3 |  | 1
2018-11-20 10:00 | 0 | 0 | 0 | 0 | 13 | 0 | 13 |  | 2
2018-11-20 11:00 | 0 | 0 | 0 | 0 | 127 | 164 | 291 |  | 49
2018-11-20 12:00 | 0 | 0 | 0 | 0 | 109 | 235 | 344 |  | 57
2018-11-20 13:00 | 0 | 0 | 0 | 0 | 85 | 94 | 179 |  | 30
2018-11-20 14:00 | 0 | 0 | 0 | 0 | 6 | 7 | 13 |  | 2
2018-11-20 15:00 | 0 | 0 | 0 | 0 | 0 | 0 | 0 |  | 0
2018-11-20 16:00 | 0 | 0 | 0 | 0 | 0 | 0 | 0 |  | 0
2018-11-20 17:00 | 0 | 0 | 0 | 0 | 0 | 0 | 0 |  | 0
2018-11-20 18:00 | 0 | 0 | 0 | 0 | 0 | 0 | 0 |  | 0
2018-11-20 19:00 | 0 | 0 | 0 | 0 | 0 | 0 | 0 |  | 0
2018-11-20 20:00 | 0 | 0 | 0 | 0 | 0 | 0 | 0 |  | 0
2018-11-20 21:00 | 0 | 0 | 0 | 0 | 0 | 0 | 0 |  | 0
2018-11-20 22:00 | 0 | 0 | 0 | 0 | 0 | 0 | 0 |  | 0
2018-11-20 23:00 | 0 | 0 | 0 | 0 | 0 | 0 | 0 |  | 0
2018-11-21 | 0 | 0 | 0 | 0 | 0 | 0 | 0 |  | 0
2018-11-21 01:00 | 0 | 0 | 0 | 0 | 0 | 0 | 0 |  | 0
2018-11-21 02:00 | 0 | 0 | 0 | 0 | 0 | 0 | 0 |  | 0
2018-11-21 03:00 | 0 | 0 | 0 | 0 | 0 | 0 | 0 |  | 0
2018-11-21 04:00 | 0 | 0 | 0 | 0 | 0 | 0 | 0 |  | 0
2018-11-21 05:00 | 0 | 0 | 0 | 0 | 0 | 0 | 0 |  | 0
2018-11-21 06:00 | 0 | 0 | 0 | 0 | 0 | 0 | 0 |  | 0
2018-11-21 07:00 | 0 | 0 | 0 | 0 | 0 | 0 | 0 |  | 0
2018-11-21 08:00 | 0 | 0 | 0 | 0 | 45 | 166 | 211 |  | 35
2018-11-21 09:00 | 0 | 62 | 0 | 0 | 76 | 223 | 361 |  | 60
2018-11-21 10:00 | 0 | 0 | 0 | 0 | 15 | 55 | 70 |  | 12
2018-11-21 11:00 | 0 | 0 | 0 | 0 | 93 | 166 | 259 |  | 43
2018-11-21 12:00 | 0 | 88 | 0 | 0 | 61 | 121 | 270 |  | 45
2018-11-21 13:00 | 0 | 3418 | 26 | 1 | 101 | 403 | 3949 |  | 658
2018-11-21 14:00 | 0 | 7006 | 7 | 13 | 146 | 1471 | 8643 |  | 1441
2018-11-21 15:00 | 0 | 1178 | 0 | 2 | 3 | 183 | 1366 |  | 228
2018-11-21 16:00 | 0 | 0 | 0 | 0 | 0 | 0 | 0 |  | 0
2018-11-21 17:00 | 0 | 0 | 0 | 0 | 0 | 0 | 0 |  | 0
2018-11-21 18:00 | 0 | 0 | 0 | 0 | 0 | 0 | 0 |  | 0
2018-11-21 19:00 | 0 | 0 | 0 | 0 | 0 | 0 | 0 |  | 0
2018-11-21 20:00 | 0 | 0 | 0 | 0 | 0 | 0 | 0 |  | 0
2018-11-21 21:00 | 0 | 0 | 0 | 0 | 0 | 0 | 0 |  | 0
2018-11-21 22:00 | 0 | 0 | 0 | 0 | 0 | 0 | 0 |  | 0
2018-11-21 23:00 | 0 | 0 | 0 | 0 | 0 | 0 | 0 |  | 0
2018-11-22 | 0 | 0 | 0 | 0 | 0 | 0 | 0 |  | 0
2018-11-22 01:00 | 0 | 0 | 0 | 0 | 0 | 0 | 0 |  | 0
2018-11-22 02:00 | 0 | 0 | 0 | 0 | 0 | 0 | 0 |  | 0
2018-11-22 03:00 | 0 | 0 | 0 | 0 | 0 | 0 | 0 |  | 0
2018-11-22 04:00 | 0 | 0 | 0 | 0 | 0 | 0 | 0 |  | 0
2018-11-22 05:00 | 0 | 0 | 0 | 0 | 0 | 0 | 0 |  | 0
2018-11-22 06:00 | 0 | 0 | 0 | 0 | 0 | 0 | 0 |  | 0
2018-11-22 07:00 | 0 | 2691 | 0 | 0 | 8 | 876 | 3575 |  | 596
2018-11-22 08:00 | 0 | 8475 | 0 | 0 | 121 | 3085 | 11681 |  | 1947
2018-11-22 09:00 | 0 | 13181 | 71 | 0 | 254 | 5314 | 18820 |  | 3137
2018-11-22 10:00 | 69.6733 | 20018 | 290 | 0 | 399 | 8828 | 29604.6733 |  | 4934
2018-11-22 11:00 | 80.5089 | 25046 | 433 | 0 | 592 | 16141 | 42292.5089 |  | 7049
2018-11-22 12:00 | 2.1461 | 22867 | 362 | 0 | 946 | 18707 | 42884.1461 |  | 7147
2018-11-22 13:00 | 0.0053908 | 16608 | 164 | 0 | 484 | 17429 | 34685.0054 |  | 5781
2018-11-22 14:00 | 0.010514 | 9947 | 31 | 0 | 448 | 10830 | 21256.0105 |  | 3543
2018-11-22 15:00 | 0 | 2501 | 0 | 0 | 70 | 3982 | 6553 |  | 1092
2018-11-22 16:00 | 0 | 17 | 0 | 0 | 0 | 16 | 33 |  | 6
2018-11-22 17:00 | 0 | 0 | 0 | 0 | 0 | 0 | 0 |  | 0
2018-11-22 18:00 | 0 | 0 | 0 | 0 | 0 | 0 | 0 |  | 0
2018-11-22 19:00 | 0 | 0 | 0 | 0 | 0 | 0 | 0 |  | 0
2018-11-22 20:00 | 0 | 0 | 0 | 0 | 0 | 0 | 0 |  | 0
2018-11-22 21:00 | 0 | 0 | 0 | 0 | 0 | 0 | 0 |  | 0
2018-11-22 22:00 | 0 | 0 | 0 | 0 | 0 | 0 | 0 |  | 0
2018-11-22 23:00 | 0 | 0 | 0 | 0 | 0 | 0 | 0 |  | 0
2018-11-23 | 0 | 0 | 0 | 0 | 0 | 0 | 0 |  | 0
2018-11-23 01:00 | 0 | 0 | 0 | 0 | 0 | 0 | 0 |  | 0
2018-11-23 02:00 | 0 | 0 | 0 | 0 | 0 | 0 | 0 |  | 0
2018-11-23 03:00 | 0 | 0 | 0 | 0 | 0 | 0 | 0 |  | 0
2018-11-23 04:00 | 0 | 0 | 0 | 0 | 0 | 0 | 0 |  | 0
2018-11-23 05:00 | 0 | 0 | 0 | 0 | 0 | 0 | 0 |  | 0
2018-11-23 06:00 | 0 | 5 | 0 | 0 | 0 | 0 | 5 |  | 1
2018-11-23 07:00 | 0 | 8283 | 0 | 0 | 119 | 4479 | 12881 |  | 2147
2018-11-23 08:00 | 0 | 20862 | 0 | 0 | 474 | 12748 | 34084 |  | 5681
2018-11-23 09:00 | 27.182 | 26625 | 55 | 0 | 839 | 18866 | 46412.182 |  | 7735
2018-11-23 10:00 | 124.2382 | 29398 | 255 | 4 | 1444 | 22796 | 54021.2382 |  | 9004
2018-11-23 11:00 | 117.0868 | 29804 | 397 | 6 | 3566 | 24177 | 58067.0868 |  | 9678
2018-11-23 12:00 | 82.2498 | 26402 | 424 | 4 | 3328 | 24441 | 54681.2498 |  | 9114
2018-11-23 13:00 | 4.987 | 19923 | 217 | 14 | 3290 | 22634 | 46082.987 |  | 7680
2018-11-23 14:00 | 0 | 11425 | 24 | 55 | 2272 | 17638 | 31414 |  | 5236
2018-11-23 15:00 | 0 | 2846 | 0 | 4 | 492 | 6700 | 10042 |  | 1674
2018-11-23 16:00 | 0 | 5 | 0 | 0 | 0 | 9 | 14 |  | 2
2018-11-23 17:00 | 0 | 0 | 0 | 0 | 0 | 0 | 0 |  | 0
2018-11-23 18:00 | 0 | 0 | 0 | 0 | 0 | 0 | 0 |  | 0
2018-11-23 19:00 | 0 | 0 | 0 | 0 | 0 | 0 | 0 |  | 0
2018-11-23 20:00 | 0 | 0 | 0 | 0 | 0 | 0 | 0 |  | 0
2018-11-23 21:00 | 0 | 0 | 0 | 0 | 0 | 0 | 0 |  | 0
2018-11-23 22:00 | 0 | 0 | 0 | 0 | 0 | 0 | 0 |  | 0
2018-11-23 23:00 | 0 | 0 | 0 | 0 | 0 | 0 | 0 |  | 0
2018-11-24 | 0 | 0 | 0 | 0 | 0 | 0 | 0 |  | 0
2018-11-24 01:00 | 0 | 0 | 0 | 0 | 0 | 0 | 0 |  | 0
2018-11-24 02:00 | 0 | 0 | 0 | 0 | 0 | 0 | 0 |  | 0
2018-11-24 03:00 | 0 | 0 | 0 | 0 | 0 | 0 | 0 |  | 0
2018-11-24 04:00 | 0 | 0 | 0 | 0 | 0 | 0 | 0 |  | 0
2018-11-24 05:00 | 0 | 0 | 0 | 0 | 0 | 0 | 0 |  | 0
2018-11-24 06:00 | 0 | 0 | 0 | 0 | 0 | 0 | 0 |  | 0
2018-11-24 07:00 | 0 | 2098 | 0 | 0 | 115 | 1297 | 3510 |  | 585
2018-11-24 08:00 | 0 | 7805 | 0 | 0 | 1175 | 5366 | 14346 |  | 2391
2018-11-24 09:00 | 20.3518 | 16082 | 0 | 9 | 2835 | 12270 | 31216.3518 |  | 5203
2018-11-24 10:00 | 190.6139 | 22703 | 171 | 8 | 4672 | 18315 | 46059.6139 |  | 7677
2018-11-24 11:00 | 454.0702 | 26435 | 444 | 80 | 6883 | 23765 | 58061.0702 |  | 9677
2018-11-24 12:00 | 492.6046 | 25803 | 384 | 91 | 6560 | 22251 | 55581.6046 |  | 9264
2018-11-24 13:00 | 318.119 | 19708 | 427 | 70 | 5718 | 19402 | 45643.119 |  | 7607
2018-11-24 14:00 | 197.059 | 10145 | 72 | 54 | 4819 | 14753 | 30040.059 |  | 5007
2018-11-24 15:00 | 40.22 | 1257 | 0 | 40 | 1347 | 3205 | 5889.22 |  | 982
2018-11-24 16:00 | 0 | 0 | 0 | 0 | 2 | 10 | 12 |  | 2
2018-11-24 17:00 | 0 | 0 | 0 | 0 | 0 | 0 | 0 |  | 0
2018-11-24 18:00 | 0 | 0 | 0 | 0 | 0 | 0 | 0 |  | 0
2018-11-24 19:00 | 0 | 0 | 0 | 0 | 0 | 0 | 0 |  | 0
2018-11-24 20:00 | 0 | 0 | 0 | 0 | 0 | 0 | 0 |  | 0
2018-11-24 21:00 | 0 | 0 | 0 | 0 | 0 | 0 | 0 |  | 0
2018-11-24 22:00 | 0 | 0 | 0 | 0 | 0 | 0 | 0 |  | 0
2018-11-24 23:00 | 0 | 0 | 0 | 0 | 0 | 0 | 0 |  | 0
2018-11-25 | 0 | 0 | 0 | 0 | 0 | 0 | 0 |  | 0
2018-11-25 01:00 | 0 | 0 | 0 | 0 | 0 | 0 | 0 |  | 0
2018-11-25 02:00 | 0 | 0 | 0 | 0 | 0 | 0 | 0 |  | 0
2018-11-25 03:00 | 0 | 0 | 0 | 0 | 0 | 0 | 0 |  | 0
2018-11-25 04:00 | 0 | 0 | 0 | 0 | 0 | 0 | 0 |  | 0
2018-11-25 05:00 | 0 | 0 | 0 | 0 | 0 | 0 | 0 |  | 0
2018-11-25 06:00 | 0 | 0 | 0 | 0 | 0 | 0 | 0 |  | 0
2018-11-25 07:00 | 0 | 157 | 0 | 0 | 3 | 4 | 164 |  | 27
2018-11-25 08:00 | 73.9607 | 1009 | 8 | 0 | 927 | 801 | 2818.9607 |  | 470
2018-11-25 09:00 | 241.6202 | 2311 | 185 | 49 | 2448 | 1960 | 7194.6202 |  | 1199
2018-11-25 10:00 | 321.0963 | 3947 | 394 | 188 | 4014 | 3075 | 11939.0963 |  | 1990
2018-11-25 11:00 | 523.2167 | 6346 | 1224 | 322 | 7205 | 5511 | 21131.2167 |  | 3522
2018-11-25 12:00 | 324.0264 | 6380 | 1981 | 448 | 6504 | 5466 | 21103.0264 |  | 3517
2018-11-25 13:00 | 378.7787 | 3730 | 2749 | 588 | 2601 | 2266 | 12312.7787 |  | 2052
2018-11-25 14:00 | 216.3322 | 2121 | 1629 | 227 | 1609 | 1196 | 6998.3322 |  | 1166
2018-11-25 15:00 | 58.1536 | 450 | 805 | 19 | 464 | 382 | 2178.1536 |  | 363
2018-11-25 16:00 | 0 | 1 | 0 | 0 | 0 | 0 | 1 |  | 0
2018-11-25 17:00 | 0 | 0 | 0 | 0 | 0 | 0 | 0 |  | 0
2018-11-25 18:00 | 0 | 0 | 0 | 0 | 0 | 0 | 0 |  | 0
2018-11-25 19:00 | 0 | 0 | 0 | 0 | 0 | 0 | 0 |  | 0
2018-11-25 20:00 | 0 | 0 | 0 | 0 | 0 | 0 | 0 |  | 0
2018-11-25 21:00 | 0 | 0 | 0 | 0 | 0 | 0 | 0 |  | 0
2018-11-25 22:00 | 0 | 0 | 0 | 0 | 0 | 0 | 0 |  | 0
2018-11-25 23:00 | 0 | 0 | 0 | 0 | 0 | 0 | 0 |  | 0
2018-11-26 | 0 | 0 | 0 | 0 | 0 | 0 | 0 |  | 0
2018-11-26 01:00 | 0 | 0 | 0 | 0 | 0 | 0 | 0 |  | 0
2018-11-26 02:00 | 0 | 0 | 0 | 0 | 0 | 0 | 0 |  | 0
2018-11-26 03:00 | 0 | 0 | 0 | 0 | 0 | 0 | 0 |  | 0
2018-11-26 04:00 | 0 | 0 | 0 | 0 | 0 | 0 | 0 |  | 0
2018-11-26 05:00 | 0 | 0 | 0 | 0 | 0 | 0 | 0 |  | 0
2018-11-26 06:00 | 0 | 0 | 0 | 0 | 0 | 0 | 0 |  | 0
2018-11-26 07:00 | 0 | 6 | 210 | 0 | 119 | 97 | 432 |  | 72
2018-11-26 08:00 | 0 | 528 | 868 | 23 | 792 | 655 | 2866 |  | 478
2018-11-26 09:00 | 112.5623 | 2390 | 2144 | 506 | 2208 | 1894 | 9254.5623 |  | 1542
2018-11-26 10:00 | 269.0641 | 2240 | 2603 | 593 | 2123 | 1727 | 9555.0641 |  | 1593
2018-11-26 11:00 | 201.3277 | 1776 | 2759 | 503 | 2301 | 1949 | 9489.3277 |  | 1582
2018-11-26 12:00 | 224.0154 | 2386 | 1659 | 313 | 1879 | 1580 | 8041.0154 |  | 1340
2018-11-26 13:00 | 152.8192 | 1474 | 800 | 219 | 1151 | 983 | 4779.8192 |  | 797
2018-11-26 14:00 | 76.0648 | 1187 | 981 | 220 | 494 | 430 | 3388.0648 |  | 565
2018-11-26 15:00 | 5.1739 | 134 | 400 | 27 | 100 | 95 | 761.1739 |  | 127
2018-11-26 16:00 | 0 | 0 | 0 | 0 | 0 | 0 | 0 |  | 0
2018-11-26 17:00 | 0 | 0 | 0 | 0 | 0 | 0 | 0 |  | 0
2018-11-26 18:00 | 0 | 0 | 0 | 0 | 0 | 0 | 0 |  | 0
2018-11-26 19:00 | 0 | 0 | 0 | 0 | 0 | 0 | 0 |  | 0
2018-11-26 20:00 | 0 | 0 | 0 | 0 | 0 | 0 | 0 |  | 0
2018-11-26 21:00 | 0 | 0 | 0 | 0 | 0 | 0 | 0 |  | 0
2018-11-26 22:00 | 0 | 0 | 0 | 0 | 0 | 0 | 0 |  | 0
2018-11-26 23:00 | 0 | 0 | 0 | 0 | 0 | 0 | 0 |  | 0
2018-11-27 | 0 | 0 | 0 | 0 | 0 | 0 | 0 |  | 0
2018-11-27 01:00 | 0 | 0 | 0 | 0 | 0 | 0 | 0 |  | 0
2018-11-27 02:00 | 0 | 0 | 0 | 0 | 0 | 0 | 0 |  | 0
2018-11-27 03:00 | 0 | 0 | 0 | 0 | 0 | 0 | 0 |  | 0
2018-11-27 04:00 | 0 | 0 | 0 | 0 | 0 | 0 | 0 |  | 0
2018-11-27 05:00 | 0 | 0 | 0 | 0 | 0 | 0 | 0 |  | 0
2018-11-27 06:00 | 0 | 0 | 0 | 0 | 0 | 0 | 0 |  | 0
2018-11-27 07:00 | 19.5672 | 0 | 35 | 0 | 0 | 0 | 54.5672 |  | 9
2018-11-27 08:00 | 194.9604 | 0 | 885 | 37 | 4 | 0 | 1120.9604 |  | 187
2018-11-27 09:00 | 361.5861 | 0 | 3784 | 230 | 47 | 0 | 4422.5862 |  | 737
2018-11-27 10:00 | 553.9226 | 88 | 2979 | 350 | 150 | 0 | 4120.9226 |  | 687
2018-11-27 11:00 | 850.0757 | 141 | 6926 | 331 | 199 | 0 | 8447.0757 |  | 1408
2018-11-27 12:00 | 811.3651 | 3906 | 14822 | 233 | 648 | 0 | 20420.3651 |  | 3403
2018-11-27 13:00 | 715.6697 | 5631 | 5858 | 1075 | 1061 | 0 | 14340.6697 |  | 2390
2018-11-27 14:00 | 537.662 | 4705 | 5583 | 860 | 1320 | 0 | 13005.662 |  | 2168
2018-11-27 15:00 | 101.16 | 1588 | 2398 | 211 | 549 | 0 | 4847.16 |  | 808
2018-11-27 16:00 | 0.40888 | 0 | 15 | 0 | 0 | 0 | 15.4089 |  | 3
2018-11-27 17:00 | 0 | 0 | 0 | 0 | 0 | 0 | 0 |  | 0
2018-11-27 18:00 | 0 | 0 | 0 | 0 | 0 | 0 | 0 |  | 0
2018-11-27 19:00 | 0 | 0 | 0 | 0 | 0 | 0 | 0 |  | 0
2018-11-27 20:00 | 0 | 0 | 0 | 0 | 0 | 0 | 0 |  | 0
2018-11-27 21:00 | 0 | 0 | 0 | 0 | 0 | 0 | 0 |  | 0
2018-11-27 22:00 | 0 | 0 | 0 | 0 | 0 | 0 | 0 |  | 0
2018-11-27 23:00 | 0 | 0 | 0 | 0 | 0 | 0 | 0 |  | 0
2018-11-28 | 0 | 0 | 0 | 0 | 0 | 0 | 0 |  | 0
2018-11-28 01:00 | 0 | 0 | 0 | 0 | 0 | 0 | 0 |  | 0
2018-11-28 02:00 | 0 | 0 | 0 | 0 | 0 | 0 | 0 |  | 0
2018-11-28 03:00 | 0 | 0 | 0 | 0 | 0 | 0 | 0 |  | 0
2018-11-28 04:00 | 0 | 0 | 0 | 0 | 0 | 0 | 0 |  | 0
2018-11-28 05:00 | 0 | 0 | 0 | 0 | 0 | 0 | 0 |  | 0
2018-11-28 06:00 | 0 | 0 | 0 | 0 | 0 | 0 | 0 |  | 0
2018-11-28 07:00 | 234.5009 | 484 | 1505 | 193 | 45 | 0 | 2461.5009 |  | 410
2018-11-28 08:00 | 722.5821 | 4792 | 10635 | 1423 | 465 | 0 | 18037.5822 |  | 3006
2018-11-28 09:00 | 1214.9957 | 7375 | 16505 | 1892 | 1666 | 1278 | 29930.9957 |  | 4988
2018-11-28 10:00 | 1632.5424 | 11050 | 14597 | 5110 | 4366 | 4233 | 40988.5424 |  | 6831
2018-11-28 11:00 | 600.748 | 10063 | 12288 | 2811 | 5726 | 5565 | 37053.748 |  | 6176
2018-11-28 12:00 | 730.6804 | 8858 | 4703 | 2548 | 5976 | 6149 | 28964.6804 |  | 4827
2018-11-28 13:00 | 674.2667 | 8025 | 5139 | 1733 | 5897 | 6528 | 27996.2667 |  | 4666
2018-11-28 14:00 | 473.1407 | 5796 | 4356 | 1068 | 2537 | 2872 | 17102.1407 |  | 2850
2018-11-28 15:00 | 224.464 | 2063 | 1609 | 413 | 1981 | 2187 | 8477.4641 |  | 1413
2018-11-28 16:00 | 0.7031 | 91 | 5 | 0 | 0 | 0 | 96.7031 |  | 16
2018-11-28 17:00 | 0 | 0 | 0 | 0 | 0 | 0 | 0 |  | 0
2018-11-28 18:00 | 0 | 0 | 0 | 0 | 0 | 0 | 0 |  | 0
2018-11-28 19:00 | 0 | 0 | 0 | 0 | 0 | 0 | 0 |  | 0
2018-11-28 20:00 | 0 | 0 | 0 | 0 | 0 | 0 | 0 |  | 0
2018-11-28 21:00 | 0 | 0 | 0 | 0 | 0 | 0 | 0 |  | 0
2018-11-28 22:00 | 0 | 0 | 0 | 0 | 0 | 0 | 0 |  | 0
2018-11-28 23:00 | 0 | 0 | 0 | 0 | 0 | 0 | 0 |  | 0
2018-11-29 | 0 | 0 | 0 | 0 | 0 | 0 | 0 |  | 0
2018-11-29 01:00 | 0 | 0 | 0 | 0 | 0 | 0 | 0 |  | 0
2018-11-29 02:00 | 0 | 0 | 0 | 0 | 0 | 0 | 0 |  | 0
2018-11-29 03:00 | 0 | 0 | 0 | 0 | 0 | 0 | 0 |  | 0
2018-11-29 04:00 | 0 | 0 | 0 | 0 | 0 | 0 | 0 |  | 0
2018-11-29 05:00 | 0 | 0 | 0 | 0 | 0 | 0 | 0 |  | 0
2018-11-29 06:00 | 0 | 0 | 0 | 0 | 0 | 0 | 0 |  | 0
2018-11-29 07:00 | 102.9145 | 1760 | 1712 | 391 | 730 | 718 | 5413.9145 |  | 902
2018-11-29 08:00 | 580.5591 | 10428 | 6959 | 2423 | 2400 | 2341 | 25131.5591 |  | 4189
2018-11-29 09:00 | 1089.5277 | 12987 | 13802 | 3897 | 3669 | 3373 | 38817.5277 |  | 6470
2018-11-29 10:00 | 1787.9307 | 21525 | 10568 | 4416 | 8092 | 7926 | 54314.9307 |  | 9052
2018-11-29 11:00 | 1150.0671 | 12117 | 11553 | 8250 | 8831 | 8589 | 50490.0671 |  | 8415
2018-11-29 12:00 | 1086.6927 | 9282 | 11587 | 8478 | 5806 | 5058 | 41297.6927 |  | 6883
2018-11-29 13:00 | 775.6297 | 6601 | 10908 | 5922 | 3285 | 2699 | 30190.6297 |  | 5032
2018-11-29 14:00 | 434.7656 | 5279 | 7149 | 1848 | 1997 | 1755 | 18462.7656 |  | 3077
2018-11-29 15:00 | 109.3726 | 1758 | 2359 | 651 | 1231 | 1290 | 7398.3726 |  | 1233
2018-11-29 16:00 | 0 | 13 | 7 | 1 | 3 | 2 | 26 |  | 4
2018-11-29 17:00 | 0 | 0 | 0 | 0 | 0 | 0 | 0 |  | 0
2018-11-29 18:00 | 0 | 0 | 0 | 0 | 0 | 0 | 0 |  | 0
2018-11-29 19:00 | 0 | 0 | 0 | 0 | 0 | 0 | 0 |  | 0
2018-11-29 20:00 | 0 | 0 | 0 | 0 | 0 | 0 | 0 |  | 0
2018-11-29 21:00 | 0 | 0 | 0 | 0 | 0 | 0 | 0 |  | 0
2018-11-29 22:00 | 0 | 0 | 0 | 0 | 0 | 0 | 0 |  | 0
2018-11-29 23:00 | 0 | 0 | 0 | 0 | 0 | 0 | 0 |  | 0
2018-11-30 | 0 | 0 | 0 | 0 | 0 | 0 | 0 |  | 0
2018-11-30 01:00 | 0 | 0 | 0 | 0 | 0 | 0 | 0 |  | 0
2018-11-30 02:00 | 0 | 0 | 0 | 0 | 0 | 0 | 0 |  | 0
2018-11-30 03:00 | 0 | 0 | 0 | 0 | 0 | 0 | 0 |  | 0
2018-11-30 04:00 | 0 | 0 | 0 | 0 | 0 | 0 | 0 |  | 0
2018-11-30 05:00 | 0 | 0 | 0 | 0 | 0 | 0 | 0 |  | 0
2018-11-30 06:00 | 0 | 0 | 0 | 0 | 0 | 0 | 0 |  | 0
2018-11-30 07:00 | 74.4521 | 7502 | 1289 | 85 | 3508 | 4056 | 16514.4521 |  | 2752
2018-11-30 08:00 | 299.2728 | 8438 | 8597 | 2735 | 2888 | 2141 | 25098.2728 |  | 4183
2018-11-30 09:00 | 1887.5256 | 6104 | 17099 | 10032 | 2895 | 2407 | 40424.5256 |  | 6737
2018-11-30 10:00 | 3300.7563 | 4965 | 23546 | 12707 | 3034 | 2573 | 50125.7563 |  | 8354
2018-11-30 11:00 | 2373.45 | 5038 | 26902 | 14015 | 3293 | 2753 | 54374.45 |  | 9062
2018-11-30 12:00 | 751.8507 | 4807 | 22650 | 8607 | 3205 | 2724 | 42744.8507 |  | 7124
2018-11-30 13:00 | 352.6352 | 2236 | 8602 | 3636 | 2484 | 2093 | 19403.6352 |  | 3234
2018-11-30 14:00 | 141.1915 | 1576 | 2657 | 3488 | 975 | 801 | 9638.1915 |  | 1606
2018-11-30 15:00 | 77.7026 | 358 | 1252 | 583 | 222 | 175 | 2667.7026 |  | 445
2018-11-30 16:00 | 0 | 0 | 4 | 0 | 0 | 0 | 4 |  | 1
2018-11-30 17:00 | 0 | 0 | 0 | 0 | 0 | 0 | 0 |  | 0
2018-11-30 18:00 | 0 | 0 | 0 | 0 | 0 | 0 | 0 |  | 0
2018-11-30 19:00 | 0 | 0 | 0 | 0 | 0 | 0 | 0 |  | 0
2018-11-30 20:00 | 0 | 0 | 0 | 0 | 0 | 0 | 0 |  | 0
2018-11-30 21:00 | 0 | 0 | 0 | 0 | 0 | 0 | 0 |  | 0
2018-11-30 22:00 | 0 | 0 | 0 | 0 | 0 | 0 | 0 |  | 0
2018-11-30 23:00 | 0 | 0 | 0 | 0 | 0 | 0 | 0 |  | 0
2018-12-01 | 0 | 0 | 0 | 0 | 0 | 0 | 0 |  | 0
2018-12-01 01:00 | 0 | 0 | 0 | 0 | 0 | 0 | 0 |  | 0
2018-12-01 02:00 | 0 | 0 | 0 | 0 | 0 | 0 | 0 |  | 0
2018-12-01 03:00 | 0 | 0 | 0 | 0 | 0 | 0 | 0 |  | 0
2018-12-01 04:00 | 0 | 0 | 0 | 0 | 0 | 0 | 0 |  | 0
2018-12-01 05:00 | 0 | 0 | 0 | 0 | 0 | 0 | 0 |  | 0
2018-12-01 06:00 | 0 | 0 | 0 | 0 | 0 | 0 | 0 |  | 0
2018-12-01 07:00 | 37.5049 | 469 | 1069 | 305 | 297 | 218 | 2395.5049 |  | 399
2018-12-01 08:00 | 236.3908 | 4153 | 7097 | 3128 | 1561 | 1319 | 17494.3908 |  | 2916
2018-12-01 09:00 | 1693.9065 | 19339 | 16809 | 11686 | 4675 | 3749 | 57951.9065 |  | 9659
2018-12-01 10:00 | 3311.692 | 28241 | 23390 | 11527 | 8983 | 7015 | 82467.692 |  | 13745
2018-12-01 11:00 | 2810.8257 | 30942 | 23745 | 15520 | 9704 | 8546 | 91267.8257 |  | 15211
2018-12-01 12:00 | 1742.6583 | 22634 | 23395 | 14789 | 9473 | 8865 | 80898.6583 |  | 13483
2018-12-01 13:00 | 714.4216 | 23171 | 19708 | 12003 | 5467 | 4307 | 65370.4216 |  | 10895
2018-12-01 14:00 | 351.2561 | 8689 | 5764 | 7161 | 2390 | 1979 | 26334.2561 |  | 4389
2018-12-01 15:00 | 106.944 | 1337 | 1679 | 1251 | 676 | 578 | 5627.944 |  | 938
2018-12-01 16:00 | 0 | 7 | 1 | 1 | 0 | 0 | 9 |  | 2
2018-12-01 17:00 | 0 | 0 | 0 | 0 | 0 | 0 | 0 |  | 0
2018-12-01 18:00 | 0 | 0 | 0 | 0 | 0 | 0 | 0 |  | 0
2018-12-01 19:00 | 0 | 0 | 0 | 0 | 0 | 0 | 0 |  | 0
2018-12-01 20:00 | 0 | 0 | 0 | 0 | 0 | 0 | 0 |  | 0
2018-12-01 21:00 | 0 | 0 | 0 | 0 | 0 | 0 | 0 |  | 0
2018-12-01 22:00 | 0 | 0 | 0 | 0 | 0 | 0 | 0 |  | 0
2018-12-01 23:00 | 0 | 0 | 0 | 0 | 0 | 0 | 0 |  | 0
2018-12-02 | 0 | 0 | 0 | 0 | 0 | 0 | 0 |  | 0
2018-12-02 01:00 | 0 | 0 | 0 | 0 | 0 | 0 | 0 |  | 0
2018-12-02 02:00 | 0 | 0 | 0 | 0 | 0 | 0 | 0 |  | 0
2018-12-02 03:00 | 0 | 0 | 0 | 0 | 0 | 0 | 0 |  | 0
2018-12-02 04:00 | 0 | 0 | 0 | 0 | 0 | 0 | 0 |  | 0
2018-12-02 05:00 | 0 | 0 | 0 | 0 | 0 | 0 | 0 |  | 0
2018-12-02 06:00 | 0 | 0 | 0 | 0 | 0 | 0 | 0 |  | 0
2018-12-02 07:00 | 0 | 0 | 27 | 0 | 0 | 0 | 27 |  | 5
2018-12-02 08:00 | 0 | 274 | 254 | 0 | 0 | 0 | 528 |  | 88
2018-12-02 09:00 | 64.6536 | 853 | 1509 | 609 | 50 | 40 | 3125.6536 |  | 521
2018-12-02 10:00 | 169.2919 | 1928 | 1551 | 968 | 565 | 630 | 5811.2919 |  | 969
2018-12-02 11:00 | 191.7037 | 3782 | 2368 | 1357 | 1623 | 1573 | 10894.7037 |  | 1816
2018-12-02 12:00 | 288.1782 | 3532 | 1959 | 1492 | 1347 | 1328 | 9946.1782 |  | 1658
2018-12-02 13:00 | 291.8884 | 3120 | 2630 | 1457 | 1349 | 1315 | 10162.8884 |  | 1694
2018-12-02 14:00 | 171.5749 | 1579 | 2190 | 630 | 335 | 376 | 5281.5749 |  | 880
2018-12-02 15:00 | 19.0624 | 446 | 532 | 207 | 46 | 50 | 1300.0624 |  | 217
2018-12-02 16:00 | 0 | 0 | 0 | 0 | 0 | 0 | 0 |  | 0
2018-12-02 17:00 | 0 | 0 | 0 | 0 | 0 | 0 | 0 |  | 0
2018-12-02 18:00 | 0 | 0 | 0 | 0 | 0 | 0 | 0 |  | 0
2018-12-02 19:00 | 0 | 0 | 0 | 0 | 0 | 0 | 0 |  | 0
2018-12-02 20:00 | 0 | 0 | 0 | 0 | 0 | 0 | 0 |  | 0
2018-12-02 21:00 | 0 | 0 | 0 | 0 | 0 | 0 | 0 |  | 0
2018-12-02 22:00 | 0 | 0 | 0 | 0 | 0 | 0 | 0 |  | 0
2018-12-02 23:00 | 0 | 0 | 0 | 0 | 0 | 0 | 0 |  | 0
2018-12-03 | 0 | 0 | 0 | 0 | 0 | 0 | 0 |  | 0
2018-12-03 01:00 | 0 | 0 | 0 | 0 | 0 | 0 | 0 |  | 0
2018-12-03 02:00 | 0 | 0 | 0 | 0 | 0 | 0 | 0 |  | 0
2018-12-03 03:00 | 0 | 0 | 0 | 0 | 0 | 0 | 0 |  | 0
2018-12-03 04:00 | 0 | 0 | 0 | 0 | 0 | 0 | 0 |  | 0
2018-12-03 05:00 | 0 | 0 | 0 | 0 | 0 | 0 | 0 |  | 0
2018-12-03 06:00 | 0 | 0 | 0 | 0 | 0 | 0 | 0 |  | 0
2018-12-03 07:00 | 15.6493 | 287 | 372 | 240 | 401 | 348 | 1663.6493 |  | 277
2018-12-03 08:00 | 219.2138 | 6447 | 2459 | 2350 | 3123 | 2759 | 17357.2137 |  | 2893
2018-12-03 09:00 | 1633.1311 | 11105 | 8005 | 8048 | 12332 | 11673 | 52796.1311 |  | 8799
2018-12-03 10:00 | 3016.8643 | 18507 | 22217 | 13904 | 22115 | 20196 | 99955.8643 |  | 16659
2018-12-03 11:00 | 560.6263 | 16389 | 18765 | 10531 | 25313 | 23063 | 94621.6263 |  | 15770
2018-12-03 12:00 | 1192.0253 | 11493 | 22731 | 15490 | 9687 | 8669 | 69262.0253 |  | 11544
2018-12-03 13:00 | 683.7057 | 9099 | 15742 | 11774 | 5451 | 4303 | 47052.7058 |  | 7842
2018-12-03 14:00 | 286.4637 | 8255 | 6520 | 5277 | 1880 | 1562 | 23780.4637 |  | 3963
2018-12-03 15:00 | 72.9173 | 1180 | 1378 | 1209 | 403 | 313 | 4555.9173 |  | 759
2018-12-03 16:00 | 0 | 0 | 5 | 1 | 0 | 0 | 6 |  | 1
2018-12-03 17:00 | 0 | 0 | 0 | 0 | 0 | 0 | 0 |  | 0
2018-12-03 18:00 | 0 | 0 | 0 | 0 | 0 | 0 | 0 |  | 0
2018-12-03 19:00 | 0 | 0 | 0 | 0 | 0 | 0 | 0 |  | 0
2018-12-03 20:00 | 0 | 0 | 0 | 0 | 0 | 0 | 0 |  | 0
2018-12-03 21:00 | 0 | 0 | 0 | 0 | 0 | 0 | 0 |  | 0
2018-12-03 22:00 | 0 | 0 | 0 | 0 | 0 | 0 | 0 |  | 0
2018-12-03 23:00 | 0 | 0 | 0 | 0 | 0 | 0 | 0 |  | 0
2018-12-04 | 0 | 0 | 0 | 0 | 0 | 0 | 0 |  | 0
2018-12-04 01:00 | 0 | 0 | 0 | 0 | 0 | 0 | 0 |  | 0
2018-12-04 02:00 | 0 | 0 | 0 | 0 | 0 | 0 | 0 |  | 0
2018-12-04 03:00 | 0 | 0 | 0 | 0 | 0 | 0 | 0 |  | 0
2018-12-04 04:00 | 0 | 0 | 0 | 0 | 0 | 0 | 0 |  | 0
2018-12-04 05:00 | 0 | 0 | 0 | 0 | 0 | 0 | 0 |  | 0
2018-12-04 06:00 | 0 | 0 | 0 | 0 | 0 | 0 | 0 |  | 0
2018-12-04 07:00 | 110.6947 | 1333 | 1417 | 271 | 315 | 236 | 3682.6947 |  | 614
2018-12-04 08:00 | 304.2065 | 17320 | 8069 | 3112 | 4657 | 4308 | 37770.2065 |  | 6295
2018-12-04 09:00 | 1683.5448 | 36643 | 17453 | 13065 | 4900 | 4079 | 77823.5448 |  | 12971
2018-12-04 10:00 | 3432.3848 | 19669 | 24219 | 15558 | 10001 | 10934 | 83813.3848 |  | 13969
2018-12-04 11:00 | 3104.6255 | 38371 | 28275 | 17343 | 13875 | 11793 | 112761.6255 |  | 18794
2018-12-04 12:00 | 1970.0409 | 35423 | 28839 | 16286 | 24121 | 23248 | 129887.0409 |  | 21648
2018-12-04 13:00 | 711.9412 | 25150 | 19926 | 13719 | 19394 | 23271 | 102171.9412 |  | 17029
2018-12-04 14:00 | 327.8669 | 14836 | 6219 | 8623 | 9664 | 16575 | 56244.8669 |  | 9374
2018-12-04 15:00 | 90.1129 | 3479 | 1125 | 2024 | 2035 | 6797 | 15550.1129 |  | 2592
2018-12-04 16:00 | 0.0040234 | 8 | 9 | 6 | 9 | 13 | 45.004 |  | 8
2018-12-04 17:00 | 0 | 0 | 0 | 0 | 0 | 0 | 0 |  | 0
2018-12-04 18:00 | 0 | 0 | 0 | 0 | 0 | 0 | 0 |  | 0
2018-12-04 19:00 | 0 | 0 | 0 | 0 | 0 | 0 | 0 |  | 0
2018-12-04 20:00 | 0 | 0 | 0 | 0 | 0 | 0 | 0 |  | 0
2018-12-04 21:00 | 0 | 0 | 0 | 0 | 0 | 0 | 0 |  | 0
2018-12-04 22:00 | 0 | 0 | 0 | 0 | 0 | 0 | 0 |  | 0
2018-12-04 23:00 | 0 | 0 | 0 | 0 | 0 | 0 | 0 |  | 0
2018-12-05 | 0 | 0 | 0 | 0 | 0 | 0 | 0 |  | 0
2018-12-05 01:00 | 0 | 0 | 0 | 0 | 0 | 0 | 0 |  | 0
2018-12-05 02:00 | 0 | 0 | 0 | 0 | 0 | 0 | 0 |  | 0
2018-12-05 03:00 | 0 | 0 | 0 | 0 | 0 | 0 | 0 |  | 0
2018-12-05 04:00 | 0 | 0 | 0 | 0 | 0 | 0 | 0 |  | 0
2018-12-05 05:00 | 0 | 0 | 0 | 0 | 0 | 0 | 0 |  | 0
2018-12-05 06:00 | 0 | 0 | 0 | 0 | 0 | 0 | 0 |  | 0
2018-12-05 07:00 | 38.6075 | 6780 | 1025 | 85 | 2320 | 3828 | 14076.6075 |  | 2346
2018-12-05 08:00 | 203.3631 | 24743 | 7914 | 2550 | 14434.833 | 15809 | 65654.1961 |  | 10942
2018-12-05 09:00 | 1468.2739 | 34746 | 16899 | 12659 | 25120 | 24080 | 114972.2739 |  | 19162
2018-12-05 10:00 | 3174.127 | 33356 | 23573 | 15759 | 29499 | 26888 | 132249.127 |  | 22042
2018-12-05 11:00 | 3021.8032 | 29182 | 27732 | 16451 | 30389 | 28109 | 134884.8032 |  | 22481
2018-12-05 12:00 | 1516.4531 | 14066 | 27911 | 14939 | 18664 | 16945 | 94041.4531 |  | 15674
2018-12-05 13:00 | 840.4176 | 8117 | 19560 | 13103 | 6229 | 5094 | 52943.4176 |  | 8824
2018-12-05 14:00 | 337.4497 | 4518 | 5141 | 6961 | 4002 | 3111 | 24070.4497 |  | 4012
2018-12-05 15:00 | 116.3669 | 1494 | 2019 | 1996 | 1381 | 1056 | 8062.3669 |  | 1344
2018-12-05 16:00 | 0 | 0 | 5 | 4 | 1 | 1 | 11 |  | 2
2018-12-05 17:00 | 0 | 0 | 0 | 0 | 0 | 0 | 0 |  | 0
2018-12-05 18:00 | 0 | 0 | 0 | 0 | 0 | 0 | 0 |  | 0
2018-12-05 19:00 | 0 | 0 | 0 | 0 | 0 | 0 | 0 |  | 0
2018-12-05 20:00 | 0 | 0 | 0 | 0 | 0 | 0 | 0 |  | 0
2018-12-05 21:00 | 0 | 0 | 0 | 0 | 0 | 0 | 0 |  | 0
2018-12-05 22:00 | 0 | 0 | 0 | 0 | 0 | 0 | 0 |  | 0
2018-12-05 23:00 | 0 | 0 | 0 | 0 | 0 | 0 | 0 |  | 0
2018-12-06 | 0 | 0 | 0 | 0 | 0 | 0 | 0 |  | 0
2018-12-06 01:00 | 0 | 0 | 0 | 0 | 0 | 0 | 0 |  | 0
2018-12-06 02:00 | 0 | 0 | 0 | 0 | 0 | 0 | 0 |  | 0
2018-12-06 03:00 | 0 | 0 | 0 | 0 | 0 | 0 | 0 |  | 0
2018-12-06 04:00 | 0 | 0 | 0 | 0 | 0 | 0 | 0 |  | 0
2018-12-06 05:00 | 0 | 0 | 0 | 0 | 0 | 0 | 0 |  | 0
2018-12-06 06:00 | 0 | 0 | 0 | 0 | 0 | 0 | 0 |  | 0
2018-12-06 07:00 | 33.2632 | 5828 | 810 | 64 | 1623 | 2239 | 10597.2632 |  | 1766
2018-12-06 08:00 | 252.5804 | 20188 | 6558 | 2165 | 10710 | 11809 | 51682.5804 |  | 8614
2018-12-06 09:00 | 1405.1401 | 13835 | 16566 | 10123 | 9211 | 8380 | 59520.1401 |  | 9920
2018-12-06 10:00 | 2019.0271 | 18891 | 20353 | 11739 | 12148 | 11323 | 76473.0271 |  | 12746
2018-12-06 11:00 | 1778.2906 | 14332 | 22663 | 14084 | 24604 | 23969 | 101430.2906 |  | 16905
2018-12-06 12:00 | 1030.8353 | 27820 | 20457 | 11282 | 14128 | 13835 | 88552.8353 |  | 14759
2018-12-06 13:00 | 705.8598 | 22516 | 18906 | 8995 | 5654 | 4497 | 61273.8598 |  | 10212
2018-12-06 14:00 | 280.851 | 5275 | 6043 | 3649 | 4277 | 4977 | 24501.851 |  | 4084
2018-12-06 15:00 | 107.4001 | 2112 | 1427 | 1284 | 1943 | 3300 | 10173.4001 |  | 1696
2018-12-06 16:00 | 0 | 0 | 3 | 0 | 0 | 0 | 3 |  | 1
2018-12-06 17:00 | 0 | 0 | 0 | 0 | 0 | 0 | 0 |  | 0
2018-12-06 18:00 | 0 | 0 | 0 | 0 | 0 | 0 | 0 |  | 0
2018-12-06 19:00 | 0 | 0 | 0 | 0 | 0 | 0 | 0 |  | 0
2018-12-06 20:00 | 0 | 0 | 0 | 0 | 0 | 0 | 0 |  | 0
2018-12-06 21:00 | 0 | 0 | 0 | 0 | 0 | 0 | 0 |  | 0
2018-12-06 22:00 | 0 | 0 | 0 | 0 | 0 | 0 | 0 |  | 0
2018-12-06 23:00 | 0 | 0 | 0 | 0 | 0 | 0 | 0 |  | 0
2018-12-07 | 0 | 0 | 0 | 0 | 0 | 0 | 0 |  | 0
2018-12-07 01:00 | 0 | 0 | 0 | 0 | 0 | 0 | 0 |  | 0
2018-12-07 02:00 | 0 | 0 | 0 | 0 | 0 | 0 | 0 |  | 0
2018-12-07 03:00 | 0 | 0 | 0 | 0 | 0 | 0 | 0 |  | 0
2018-12-07 04:00 | 0 | 0 | 0 | 0 | 0 | 0 | 0 |  | 0
2018-12-07 05:00 | 0 | 0 | 0 | 0 | 0 | 0 | 0 |  | 0
2018-12-07 06:00 | 0 | 0 | 0 | 0 | 0 | 0 | 0 |  | 0
2018-12-07 07:00 | 94.9035 | 186 | 1002 | 247 | 212 | 547 | 2288.9035 |  | 381
2018-12-07 08:00 | 347.3841 | 2078 | 7465 | 2564 | 1475 | 2096 | 16025.3841 |  | 2671
2018-12-07 09:00 | 737.6046 | 22200 | 15753 | 12575 | 4065 | 10185 | 65515.6046 |  | 10919
2018-12-07 10:00 | 1930.6797 | 37317 | 24607 | 15558 | 13725 | 20240 | 113377.6797 |  | 18896
2018-12-07 11:00 | 2932.1753 | 39596 | 22373 | 16697 | 30859 | 27762 | 140219.1753 |  | 23370
2018-12-07 12:00 | 1891.5789 | 36179 | 27684 | 15877 | 25221 | 24715 | 131567.5789 |  | 21928
2018-12-07 13:00 | 700.062 | 25186 | 19418 | 13346 | 15226 | 18165 | 92041.062 |  | 15340
2018-12-07 14:00 | 321.4928 | 14703 | 6271 | 7630 | 8141 | 15289 | 52355.4928 |  | 8726
2018-12-07 15:00 | 87.0863 | 3489 | 1182 | 1987 | 1936 | 5571 | 14252.0863 |  | 2375
2018-12-07 16:00 | 0 | 18 | 10 | 6 | 4 | 11 | 49 |  | 8
2018-12-07 17:00 | 0 | 0 | 0 | 0 | 0 | 0 | 0 |  | 0
2018-12-07 18:00 | 0 | 0 | 0 | 0 | 0 | 0 | 0 |  | 0
2018-12-07 19:00 | 0 | 0 | 0 | 0 | 0 | 0 | 0 |  | 0
2018-12-07 20:00 | 0 | 0 | 0 | 0 | 0 | 0 | 0 |  | 0
2018-12-07 21:00 | 0 | 0 | 0 | 0 | 0 | 0 | 0 |  | 0
2018-12-07 22:00 | 0 | 0 | 0 | 0 | 0 | 0 | 0 |  | 0
2018-12-07 23:00 | 0 | 0 | 0 | 0 | 0 | 0 | 0 |  | 0
2018-12-08 | 0 | 0 | 0 | 0 | 0 | 0 | 0 |  | 0
2018-12-08 01:00 | 0 | 0 | 0 | 0 | 0 | 0 | 0 |  | 0
2018-12-08 02:00 | 0 | 0 | 0 | 0 | 0 | 0 | 0 |  | 0
2018-12-08 03:00 | 0 | 0 | 0 | 0 | 0 | 0 | 0 |  | 0
2018-12-08 04:00 | 0 | 0 | 0 | 0 | 0 | 0 | 0 |  | 0
2018-12-08 05:00 | 0 | 0 | 0 | 0 | 0 | 0 | 0 |  | 0
2018-12-08 06:00 | 0 | 0 | 0 | 0 | 0 | 0 | 0 |  | 0
2018-12-08 07:00 | 21.9821 | 5282 | 629 | 223 | 900 | 1447 | 8502.9821 |  | 1417
2018-12-08 08:00 | 307.8602 | 23633 | 7645 | 2526 | 9698 | 14428 | 58237.8602 |  | 9706
2018-12-08 09:00 | 1344.3746 | 32381 | 16990 | 12520 | 24776.416 | 24005 | 112016.7906 |  | 18669
2018-12-08 10:00 | 3095.285 | 38589 | 23936 | 15670 | 15861 | 14973 | 112124.285 |  | 18687
2018-12-08 11:00 | 3033.957 | 37970 | 28285 | 16774 | 27848 | 26182 | 140092.957 |  | 23349
2018-12-08 12:00 | 1896.914 | 34138 | 28646 | 16014 | 27918 | 27725 | 136337.914 |  | 22723
2018-12-08 13:00 | 710.5682 | 25482 | 20021 | 13619 | 20759 | 25416 | 106007.5682 |  | 17668
2018-12-08 14:00 | 327.5893 | 14176 | 6329 | 8552 | 10810 | 19788 | 59982.5893 |  | 9997
2018-12-08 15:00 | 87.892 | 3165 | 1203 | 1945 | 2090 | 6366 | 14856.892 |  | 2476
2018-12-08 16:00 | 0 | 9 | 8 | 6 | 10 | 18 | 51 |  | 9
2018-12-08 17:00 | 0 | 0 | 0 | 0 | 0 | 0 | 0 |  | 0
2018-12-08 18:00 | 0 | 0 | 0 | 0 | 0 | 0 | 0 |  | 0
2018-12-08 19:00 | 0 | 0 | 0 | 0 | 0 | 0 | 0 |  | 0
2018-12-08 20:00 | 0 | 0 | 0 | 0 | 0 | 0 | 0 |  | 0
2018-12-08 21:00 | 0 | 0 | 0 | 0 | 0 | 0 | 0 |  | 0
2018-12-08 22:00 | 0 | 0 | 0 | 0 | 0 | 0 | 0 |  | 0
2018-12-08 23:00 | 0 | 0 | 0 | 0 | 0 | 0 | 0 |  | 0
2018-12-09 | 0 | 0 | 0 | 0 | 0 | 0 | 0 |  | 0
2018-12-09 01:00 | 0 | 0 | 0 | 0 | 0 | 0 | 0 |  | 0
2018-12-09 02:00 | 0 | 0 | 0 | 0 | 0 | 0 | 0 |  | 0
2018-12-09 03:00 | 0 | 0 | 0 | 0 | 0 | 0 | 0 |  | 0
2018-12-09 04:00 | 0 | 0 | 0 | 0 | 0 | 0 | 0 |  | 0
2018-12-09 05:00 | 0 | 0 | 0 | 0 | 0 | 0 | 0 |  | 0
2018-12-09 06:00 | 0 | 0 | 0 | 0 | 0 | 0 | 0 |  | 0
2018-12-09 07:00 | 29.5835 | 4794 | 766 | 73 | 1828 | 2306 | 9796.5835 |  | 1633
2018-12-09 08:00 | 272.0332 | 23700 | 5798 | 2448 | 10591 | 15910 | 58719.0332 |  | 9787
2018-12-09 09:00 | 1557.7255 | 33886 | 15930 | 12004 | 16953.166 | 16717 | 97047.8915 |  | 16175
2018-12-09 10:00 | 3282.9858 | 38017 | 23144 | 15418 | 20486 | 19252 | 119599.9858 |  | 19933
2018-12-09 11:00 | 2888.3784 | 35528 | 27280 | 16236 | 17278 | 15166 | 114376.3784 |  | 19063
2018-12-09 12:00 | 1748.0779 | 11597 | 27606 | 15321 | 10768 | 10354 | 77394.0779 |  | 12899
2018-12-09 13:00 | 740.743 | 19338 | 19070 | 12413 | 20508 | 24966 | 97035.743 |  | 16173
2018-12-09 14:00 | 305.575 | 13706 | 6453 | 8254 | 10410 | 18807 | 57935.575 |  | 9656
2018-12-09 15:00 | 75.8056 | 3262 | 1174 | 1857 | 2146 | 6111 | 14625.8056 |  | 2438
2018-12-09 16:00 | 0 | 0 | 0 | 1 | 10 | 19 | 30 |  | 5
2018-12-09 17:00 | 0 | 0 | 0 | 0 | 0 | 0 | 0 |  | 0
2018-12-09 18:00 | 0 | 0 | 0 | 0 | 0 | 0 | 0 |  | 0
2018-12-09 19:00 | 0 | 0 | 0 | 0 | 0 | 0 | 0 |  | 0
2018-12-09 20:00 | 0 | 0 | 0 | 0 | 0 | 0 | 0 |  | 0
2018-12-09 21:00 | 0 | 0 | 0 | 0 | 0 | 0 | 0 |  | 0
2018-12-09 22:00 | 0 | 0 | 0 | 0 | 0 | 0 | 0 |  | 0
2018-12-09 23:00 | 0 | 0 | 0 | 0 | 0 | 0 | 0 |  | 0
2018-12-10 | 0 | 0 | 0 | 0 | 0 | 0 | 0 |  | 0
2018-12-10 01:00 | 0 | 0 | 0 | 0 | 0 | 0 | 0 |  | 0
2018-12-10 02:00 | 0 | 0 | 0 | 0 | 0 | 0 | 0 |  | 0
2018-12-10 03:00 | 0 | 0 | 0 | 0 | 0 | 0 | 0 |  | 0
2018-12-10 04:00 | 0 | 0 | 0 | 0 | 0 | 0 | 0 |  | 0
2018-12-10 05:00 | 0 | 0 | 0 | 0 | 0 | 0 | 0 |  | 0
2018-12-10 06:00 | 0 | 0 | 0 | 0 | 0 | 0 | 0 |  | 0
2018-12-10 07:00 | 30.6441 | 3043 | 835 | 67 | 301 | 274 | 4550.6441 |  | 758
2018-12-10 08:00 | 199.562 | 4092 | 7395 | 2282 | 4347 | 3692 | 22007.562 |  | 3668
2018-12-10 09:00 | 1486.3005 | 15201 | 15717 | 11965 | 19567 | 17687 | 81623.3005 |  | 13604
2018-12-10 10:00 | 3275.0684 | 38310 | 22903 | 15738 | 29171 | 26917 | 136314.0684 |  | 22719
2018-12-10 11:00 | 2914.9783 | 37717 | 27163 | 16473 | 29646 | 27989 | 141902.9783 |  | 23650
2018-12-10 12:00 | 1830.4236 | 33686 | 27624 | 15669 | 27034 | 27230 | 133073.4236 |  | 22179
2018-12-10 13:00 | 673.6643 | 25299 | 19441 | 13210 | 20360 | 25232 | 104215.6643 |  | 17369
2018-12-10 14:00 | 311.8566 | 14181 | 6277 | 8377 | 10771 | 19707 | 59624.8566 |  | 9937
2018-12-10 15:00 | 84.2317 | 3256 | 1204 | 1896 | 2062 | 6413 | 14915.2317 |  | 2486
2018-12-10 16:00 | 0 | 12 | 10 | 7 | 8 | 19 | 56 |  | 9
2018-12-10 17:00 | 0 | 0 | 0 | 0 | 0 | 0 | 0 |  | 0
2018-12-10 18:00 | 0 | 0 | 0 | 0 | 0 | 0 | 0 |  | 0
2018-12-10 19:00 | 0 | 0 | 0 | 0 | 0 | 0 | 0 |  | 0
2018-12-10 20:00 | 0 | 0 | 0 | 0 | 0 | 0 | 0 |  | 0
2018-12-10 21:00 | 0 | 0 | 0 | 0 | 0 | 0 | 0 |  | 0
2018-12-10 22:00 | 0 | 0 | 0 | 0 | 0 | 0 | 0 |  | 0
2018-12-10 23:00 | 0 | 0 | 0 | 0 | 0 | 0 | 0 |  | 0
2018-12-11 | 0 | 0 | 0 | 0 | 0 | 0 | 0 |  | 0
2018-12-11 01:00 | 0 | 0 | 0 | 0 | 0 | 0 | 0 |  | 0
2018-12-11 02:00 | 0 | 0 | 0 | 0 | 0 | 0 | 0 |  | 0
2018-12-11 03:00 | 0 | 0 | 0 | 0 | 0 | 0 | 0 |  | 0
2018-12-11 04:00 | 0 | 0 | 0 | 0 | 0 | 0 | 0 |  | 0
2018-12-11 05:00 | 0 | 0 | 0 | 0 | 0 | 0 | 0 |  | 0
2018-12-11 06:00 | 0 | 0 | 0 | 0 | 0 | 0 | 0 |  | 0
2018-12-11 07:00 | 20.6986 | 4823 | 626 | 164 | 1868 | 2890 | 10391.6986 |  | 1732
2018-12-11 08:00 | 178.1392 | 23758 | 5676 | 1919 | 11136.25 | 15743 | 58410.3892 |  | 9735
2018-12-11 09:00 | 1294.2816 | 34272 | 13366 | 4676 | 24214.25 | 23856 | 101678.5316 |  | 16946
2018-12-11 10:00 | 3267.984 | 37552 | 22636 | 9312 | 28560 | 26791 | 128118.984 |  | 21353
2018-12-11 11:00 | 2910.3179 | 37216 | 26639 | 15749 | 29344 | 27898 | 139756.3179 |  | 23293
2018-12-11 12:00 | 1838.1531 | 32807 | 26859 | 15126 | 26707 | 27256 | 130593.1531 |  | 21766
2018-12-11 13:00 | 700.5659 | 24638 | 19113 | 12668 | 19876 | 24866 | 101861.5659 |  | 16977
2018-12-11 14:00 | 349.1992 | 13644 | 6424 | 7993 | 10494 | 18936 | 57840.1992 |  | 9640
2018-12-11 15:00 | 95.7618 | 3164 | 1323 | 1781 | 2015 | 5336 | 13714.7618 |  | 2286
2018-12-11 16:00 | 0.027158 | 10 | 9 | 7 | 5 | 12 | 43.0272 |  | 7
2018-12-11 17:00 | 0 | 0 | 0 | 0 | 0 | 0 | 0 |  | 0
2018-12-11 18:00 | 0 | 0 | 0 | 0 | 0 | 0 | 0 |  | 0
2018-12-11 19:00 | 0 | 0 | 0 | 0 | 0 | 0 | 0 |  | 0
2018-12-11 20:00 | 0 | 0 | 0 | 0 | 0 | 0 | 0 |  | 0
2018-12-11 21:00 | 0 | 0 | 0 | 0 | 0 | 0 | 0 |  | 0
2018-12-11 22:00 | 0 | 0 | 0 | 0 | 0 | 0 | 0 |  | 0
2018-12-11 23:00 | 0 | 0 | 0 | 0 | 0 | 0 | 0 |  | 0
2018-12-12 | 0 | 0 | 0 | 0 | 0 | 0 | 0 |  | 0
2018-12-12 01:00 | 0 | 0 | 0 | 0 | 0 | 0 | 0 |  | 0
2018-12-12 02:00 | 0 | 0 | 0 | 0 | 0 | 0 | 0 |  | 0
2018-12-12 03:00 | 0 | 0 | 0 | 0 | 0 | 0 | 0 |  | 0
2018-12-12 04:00 | 0 | 0 | 0 | 0 | 0 | 0 | 0 |  | 0
2018-12-12 05:00 | 0 | 0 | 0 | 0 | 0 | 0 | 0 |  | 0
2018-12-12 06:00 | 0 | 0 | 0 | 0 | 0 | 0 | 0 |  | 0
2018-12-12 07:00 | 12.0972 | 2794 | 536 | 77 | 194 | 257 | 3870.0972 |  | 645
2018-12-12 08:00 | 315.7222 | 11948 | 4375 | 2330 | 5655 | 5110 | 29733.7222 |  | 4956
2018-12-12 09:00 | 1499.5801 | 34537 | 11926 | 10706 | 16337 | 16634 | 91639.5801 |  | 15273
2018-12-12 10:00 | 2886.7917 | 36466 | 21359 | 15137 | 27912 | 26530 | 130290.7917 |  | 21715
2018-12-12 11:00 | 2921.075 | 34105 | 25342 | 8502 | 25669 | 22868 | 119407.075 |  | 19901
2018-12-12 12:00 | 1868.247 | 35711 | 21947 | 16093 | 18458 | 17134 | 111211.247 |  | 18535
2018-12-12 13:00 | 835.0453 | 25520 | 17085 | 12920 | 21065 | 25772 | 103197.0454 |  | 17200
2018-12-12 14:00 | 385.5288 | 14250 | 6684 | 8057 | 10094 | 17959 | 57429.5288 |  | 9572
2018-12-12 15:00 | 93.1617 | 3320 | 1312 | 1829 | 2136 | 6604 | 15294.1617 |  | 2549
2018-12-12 16:00 | 0 | 0 | 0 | 0 | 0 | 2 | 2 |  | 0
2018-12-12 17:00 | 0 | 0 | 0 | 0 | 0 | 0 | 0 |  | 0
2018-12-12 18:00 | 0 | 0 | 0 | 0 | 0 | 0 | 0 |  | 0
2018-12-12 19:00 | 0 | 0 | 0 | 0 | 0 | 0 | 0 |  | 0
2018-12-12 20:00 | 0 | 0 | 0 | 0 | 0 | 0 | 0 |  | 0
2018-12-12 21:00 | 0 | 0 | 0 | 0 | 0 | 0 | 0 |  | 0
2018-12-12 22:00 | 0 | 0 | 0 | 0 | 0 | 0 | 0 |  | 0
2018-12-12 23:00 | 0 | 0 | 0 | 0 | 0 | 0 | 0 |  | 0
2018-12-13 | 0 | 0 | 0 | 0 | 0 | 0 | 0 |  | 0
2018-12-13 01:00 | 0 | 0 | 0 | 0 | 0 | 0 | 0 |  | 0
2018-12-13 02:00 | 0 | 0 | 0 | 0 | 0 | 0 | 0 |  | 0
2018-12-13 03:00 | 0 | 0 | 0 | 0 | 0 | 0 | 0 |  | 0
2018-12-13 04:00 | 0 | 0 | 0 | 0 | 0 | 0 | 0 |  | 0
2018-12-13 05:00 | 0 | 0 | 0 | 0 | 0 | 0 | 0 |  | 0
2018-12-13 06:00 | 0 | 0 | 0 | 0 | 0 | 0 | 0 |  | 0
2018-12-13 07:00 | 37.5265 | 788 | 624 | 280 | 884 | 725 | 3338.5265 |  | 556
2018-12-13 08:00 | 535.5632 | 9736 | 3313 | 2887 | 9279 | 13700 | 39450.5632 |  | 6575
2018-12-13 09:00 | 1218.5255 | 22612 | 8525 | 12504 | 18757.834 | 21426 | 85043.3595 |  | 14174
2018-12-13 10:00 | 1523.7467 | 26772 | 17306 | 15854 | 17694 | 17979 | 97128.7467 |  | 16188
2018-12-13 11:00 | 907.4966 | 9100 | 11486 | 17214 | 15657 | 15338 | 69702.4966 |  | 11617
2018-12-13 12:00 | 742.9871 | 6077 | 7846 | 11557 | 8257 | 6866 | 41345.9871 |  | 6891
2018-12-13 13:00 | 941.85 | 5470 | 7094 | 5060 | 5268 | 4288 | 28121.85 |  | 4687
2018-12-13 14:00 | 664.8931 | 4208 | 5273 | 1582 | 2676 | 2142 | 16545.8931 |  | 2758
2018-12-13 15:00 | 103.0664 | 812 | 1215 | 587 | 1704 | 1581 | 6002.0664 |  | 1000
2018-12-13 16:00 | 0 | 3 | 0 | 5 | 2 | 3 | 13 |  | 2
2018-12-13 17:00 | 0 | 0 | 0 | 0 | 0 | 0 | 0 |  | 0
2018-12-13 18:00 | 0 | 0 | 0 | 0 | 0 | 0 | 0 |  | 0
2018-12-13 19:00 | 0 | 0 | 0 | 0 | 0 | 0 | 0 |  | 0
2018-12-13 20:00 | 0 | 0 | 0 | 0 | 0 | 0 | 0 |  | 0
2018-12-13 21:00 | 0 | 0 | 0 | 0 | 0 | 0 | 0 |  | 0
2018-12-13 22:00 | 0 | 0 | 0 | 0 | 0 | 0 | 0 |  | 0
2018-12-13 23:00 | 0 | 0 | 0 | 0 | 0 | 0 | 0 |  | 0
2018-12-14 | 0 | 0 | 0 | 0 | 0 | 0 | 0 |  | 0
2018-12-14 01:00 | 0 | 0 | 0 | 0 | 0 | 0 | 0 |  | 0
2018-12-14 02:00 | 0 | 0 | 0 | 0 | 0 | 0 | 0 |  | 0
2018-12-14 03:00 | 0 | 0 | 0 | 0 | 0 | 0 | 0 |  | 0
2018-12-14 04:00 | 0 | 0 | 0 | 0 | 0 | 0 | 0 |  | 0
2018-12-14 05:00 | 0 | 0 | 0 | 0 | 0 | 0 | 0 |  | 0
2018-12-14 06:00 | 0 | 0 | 0 | 0 | 0 | 0 | 0 |  | 0
2018-12-14 07:00 | 15.9447 | 139 | 812 | 0 | 80 | 90 | 1136.9447 |  | 189
2018-12-14 08:00 | 442.3868 | 1278 | 3932 | 540 | 1806 | 1421 | 9419.3868 |  | 1570
2018-12-14 09:00 | 1211.4025 | 7979 | 6704 | 1345 | 4084 | 3259 | 24582.4025 |  | 4097
2018-12-14 10:00 | 2803.0188 | 9301 | 18079 | 3613 | 5440 | 4345 | 43581.0188 |  | 7264
2018-12-14 11:00 | 2371.0962 | 6370 | 23568 | 6308 | 5228 | 4294 | 48139.0962 |  | 8023
2018-12-14 12:00 | 1372.9879 | 18790 | 19848 | 7364 | 8262 | 7090 | 62726.9879 |  | 10454
2018-12-14 13:00 | 842.6708 | 13285 | 16348 | 6317 | 6008 | 5884 | 48684.6708 |  | 8114
2018-12-14 14:00 | 567.2513 | 1359 | 7551 | 3446 | 1866 | 1440 | 16229.2513 |  | 2705
2018-12-14 15:00 | 47.0018 | 293 | 619 | 158 | 303 | 221 | 1641.0018 |  | 274
2018-12-14 16:00 | 0 | 0 | 0 | 0 | 0 | 0 | 0 |  | 0
2018-12-14 17:00 | 0 | 0 | 0 | 0 | 0 | 0 | 0 |  | 0
2018-12-14 18:00 | 0 | 0 | 0 | 0 | 0 | 0 | 0 |  | 0
2018-12-14 19:00 | 0 | 0 | 0 | 0 | 0 | 0 | 0 |  | 0
2018-12-14 20:00 | 0 | 0 | 0 | 0 | 0 | 0 | 0 |  | 0
2018-12-14 21:00 | 0 | 0 | 0 | 0 | 0 | 0 | 0 |  | 0
2018-12-14 22:00 | 0 | 0 | 0 | 0 | 0 | 0 | 0 |  | 0
2018-12-14 23:00 | 0 | 0 | 0 | 0 | 0 | 0 | 0 |  | 0
2018-12-15 | 0 | 0 | 0 | 0 | 0 | 0 | 0 |  | 0
2018-12-15 01:00 | 0 | 0 | 0 | 0 | 0 | 0 | 0 |  | 0
2018-12-15 02:00 | 0 | 0 | 0 | 0 | 0 | 0 | 0 |  | 0
2018-12-15 03:00 | 0 | 0 | 0 | 0 | 0 | 0 | 0 |  | 0
2018-12-15 04:00 | 0 | 0 | 0 | 0 | 0 | 0 | 0 |  | 0
2018-12-15 05:00 | 0 | 0 | 0 | 0 | 0 | 0 | 0 |  | 0
2018-12-15 06:00 | 0 | 0 | 0 | 0 | 0 | 0 | 0 |  | 0
2018-12-15 07:00 | 0 | 573 | 313 | 117 | 353 | 305 | 1661 |  | 277
2018-12-15 08:00 | 462.002 | 8859 | 4489 | 1821 | 9133 | 9134 | 33898.002 |  | 5650
2018-12-15 09:00 | 840.866 | 29895 | 10288 | 9556 | 21107 | 21016 | 92702.866 |  | 15450
2018-12-15 10:00 | 2288.3906 | 24591 | 18088 | 9246 | 13314 | 12516 | 80043.3906 |  | 13341
2018-12-15 11:00 | 2097.4856 | 16484 | 18184 | 8523 | 8940 | 8233 | 62461.4856 |  | 10410
2018-12-15 12:00 | 1212.2662 | 8648 | 19091 | 5673 | 8737 | 8351 | 51712.2662 |  | 8619
2018-12-15 13:00 | 625.6374 | 7920 | 7981 | 3463 | 5865 | 5006 | 30860.6375 |  | 5143
2018-12-15 14:00 | 366.2565 | 4223 | 4422 | 2212 | 4178 | 3637 | 19038.2565 |  | 3173
2018-12-15 15:00 | 79.2335 | 1417 | 1019 | 713 | 1223 | 1059 | 5510.2335 |  | 918
2018-12-15 16:00 | 0 | 0 | 0 | 0 | 0 | 0 | 0 |  | 0
2018-12-15 17:00 | 0 | 0 | 0 | 0 | 0 | 0 | 0 |  | 0
2018-12-15 18:00 | 0 | 0 | 0 | 0 | 0 | 0 | 0 |  | 0
2018-12-15 19:00 | 0 | 0 | 0 | 0 | 0 | 0 | 0 |  | 0
2018-12-15 20:00 | 0 | 0 | 0 | 0 | 0 | 0 | 0 |  | 0
2018-12-15 21:00 | 0 | 0 | 0 | 0 | 0 | 0 | 0 |  | 0
2018-12-15 22:00 | 0 | 0 | 0 | 0 | 0 | 0 | 0 |  | 0
2018-12-15 23:00 | 0 | 0 | 0 | 0 | 0 | 0 | 0 |  | 0
2018-12-16 | 0 | 0 | 0 | 0 | 0 | 0 | 0 |  | 0
2018-12-16 01:00 | 0 | 0 | 0 | 0 | 0 | 0 | 0 |  | 0
2018-12-16 02:00 | 0 | 0 | 0 | 0 | 0 | 0 | 0 |  | 0
2018-12-16 03:00 | 0 | 0 | 0 | 0 | 0 | 0 | 0 |  | 0
2018-12-16 04:00 | 0 | 0 | 0 | 0 | 0 | 0 | 0 |  | 0
2018-12-16 05:00 | 0 | 0 | 0 | 0 | 0 | 0 | 0 |  | 0
2018-12-16 06:00 | 0 | 0 | 0 | 0 | 0 | 0 | 0 |  | 0
2018-12-16 07:00 | 0 | 567 | 269 | 178 | 157 | 219 | 1390 |  | 232
2018-12-16 08:00 | 32.45 | 1551 | 1764 | 1638 | 2147 | 1858 | 8990.45 |  | 1498
2018-12-16 09:00 | 143.3329 | 2633 | 1463 | 1988 | 4087 | 3291 | 13605.3329 |  | 2268
2018-12-16 10:00 | 204.1692 | 4274 | 1823 | 3248 | 4780 | 3881 | 18210.1692 |  | 3035
2018-12-16 11:00 | 362.4325 | 1915 | 4254 | 2718 | 3393 | 2636 | 15278.4325 |  | 2546
2018-12-16 12:00 | 372.183 | 3337 | 4134 | 2680 | 2891 | 2199 | 15613.183 |  | 2602
2018-12-16 13:00 | 307.2817 | 5351 | 3378 | 2156 | 3005 | 2444 | 16641.2817 |  | 2774
2018-12-16 14:00 | 300.0931 | 1910 | 2703 | 1247 | 1754 | 1444 | 9358.0931 |  | 1560
2018-12-16 15:00 | 100.1479 | 458 | 829 | 332 | 625 | 508 | 2852.1479 |  | 475
2018-12-16 16:00 | 0 | 0 | 11 | 0 | 0 | 0 | 11 |  | 2
2018-12-16 17:00 | 0 | 0 | 0 | 0 | 0 | 0 | 0 |  | 0
2018-12-16 18:00 | 0 | 0 | 0 | 0 | 0 | 0 | 0 |  | 0
2018-12-16 19:00 | 0 | 0 | 0 | 0 | 0 | 0 | 0 |  | 0
2018-12-16 20:00 | 0 | 0 | 0 | 0 | 0 | 0 | 0 |  | 0
2018-12-16 21:00 | 0 | 0 | 0 | 0 | 0 | 0 | 0 |  | 0
2018-12-16 22:00 | 0 | 0 | 0 | 0 | 0 | 0 | 0 |  | 0
2018-12-16 23:00 | 0 | 0 | 0 | 0 | 0 | 0 | 0 |  | 0
2018-12-17 | 0 | 0 | 0 | 0 | 0 | 0 | 0 |  | 0
2018-12-17 01:00 | 0 | 0 | 0 | 0 | 0 | 0 | 0 |  | 0
2018-12-17 02:00 | 0 | 0 | 0 | 0 | 0 | 0 | 0 |  | 0
2018-12-17 03:00 | 0 | 0 | 0 | 0 | 0 | 0 | 0 |  | 0
2018-12-17 04:00 | 0 | 0 | 0 | 0 | 0 | 0 | 0 |  | 0
2018-12-17 05:00 | 0 | 0 | 0 | 0 | 0 | 0 | 0 |  | 0
2018-12-17 06:00 | 0 | 0 | 0 | 0 | 0 | 0 | 0 |  | 0
2018-12-17 07:00 | 0 | 0 | 0 | 0 | 0 | 0 | 0 |  | 0
2018-12-17 08:00 | 0 | 860 | 195 | 0 | 412 | 409 | 1876 |  | 313
2018-12-17 09:00 | 658.3616 | 3228 | 3060 | 240 | 955 | 1456 | 9597.3616 |  | 1600
2018-12-17 10:00 | 657.1097 | 3440 | 10470 | 1147 | 2932 | 2757 | 21403.1097 |  | 3567
2018-12-17 11:00 | 670.6337 | 7468 | 5595 | 1972 | 8452 | 10315 | 34472.6337 |  | 5745
2018-12-17 12:00 | 996.7324 | 7786 | 9571 | 2176 | 6931 | 8810 | 36270.7324 |  | 6045
2018-12-17 13:00 | 530.5148 | 7620 | 7409 | 2428 | 5937 | 7429 | 31353.5148 |  | 5226
2018-12-17 14:00 | 488.097 | 649 | 4480 | 1589 | 2012 | 1639 | 10857.097 |  | 1810
2018-12-17 15:00 | 43.0654 | 88 | 1055 | 510 | 249 | 214 | 2159.0654 |  | 360
2018-12-17 16:00 | 0 | 0 | 0 | 0 | 0 | 0 | 0 |  | 0
2018-12-17 17:00 | 0 | 0 | 0 | 0 | 0 | 0 | 0 |  | 0
2018-12-17 18:00 | 0 | 0 | 0 | 0 | 0 | 0 | 0 |  | 0
2018-12-17 19:00 | 0 | 0 | 0 | 0 | 0 | 0 | 0 |  | 0
2018-12-17 20:00 | 0 | 0 | 0 | 0 | 0 | 0 | 0 |  | 0
2018-12-17 21:00 | 0 | 0 | 0 | 0 | 0 | 0 | 0 |  | 0
2018-12-17 22:00 | 0 | 0 | 0 | 0 | 0 | 0 | 0 |  | 0
2018-12-17 23:00 | 0 | 0 | 0 | 0 | 0 | 0 | 0 |  | 0
2018-12-18 | 0 | 0 | 0 | 0 | 0 | 0 | 0 |  | 0
2018-12-18 01:00 | 0 | 0 | 0 | 0 | 0 | 0 | 0 |  | 0
2018-12-18 02:00 | 0 | 0 | 0 | 0 | 0 | 0 | 0 |  | 0
2018-12-18 03:00 | 0 | 0 | 0 | 0 | 0 | 0 | 0 |  | 0
2018-12-18 04:00 | 0 | 0 | 0 | 0 | 0 | 0 | 0 |  | 0
2018-12-18 05:00 | 0 | 0 | 0 | 0 | 0 | 0 | 0 |  | 0
2018-12-18 06:00 | 0 | 0 | 0 | 0 | 0 | 0 | 0 |  | 0
2018-12-18 07:00 | 3.1613 | 2448 | 281 | 0 | 396 | 596 | 3724.1613 |  | 621
2018-12-18 08:00 | 225.4752 | 19834 | 3247 | 951 | 5287.3335 | 7444 | 36988.8087 |  | 6165
2018-12-18 09:00 | 1360.1161 | 32717 | 6243 | 5769 | 19300.834 | 19271 | 84660.9501 |  | 14110
2018-12-18 10:00 | 3274.115 | 38466 | 20008 | 12613 | 20502 | 19949 | 114812.115 |  | 19135
2018-12-18 11:00 | 2944.5945 | 39057 | 27340 | 13176 | 16607 | 18224 | 117348.5945 |  | 19558
2018-12-18 12:00 | 1847.303 | 34986 | 28104 | 12576 | 26898 | 27959 | 132370.303 |  | 22062
2018-12-18 13:00 | 691.2939 | 25852 | 20093 | 10765 | 20984 | 25479 | 103864.2939 |  | 17311
2018-12-18 14:00 | 336.0294 | 15821 | 6832 | 6880 | 10501 | 17369 | 57739.0295 |  | 9623
2018-12-18 15:00 | 91.5704 | 3896 | 1374 | 1679 | 1653 | 4669 | 13362.5704 |  | 2227
2018-12-18 16:00 | 0 | 24 | 15 | 5 | 23 | 34 | 101 |  | 17
2018-12-18 17:00 | 0 | 0 | 0 | 0 | 0 | 0 | 0 |  | 0
2018-12-18 18:00 | 0 | 0 | 0 | 0 | 0 | 0 | 0 |  | 0
2018-12-18 19:00 | 0 | 0 | 0 | 0 | 0 | 0 | 0 |  | 0
2018-12-18 20:00 | 0 | 0 | 0 | 0 | 0 | 0 | 0 |  | 0
2018-12-18 21:00 | 0 | 0 | 0 | 0 | 0 | 0 | 0 |  | 0
2018-12-18 22:00 | 0 | 0 | 0 | 0 | 0 | 0 | 0 |  | 0
2018-12-18 23:00 | 0 | 0 | 0 | 0 | 0 | 0 | 0 |  | 0
2018-12-19 | 0 | 0 | 0 | 0 | 0 | 0 | 0 |  | 0
2018-12-19 01:00 | 0 | 0 | 0 | 0 | 0 | 0 | 0 |  | 0
2018-12-19 02:00 | 0 | 0 | 0 | 0 | 0 | 0 | 0 |  | 0
2018-12-19 03:00 | 0 | 0 | 0 | 0 | 0 | 0 | 0 |  | 0
2018-12-19 04:00 | 0 | 0 | 0 | 0 | 0 | 0 | 0 |  | 0
2018-12-19 05:00 | 0 | 0 | 0 | 0 | 0 | 0 | 0 |  | 0
2018-12-19 06:00 | 0 | 0 | 0 | 0 | 0 | 0 | 0 |  | 0
2018-12-19 07:00 | 127.4578 | 1028 | 949 | 0 | 343 | 441 | 2888.4578 |  | 481
2018-12-19 08:00 | 602.4496 | 6404 | 4367 | 1916 | 5886.6665 | 6483 | 25659.1161 |  | 4277
2018-12-19 09:00 | 1545.173 | 9547 | 9735 | 6653 | 13314 | 13264 | 54058.173 |  | 9010
2018-12-19 10:00 | 2621.326 | 30142 | 19306 | 8588 | 16047 | 15874 | 92578.326 |  | 15430
2018-12-19 11:00 | 2714.3528 | 36469 | 29946 | 11019 | 24372 | 23286 | 127806.3528 |  | 21301
2018-12-19 12:00 | 1872.123 | 29548 | 21731 | 13257 | 20687 | 21653 | 108748.123 |  | 18125
2018-12-19 13:00 | 776.2025 | 24478 | 19545 | 11378 | 6414 | 7213 | 69804.2025 |  | 11634
2018-12-19 14:00 | 322.4584 | 7690 | 6962 | 3443 | 3904 | 4770 | 27091.4584 |  | 4515
2018-12-19 15:00 | 152.6251 | 2045 | 1847 | 631 | 1129 | 1092 | 6896.6251 |  | 1149
2018-12-19 16:00 | 0.31182 | 13 | 15 | 2 | 5 | 7 | 42.3118 |  | 7
2018-12-19 17:00 | 0 | 0 | 0 | 0 | 0 | 0 | 0 |  | 0
2018-12-19 18:00 | 0 | 0 | 0 | 0 | 0 | 0 | 0 |  | 0
2018-12-19 19:00 | 0 | 0 | 0 | 0 | 0 | 0 | 0 |  | 0
2018-12-19 20:00 | 0 | 0 | 0 | 0 | 0 | 0 | 0 |  | 0
2018-12-19 21:00 | 0 | 0 | 0 | 0 | 0 | 0 | 0 |  | 0
2018-12-19 22:00 | 0 | 0 | 0 | 0 | 0 | 0 | 0 |  | 0
2018-12-19 23:00 | 0 | 0 | 0 | 0 | 0 | 0 | 0 |  | 0
2018-12-20 | 0 | 0 | 0 | 0 | 0 | 0 | 0 |  | 0
2018-12-20 01:00 | 0 | 0 | 0 | 0 | 0 | 0 | 0 |  | 0
2018-12-20 02:00 | 0 | 0 | 0 | 0 | 0 | 0 | 0 |  | 0
2018-12-20 03:00 | 0 | 0 | 0 | 0 | 0 | 0 | 0 |  | 0
2018-12-20 04:00 | 0 | 0 | 0 | 0 | 0 | 0 | 0 |  | 0
2018-12-20 05:00 | 0 | 0 | 0 | 0 | 0 | 0 | 0 |  | 0
2018-12-20 06:00 | 0 | 0 | 0 | 0 | 0 | 0 | 0 |  | 0
2018-12-20 07:00 | 6.9792 | 3135 | 495 | 19 | 1142 | 1822 | 6619.9792 |  | 1103
2018-12-20 08:00 | 139.3166 | 21535 | 6431 | 1782 | 12665.242 | 14336 | 56888.5586 |  | 9481
2018-12-20 09:00 | 979.4841 | 31142 | 13919 | 9383 | 22854 | 22106 | 100383.4841 |  | 16731
2018-12-20 10:00 | 3079.232 | 36390 | 21478 | 14209 | 27060 | 25517 | 127733.232 |  | 21289
2018-12-20 11:00 | 2755.8145 | 36632 | 25364 | 15212 | 28112 | 27513 | 135588.8145 |  | 22598
2018-12-20 12:00 | 1733.342 | 25153 | 25122 | 11463 | 25739 | 21325 | 110535.342 |  | 18423
2018-12-20 13:00 | 755.9606 | 18430 | 13280 | 9617 | 16134 | 20544 | 78760.9606 |  | 13127
2018-12-20 14:00 | 411.7526 | 5285 | 4471 | 3519 | 6084 | 6398 | 26168.7526 |  | 4361
2018-12-20 15:00 | 141.0657 | 1753 | 1523 | 850 | 1756 | 1751 | 7774.0657 |  | 1296
2018-12-20 16:00 | 0 | 0 | 0 | 2 | 4 | 5 | 11 |  | 2
2018-12-20 17:00 | 0 | 0 | 0 | 0 | 0 | 0 | 0 |  | 0
2018-12-20 18:00 | 0 | 0 | 0 | 0 | 0 | 0 | 0 |  | 0
2018-12-20 19:00 | 0 | 0 | 0 | 0 | 0 | 0 | 0 |  | 0
2018-12-20 20:00 | 0 | 0 | 0 | 0 | 0 | 0 | 0 |  | 0
2018-12-20 21:00 | 0 | 0 | 0 | 0 | 0 | 0 | 0 |  | 0
2018-12-20 22:00 | 0 | 0 | 0 | 0 | 0 | 0 | 0 |  | 0
2018-12-20 23:00 | 0 | 0 | 0 | 0 | 0 | 0 | 0 |  | 0
2018-12-21 | 0 | 0 | 0 | 0 | 0 | 0 | 0 |  | 0
2018-12-21 01:00 | 0 | 0 | 0 | 0 | 0 | 0 | 0 |  | 0
2018-12-21 02:00 | 0 | 0 | 0 | 0 | 0 | 0 | 0 |  | 0
2018-12-21 03:00 | 0 | 0 | 0 | 0 | 0 | 0 | 0 |  | 0
2018-12-21 04:00 | 0 | 0 | 0 | 0 | 0 | 0 | 0 |  | 0
2018-12-21 05:00 | 0 | 0 | 0 | 0 | 0 | 0 | 0 |  | 0
2018-12-21 06:00 | 0 | 0 | 0 | 0 | 0 | 0 | 0 |  | 0
2018-12-21 07:00 | 0 | 0 | 0 | 0 | 0 | 0 | 0 |  | 0
2018-12-21 08:00 | 0 | 129 | 274 | 0 | 21 | 16 | 440 |  | 73
2018-12-21 09:00 | 31.8494 | 1523 | 1081 | 128 | 1061 | 812 | 4636.8494 |  | 773
2018-12-21 10:00 | 79.1232 | 1327 | 1747 | 390 | 1309 | 1046 | 5898.1232 |  | 983
2018-12-21 11:00 | 71.9258 | 2335 | 1433 | 554 | 2102 | 1721 | 8216.9258 |  | 1369
2018-12-21 12:00 | 56.9705 | 641 | 1183 | 429 | 808 | 644 | 3761.9705 |  | 627
2018-12-21 13:00 | 18.76 | 554 | 1089 | 276 | 166 | 125 | 2228.76 |  | 371
2018-12-21 14:00 | 0 | 659 | 443 | 116 | 258 | 190 | 1666 |  | 278
2018-12-21 15:00 | 0 | 459 | 88 | 7 | 664 | 506 | 1724 |  | 287
2018-12-21 16:00 | 0 | 0 | 0 | 0 | 56 | 40 | 96 |  | 16
2018-12-21 17:00 | 0 | 0 | 0 | 0 | 0 | 0 | 0 |  | 0
2018-12-21 18:00 | 0 | 0 | 0 | 0 | 0 | 0 | 0 |  | 0
2018-12-21 19:00 | 0 | 0 | 0 | 0 | 0 | 0 | 0 |  | 0
2018-12-21 20:00 | 0 | 0 | 0 | 0 | 0 | 0 | 0 |  | 0
2018-12-21 21:00 | 0 | 0 | 0 | 0 | 0 | 0 | 0 |  | 0
2018-12-21 22:00 | 0 | 0 | 0 | 0 | 0 | 0 | 0 |  | 0
2018-12-21 23:00 | 0 | 0 | 0 | 0 | 0 | 0 | 0 |  | 0
2018-12-22 | 0 | 0 | 0 | 0 | 0 | 0 | 0 |  | 0
2018-12-22 01:00 | 0 | 0 | 0 | 0 | 0 | 0 | 0 |  | 0
2018-12-22 02:00 | 0 | 0 | 0 | 0 | 0 | 0 | 0 |  | 0
2018-12-22 03:00 | 0 | 0 | 0 | 0 | 0 | 0 | 0 |  | 0
2018-12-22 04:00 | 0 | 0 | 0 | 0 | 0 | 0 | 0 |  | 0
2018-12-22 05:00 | 0 | 0 | 0 | 0 | 0 | 0 | 0 |  | 0
2018-12-22 06:00 | 0 | 0 | 0 | 0 | 0 | 0 | 0 |  | 0
2018-12-22 07:00 | 0 | 225 | 135 | 0 | 388 | 312 | 1060 |  | 177
2018-12-22 08:00 | 199.5794 | 2113 | 2891 | 883 | 2795 | 2344 | 11225.5794 |  | 1871
2018-12-22 09:00 | 344.9038 | 3742 | 3019 | 5896 | 3553 | 3906 | 20460.9038 |  | 3410
2018-12-22 10:00 | 240.0471 | 15151 | 5190 | 4766 | 4303 | 4500 | 34150.0471 |  | 5692
2018-12-22 11:00 | 569.1254 | 11242 | 4847 | 5032 | 27184 | 25086 | 73960.1254 |  | 12327
2018-12-22 12:00 | 421.978 | 10016 | 4112 | 4392 | 21814 | 22292 | 63047.978 |  | 10508
2018-12-22 13:00 | 701.3535 | 13920 | 7777 | 7066 | 6514 | 6599 | 42577.3535 |  | 7096
2018-12-22 14:00 | 381.8338 | 7600 | 4219 | 6582 | 5270 | 5683 | 29735.8338 |  | 4956
2018-12-22 15:00 | 51.454 | 2816 | 1568 | 571 | 2275 | 3543 | 10824.454 |  | 1804
2018-12-22 16:00 | 0 | 3 | 71 | 11 | 13 | 8 | 106 |  | 18
2018-12-22 17:00 | 0 | 0 | 0 | 0 | 0 | 0 | 0 |  | 0
2018-12-22 18:00 | 0 | 0 | 0 | 0 | 0 | 0 | 0 |  | 0
2018-12-22 19:00 | 0 | 0 | 0 | 0 | 0 | 0 | 0 |  | 0
2018-12-22 20:00 | 0 | 0 | 0 | 0 | 0 | 0 | 0 |  | 0
2018-12-22 21:00 | 0 | 0 | 0 | 0 | 0 | 0 | 0 |  | 0
2018-12-22 22:00 | 0 | 0 | 0 | 0 | 0 | 0 | 0 |  | 0
2018-12-22 23:00 | 0 | 0 | 0 | 0 | 0 | 0 | 0 |  | 0
2018-12-23 | 0 | 0 | 0 | 0 | 0 | 0 | 0 |  | 0
2018-12-23 01:00 | 0 | 0 | 0 | 0 | 0 | 0 | 0 |  | 0
2018-12-23 02:00 | 0 | 0 | 0 | 0 | 0 | 0 | 0 |  | 0
2018-12-23 03:00 | 0 | 0 | 0 | 0 | 0 | 0 | 0 |  | 0
2018-12-23 04:00 | 0 | 0 | 0 | 0 | 0 | 0 | 0 |  | 0
2018-12-23 05:00 | 0 | 0 | 0 | 0 | 0 | 0 | 0 |  | 0
2018-12-23 06:00 | 0 | 0 | 0 | 0 | 0 | 0 | 0 |  | 0
2018-12-23 07:00 | 7.2571 | 3235 | 370 | 3 | 1272 | 1720 | 6607.2571 |  | 1101
2018-12-23 08:00 | 141.0857 | 22308 | 5445 | 1560 | 14709 | 15834 | 59997.0857 |  | 10000
2018-12-23 09:00 | 1055.2556 | 34155 | 14682 | 10778 | 23629 | 25616 | 109915.2556 |  | 18319
2018-12-23 10:00 | 3264.6648 | 38566 | 22493 | 15603 | 28538 | 27850 | 136314.6648 |  | 22719
2018-12-23 11:00 | 2936.5552 | 38606 | 27102 | 16527 | 29698 | 28428 | 143297.5552 |  | 23883
2018-12-23 12:00 | 1886.6456 | 34814 | 28053 | 15937 | 27453 | 28230 | 136373.6456 |  | 22729
2018-12-23 13:00 | 694.1315 | 26880 | 20642 | 13543 | 21036 | 27279 | 110074.1315 |  | 18346
2018-12-23 14:00 | 342.8793 | 15470 | 6940 | 8891 | 11527 | 22297 | 65467.8793 |  | 10911
2018-12-23 15:00 | 90.0365 | 3979 | 1386 | 2237 | 2466 | 8467 | 18625.0365 |  | 3104
2018-12-23 16:00 | 0.31081 | 22 | 19 | 11 | 14 | 28 | 94.3108 |  | 16
2018-12-23 17:00 | 0 | 0 | 0 | 0 | 0 | 0 | 0 |  | 0
2018-12-23 18:00 | 0 | 0 | 0 | 0 | 0 | 0 | 0 |  | 0
2018-12-23 19:00 | 0 | 0 | 0 | 0 | 0 | 0 | 0 |  | 0
2018-12-23 20:00 | 0 | 0 | 0 | 0 | 0 | 0 | 0 |  | 0
2018-12-23 21:00 | 0 | 0 | 0 | 0 | 0 | 0 | 0 |  | 0
2018-12-23 22:00 | 0 | 0 | 0 | 0 | 0 | 0 | 0 |  | 0
2018-12-23 23:00 | 0 | 0 | 0 | 0 | 0 | 0 | 0 |  | 0
2018-12-24 | 0 | 0 | 0 | 0 | 0 | 0 | 0 |  | 0
2018-12-24 01:00 | 0 | 0 | 0 | 0 | 0 | 0 | 0 |  | 0
2018-12-24 02:00 | 0 | 0 | 0 | 0 | 0 | 0 | 0 |  | 0
2018-12-24 03:00 | 0 | 0 | 0 | 0 | 0 | 0 | 0 |  | 0
2018-12-24 04:00 | 0 | 0 | 0 | 0 | 0 | 0 | 0 |  | 0
2018-12-24 05:00 | 0 | 0 | 0 | 0 | 0 | 0 | 0 |  | 0
2018-12-24 06:00 | 0 | 0 | 0 | 0 | 0 | 0 | 0 |  | 0
2018-12-24 07:00 | 0 | 276 | 638 | 8 | 197 | 179 | 1298 |  | 216
2018-12-24 08:00 | 392.5557 | 4638 | 4296 | 1690 | 3392 | 2943 | 17351.5557 |  | 2892
2018-12-24 09:00 | 985.7418 | 20001 | 10064 | 6581 | 14638 | 15188 | 67457.7418 |  | 11243
2018-12-24 10:00 | 2661.939 | 30362 | 18822 | 12021 | 13663 | 14142 | 91671.939 |  | 15279
2018-12-24 11:00 | 1826.5116 | 28918 | 18628 | 14250 | 20718 | 22461 | 106801.5116 |  | 17800
2018-12-24 12:00 | 1167.9395 | 19486 | 20742 | 14291 | 11089 | 11793 | 78568.9395 |  | 13095
2018-12-24 13:00 | 710.7538 | 6231 | 17609 | 8700 | 6231 | 5560 | 45041.7538 |  | 7507
2018-12-24 14:00 | 241.4761 | 2175 | 3825 | 2324 | 2541 | 2061 | 13167.4762 |  | 2195
2018-12-24 15:00 | 130.216 | 371 | 1531 | 680 | 244 | 207 | 3163.216 |  | 527
2018-12-24 16:00 | 0 | 0 | 10 | 0 | 5 | 7 | 22 |  | 4
2018-12-24 17:00 | 0 | 0 | 0 | 0 | 0 | 0 | 0 |  | 0
2018-12-24 18:00 | 0 | 0 | 0 | 0 | 0 | 0 | 0 |  | 0
2018-12-24 19:00 | 0 | 0 | 0 | 0 | 0 | 0 | 0 |  | 0
2018-12-24 20:00 | 0 | 0 | 0 | 0 | 0 | 0 | 0 |  | 0
2018-12-24 21:00 | 0 | 0 | 0 | 0 | 0 | 0 | 0 |  | 0
2018-12-24 22:00 | 0 | 0 | 0 | 0 | 0 | 0 | 0 |  | 0
2018-12-24 23:00 | 0 | 0 | 0 | 0 | 0 | 0 | 0 |  | 0
2018-12-25 | 0 | 0 | 0 | 0 | 0 | 0 | 0 |  | 0
2018-12-25 01:00 | 0 | 0 | 0 | 0 | 0 | 0 | 0 |  | 0
2018-12-25 02:00 | 0 | 0 | 0 | 0 | 0 | 0 | 0 |  | 0
2018-12-25 03:00 | 0 | 0 | 0 | 0 | 0 | 0 | 0 |  | 0
2018-12-25 04:00 | 0 | 0 | 0 | 0 | 0 | 0 | 0 |  | 0
2018-12-25 05:00 | 0 | 0 | 0 | 0 | 0 | 0 | 0 |  | 0
2018-12-25 06:00 | 0 | 0 | 0 | 0 | 0 | 0 | 0 |  | 0
2018-12-25 07:00 | 7.2533 | 3012 | 368 | 1 | 919 | 1620 | 5927.2533 |  | 988
2018-12-25 08:00 | 149.5438 | 22197 | 5412 | 1500 | 12135.417 | 15773 | 57166.9608 |  | 9528
2018-12-25 09:00 | 1067.9087 | 33877 | 14911 | 10872 | 23940 | 25799 | 110466.9087 |  | 18411
2018-12-25 10:00 | 3301.019 | 38539 | 22817 | 15775 | 28853 | 28077 | 137362.019 |  | 22894
2018-12-25 11:00 | 2984.252 | 39120 | 27399 | 16671 | 30194 | 28669 | 145037.252 |  | 24173
2018-12-25 12:00 | 1939.6755 | 35445 | 28447 | 16024 | 27947 | 28391 | 138193.6755 |  | 23032
2018-12-25 13:00 | 723.0318 | 27479 | 21393 | 13717 | 21624 | 27498 | 112434.0318 |  | 18739
2018-12-25 14:00 | 352.0648 | 15897 | 7280 | 9149 | 11981 | 23019 | 67678.0648 |  | 11280
2018-12-25 15:00 | 88.5981 | 3770 | 1468 | 2275 | 2665 | 8926 | 19192.5981 |  | 3199
2018-12-25 16:00 | 1.0733 | 33 | 30 | 14 | 21 | 38 | 137.0733 |  | 23
2018-12-25 17:00 | 0 | 0 | 0 | 0 | 0 | 0 | 0 |  | 0
2018-12-25 18:00 | 0 | 0 | 0 | 0 | 0 | 0 | 0 |  | 0
2018-12-25 19:00 | 0 | 0 | 0 | 0 | 0 | 0 | 0 |  | 0
2018-12-25 20:00 | 0 | 0 | 0 | 0 | 0 | 0 | 0 |  | 0
2018-12-25 21:00 | 0 | 0 | 0 | 0 | 0 | 0 | 0 |  | 0
2018-12-25 22:00 | 0 | 0 | 0 | 0 | 0 | 0 | 0 |  | 0
2018-12-25 23:00 | 0 | 0 | 0 | 0 | 0 | 0 | 0 |  | 0
2018-12-26 | 0 | 0 | 0 | 0 | 0 | 0 | 0 |  | 0
2018-12-26 01:00 | 0 | 0 | 0 | 0 | 0 | 0 | 0 |  | 0
2018-12-26 02:00 | 0 | 0 | 0 | 0 | 0 | 0 | 0 |  | 0
2018-12-26 03:00 | 0 | 0 | 0 | 0 | 0 | 0 | 0 |  | 0
2018-12-26 04:00 | 0 | 0 | 0 | 0 | 0 | 0 | 0 |  | 0
2018-12-26 05:00 | 0 | 0 | 0 | 0 | 0 | 0 | 0 |  | 0
2018-12-26 06:00 | 0 | 0 | 0 | 0 | 0 | 0 | 0 |  | 0
2018-12-26 07:00 | 7.4333 | 2988 | 360 | 0 | 905 | 1541 | 5801.4333 |  | 967
2018-12-26 08:00 | 145.9706 | 21906 | 5458 | 1439 | 11936.75 | 15351 | 56236.7206 |  | 9373
2018-12-26 09:00 | 1067.1869 | 33377 | 14711 | 10680 | 23432 | 25275 | 108542.1869 |  | 18090
2018-12-26 10:00 | 3292.0007 | 37856 | 22302 | 13839 | 28232 | 27676 | 133197.0007 |  | 22200
2018-12-26 11:00 | 2969.9058 | 37167 | 26849 | 15635 | 30103 | 27328 | 140051.9058 |  | 23342
2018-12-26 12:00 | 1919.8224 | 34947 | 27937 | 15708 | 27342 | 28104 | 135957.8224 |  | 22660
2018-12-26 13:00 | 705.3146 | 26640 | 21075 | 13442 | 21219 | 27193 | 110274.3146 |  | 18379
2018-12-26 14:00 | 347.2377 | 14866 | 7191 | 8513 | 10186 | 17512 | 58615.2377 |  | 9769
2018-12-26 15:00 | 71.0871 | 2090 | 1433 | 2323 | 2385 | 5645 | 13947.0871 |  | 2325
2018-12-26 16:00 | 0 | 23 | 15 | 9 | 24 | 37 | 108 |  | 18
2018-12-26 17:00 | 0 | 0 | 0 | 0 | 0 | 0 | 0 |  | 0
2018-12-26 18:00 | 0 | 0 | 0 | 0 | 0 | 0 | 0 |  | 0
2018-12-26 19:00 | 0 | 0 | 0 | 0 | 0 | 0 | 0 |  | 0
2018-12-26 20:00 | 0 | 0 | 0 | 0 | 0 | 0 | 0 |  | 0
2018-12-26 21:00 | 0 | 0 | 0 | 0 | 0 | 0 | 0 |  | 0
2018-12-26 22:00 | 0 | 0 | 0 | 0 | 0 | 0 | 0 |  | 0
2018-12-26 23:00 | 0 | 0 | 0 | 0 | 0 | 0 | 0 |  | 0
2018-12-27 | 0 | 0 | 0 | 0 | 0 | 0 | 0 |  | 0
2018-12-27 01:00 | 0 | 0 | 0 | 0 | 0 | 0 | 0 |  | 0
2018-12-27 02:00 | 0 | 0 | 0 | 0 | 0 | 0 | 0 |  | 0
2018-12-27 03:00 | 0 | 0 | 0 | 0 | 0 | 0 | 0 |  | 0
2018-12-27 04:00 | 0 | 0 | 0 | 0 | 0 | 0 | 0 |  | 0
2018-12-27 05:00 | 0 | 0 | 0 | 0 | 0 | 0 | 0 |  | 0
2018-12-27 06:00 | 0 | 0 | 0 | 0 | 0 | 0 | 0 |  | 0
2018-12-27 07:00 | 7.8431 | 2851 | 352 | 0 | 931 | 1666 | 5807.8431 |  | 968
2018-12-27 08:00 | 160.4865 | 21644 | 5296 | 1246 | 13804 | 14891 | 57041.4865 |  | 9507
2018-12-27 09:00 | 1147.0719 | 32839 | 13507 | 9259 | 21535 | 23336 | 101623.0719 |  | 16937
2018-12-27 10:00 | 3211.2085 | 37349 | 21729 | 14644 | 27738 | 27641 | 132312.2085 |  | 22052
2018-12-27 11:00 | 2936.207 | 38309 | 26779 | 15883 | 29634 | 28480 | 142021.207 |  | 23670
2018-12-27 12:00 | 1948.4626 | 33643 | 27042 | 15280 | 25886 | 27699 | 131498.4626 |  | 21916
2018-12-27 13:00 | 930.275 | 19790 | 17783 | 10682 | 15031 | 18667 | 82883.275 |  | 13814
2018-12-27 14:00 | 615.3968 | 10966 | 7566 | 4368 | 7923 | 9604 | 41042.3968 |  | 6840
2018-12-27 15:00 | 201.3107 | 4501 | 3574 | 1767 | 2950 | 3966 | 16959.3107 |  | 2827
2018-12-27 16:00 | 0.0020117 | 24 | 24 | 17 | 29 | 38 | 132.002 |  | 22
2018-12-27 17:00 | 0 | 0 | 0 | 0 | 0 | 0 | 0 |  | 0
2018-12-27 18:00 | 0 | 0 | 0 | 0 | 0 | 0 | 0 |  | 0
2018-12-27 19:00 | 0 | 0 | 0 | 0 | 0 | 0 | 0 |  | 0
2018-12-27 20:00 | 0 | 0 | 0 | 0 | 0 | 0 | 0 |  | 0
2018-12-27 21:00 | 0 | 0 | 0 | 0 | 0 | 0 | 0 |  | 0
2018-12-27 22:00 | 0 | 0 | 0 | 0 | 0 | 0 | 0 |  | 0
2018-12-27 23:00 | 0 | 0 | 0 | 0 | 0 | 0 | 0 |  | 0
2018-12-28 | 0 | 0 | 0 | 0 | 0 | 0 | 0 |  | 0
2018-12-28 01:00 | 0 | 0 | 0 | 0 | 0 | 0 | 0 |  | 0
2018-12-28 02:00 | 0 | 0 | 0 | 0 | 0 | 0 | 0 |  | 0
2018-12-28 03:00 | 0 | 0 | 0 | 0 | 0 | 0 | 0 |  | 0
2018-12-28 04:00 | 0 | 0 | 0 | 0 | 0 | 0 | 0 |  | 0
2018-12-28 05:00 | 0 | 0 | 0 | 0 | 0 | 0 | 0 |  | 0
2018-12-28 06:00 | 0 | 0 | 0 | 0 | 0 | 0 | 0 |  | 0
2018-12-28 07:00 | 0 | 0 | 0 | 0 | 0 | 0 | 0 |  | 0
2018-12-28 08:00 | 0 | 28 | 204 | 0 | 0 | 4 | 236 |  | 39
2018-12-28 09:00 | 0 | 525 | 786 | 0 | 222 | 117 | 1650 |  | 275
2018-12-28 10:00 | 24.8924 | 1333 | 1769 | 220 | 657 | 399 | 4402.8924 |  | 734
2018-12-28 11:00 | 64.4279 | 1423 | 1353 | 427 | 774 | 493 | 4534.4279 |  | 756
2018-12-28 12:00 | 150.4441 | 1816 | 1785 | 651 | 616 | 405 | 5423.4441 |  | 904
2018-12-28 13:00 | 109.8408 | 1619 | 992 | 491 | 691 | 471 | 4373.8408 |  | 729
2018-12-28 14:00 | 111.6233 | 1704 | 953 | 410 | 522 | 574 | 4274.6233 |  | 712
2018-12-28 15:00 | 19.0401 | 288 | 200 | 118 | 53 | 87 | 765.0401 |  | 128
2018-12-28 16:00 | 0 | 0 | 0 | 0 | 0 | 0 | 0 |  | 0
2018-12-28 17:00 | 0 | 0 | 0 | 0 | 0 | 0 | 0 |  | 0
2018-12-28 18:00 | 0 | 0 | 0 | 0 | 0 | 0 | 0 |  | 0
2018-12-28 19:00 | 0 | 0 | 0 | 0 | 0 | 0 | 0 |  | 0
2018-12-28 20:00 | 0 | 0 | 0 | 0 | 0 | 0 | 0 |  | 0
2018-12-28 21:00 | 0 | 0 | 0 | 0 | 0 | 0 | 0 |  | 0
2018-12-28 22:00 | 0 | 0 | 0 | 0 | 0 | 0 | 0 |  | 0
2018-12-28 23:00 | 0 | 0 | 0 | 0 | 0 | 0 | 0 |  | 0
2018-12-29 | 0 | 0 | 0 | 0 | 0 | 0 | 0 |  | 0
2018-12-29 01:00 | 0 | 0 | 0 | 0 | 0 | 0 | 0 |  | 0
2018-12-29 02:00 | 0 | 0 | 0 | 0 | 0 | 0 | 0 |  | 0
2018-12-29 03:00 | 0 | 0 | 0 | 0 | 0 | 0 | 0 |  | 0
2018-12-29 04:00 | 0 | 0 | 0 | 0 | 0 | 0 | 0 |  | 0
2018-12-29 05:00 | 0 | 0 | 0 | 0 | 0 | 0 | 0 |  | 0
2018-12-29 06:00 | 0 | 0 | 0 | 0 | 0 | 0 | 0 |  | 0
2018-12-29 07:00 | 6.6923 | 1289 | 194 | 25 | 236 | 277 | 2027.6923 |  | 338
2018-12-29 08:00 | 162.1546 | 20263 | 4813 | 1256 | 9521 | 12096 | 48111.1546 |  | 8019
2018-12-29 09:00 | 1016.5774 | 31957 | 13445 | 9383 | 16347 | 20409 | 92557.5774 |  | 15426
2018-12-29 10:00 | 3169.5544 | 37199 | 21069 | 15345 | 22131 | 21120 | 120033.5544 |  | 20006
2018-12-29 11:00 | 2881.2197 | 35915 | 25744 | 15855 | 20057 | 18111 | 118563.2197 |  | 19761
2018-12-29 12:00 | 1403.6405 | 21170 | 28997 | 13364 | 4488 | 4027 | 73449.6405 |  | 12242
2018-12-29 13:00 | 899.196 | 14743 | 18719 | 3865 | 2817 | 2411 | 43454.196 |  | 7242
2018-12-29 14:00 | 273.0063 | 2914 | 6263 | 2033 | 1304 | 1101 | 13888.0063 |  | 2315
2018-12-29 15:00 | 171.7263 | 1167 | 1080 | 849 | 550 | 388 | 4205.7263 |  | 701
2018-12-29 16:00 | 0 | 0 | 18 | 39 | 21 | 7 | 85 |  | 14
2018-12-29 17:00 | 0 | 0 | 0 | 0 | 0 | 0 | 0 |  | 0
2018-12-29 18:00 | 0 | 0 | 0 | 0 | 0 | 0 | 0 |  | 0
2018-12-29 19:00 | 0 | 0 | 0 | 0 | 0 | 0 | 0 |  | 0
2018-12-29 20:00 | 0 | 0 | 0 | 0 | 0 | 0 | 0 |  | 0
2018-12-29 21:00 | 0 | 0 | 0 | 0 | 0 | 0 | 0 |  | 0
2018-12-29 22:00 | 0 | 0 | 0 | 0 | 0 | 0 | 0 |  | 0
2018-12-29 23:00 | 0 | 0 | 0 | 0 | 0 | 0 | 0 |  | 0
2018-12-30 | 0 | 0 | 0 | 0 | 0 | 0 | 0 |  | 0
2018-12-30 01:00 | 0 | 0 | 0 | 0 | 0 | 0 | 0 |  | 0
2018-12-30 02:00 | 0 | 0 | 0 | 0 | 0 | 0 | 0 |  | 0
2018-12-30 03:00 | 0 | 0 | 0 | 0 | 0 | 0 | 0 |  | 0
2018-12-30 04:00 | 0 | 0 | 0 | 0 | 0 | 0 | 0 |  | 0
2018-12-30 05:00 | 0 | 0 | 0 | 0 | 0 | 0 | 0 |  | 0
2018-12-30 06:00 | 0 | 0 | 0 | 0 | 0 | 0 | 0 |  | 0
2018-12-30 07:00 | 0 | 0 | 308 | 0 | 23 | 24 | 355 |  | 59
2018-12-30 08:00 | 47.0482 | 1897 | 1352 | 362 | 1325 | 1098 | 6081.0482 |  | 1014
2018-12-30 09:00 | 821.8966 | 18163 | 5966 | 3712 | 11285 | 11661 | 51608.8966 |  | 8601
2018-12-30 10:00 | 3017.729 | 37905 | 18409 | 10672 | 12370 | 11790 | 94163.729 |  | 15694
2018-12-30 11:00 | 2849.694 | 37803 | 24615 | 11192 | 26726 | 25674 | 128859.694 |  | 21477
2018-12-30 12:00 | 1981.0209 | 34617 | 21025 | 15353 | 27029 | 27874 | 127879.0209 |  | 21313
2018-12-30 13:00 | 746.069 | 22893 | 17961 | 13284 | 11160 | 12335 | 78379.069 |  | 13063
2018-12-30 14:00 | 439.9377 | 10623 | 7997 | 5012 | 10520 | 17652 | 52243.9377 |  | 8707
2018-12-30 15:00 | 107.9528 | 4475 | 1917 | 2573 | 2941 | 8887 | 20900.9529 |  | 3483
2018-12-30 16:00 | 2.058 | 42 | 62 | 28 | 27 | 35 | 196.058 |  | 33
2018-12-30 17:00 | 0 | 0 | 0 | 0 | 0 | 0 | 0 |  | 0
2018-12-30 18:00 | 0 | 0 | 0 | 0 | 0 | 0 | 0 |  | 0
2018-12-30 19:00 | 0 | 0 | 0 | 0 | 0 | 0 | 0 |  | 0
2018-12-30 20:00 | 0 | 0 | 0 | 0 | 0 | 0 | 0 |  | 0
2018-12-30 21:00 | 0 | 0 | 0 | 0 | 0 | 0 | 0 |  | 0
2018-12-30 22:00 | 0 | 0 | 0 | 0 | 0 | 0 | 0 |  | 0
2018-12-30 23:00 | 0 | 0 | 0 | 0 | 0 | 0 | 0 |  | 0
2018-12-31 | 0 | 0 | 0 | 0 | 0 | 0 | 0 |  | 0
2018-12-31 01:00 | 0 | 0 | 0 | 0 | 0 | 0 | 0 |  | 0
2018-12-31 02:00 | 0 | 0 | 0 | 0 | 0 | 0 | 0 |  | 0
2018-12-31 03:00 | 0 | 0 | 0 | 0 | 0 | 0 | 0 |  | 0
2018-12-31 04:00 | 0 | 0 | 0 | 0 | 0 | 0 | 0 |  | 0
2018-12-31 05:00 | 0 | 0 | 0 | 0 | 0 | 0 | 0 |  | 0
2018-12-31 06:00 | 0 | 0 | 0 | 0 | 0 | 0 | 0 |  | 0
2018-12-31 07:00 | 0 | 1442 | 793 | 115 | 387 | 568 | 3305 |  | 551
2018-12-31 08:00 | 246.6536 | 15826 | 5641 | 2284 | 12429 | 12920 | 49346.6536 |  | 8224
2018-12-31 09:00 | 1107.252 | 19608 | 11110 | 8775 | 13159 | 14312 | 68071.252 |  | 11345
2018-12-31 10:00 | 1974.6339 | 24927 | 17237 | 11443 | 15781 | 16448 | 87810.6339 |  | 14635
2018-12-31 11:00 | 1372.4071 | 26525 | 11880 | 11216 | 20864 | 22333 | 94190.4071 |  | 15698
2018-12-31 12:00 | 993.9957 | 10568 | 10931 | 7285 | 9918 | 9866 | 49561.9957 |  | 8260
2018-12-31 13:00 | 518.8398 | 5356 | 7309 | 3882 | 7373 | 6747 | 31185.8398 |  | 5198
2018-12-31 14:00 | 181.0502 | 2440 | 3052 | 1609 | 3983 | 3381 | 14646.0502 |  | 2441
2018-12-31 15:00 | 49.7825 | 280 | 706 | 348 | 566 | 452 | 2401.7825 |  | 400
2018-12-31 16:00 | 0 | 0 | 2 | 0 | 0 | 0 | 2 |  | 0
2018-12-31 17:00 | 0 | 0 | 0 | 0 | 0 | 0 | 0 |  | 0
2018-12-31 18:00 | 0 | 0 | 0 | 0 | 0 | 0 | 0 |  | 0
2018-12-31 19:00 | 0 | 0 | 0 | 0 | 0 | 0 | 0 |  | 0
2018-12-31 20:00 | 0 | 0 | 0 | 0 | 0 | 0 | 0 |  | 0
2018-12-31 21:00 | 0 | 0 | 0 | 0 | 0 | 0 | 0 |  | 0
2018-12-31 22:00 | 0 | 0 | 0 | 0 | 0 | 0 | 0 |  | 0
2018-12-31 23:00 | 0 | 0 | 0 | 0 | 0 | 0 | 0 |  | 0
2019-01-01 | 0 | 0 | 0 | 0 | 0 | 0 | 0 |  | 0
2019-01-01 01:00 | 0 | 0 | 0 | 0 | 0 | 0 | 0 |  | 0
2019-01-01 02:00 | 0 | 0 | 0 | 0 | 0 | 0 | 0 |  | 0
2019-01-01 03:00 | 0 | 0 | 0 | 0 | 0 | 0 | 0 |  | 0
2019-01-01 04:00 | 0 | 0 | 0 | 0 | 0 | 0 | 0 |  | 0
2019-01-01 05:00 | 0 | 0 | 0 | 0 | 0 | 0 | 0 |  | 0
2019-01-01 06:00 | 0 | 0 | 0 | 0 | 0 | 0 | 0 |  | 0
2019-01-01 07:00 | 0 | 0 | 18 | 0 | 0 | 0 | 18 |  | 3
2019-01-01 08:00 | 88.7042 | 1090 | 1785 | 829 | 504 | 0 | 4296.7042 |  | 716
2019-01-01 09:00 | 760.4118 | 6758 | 10724 | 4956 | 5508 | 5462 | 34168.4118 |  | 5695
2019-01-01 10:00 | 2589.463 | 17789 | 21000 | 7143 | 5672 | 7083 | 61276.463 |  | 10213
2019-01-01 11:00 | 2515.3213 | 11515 | 21349 | 9721 | 18744 | 18461 | 82305.3213 |  | 13718
2019-01-01 12:00 | 1995.2799 | 11031 | 25492 | 11143 | 14742 | 15692 | 80095.2799 |  | 13349
2019-01-01 13:00 | 772.5608 | 4829 | 21317 | 11889 | 8829 | 8821 | 56457.5609 |  | 9410
2019-01-01 14:00 | 264.0884 | 3435 | 7771 | 8178 | 2907 | 2739 | 25294.0884 |  | 4216
2019-01-01 15:00 | 100.3325 | 747 | 1800 | 1954 | 842 | 839 | 6282.3325 |  | 1047
2019-01-01 16:00 | 0.14283 | 22 | 63 | 31 | 2 | 4 | 122.1428 |  | 20
2019-01-01 17:00 | 0 | 0 | 0 | 0 | 0 | 0 | 0 |  | 0
2019-01-01 18:00 | 0 | 0 | 0 | 0 | 0 | 0 | 0 |  | 0
2019-01-01 19:00 | 0 | 0 | 0 | 0 | 0 | 0 | 0 |  | 0
2019-01-01 20:00 | 0 | 0 | 0 | 0 | 0 | 0 | 0 |  | 0
2019-01-01 21:00 | 0 | 0 | 0 | 0 | 0 | 0 | 0 |  | 0
2019-01-01 22:00 | 0 | 0 | 0 | 0 | 0 | 0 | 0 |  | 0
2019-01-01 23:00 | 0 | 0 | 0 | 0 | 0 | 0 | 0 |  | 0
2019-01-02 | 0 | 0 | 0 | 0 | 0 | 0 | 0 |  | 0
2019-01-02 01:00 | 0 | 0 | 0 | 0 | 0 | 0 | 0 |  | 0
2019-01-02 02:00 | 0 | 0 | 0 | 0 | 0 | 0 | 0 |  | 0
2019-01-02 03:00 | 0 | 0 | 0 | 0 | 0 | 0 | 0 |  | 0
2019-01-02 04:00 | 0 | 0 | 0 | 0 | 0 | 0 | 0 |  | 0
2019-01-02 05:00 | 0 | 0 | 0 | 0 | 0 | 0 | 0 |  | 0
2019-01-02 06:00 | 0 | 0 | 0 | 0 | 0 | 0 | 0 |  | 0
2019-01-02 07:00 | 0 | 471 | 412 | 0 | 324 | 503 | 1710 |  | 285
2019-01-02 08:00 | 400.9542 | 19309 | 4562 | 1450 | 12554.594 | 15578 | 53854.5482 |  | 8976
2019-01-02 09:00 | 928.4598 | 34030 | 14780 | 10431 | 23840 | 25937 | 109946.4598 |  | 18324
2019-01-02 10:00 | 3351.4238 | 39235 | 22634 | 15657 | 28826 | 28151 | 137854.4238 |  | 22976
2019-01-02 11:00 | 3055.8188 | 39922 | 26776 | 16716 | 30564 | 28799 | 145832.8188 |  | 24305
2019-01-02 12:00 | 2029.6904 | 35173 | 27185 | 16139 | 28158 | 28366 | 137050.6904 |  | 22842
2019-01-02 13:00 | 893.0442 | 27603 | 22128 | 11315 | 19427 | 24317 | 105683.0442 |  | 17614
2019-01-02 14:00 | 450.8624 | 12721 | 8510 | 6731 | 10716 | 17546 | 56674.8624 |  | 9446
2019-01-02 15:00 | 192.3243 | 2270 | 2669 | 1342 | 2157 | 4134 | 12764.3243 |  | 2127
2019-01-02 16:00 | 0.38424 | 94 | 38 | 41 | 71 | 93 | 337.3842 |  | 56
2019-01-02 17:00 | 0 | 0 | 0 | 0 | 0 | 0 | 0 |  | 0
2019-01-02 18:00 | 0 | 0 | 0 | 0 | 0 | 0 | 0 |  | 0
2019-01-02 19:00 | 0 | 0 | 0 | 0 | 0 | 0 | 0 |  | 0
2019-01-02 20:00 | 0 | 0 | 0 | 0 | 0 | 0 | 0 |  | 0
2019-01-02 21:00 | 0 | 0 | 0 | 0 | 0 | 0 | 0 |  | 0
2019-01-02 22:00 | 0 | 0 | 0 | 0 | 0 | 0 | 0 |  | 0
2019-01-02 23:00 | 0 | 0 | 0 | 0 | 0 | 0 | 0 |  | 0
2019-01-03 | 0 | 0 | 0 | 0 | 0 | 0 | 0 |  | 0
2019-01-03 01:00 | 0 | 0 | 0 | 0 | 0 | 0 | 0 |  | 0
2019-01-03 02:00 | 0 | 0 | 0 | 0 | 0 | 0 | 0 |  | 0
2019-01-03 03:00 | 0 | 0 | 0 | 0 | 0 | 0 | 0 |  | 0
2019-01-03 04:00 | 0 | 0 | 0 | 0 | 0 | 0 | 0 |  | 0
2019-01-03 05:00 | 0 | 0 | 0 | 0 | 0 | 0 | 0 |  | 0
2019-01-03 06:00 | 0 | 0 | 0 | 0 | 0 | 0 | 0 |  | 0
2019-01-03 07:00 | 0 | 0 | 0 | 0 | 0 | 0 | 0 |  | 0
2019-01-03 08:00 | 0 | 139 | 0 | 0 | 2 | 14 | 155 |  | 26
2019-01-03 09:00 | 54.7325 | 2224 | 110 | 0 | 573 | 783 | 3744.7325 |  | 624
2019-01-03 10:00 | 729.1455 | 7082 | 1162 | 216 | 766 | 580 | 10535.1455 |  | 1756
2019-01-03 11:00 | 1997.3452 | 17482 | 2880 | 826 | 1764 | 2099 | 27048.3452 |  | 4508
2019-01-03 12:00 | 1515.5132 | 27514 | 9086 | 1686 | 2605 | 5207 | 47613.5132 |  | 7936
2019-01-03 13:00 | 795.687 | 21015 | 18398 | 2766 | 2164 | 4358 | 49496.687 |  | 8249
2019-01-03 14:00 | 421.8267 | 4636 | 7650 | 2608 | 738 | 1418 | 17471.8267 |  | 2912
2019-01-03 15:00 | 106.1136 | 1634 | 1906 | 902 | 172 | 559 | 5279.1136 |  | 880
2019-01-03 16:00 | 0.66336 | 8 | 62 | 7 | 0 | 9 | 86.6634 |  | 14
2019-01-03 17:00 | 0 | 0 | 0 | 0 | 0 | 0 | 0 |  | 0
2019-01-03 18:00 | 0 | 0 | 0 | 0 | 0 | 0 | 0 |  | 0
2019-01-03 19:00 | 0 | 0 | 0 | 0 | 0 | 0 | 0 |  | 0
2019-01-03 20:00 | 0 | 0 | 0 | 0 | 0 | 0 | 0 |  | 0
2019-01-03 21:00 | 0 | 0 | 0 | 0 | 0 | 0 | 0 |  | 0
2019-01-03 22:00 | 0 | 0 | 0 | 0 | 0 | 0 | 0 |  | 0
2019-01-03 23:00 | 0 | 0 | 0 | 0 | 0 | 0 | 0 |  | 0
2019-01-04 | 0 | 0 | 0 | 0 | 0 | 0 | 0 |  | 0
2019-01-04 01:00 | 0 | 0 | 0 | 0 | 0 | 0 | 0 |  | 0
2019-01-04 02:00 | 0 | 0 | 0 | 0 | 0 | 0 | 0 |  | 0
2019-01-04 03:00 | 0 | 0 | 0 | 0 | 0 | 0 | 0 |  | 0
2019-01-04 04:00 | 0 | 0 | 0 | 0 | 0 | 0 | 0 |  | 0
2019-01-04 05:00 | 0 | 0 | 0 | 0 | 0 | 0 | 0 |  | 0
2019-01-04 06:00 | 0 | 0 | 0 | 0 | 0 | 0 | 0 |  | 0
2019-01-04 07:00 | 5.9576 | 2050 | 384 | 0 | 228 | 926 | 3593.9576 |  | 599
2019-01-04 08:00 | 183.1809 | 19643 | 4802 | 572 | 5366 | 10966 | 41532.1809 |  | 6922
2019-01-04 09:00 | 907.6569 | 31961 | 13415 | 5572 | 13693 | 21117 | 86665.6569 |  | 14444
2019-01-04 10:00 | 2758.2778 | 27494 | 20629 | 8240 | 23798 | 25882 | 108801.2778 |  | 18134
2019-01-04 11:00 | 2245.8013 | 27686 | 22199 | 8388 | 17523 | 19791 | 97832.8013 |  | 16305
2019-01-04 12:00 | 1587.3245 | 26607 | 20996 | 7820 | 21346 | 23403 | 101759.3245 |  | 16960
2019-01-04 13:00 | 903.3748 | 23548 | 17979 | 7612 | 15284 | 19673 | 84999.3748 |  | 14167
2019-01-04 14:00 | 531.2838 | 11108 | 8366 | 5370 | 9304 | 13628 | 48307.2838 |  | 8051
2019-01-04 15:00 | 184.7703 | 3245 | 2832 | 1594 | 2497 | 3450 | 13802.7703 |  | 2300
2019-01-04 16:00 | 2.4452 | 84 | 63 | 43 | 78 | 105 | 375.4452 |  | 63
2019-01-04 17:00 | 0 | 0 | 0 | 0 | 0 | 0 | 0 |  | 0
2019-01-04 18:00 | 0 | 0 | 0 | 0 | 0 | 0 | 0 |  | 0
2019-01-04 19:00 | 0 | 0 | 0 | 0 | 0 | 0 | 0 |  | 0
2019-01-04 20:00 | 0 | 0 | 0 | 0 | 0 | 0 | 0 |  | 0
2019-01-04 21:00 | 0 | 0 | 0 | 0 | 0 | 0 | 0 |  | 0
2019-01-04 22:00 | 0 | 0 | 0 | 0 | 0 | 0 | 0 |  | 0
2019-01-04 23:00 | 0 | 0 | 0 | 0 | 0 | 0 | 0 |  | 0
2019-01-05 | 0 | 0 | 0 | 0 | 0 | 0 | 0 |  | 0
2019-01-05 01:00 | 0 | 0 | 0 | 0 | 0 | 0 | 0 |  | 0
2019-01-05 02:00 | 0 | 0 | 0 | 0 | 0 | 0 | 0 |  | 0
2019-01-05 03:00 | 0 | 0 | 0 | 0 | 0 | 0 | 0 |  | 0
2019-01-05 04:00 | 0 | 0 | 0 | 0 | 0 | 0 | 0 |  | 0
2019-01-05 05:00 | 0 | 0 | 0 | 0 | 0 | 0 | 0 |  | 0
2019-01-05 06:00 | 0 | 0 | 0 | 0 | 0 | 0 | 0 |  | 0
2019-01-05 07:00 | 0 | 115 | 71 | 0 | 0 | 1 | 187 |  | 31
2019-01-05 08:00 | 137.1289 | 1133 | 2714 | 375 | 2005 | 1651 | 8015.1289 |  | 1336
2019-01-05 09:00 | 379.1711 | 2064 | 4512 | 1973 | 4451 | 3590 | 16969.1711 |  | 2828
2019-01-05 10:00 | 546.86 | 6489 | 6777 | 3328 | 5256 | 4350 | 26746.86 |  | 4458
2019-01-05 11:00 | 575.4568 | 9321 | 6574 | 3842 | 5399 | 4452 | 30163.4568 |  | 5027
2019-01-05 12:00 | 642.5603 | 5823 | 7422 | 5001 | 4603 | 3771 | 27262.5603 |  | 4544
2019-01-05 13:00 | 468.0605 | 4898 | 5282 | 3400 | 6336 | 5440 | 25824.0606 |  | 4304
2019-01-05 14:00 | 295.4835 | 1399 | 2543 | 1046 | 1760 | 1430 | 8473.4835 |  | 1412
2019-01-05 15:00 | 35.3995 | 663 | 461 | 363 | 1062 | 887 | 3471.3995 |  | 579
2019-01-05 16:00 | 0 | 0 | 0 | 1 | 21 | 15 | 37 |  | 6
2019-01-05 17:00 | 0 | 0 | 0 | 0 | 0 | 0 | 0 |  | 0
2019-01-05 18:00 | 0 | 0 | 0 | 0 | 0 | 0 | 0 |  | 0
2019-01-05 19:00 | 0 | 0 | 0 | 0 | 0 | 0 | 0 |  | 0
2019-01-05 20:00 | 0 | 0 | 0 | 0 | 0 | 0 | 0 |  | 0
2019-01-05 21:00 | 0 | 0 | 0 | 0 | 0 | 0 | 0 |  | 0
2019-01-05 22:00 | 0 | 0 | 0 | 0 | 0 | 0 | 0 |  | 0
2019-01-05 23:00 | 0 | 0 | 0 | 0 | 0 | 0 | 0 |  | 0
2019-01-06 | 0 | 0 | 0 | 0 | 0 | 0 | 0 |  | 0
2019-01-06 01:00 | 0 | 0 | 0 | 0 | 0 | 0 | 0 |  | 0
2019-01-06 02:00 | 0 | 0 | 0 | 0 | 0 | 0 | 0 |  | 0
2019-01-06 03:00 | 0 | 0 | 0 | 0 | 0 | 0 | 0 |  | 0
2019-01-06 04:00 | 0 | 0 | 0 | 0 | 0 | 0 | 0 |  | 0
2019-01-06 05:00 | 0 | 0 | 0 | 0 | 0 | 0 | 0 |  | 0
2019-01-06 06:00 | 0 | 0 | 0 | 0 | 0 | 0 | 0 |  | 0
2019-01-06 07:00 | 0 | 340 | 109 | 0 | 31 | 19 | 499 |  | 83
2019-01-06 08:00 | 186.8178 | 5451 | 2114 | 1366 | 1410 | 1117 | 11644.8178 |  | 1941
2019-01-06 09:00 | 589.064 | 3007 | 6947 | 3698 | 2628 | 2122 | 18991.064 |  | 3165
2019-01-06 10:00 | 913.4153 | 10695 | 13360 | 5656 | 4056 | 3586 | 38266.4153 |  | 6378
2019-01-06 11:00 | 1726.9807 | 18308 | 14230 | 4893 | 15076 | 14421 | 68654.9807 |  | 11442
2019-01-06 12:00 | 839.1419 | 32022 | 26493 | 13653 | 13080 | 12420 | 98507.1419 |  | 16418
2019-01-06 13:00 | 690.8851 | 14497 | 12190 | 8034 | 7815 | 8207 | 51433.8851 |  | 8572
2019-01-06 14:00 | 636.6436 | 7052 | 4845 | 5317 | 6078 | 7607 | 31535.6436 |  | 5256
2019-01-06 15:00 | 162.0595 | 3148 | 1792 | 1700 | 2195 | 4041 | 13038.0595 |  | 2173
2019-01-06 16:00 | 16.2416 | 54 | 166 | 41 | 55 | 66 | 398.2416 |  | 66
2019-01-06 17:00 | 0 | 0 | 0 | 0 | 0 | 0 | 0 |  | 0
2019-01-06 18:00 | 0 | 0 | 0 | 0 | 0 | 0 | 0 |  | 0
2019-01-06 19:00 | 0 | 0 | 0 | 0 | 0 | 0 | 0 |  | 0
2019-01-06 20:00 | 0 | 0 | 0 | 0 | 0 | 0 | 0 |  | 0
2019-01-06 21:00 | 0 | 0 | 0 | 0 | 0 | 0 | 0 |  | 0
2019-01-06 22:00 | 0 | 0 | 0 | 0 | 0 | 0 | 0 |  | 0
2019-01-06 23:00 | 0 | 0 | 0 | 0 | 0 | 0 | 0 |  | 0
2019-01-07 | 0 | 0 | 0 | 0 | 0 | 0 | 0 |  | 0
2019-01-07 01:00 | 0 | 0 | 0 | 0 | 0 | 0 | 0 |  | 0
2019-01-07 02:00 | 0 | 0 | 0 | 0 | 0 | 0 | 0 |  | 0
2019-01-07 03:00 | 0 | 0 | 0 | 0 | 0 | 0 | 0 |  | 0
2019-01-07 04:00 | 0 | 0 | 0 | 0 | 0 | 0 | 0 |  | 0
2019-01-07 05:00 | 0 | 0 | 0 | 0 | 0 | 0 | 0 |  | 0
2019-01-07 06:00 | 0 | 0 | 0 | 0 | 0 | 0 | 0 |  | 0
2019-01-07 07:00 | 0 | 3637 | 418 | 12 | 1000 | 1885 | 6952 |  | 1159
2019-01-07 08:00 | 239.8429 | 22804 | 5686 | 1517 | 9317 | 15330 | 54893.8429 |  | 9149
2019-01-07 09:00 | 922.488 | 32202 | 15887 | 10662 | 18852.416 | 22724 | 101249.904 |  | 16875
2019-01-07 10:00 | 3522.3513 | 37115 | 23760 | 16058 | 27170 | 27194 | 134819.3513 |  | 22470
2019-01-07 11:00 | 3220.8286 | 31626 | 28055 | 15932 | 23350 | 25036 | 127219.8286 |  | 21203
2019-01-07 12:00 | 2136.2427 | 24670 | 28306 | 15009 | 18638 | 20331 | 109090.2427 |  | 18182
2019-01-07 13:00 | 1149.6539 | 17606 | 19483 | 10364 | 12729 | 13970 | 75301.6539 |  | 12550
2019-01-07 14:00 | 567.5994 | 12448 | 9547 | 7137 | 8968 | 10915 | 49582.5994 |  | 8264
2019-01-07 15:00 | 192.5708 | 2816 | 2792 | 1401 | 2919 | 2829 | 12949.5708 |  | 2158
2019-01-07 16:00 | 3.7579 | 59 | 69 | 60 | 86 | 81 | 358.7579 |  | 60
2019-01-07 17:00 | 0 | 0 | 0 | 0 | 0 | 0 | 0 |  | 0
2019-01-07 18:00 | 0 | 0 | 0 | 0 | 0 | 0 | 0 |  | 0
2019-01-07 19:00 | 0 | 0 | 0 | 0 | 0 | 0 | 0 |  | 0
2019-01-07 20:00 | 0 | 0 | 0 | 0 | 0 | 0 | 0 |  | 0
2019-01-07 21:00 | 0 | 0 | 0 | 0 | 0 | 0 | 0 |  | 0
2019-01-07 22:00 | 0 | 0 | 0 | 0 | 0 | 0 | 0 |  | 0
2019-01-07 23:00 | 0 | 0 | 0 | 0 | 0 | 0 | 0 |  | 0
2019-01-08 | 0 | 0 | 0 | 0 | 0 | 0 | 0 |  | 0
2019-01-08 01:00 | 0 | 0 | 0 | 0 | 0 | 0 | 0 |  | 0
2019-01-08 02:00 | 0 | 0 | 0 | 0 | 0 | 0 | 0 |  | 0
2019-01-08 03:00 | 0 | 0 | 0 | 0 | 0 | 0 | 0 |  | 0
2019-01-08 04:00 | 0 | 0 | 0 | 0 | 0 | 0 | 0 |  | 0
2019-01-08 05:00 | 0 | 0 | 0 | 0 | 0 | 0 | 0 |  | 0
2019-01-08 06:00 | 0 | 0 | 0 | 0 | 0 | 0 | 0 |  | 0
2019-01-08 07:00 | 0 | 0 | 0 | 0 | 0 | 0 | 0 |  | 0
2019-01-08 08:00 | 0 | 0 | 0 | 0 | 0 | 0 | 0 |  | 0
2019-01-08 09:00 | 0 | 0 | 1 | 0 | 0 | 0 | 1 |  | 0
2019-01-08 10:00 | 0 | 1 | 137 | 0 | 0 | 0 | 138 |  | 23
2019-01-08 11:00 | 0 | 0 | 389 | 0 | 19 | 48 | 456 |  | 76
2019-01-08 12:00 | 0 | 12 | 317 | 0 | 2 | 13 | 344 |  | 57
2019-01-08 13:00 | 44.6677 | 12 | 399 | 0 | 16 | 60 | 531.6676 |  | 89
2019-01-08 14:00 | 80.9854 | 0 | 156 | 0 | 11 | 25 | 272.9854 |  | 45
2019-01-08 15:00 | 1.9693 | 0 | 0 | 0 | 0 | 49 | 50.9693 |  | 8
2019-01-08 16:00 | 0 | 0 | 0 | 0 | 0 | 0 | 0 |  | 0
2019-01-08 17:00 | 0 | 0 | 0 | 0 | 0 | 0 | 0 |  | 0
2019-01-08 18:00 | 0 | 0 | 0 | 0 | 0 | 0 | 0 |  | 0
2019-01-08 19:00 | 0 | 0 | 0 | 0 | 0 | 0 | 0 |  | 0
2019-01-08 20:00 | 0 | 0 | 0 | 0 | 0 | 0 | 0 |  | 0
2019-01-08 21:00 | 0 | 0 | 0 | 0 | 0 | 0 | 0 |  | 0
2019-01-08 22:00 | 0 | 0 | 0 | 0 | 0 | 0 | 0 |  | 0
2019-01-08 23:00 | 0 | 0 | 0 | 0 | 0 | 0 | 0 |  | 0
2019-01-09 | 0 | 0 | 0 | 0 | 0 | 0 | 0 |  | 0
2019-01-09 01:00 | 0 | 0 | 0 | 0 | 0 | 0 | 0 |  | 0
2019-01-09 02:00 | 0 | 0 | 0 | 0 | 0 | 0 | 0 |  | 0
2019-01-09 03:00 | 0 | 0 | 0 | 0 | 0 | 0 | 0 |  | 0
2019-01-09 04:00 | 0 | 0 | 0 | 0 | 0 | 0 | 0 |  | 0
2019-01-09 05:00 | 0 | 0 | 0 | 0 | 0 | 0 | 0 |  | 0
2019-01-09 06:00 | 0 | 0 | 0 | 0 | 0 | 0 | 0 |  | 0
2019-01-09 07:00 | 0 | 0 | 62 | 0 | 0 | 0 | 62 |  | 10
2019-01-09 08:00 | 100.4451 | 0 | 1237 | 0 | 24 | 0 | 1361.4451 |  | 227
2019-01-09 09:00 | 414.0505 | 2580 | 2930 | 344 | 1325 | 0 | 7593.0505 |  | 1266
2019-01-09 10:00 | 1455.0254 | 4061 | 7021 | 880 | 3635 | 0 | 17052.0254 |  | 2842
2019-01-09 11:00 | 1359.2865 | 4529 | 7044 | 1853 | 4880 | 0 | 19665.2865 |  | 3278
2019-01-09 12:00 | 802.8256 | 4720 | 5053 | 1102 | 4388 | 0 | 16065.8256 |  | 2678
2019-01-09 13:00 | 421.5371 | 4209 | 3877 | 934 | 3157 | 0 | 12598.537 |  | 2100
2019-01-09 14:00 | 309.6704 | 1806 | 1926 | 992 | 1364 | 0 | 6397.6704 |  | 1066
2019-01-09 15:00 | 90.8608 | 498 | 876 | 733 | 36 | 0 | 2233.8608 |  | 372
2019-01-09 16:00 | 0 | 71 | 11 | 88 | 0 | 0 | 170 |  | 28
2019-01-09 17:00 | 0 | 0 | 0 | 0 | 0 | 0 | 0 |  | 0
2019-01-09 18:00 | 0 | 0 | 0 | 0 | 0 | 0 | 0 |  | 0
2019-01-09 19:00 | 0 | 0 | 0 | 0 | 0 | 0 | 0 |  | 0
2019-01-09 20:00 | 0 | 0 | 0 | 0 | 0 | 0 | 0 |  | 0
2019-01-09 21:00 | 0 | 0 | 0 | 0 | 0 | 0 | 0 |  | 0
2019-01-09 22:00 | 0 | 0 | 0 | 0 | 0 | 0 | 0 |  | 0
2019-01-09 23:00 | 0 | 0 | 0 | 0 | 0 | 0 | 0 |  | 0
2019-01-10 | 0 | 0 | 0 | 0 | 0 | 0 | 0 |  | 0
2019-01-10 01:00 | 0 | 0 | 0 | 0 | 0 | 0 | 0 |  | 0
2019-01-10 02:00 | 0 | 0 | 0 | 0 | 0 | 0 | 0 |  | 0
2019-01-10 03:00 | 0 | 0 | 0 | 0 | 0 | 0 | 0 |  | 0
2019-01-10 04:00 | 0 | 0 | 0 | 0 | 0 | 0 | 0 |  | 0
2019-01-10 05:00 | 0 | 0 | 0 | 0 | 0 | 0 | 0 |  | 0
2019-01-10 06:00 | 0 | 0 | 0 | 0 | 0 | 0 | 0 |  | 0
2019-01-10 07:00 | 0 | 228 | 693 | 5 | 2 | 0 | 928 |  | 155
2019-01-10 08:00 | 253.1679 | 4085 | 2971 | 720 | 556 | 2 | 8587.1679 |  | 1431
2019-01-10 09:00 | 901.3182 | 5613 | 8818 | 3446 | 1879 | 51 | 20708.3182 |  | 3451
2019-01-10 10:00 | 1148.4388 | 6311 | 10908 | 2990 | 1865 | 45 | 23267.4388 |  | 3878
2019-01-10 11:00 | 663.8677 | 7088 | 11152 | 4786 | 2764 | 95 | 26548.8677 |  | 4425
2019-01-10 12:00 | 463.8012 | 18651 | 8404 | 4949 | 3106 | 95 | 35668.8012 |  | 5945
2019-01-10 13:00 | 596.122 | 10188 | 9218 | 3127 | 4103 | 239 | 27471.122 |  | 4579
2019-01-10 14:00 | 578.3822 | 7231 | 8521 | 1806 | 5774 | 824 | 24734.3822 |  | 4122
2019-01-10 15:00 | 276.7712 | 6828 | 1553 | 543 | 1934 | 208 | 11342.7712 |  | 1890
2019-01-10 16:00 | 17.1237 | 820 | 132 | 25 | 215 | 11 | 1220.1237 |  | 203
2019-01-10 17:00 | 0 | 0 | 0 | 0 | 0 | 0 | 0 |  | 0
2019-01-10 18:00 | 0 | 0 | 0 | 0 | 0 | 0 | 0 |  | 0
2019-01-10 19:00 | 0 | 0 | 0 | 0 | 0 | 0 | 0 |  | 0
2019-01-10 20:00 | 0 | 0 | 0 | 0 | 0 | 0 | 0 |  | 0
2019-01-10 21:00 | 0 | 0 | 0 | 0 | 0 | 0 | 0 |  | 0
2019-01-10 22:00 | 0 | 0 | 0 | 0 | 0 | 0 | 0 |  | 0
2019-01-10 23:00 | 0 | 0 | 0 | 0 | 0 | 0 | 0 |  | 0
2019-01-11 | 0 | 0 | 0 | 0 | 0 | 0 | 0 |  | 0
2019-01-11 01:00 | 0 | 0 | 0 | 0 | 0 | 0 | 0 |  | 0
2019-01-11 02:00 | 0 | 0 | 0 | 0 | 0 | 0 | 0 |  | 0
2019-01-11 03:00 | 0 | 0 | 0 | 0 | 0 | 0 | 0 |  | 0
2019-01-11 04:00 | 0 | 0 | 0 | 0 | 0 | 0 | 0 |  | 0
2019-01-11 05:00 | 0 | 0 | 0 | 0 | 0 | 0 | 0 |  | 0
2019-01-11 06:00 | 0 | 0 | 0 | 0 | 0 | 0 | 0 |  | 0
2019-01-11 07:00 | 0 | 2021 | 651 | 88 | 16 | 0 | 2776 |  | 463
2019-01-11 08:00 | 367.1287 | 18371 | 5540 | 1442 | 3095 | 326 | 29141.1287 |  | 4857
2019-01-11 09:00 | 863.1627 | 34114 | 15592 | 7717 | 4170.75 | 663 | 63119.9127 |  | 10520
2019-01-11 10:00 | 3511.8435 | 39783 | 23394 | 10370 | 9057 | 1406 | 87521.8435 |  | 14587
2019-01-11 11:00 | 3435.034 | 23324 | 28310 | 10842 | 20310 | 2999 | 89220.034 |  | 14870
2019-01-11 12:00 | 2515.0618 | 42001 | 30484 | 9907 | 24270 | 4191 | 113368.0618 |  | 18895
2019-01-11 13:00 | 1019.5411 | 32582 | 24064 | 8061 | 20029 | 3718 | 89473.5411 |  | 14912
2019-01-11 14:00 | 485.7566 | 20674 | 10145 | 4672 | 12384 | 2926 | 51286.7566 |  | 8548
2019-01-11 15:00 | 152.4963 | 7096 | 1874 | 1536 | 3976 | 1445 | 16079.4963 |  | 2680
2019-01-11 16:00 | 8.5659 | 241 | 109 | 30 | 97 | 48 | 533.5659 |  | 89
2019-01-11 17:00 | 0 | 0 | 0 | 0 | 0 | 0 | 0 |  | 0
2019-01-11 18:00 | 0 | 0 | 0 | 0 | 0 | 0 | 0 |  | 0
2019-01-11 19:00 | 0 | 0 | 0 | 0 | 0 | 0 | 0 |  | 0
2019-01-11 20:00 | 0 | 0 | 0 | 0 | 0 | 0 | 0 |  | 0
2019-01-11 21:00 | 0 | 0 | 0 | 0 | 0 | 0 | 0 |  | 0
2019-01-11 22:00 | 0 | 0 | 0 | 0 | 0 | 0 | 0 |  | 0
2019-01-11 23:00 | 0 | 0 | 0 | 0 | 0 | 0 | 0 |  | 0
2019-01-12 | 0 | 0 | 0 | 0 | 0 | 0 | 0 |  | 0
2019-01-12 01:00 | 0 | 0 | 0 | 0 | 0 | 0 | 0 |  | 0
2019-01-12 02:00 | 0 | 0 | 0 | 0 | 0 | 0 | 0 |  | 0
2019-01-12 03:00 | 0 | 0 | 0 | 0 | 0 | 0 | 0 |  | 0
2019-01-12 04:00 | 0 | 0 | 0 | 0 | 0 | 0 | 0 |  | 0
2019-01-12 05:00 | 0 | 0 | 0 | 0 | 0 | 0 | 0 |  | 0
2019-01-12 06:00 | 0 | 0 | 0 | 0 | 0 | 0 | 0 |  | 0
2019-01-12 07:00 | 6.9051 | 3606 | 363 | 5 | 661 | 12 | 4653.9051 |  | 776
2019-01-12 08:00 | 256.7976 | 24367 | 5522 | 890 | 8161 | 926 | 40122.7976 |  | 6687
2019-01-12 09:00 | 1007.8126 | 37585 | 15638 | 7979 | 16637.13 | 3095 | 81941.9426 |  | 13657
2019-01-12 10:00 | 3655.955 | 43058 | 24095 | 10969 | 25868 | 4130 | 111775.955 |  | 18629
2019-01-12 11:00 | 3501.4512 | 43773 | 29473 | 11154 | 27417 | 4595 | 119913.4512 |  | 19986
2019-01-12 12:00 | 2503.4797 | 39949 | 31314 | 10181 | 26334 | 4575 | 114856.4797 |  | 19143
2019-01-12 13:00 | 957.2522 | 31940 | 25401 | 8280 | 21324 | 4011 | 91913.2522 |  | 15319
2019-01-12 14:00 | 500.2913 | 20455 | 10187 | 5086 | 13018 | 3025 | 52271.2913 |  | 8712
2019-01-12 15:00 | 138.2202 | 6725 | 2385 | 1482 | 4033.75 | 1364 | 16127.9702 |  | 2688
2019-01-12 16:00 | 15.1925 | 263 | 274 | 30 | 130 | 44 | 756.1925 |  | 126
2019-01-12 17:00 | 0 | 0 | 0 | 0 | 0 | 0 | 0 |  | 0
2019-01-12 18:00 | 0 | 0 | 0 | 0 | 0 | 0 | 0 |  | 0
2019-01-12 19:00 | 0 | 0 | 0 | 0 | 0 | 0 | 0 |  | 0
2019-01-12 20:00 | 0 | 0 | 0 | 0 | 0 | 0 | 0 |  | 0
2019-01-12 21:00 | 0 | 0 | 0 | 0 | 0 | 0 | 0 |  | 0
2019-01-12 22:00 | 0 | 0 | 0 | 0 | 0 | 0 | 0 |  | 0
2019-01-12 23:00 | 0 | 0 | 0 | 0 | 0 | 0 | 0 |  | 0
2019-01-13 | 0 | 0 | 0 | 0 | 0 | 0 | 0 |  | 0
2019-01-13 01:00 | 0 | 0 | 0 | 0 | 0 | 0 | 0 |  | 0
2019-01-13 02:00 | 0 | 0 | 0 | 0 | 0 | 0 | 0 |  | 0
2019-01-13 03:00 | 0 | 0 | 0 | 0 | 0 | 0 | 0 |  | 0
2019-01-13 04:00 | 0 | 0 | 0 | 0 | 0 | 0 | 0 |  | 0
2019-01-13 05:00 | 0 | 0 | 0 | 0 | 0 | 0 | 0 |  | 0
2019-01-13 06:00 | 0 | 0 | 0 | 0 | 0 | 0 | 0 |  | 0
2019-01-13 07:00 | 0 | 2905 | 465 | 9 | 601 | 11 | 3991 |  | 665
2019-01-13 08:00 | 232.7451 | 23619 | 5914 | 836 | 8383 | 953 | 39937.7451 |  | 6656
2019-01-13 09:00 | 890.8611 | 36933 | 15388 | 7933 | 18558.75 | 3131 | 82834.6111 |  | 13806
2019-01-13 10:00 | 3502.56 | 41995 | 23209 | 10839 | 26460 | 4169 | 110174.56 |  | 18362
2019-01-13 11:00 | 3392.0278 | 42655 | 28076 | 11027 | 28239 | 4664 | 118053.0278 |  | 19676
2019-01-13 12:00 | 2493.7551 | 39166 | 29821 | 10288 | 26756 | 4632 | 113156.7551 |  | 18859
2019-01-13 13:00 | 998.3939 | 31367 | 24410 | 8505 | 21801 | 4092 | 91173.3939 |  | 15196
2019-01-13 14:00 | 518.6744 | 20057 | 10043 | 5432 | 13312 | 3070 | 52432.6744 |  | 8739
2019-01-13 15:00 | 138.4183 | 7111 | 2342 | 1775 | 4270 | 1561 | 17197.4183 |  | 2866
2019-01-13 16:00 | 8.2601 | 333 | 194 | 49 | 125 | 71 | 780.2601 |  | 130
2019-01-13 17:00 | 0 | 0 | 0 | 0 | 0 | 0 | 0 |  | 0
2019-01-13 18:00 | 0 | 0 | 0 | 0 | 0 | 0 | 0 |  | 0
2019-01-13 19:00 | 0 | 0 | 0 | 0 | 0 | 0 | 0 |  | 0
2019-01-13 20:00 | 0 | 0 | 0 | 0 | 0 | 0 | 0 |  | 0
2019-01-13 21:00 | 0 | 0 | 0 | 0 | 0 | 0 | 0 |  | 0
2019-01-13 22:00 | 0 | 0 | 0 | 0 | 0 | 0 | 0 |  | 0
2019-01-13 23:00 | 0 | 0 | 0 | 0 | 0 | 0 | 0 |  | 0
2019-01-14 | 0 | 0 | 0 | 0 | 0 | 0 | 0 |  | 0
2019-01-14 01:00 | 0 | 0 | 0 | 0 | 0 | 0 | 0 |  | 0
2019-01-14 02:00 | 0 | 0 | 0 | 0 | 0 | 0 | 0 |  | 0
2019-01-14 03:00 | 0 | 0 | 0 | 0 | 0 | 0 | 0 |  | 0
2019-01-14 04:00 | 0 | 0 | 0 | 0 | 0 | 0 | 0 |  | 0
2019-01-14 05:00 | 0 | 0 | 0 | 0 | 0 | 0 | 0 |  | 0
2019-01-14 06:00 | 0 | 0 | 0 | 0 | 0 | 0 | 0 |  | 0
2019-01-14 07:00 | 0 | 3293 | 489 | 11 | 750 | 15 | 4558 |  | 760
2019-01-14 08:00 | 325.9404 | 23903 | 5077 | 919 | 8474 | 1001 | 39699.9404 |  | 6617
2019-01-14 09:00 | 808.8982 | 37017 | 15354 | 8417 | 15170 | 3147 | 79913.8982 |  | 13319
2019-01-14 10:00 | 3486.5369 | 42027 | 23464 | 11300 | 27238 | 4234 | 111749.5369 |  | 18625
2019-01-14 11:00 | 3409.2698 | 39830 | 28227 | 11448 | 28108 | 4842 | 115864.2698 |  | 19311
2019-01-14 12:00 | 2540.9788 | 0 | 29793 | 10776 | 26675 | 5226 | 75010.9788 |  | 12502
2019-01-14 13:00 | 1033.5739 | 9829 | 24418 | 9083 | 21962 | 6196 | 72521.5739 |  | 12087
2019-01-14 14:00 | 531.3401 | 22231 | 10173 | 5936 | 12241 | 6655 | 57767.3402 |  | 9628
2019-01-14 15:00 | 147.641 | 6045 | 2386 | 2010 | 3691 | 2972 | 17251.641 |  | 2875
2019-01-14 16:00 | 16.4347 | 376 | 244 | 61 | 251 | 135 | 1083.4347 |  | 181
2019-01-14 17:00 | 0 | 0 | 0 | 0 | 0 | 0 | 0 |  | 0
2019-01-14 18:00 | 0 | 0 | 0 | 0 | 0 | 0 | 0 |  | 0
2019-01-14 19:00 | 0 | 0 | 0 | 0 | 0 | 0 | 0 |  | 0
2019-01-14 20:00 | 0 | 0 | 0 | 0 | 0 | 0 | 0 |  | 0
2019-01-14 21:00 | 0 | 0 | 0 | 0 | 0 | 0 | 0 |  | 0
2019-01-14 22:00 | 0 | 0 | 0 | 0 | 0 | 0 | 0 |  | 0
2019-01-14 23:00 | 0 | 0 | 0 | 0 | 0 | 0 | 0 |  | 0
2019-01-15 | 0 | 0 | 0 | 0 | 0 | 0 | 0 |  | 0
2019-01-15 01:00 | 0 | 0 | 0 | 0 | 0 | 0 | 0 |  | 0
2019-01-15 02:00 | 0 | 0 | 0 | 0 | 0 | 0 | 0 |  | 0
2019-01-15 03:00 | 0 | 0 | 0 | 0 | 0 | 0 | 0 |  | 0
2019-01-15 04:00 | 0 | 0 | 0 | 0 | 0 | 0 | 0 |  | 0
2019-01-15 05:00 | 0 | 0 | 0 | 0 | 0 | 0 | 0 |  | 0
2019-01-15 06:00 | 0 | 0 | 0 | 0 | 0 | 0 | 0 |  | 0
2019-01-15 07:00 | 4.5067 | 3955 | 439 | 34 | 1339 | 731 | 6502.5067 |  | 1084
2019-01-15 08:00 | 402.4763 | 21492 | 5897 | 2298 | 5870.8335 | 2306 | 38266.3098 |  | 6378
2019-01-15 09:00 | 914.8375 | 28895 | 14046 | 7303 | 19375 | 7236 | 77769.8375 |  | 12962
2019-01-15 10:00 | 3161.262 | 29277 | 21101 | 11280 | 15180 | 6155 | 86154.262 |  | 14359
2019-01-15 11:00 | 2903.081 | 32676 | 25792 | 9904 | 13474 | 4955 | 89704.081 |  | 14951
2019-01-15 12:00 | 1992.8563 | 30741 | 21554 | 9373 | 13874 | 4889 | 82423.8563 |  | 13737
2019-01-15 13:00 | 1196.5884 | 23005 | 18013 | 7791 | 13637 | 5540 | 69182.5884 |  | 11530
2019-01-15 14:00 | 670.3228 | 6329 | 8801 | 4971 | 5442 | 2009 | 28222.3227 |  | 4704
2019-01-15 15:00 | 306.3355 | 2279 | 3408 | 2116 | 2513 | 874 | 11496.3355 |  | 1916
2019-01-15 16:00 | 31.6795 | 300 | 469 | 96 | 147 | 36 | 1079.6795 |  | 180
2019-01-15 17:00 | 0 | 0 | 0 | 0 | 0 | 0 | 0 |  | 0
2019-01-15 18:00 | 0 | 0 | 0 | 0 | 0 | 0 | 0 |  | 0
2019-01-15 19:00 | 0 | 0 | 0 | 0 | 0 | 0 | 0 |  | 0
2019-01-15 20:00 | 0 | 0 | 0 | 0 | 0 | 0 | 0 |  | 0
2019-01-15 21:00 | 0 | 0 | 0 | 0 | 0 | 0 | 0 |  | 0
2019-01-15 22:00 | 0 | 0 | 0 | 0 | 0 | 0 | 0 |  | 0
2019-01-15 23:00 | 0 | 0 | 0 | 0 | 0 | 0 | 0 |  | 0
2019-01-16 | 0 | 0 | 0 | 0 | 0 | 0 | 0 |  | 0
2019-01-16 01:00 | 0 | 0 | 0 | 0 | 0 | 0 | 0 |  | 0
2019-01-16 02:00 | 0 | 0 | 0 | 0 | 0 | 0 | 0 |  | 0
2019-01-16 03:00 | 0 | 0 | 0 | 0 | 0 | 0 | 0 |  | 0
2019-01-16 04:00 | 0 | 0 | 0 | 0 | 0 | 0 | 0 |  | 0
2019-01-16 05:00 | 0 | 0 | 0 | 0 | 0 | 0 | 0 |  | 0
2019-01-16 06:00 | 0 | 0 | 0 | 0 | 0 | 0 | 0 |  | 0
2019-01-16 07:00 | 0 | 574 | 524 | 47 | 299 | 164 | 1608 |  | 268
2019-01-16 08:00 | 367.6275 | 12756 | 4481 | 1527 | 2067 | 567 | 21765.6275 |  | 3628
2019-01-16 09:00 | 874.5655 | 3448 | 14910 | 5759 | 2855 | 850 | 28696.5655 |  | 4783
2019-01-16 10:00 | 757.644 | 23735 | 12698 | 2913 | 10294 | 3875 | 54272.644 |  | 9045
2019-01-16 11:00 | 1795.3047 | 10836 | 14687 | 10080 | 7264 | 2337 | 46999.3047 |  | 7833
2019-01-16 12:00 | 965.5815 | 5913 | 9593 | 5314 | 10632 | 3889 | 36306.5815 |  | 6051
2019-01-16 13:00 | 634.0304 | 21681 | 5564 | 8350 | 21714 | 11414 | 69357.0304 |  | 11560
2019-01-16 14:00 | 586.2767 | 12414 | 10489 | 7520 | 3935 | 1453 | 36397.2767 |  | 6066
2019-01-16 15:00 | 155.4626 | 1789 | 2566 | 1387 | 1908 | 689 | 8494.4626 |  | 1416
2019-01-16 16:00 | 19.0213 | 160 | 161 | 120 | 373 | 140 | 973.0213 |  | 162
2019-01-16 17:00 | 0 | 0 | 0 | 0 | 0 | 0 | 0 |  | 0
2019-01-16 18:00 | 0 | 0 | 0 | 0 | 0 | 0 | 0 |  | 0
2019-01-16 19:00 | 0 | 0 | 0 | 0 | 0 | 0 | 0 |  | 0
2019-01-16 20:00 | 0 | 0 | 0 | 0 | 0 | 0 | 0 |  | 0
2019-01-16 21:00 | 0 | 0 | 0 | 0 | 0 | 0 | 0 |  | 0
2019-01-16 22:00 | 0 | 0 | 0 | 0 | 0 | 0 | 0 |  | 0
2019-01-16 23:00 | 0 | 0 | 0 | 0 | 0 | 0 | 0 |  | 0
2019-01-17 | 0 | 0 | 0 | 0 | 0 | 0 | 0 |  | 0
2019-01-17 01:00 | 0 | 0 | 0 | 0 | 0 | 0 | 0 |  | 0
2019-01-17 02:00 | 0 | 0 | 0 | 0 | 0 | 0 | 0 |  | 0
2019-01-17 03:00 | 0 | 0 | 0 | 0 | 0 | 0 | 0 |  | 0
2019-01-17 04:00 | 0 | 0 | 0 | 0 | 0 | 0 | 0 |  | 0
2019-01-17 05:00 | 0 | 0 | 0 | 0 | 0 | 0 | 0 |  | 0
2019-01-17 06:00 | 0 | 0 | 0 | 0 | 0 | 0 | 0 |  | 0
2019-01-17 07:00 | 4.5617 | 4020 | 427 | 11 | 1147 | 859 | 6468.5617 |  | 1078
2019-01-17 08:00 | 278.1558 | 24789 | 5836 | 1446 | 10115 | 6469 | 48933.1558 |  | 8156
2019-01-17 09:00 | 851.1769 | 38298 | 16102 | 10766 | 22060.334 | 11939 | 100016.5109 |  | 16669
2019-01-17 10:00 | 3567.0833 | 43453 | 24425 | 14691 | 29945 | 15277 | 131358.0833 |  | 21893
2019-01-17 11:00 | 3550.045 | 44263 | 29474 | 15640 | 31712 | 16669 | 141308.045 |  | 23551
2019-01-17 12:00 | 2715.0684 | 40587 | 31210 | 15035 | 29788 | 16649 | 135984.0684 |  | 22664
2019-01-17 13:00 | 1176.959 | 31396 | 25410 | 12963 | 24792 | 17669 | 113406.959 |  | 18901
2019-01-17 14:00 | 583.2867 | 18699 | 11527 | 8251 | 10949 | 10603 | 60612.2867 |  | 10102
2019-01-17 15:00 | 221.5848 | 6246 | 2956 | 3018 | 4923 | 5271 | 22635.5848 |  | 3773
2019-01-17 16:00 | 72.4923 | 500 | 736 | 206 | 462 | 336 | 2312.4923 |  | 385
2019-01-17 17:00 | 0 | 0 | 0 | 0 | 0 | 0 | 0 |  | 0
2019-01-17 18:00 | 0 | 0 | 0 | 0 | 0 | 0 | 0 |  | 0
2019-01-17 19:00 | 0 | 0 | 0 | 0 | 0 | 0 | 0 |  | 0
2019-01-17 20:00 | 0 | 0 | 0 | 0 | 0 | 0 | 0 |  | 0
2019-01-17 21:00 | 0 | 0 | 0 | 0 | 0 | 0 | 0 |  | 0
2019-01-17 22:00 | 0 | 0 | 0 | 0 | 0 | 0 | 0 |  | 0
2019-01-17 23:00 | 0 | 0 | 0 | 0 | 0 | 0 | 0 |  | 0
2019-01-18 | 0 | 0 | 0 | 0 | 0 | 0 | 0 |  | 0
2019-01-18 01:00 | 0 | 0 | 0 | 0 | 0 | 0 | 0 |  | 0
2019-01-18 02:00 | 0 | 0 | 0 | 0 | 0 | 0 | 0 |  | 0
2019-01-18 03:00 | 0 | 0 | 0 | 0 | 0 | 0 | 0 |  | 0
2019-01-18 04:00 | 0 | 0 | 0 | 0 | 0 | 0 | 0 |  | 0
2019-01-18 05:00 | 0 | 0 | 0 | 0 | 0 | 0 | 0 |  | 0
2019-01-18 06:00 | 0 | 0 | 0 | 0 | 0 | 0 | 0 |  | 0
2019-01-18 07:00 | 0 | 156 | 245 | 0 | 24 | 17 | 442 |  | 74
2019-01-18 08:00 | 276.5734 | 1267 | 2997 | 559 | 584 | 439 | 6122.5734 |  | 1020
2019-01-18 09:00 | 429.5527 | 2727 | 5210 | 1615 | 2535 | 1139 | 13655.5527 |  | 2276
2019-01-18 10:00 | 602.7833 | 4836 | 7760 | 3092 | 4229 | 2129 | 22648.7833 |  | 3775
2019-01-18 11:00 | 1029.3052 | 7386 | 9725 | 4665 | 4428 | 2367 | 29600.3052 |  | 4933
2019-01-18 12:00 | 1391.3826 | 6570 | 14447 | 3893 | 4919 | 2524 | 33744.3826 |  | 5624
2019-01-18 13:00 | 956.8468 | 5885 | 16998 | 3718 | 3031 | 1575 | 32163.8468 |  | 5361
2019-01-18 14:00 | 500.8254 | 4915 | 6412 | 2063 | 2145 | 1138 | 17173.8254 |  | 2862
2019-01-18 15:00 | 226.1755 | 1160 | 2436 | 625 | 827 | 413 | 5687.1755 |  | 948
2019-01-18 16:00 | 0.24543 | 0 | 120 | 19 | 50 | 26 | 215.2454 |  | 36
2019-01-18 17:00 | 0 | 0 | 0 | 0 | 0 | 0 | 0 |  | 0
2019-01-18 18:00 | 0 | 0 | 0 | 0 | 0 | 0 | 0 |  | 0
2019-01-18 19:00 | 0 | 0 | 0 | 0 | 0 | 0 | 0 |  | 0
2019-01-18 20:00 | 0 | 0 | 0 | 0 | 0 | 0 | 0 |  | 0
2019-01-18 21:00 | 0 | 0 | 0 | 0 | 0 | 0 | 0 |  | 0
2019-01-18 22:00 | 0 | 0 | 0 | 0 | 0 | 0 | 0 |  | 0
2019-01-18 23:00 | 0 | 0 | 0 | 0 | 0 | 0 | 0 |  | 0
2019-01-19 | 0 | 0 | 0 | 0 | 0 | 0 | 0 |  | 0
2019-01-19 01:00 | 0 | 0 | 0 | 0 | 0 | 0 | 0 |  | 0
2019-01-19 02:00 | 0 | 0 | 0 | 0 | 0 | 0 | 0 |  | 0
2019-01-19 03:00 | 0 | 0 | 0 | 0 | 0 | 0 | 0 |  | 0
2019-01-19 04:00 | 0 | 0 | 0 | 0 | 0 | 0 | 0 |  | 0
2019-01-19 05:00 | 0 | 0 | 0 | 0 | 0 | 0 | 0 |  | 0
2019-01-19 06:00 | 0 | 0 | 0 | 0 | 0 | 0 | 0 |  | 0
2019-01-19 07:00 | 31.4126 | 296 | 635 | 95 | 95 | 71 | 1223.4126 |  | 204
2019-01-19 08:00 | 588.5389 | 2847 | 6787 | 2576 | 2090 | 1141 | 16029.5389 |  | 2672
2019-01-19 09:00 | 1005.768 | 19162 | 14770 | 9761 | 13148 | 8602 | 66448.768 |  | 11075
2019-01-19 10:00 | 1179.4607 | 28188 | 19197 | 14069 | 16383 | 9972 | 88988.4607 |  | 14831
2019-01-19 11:00 | 1100.2202 | 27497 | 14825 | 11790 | 21082 | 13591 | 89885.2202 |  | 14981
2019-01-19 12:00 | 907.2145 | 14961 | 8420 | 9555 | 10124 | 5662 | 49629.2145 |  | 8272
2019-01-19 13:00 | 867.2499 | 9372 | 8995 | 4834 | 7188 | 3791 | 35047.2499 |  | 5841
2019-01-19 14:00 | 396.5887 | 4795 | 5127 | 2392 | 3240 | 1621 | 17571.5887 |  | 2929
2019-01-19 15:00 | 64.8206 | 777 | 690 | 412 | 792 | 357 | 3092.8206 |  | 515
2019-01-19 16:00 | 0 | 9 | 0 | 5 | 10 | 4 | 28 |  | 5
2019-01-19 17:00 | 0 | 0 | 0 | 0 | 0 | 0 | 0 |  | 0
2019-01-19 18:00 | 0 | 0 | 0 | 0 | 0 | 0 | 0 |  | 0
2019-01-19 19:00 | 0 | 0 | 0 | 0 | 0 | 0 | 0 |  | 0
2019-01-19 20:00 | 0 | 0 | 0 | 0 | 0 | 0 | 0 |  | 0
2019-01-19 21:00 | 0 | 0 | 0 | 0 | 0 | 0 | 0 |  | 0
2019-01-19 22:00 | 0 | 0 | 0 | 0 | 0 | 0 | 0 |  | 0
2019-01-19 23:00 | 0 | 0 | 0 | 0 | 0 | 0 | 0 |  | 0
2019-01-20 | 0 | 0 | 0 | 0 | 0 | 0 | 0 |  | 0
2019-01-20 01:00 | 0 | 0 | 0 | 0 | 0 | 0 | 0 |  | 0
2019-01-20 02:00 | 0 | 0 | 0 | 0 | 0 | 0 | 0 |  | 0
2019-01-20 03:00 | 0 | 0 | 0 | 0 | 0 | 0 | 0 |  | 0
2019-01-20 04:00 | 0 | 0 | 0 | 0 | 0 | 0 | 0 |  | 0
2019-01-20 05:00 | 0 | 0 | 0 | 0 | 0 | 0 | 0 |  | 0
2019-01-20 06:00 | 0 | 0 | 0 | 0 | 0 | 0 | 0 |  | 0
2019-01-20 07:00 | 0 | 0 | 0 | 0 | 0 | 0 | 0 |  | 0
2019-01-20 08:00 | 0 | 0 | 0 | 0 | 0 | 0 | 0 |  | 0
2019-01-20 09:00 | 0 | 0 | 0 | 0 | 0 | 0 | 0 |  | 0
2019-01-20 10:00 | 0 | 0 | 0 | 0 | 0 | 0 | 0 |  | 0
2019-01-20 11:00 | 0 | 0 | 0 | 0 | 0 | 2 | 2 |  | 0
2019-01-20 12:00 | 0 | 0 | 0 | 0 | 0 | 1 | 1 |  | 0
2019-01-20 13:00 | 0 | 101 | 0 | 0 | 0 | 14 | 115 |  | 19
2019-01-20 14:00 | 0 | 451 | 0 | 0 | 0 | 71 | 522 |  | 87
2019-01-20 15:00 | 0 | 302 | 0 | 0 | 0 | 3 | 305 |  | 51
2019-01-20 16:00 | 0 | 1 | 0 | 0 | 0 | 0 | 1 |  | 0
2019-01-20 17:00 | 0 | 0 | 0 | 0 | 0 | 0 | 0 |  | 0
2019-01-20 18:00 | 0 | 0 | 0 | 0 | 0 | 0 | 0 |  | 0
2019-01-20 19:00 | 0 | 0 | 0 | 0 | 0 | 0 | 0 |  | 0
2019-01-20 20:00 | 0 | 0 | 0 | 0 | 0 | 0 | 0 |  | 0
2019-01-20 21:00 | 0 | 0 | 0 | 0 | 0 | 0 | 0 |  | 0
2019-01-20 22:00 | 0 | 0 | 0 | 0 | 0 | 0 | 0 |  | 0
2019-01-20 23:00 | 0 | 0 | 0 | 0 | 0 | 0 | 0 |  | 0
2019-01-21 | 0 | 0 | 0 | 0 | 0 | 0 | 0 |  | 0
2019-01-21 01:00 | 0 | 0 | 0 | 0 | 0 | 0 | 0 |  | 0
2019-01-21 02:00 | 0 | 0 | 0 | 0 | 0 | 0 | 0 |  | 0
2019-01-21 03:00 | 0 | 0 | 0 | 0 | 0 | 0 | 0 |  | 0
2019-01-21 04:00 | 0 | 0 | 0 | 0 | 0 | 0 | 0 |  | 0
2019-01-21 05:00 | 0 | 0 | 0 | 0 | 0 | 0 | 0 |  | 0
2019-01-21 06:00 | 0 | 0 | 0 | 0 | 0 | 0 | 0 |  | 0
2019-01-21 07:00 | 0 | 0 | 0 | 0 | 0 | 20 | 20 |  | 3
2019-01-21 08:00 | 0 | 217 | 0 | 0 | 0 | 163 | 380 |  | 63
2019-01-21 09:00 | 0 | 580 | 0 | 0 | 0 | 276 | 856 |  | 143
2019-01-21 10:00 | 0 | 1373 | 0 | 0 | 0 | 440 | 1813 |  | 302
2019-01-21 11:00 | 0 | 2535 | 0 | 2 | 0 | 760 | 3297 |  | 550
2019-01-21 12:00 | 0 | 3002 | 0 | 2 | 0 | 1646 | 4650 |  | 775
2019-01-21 13:00 | 0 | 1354 | 0 | 0 | 0 | 597 | 1951 |  | 325
2019-01-21 14:00 | 0 | 582 | 0 | 0 | 0 | 233 | 815 |  | 136
2019-01-21 15:00 | 0 | 150 | 0 | 0 | 0 | 83 | 233 |  | 39
2019-01-21 16:00 | 0 | 3 | 0 | 0 | 0 | 3 | 6 |  | 1
2019-01-21 17:00 | 0 | 0 | 0 | 0 | 0 | 0 | 0 |  | 0
2019-01-21 18:00 | 0 | 0 | 0 | 0 | 0 | 0 | 0 |  | 0
2019-01-21 19:00 | 0 | 0 | 0 | 0 | 0 | 0 | 0 |  | 0
2019-01-21 20:00 | 0 | 0 | 0 | 0 | 0 | 0 | 0 |  | 0
2019-01-21 21:00 | 0 | 0 | 0 | 0 | 0 | 0 | 0 |  | 0
2019-01-21 22:00 | 0 | 0 | 0 | 0 | 0 | 0 | 0 |  | 0
2019-01-21 23:00 | 0 | 0 | 0 | 0 | 0 | 0 | 0 |  | 0
2019-01-22 | 0 | 0 | 0 | 0 | 0 | 0 | 0 |  | 0
2019-01-22 01:00 | 0 | 0 | 0 | 0 | 0 | 0 | 0 |  | 0
2019-01-22 02:00 | 0 | 0 | 0 | 0 | 0 | 0 | 0 |  | 0
2019-01-22 03:00 | 0 | 0 | 0 | 0 | 0 | 0 | 0 |  | 0
2019-01-22 04:00 | 0 | 0 | 0 | 0 | 0 | 0 | 0 |  | 0
2019-01-22 05:00 | 0 | 0 | 0 | 0 | 0 | 0 | 0 |  | 0
2019-01-22 06:00 | 0 | 0 | 0 | 0 | 0 | 0 | 0 |  | 0
2019-01-22 07:00 | 0 | 366 | 0 | 0 | 0 | 165 | 531 |  | 89
2019-01-22 08:00 | 0 | 2899 | 0 | 4 | 0 | 1335 | 4238 |  | 706
2019-01-22 09:00 | 0 | 6468 | 0 | 87 | 0 | 2593 | 9148 |  | 1525
2019-01-22 10:00 | 0 | 9032 | 0 | 111 | 0 | 4128 | 13271 |  | 2212
2019-01-22 11:00 | 0 | 10165 | 0 | 96 | 0 | 9214 | 19475 |  | 3246
2019-01-22 12:00 | 0 | 9172 | 0 | 82 | 0 | 15140 | 24394 |  | 4066
2019-01-22 13:00 | 0 | 6619 | 0 | 52 | 0 | 15713 | 22384 |  | 3731
2019-01-22 14:00 | 0 | 4364 | 0 | 43 | 0 | 10430 | 14837 |  | 2473
2019-01-22 15:00 | 0 | 1860 | 0 | 61 | 0 | 6420 | 8341 |  | 1390
2019-01-22 16:00 | 0 | 130 | 0 | 1 | 0 | 483 | 614 |  | 102
2019-01-22 17:00 | 0 | 0 | 0 | 0 | 0 | 0 | 0 |  | 0
2019-01-22 18:00 | 0 | 0 | 0 | 0 | 0 | 0 | 0 |  | 0
2019-01-22 19:00 | 0 | 0 | 0 | 0 | 0 | 0 | 0 |  | 0
2019-01-22 20:00 | 0 | 0 | 0 | 0 | 0 | 0 | 0 |  | 0
2019-01-22 21:00 | 0 | 0 | 0 | 0 | 0 | 0 | 0 |  | 0
2019-01-22 22:00 | 0 | 0 | 0 | 0 | 0 | 0 | 0 |  | 0
2019-01-22 23:00 | 0 | 0 | 0 | 0 | 0 | 0 | 0 |  | 0
2019-01-23 | 0 | 0 | 0 | 0 | 0 | 0 | 0 |  | 0
2019-01-23 01:00 | 0 | 0 | 0 | 0 | 0 | 0 | 0 |  | 0
2019-01-23 02:00 | 0 | 0 | 0 | 0 | 0 | 0 | 0 |  | 0
2019-01-23 03:00 | 0 | 0 | 0 | 0 | 0 | 0 | 0 |  | 0
2019-01-23 04:00 | 0 | 0 | 0 | 0 | 0 | 0 | 0 |  | 0
2019-01-23 05:00 | 0 | 0 | 0 | 0 | 0 | 0 | 0 |  | 0
2019-01-23 06:00 | 0 | 0 | 0 | 0 | 0 | 0 | 0 |  | 0
2019-01-23 07:00 | 0 | 39 | 0 | 0 | 0 | 86 | 125 |  | 21
2019-01-23 08:00 | 0 | 763 | 0 | 53 | 0 | 1279 | 2095 |  | 349
2019-01-23 09:00 | 0 | 801 | 0 | 174 | 0 | 1511 | 2486 |  | 414
2019-01-23 10:00 | 0 | 1811 | 0 | 188 | 0 | 3029 | 5028 |  | 838
2019-01-23 11:00 | 0 | 2743 | 0 | 418 | 0 | 3778 | 6939 |  | 1157
2019-01-23 12:00 | 0 | 2402 | 0 | 395 | 0 | 3072 | 5869 |  | 978
2019-01-23 13:00 | 0.41456 | 1065 | 0 | 321 | 0 | 1381 | 2767.4146 |  | 461
2019-01-23 14:00 | 11.179 | 369 | 0 | 271 | 0 | 885 | 1536.179 |  | 256
2019-01-23 15:00 | 7.9941 | 274 | 0 | 9 | 0 | 333 | 623.9941 |  | 104
2019-01-23 16:00 | 0.70365 | 10 | 0 | 1 | 0 | 52 | 63.7036 |  | 11
2019-01-23 17:00 | 0 | 0 | 0 | 0 | 0 | 0 | 0 |  | 0
2019-01-23 18:00 | 0 | 0 | 0 | 0 | 0 | 0 | 0 |  | 0
2019-01-23 19:00 | 0 | 0 | 0 | 0 | 0 | 0 | 0 |  | 0
2019-01-23 20:00 | 0 | 0 | 0 | 0 | 0 | 0 | 0 |  | 0
2019-01-23 21:00 | 0 | 0 | 0 | 0 | 0 | 0 | 0 |  | 0
2019-01-23 22:00 | 0 | 0 | 0 | 0 | 0 | 0 | 0 |  | 0
2019-01-23 23:00 | 0 | 0 | 0 | 0 | 0 | 0 | 0 |  | 0
2019-01-24 | 0 | 0 | 0 | 0 | 0 | 0 | 0 |  | 0
2019-01-24 01:00 | 0 | 0 | 0 | 0 | 0 | 0 | 0 |  | 0
2019-01-24 02:00 | 0 | 0 | 0 | 0 | 0 | 0 | 0 |  | 0
2019-01-24 03:00 | 0 | 0 | 0 | 0 | 0 | 0 | 0 |  | 0
2019-01-24 04:00 | 0 | 0 | 0 | 0 | 0 | 0 | 0 |  | 0
2019-01-24 05:00 | 0 | 0 | 0 | 0 | 0 | 0 | 0 |  | 0
2019-01-24 06:00 | 0 | 0 | 0 | 0 | 0 | 0 | 0 |  | 0
2019-01-24 07:00 | 0 | 19 | 50 | 0 | 20 | 35 | 124 |  | 21
2019-01-24 08:00 | 71.4703 | 747 | 1140 | 120 | 338 | 316 | 2732.4704 |  | 455
2019-01-24 09:00 | 195.0454 | 1828 | 3275 | 268 | 727 | 600 | 6893.0454 |  | 1149
2019-01-24 10:00 | 257.1898 | 3055 | 4139 | 705 | 1452 | 1583 | 11191.1898 |  | 1865
2019-01-24 11:00 | 200.6 | 4186 | 3919 | 554 | 1722 | 1811 | 12392.5999 |  | 2065
2019-01-24 12:00 | 179.9144 | 3113 | 2602 | 601 | 1633 | 1781 | 9909.9144 |  | 1652
2019-01-24 13:00 | 119.7307 | 1984 | 1802 | 598 | 1270 | 1232 | 7005.7307 |  | 1168
2019-01-24 14:00 | 61.8644 | 934 | 864 | 351 | 389 | 440 | 3039.8644 |  | 507
2019-01-24 15:00 | 0.021375 | 27 | 24 | 73 | 119 | 108 | 351.0214 |  | 59
2019-01-24 16:00 | 0 | 0 | 0 | 0 | 1 | 0 | 1 |  | 0
2019-01-24 17:00 | 0 | 0 | 0 | 0 | 0 | 0 | 0 |  | 0
2019-01-24 18:00 | 0 | 0 | 0 | 0 | 0 | 0 | 0 |  | 0
2019-01-24 19:00 | 0 | 0 | 0 | 0 | 0 | 0 | 0 |  | 0
2019-01-24 20:00 | 0 | 0 | 0 | 0 | 0 | 0 | 0 |  | 0
2019-01-24 21:00 | 0 | 0 | 0 | 0 | 0 | 0 | 0 |  | 0
2019-01-24 22:00 | 0 | 0 | 0 | 0 | 0 | 0 | 0 |  | 0
2019-01-24 23:00 | 0 | 0 | 0 | 0 | 0 | 0 | 0 |  | 0
2019-01-25 | 0 | 0 | 0 | 0 | 0 | 0 | 0 |  | 0
2019-01-25 01:00 | 0 | 0 | 0 | 0 | 0 | 0 | 0 |  | 0
2019-01-25 02:00 | 0 | 0 | 0 | 0 | 0 | 0 | 0 |  | 0
2019-01-25 03:00 | 0 | 0 | 0 | 0 | 0 | 0 | 0 |  | 0
2019-01-25 04:00 | 0 | 0 | 0 | 0 | 0 | 0 | 0 |  | 0
2019-01-25 05:00 | 0 | 0 | 0 | 0 | 0 | 0 | 0 |  | 0
2019-01-25 06:00 | 0 | 0 | 0 | 0 | 0 | 0 | 0 |  | 0
2019-01-25 07:00 | 50.978 | 142 | 543 | 291 | 587 | 486 | 2099.978 |  | 350
2019-01-25 08:00 | 358.585 | 6694 | 6846 | 3158 | 6214 | 5638 | 28908.585 |  | 4818
2019-01-25 09:00 | 1212.0042 | 27941 | 13579 | 12179 | 11716 | 10887 | 77514.0042 |  | 12919
2019-01-25 10:00 | 2255.9336 | 41153 | 17147 | 10149 | 23292 | 21136 | 115132.9336 |  | 19189
2019-01-25 11:00 | 1509.9387 | 29895 | 14901 | 10616 | 10248 | 9812 | 76981.9387 |  | 12830
2019-01-25 12:00 | 807.001 | 22311 | 10411 | 5302 | 15134 | 13299 | 67264.001 |  | 11211
2019-01-25 13:00 | 1147.1167 | 35483 | 7229 | 6722 | 9665 | 8465 | 68711.1167 |  | 11452
2019-01-25 14:00 | 832.926 | 19198 | 13393 | 4309 | 15393 | 20444 | 73569.926 |  | 12262
2019-01-25 15:00 | 327.209 | 9003 | 5380 | 2505 | 4852 | 7074 | 29141.209 |  | 4857
2019-01-25 16:00 | 77.8917 | 716 | 1173 | 511 | 390 | 411 | 3278.8917 |  | 546
2019-01-25 17:00 | 0 | 0 | 0 | 0 | 0 | 0 | 0 |  | 0
2019-01-25 18:00 | 0 | 0 | 0 | 0 | 0 | 0 | 0 |  | 0
2019-01-25 19:00 | 0 | 0 | 0 | 0 | 0 | 0 | 0 |  | 0
2019-01-25 20:00 | 0 | 0 | 0 | 0 | 0 | 0 | 0 |  | 0
2019-01-25 21:00 | 0 | 0 | 0 | 0 | 0 | 0 | 0 |  | 0
2019-01-25 22:00 | 0 | 0 | 0 | 0 | 0 | 0 | 0 |  | 0
2019-01-25 23:00 | 0 | 0 | 0 | 0 | 0 | 0 | 0 |  | 0
2019-01-26 | 0 | 0 | 0 | 0 | 0 | 0 | 0 |  | 0
2019-01-26 01:00 | 0 | 0 | 0 | 0 | 0 | 0 | 0 |  | 0
2019-01-26 02:00 | 0 | 0 | 0 | 0 | 0 | 0 | 0 |  | 0
2019-01-26 03:00 | 0 | 0 | 0 | 0 | 0 | 0 | 0 |  | 0
2019-01-26 04:00 | 0 | 0 | 0 | 0 | 0 | 0 | 0 |  | 0
2019-01-26 05:00 | 0 | 0 | 0 | 0 | 0 | 0 | 0 |  | 0
2019-01-26 06:00 | 0 | 0 | 0 | 0 | 0 | 0 | 0 |  | 0
2019-01-26 07:00 | 38.3881 | 1001 | 762 | 148 | 682 | 974 | 3605.3881 |  | 601
2019-01-26 08:00 | 510.7895 | 9257 | 6593 | 2374 | 8329 | 11864 | 38927.7895 |  | 6488
2019-01-26 09:00 | 1184.3197 | 29870 | 12595 | 9234 | 12712.917 | 12556 | 78152.2367 |  | 13025
2019-01-26 10:00 | 3501.4722 | 33681 | 23687 | 15820 | 23182 | 21804 | 121675.4722 |  | 20279
2019-01-26 11:00 | 3524.5498 | 44270 | 28154 | 17727 | 29339 | 27239 | 150253.5498 |  | 25042
2019-01-26 12:00 | 2706.7866 | 26920 | 31490 | 17224 | 29631 | 27729 | 135700.7866 |  | 22617
2019-01-26 13:00 | 1458.3019 | 22918 | 25953 | 8063 | 22614 | 22468 | 103474.3019 |  | 17246
2019-01-26 14:00 | 775.7338 | 10643 | 14746 | 8678 | 8663 | 8019 | 51524.7338 |  | 8587
2019-01-26 15:00 | 259.047 | 5079 | 4539 | 3739 | 3455 | 2823 | 19894.047 |  | 3316
2019-01-26 16:00 | 39.3392 | 862 | 807 | 536 | 859 | 888 | 3991.3392 |  | 665
2019-01-26 17:00 | 0 | 0 | 0 | 0 | 0 | 0 | 0 |  | 0
2019-01-26 18:00 | 0 | 0 | 0 | 0 | 0 | 0 | 0 |  | 0
2019-01-26 19:00 | 0 | 0 | 0 | 0 | 0 | 0 | 0 |  | 0
2019-01-26 20:00 | 0 | 0 | 0 | 0 | 0 | 0 | 0 |  | 0
2019-01-26 21:00 | 0 | 0 | 0 | 0 | 0 | 0 | 0 |  | 0
2019-01-26 22:00 | 0 | 0 | 0 | 0 | 0 | 0 | 0 |  | 0
2019-01-26 23:00 | 0 | 0 | 0 | 0 | 0 | 0 | 0 |  | 0
2019-01-27 | 0 | 0 | 0 | 0 | 0 | 0 | 0 |  | 0
2019-01-27 01:00 | 0 | 0 | 0 | 0 | 0 | 0 | 0 |  | 0
2019-01-27 02:00 | 0 | 0 | 0 | 0 | 0 | 0 | 0 |  | 0
2019-01-27 03:00 | 0 | 0 | 0 | 0 | 0 | 0 | 0 |  | 0
2019-01-27 04:00 | 0 | 0 | 0 | 0 | 0 | 0 | 0 |  | 0
2019-01-27 05:00 | 0 | 0 | 0 | 0 | 0 | 0 | 0 |  | 0
2019-01-27 06:00 | 0 | 0 | 0 | 0 | 0 | 0 | 0 |  | 0
2019-01-27 07:00 | 35.0988 | 676 | 1367 | 766 | 438 | 564 | 3846.0988 |  | 641
2019-01-27 08:00 | 388.2353 | 12550 | 4981 | 3291 | 3509 | 4504 | 29223.2354 |  | 4871
2019-01-27 09:00 | 1055.876 | 29202 | 16320 | 11980 | 9378.167 | 11460 | 79396.043 |  | 13233
2019-01-27 10:00 | 1534.2755 | 27692 | 17919 | 15321 | 20667 | 18035 | 101168.2755 |  | 16861
2019-01-27 11:00 | 2319.3452 | 7369 | 7481 | 8172 | 22241 | 18749 | 66331.3452 |  | 11055
2019-01-27 12:00 | 2412.098 | 23315 | 16848 | 10507 | 18978 | 15691 | 87751.098 |  | 14625
2019-01-27 13:00 | 1042.0391 | 6439 | 20858 | 6234 | 6549 | 5581 | 46703.0391 |  | 7784
2019-01-27 14:00 | 812.3541 | 7813 | 8895 | 3281 | 3354 | 2717 | 26872.3541 |  | 4479
2019-01-27 15:00 | 337.1359 | 3161 | 3387 | 1643 | 902 | 757 | 10187.1359 |  | 1698
2019-01-27 16:00 | 31.8606 | 386 | 368 | 276 | 0 | 2 | 1063.8606 |  | 177
2019-01-27 17:00 | 0 | 0 | 0 | 0 | 0 | 0 | 0 |  | 0
2019-01-27 18:00 | 0 | 0 | 0 | 0 | 0 | 0 | 0 |  | 0
2019-01-27 19:00 | 0 | 0 | 0 | 0 | 0 | 0 | 0 |  | 0
2019-01-27 20:00 | 0 | 0 | 0 | 0 | 0 | 0 | 0 |  | 0
2019-01-27 21:00 | 0 | 0 | 0 | 0 | 0 | 0 | 0 |  | 0
2019-01-27 22:00 | 0 | 0 | 0 | 0 | 0 | 0 | 0 |  | 0
2019-01-27 23:00 | 0 | 0 | 0 | 0 | 0 | 0 | 0 |  | 0
2019-01-28 | 0 | 0 | 0 | 0 | 0 | 0 | 0 |  | 0
2019-01-28 01:00 | 0 | 0 | 0 | 0 | 0 | 0 | 0 |  | 0
2019-01-28 02:00 | 0 | 0 | 0 | 0 | 0 | 0 | 0 |  | 0
2019-01-28 03:00 | 0 | 0 | 0 | 0 | 0 | 0 | 0 |  | 0
2019-01-28 04:00 | 0 | 0 | 0 | 0 | 0 | 0 | 0 |  | 0
2019-01-28 05:00 | 0 | 0 | 0 | 0 | 0 | 0 | 0 |  | 0
2019-01-28 06:00 | 0 | 0 | 0 | 0 | 0 | 0 | 0 |  | 0
2019-01-28 07:00 | 69.766 | 5915 | 526 | 29 | 550 | 934 | 8023.766 |  | 1337
2019-01-28 08:00 | 328.066 | 26827 | 6848 | 2649 | 3546 | 5847 | 46045.066 |  | 7674
2019-01-28 09:00 | 973.8763 | 40165 | 14970 | 13348 | 9079 | 17292 | 95827.8763 |  | 15971
2019-01-28 10:00 | 3645.6362 | 45402 | 25237 | 17646 | 30512 | 27584 | 150026.6362 |  | 25004
2019-01-28 11:00 | 3685.467 | 46067 | 30202 | 19054 | 33205 | 28987 | 161200.467 |  | 26867
2019-01-28 12:00 | 2988.2522 | 42737 | 31009 | 18271 | 32526 | 28987 | 156518.2522 |  | 26086
2019-01-28 13:00 | 1472.2874 | 33484 | 22155 | 14615 | 25877 | 26533 | 124136.2874 |  | 20689
2019-01-28 14:00 | 867.2811 | 21896 | 13016 | 10892 | 17545 | 24007 | 88223.2811 |  | 14704
2019-01-28 15:00 | 388.7807 | 9172 | 5366 | 5653 | 6943 | 15509 | 43031.7807 |  | 7172
2019-01-28 16:00 | 86.3892 | 1494 | 1038 | 962 | 716 | 3094 | 7390.3892 |  | 1232
2019-01-28 17:00 | 0 | 0 | 0 | 0 | 0 | 0 | 0 |  | 0
2019-01-28 18:00 | 0 | 0 | 0 | 0 | 0 | 0 | 0 |  | 0
2019-01-28 19:00 | 0 | 0 | 0 | 0 | 0 | 0 | 0 |  | 0
2019-01-28 20:00 | 0 | 0 | 0 | 0 | 0 | 0 | 0 |  | 0
2019-01-28 21:00 | 0 | 0 | 0 | 0 | 0 | 0 | 0 |  | 0
2019-01-28 22:00 | 0 | 0 | 0 | 0 | 0 | 0 | 0 |  | 0
2019-01-28 23:00 | 0 | 0 | 0 | 0 | 0 | 0 | 0 |  | 0
2019-01-29 | 0 | 0 | 0 | 0 | 0 | 0 | 0 |  | 0
2019-01-29 01:00 | 0 | 0 | 0 | 0 | 0 | 0 | 0 |  | 0
2019-01-29 02:00 | 0 | 0 | 0 | 0 | 0 | 0 | 0 |  | 0
2019-01-29 03:00 | 0 | 0 | 0 | 0 | 0 | 0 | 0 |  | 0
2019-01-29 04:00 | 0 | 0 | 0 | 0 | 0 | 0 | 0 |  | 0
2019-01-29 05:00 | 0 | 0 | 0 | 0 | 0 | 0 | 0 |  | 0
2019-01-29 06:00 | 0 | 0 | 0 | 0 | 0 | 0 | 0 |  | 0
2019-01-29 07:00 | 0 | 528 | 1197 | 749 | 200 | 192 | 2866 |  | 478
2019-01-29 08:00 | 243.3323 | 2543 | 6041 | 2886 | 1322 | 1410 | 14445.3323 |  | 2408
2019-01-29 09:00 | 678.0898 | 5518 | 6857 | 3876 | 3559.3333 | 3750 | 24238.4231 |  | 4040
2019-01-29 10:00 | 883.3242 | 5695 | 6817 | 4614 | 4474.9165 | 3875 | 26359.2407 |  | 4393
2019-01-29 11:00 | 765.3571 | 5074 | 7409 | 4275 | 4571 | 3327 | 25421.3571 |  | 4237
2019-01-29 12:00 | 499.6309 | 6467 | 4451 | 3316 | 4721 | 3503 | 22957.6309 |  | 3826
2019-01-29 13:00 | 409.891 | 3866 | 3175 | 2966 | 3642 | 2754 | 16812.891 |  | 2802
2019-01-29 14:00 | 227.279 | 2261 | 1553 | 1742 | 2048 | 1509 | 9340.2789 |  | 1557
2019-01-29 15:00 | 113.9593 | 825 | 621 | 616 | 780 | 384 | 3339.9593 |  | 557
2019-01-29 16:00 | 3.9643 | 2 | 11 | 22 | 20 | 0 | 58.9643 |  | 10
2019-01-29 17:00 | 0 | 0 | 0 | 0 | 0 | 0 | 0 |  | 0
2019-01-29 18:00 | 0 | 0 | 0 | 0 | 0 | 0 | 0 |  | 0
2019-01-29 19:00 | 0 | 0 | 0 | 0 | 0 | 0 | 0 |  | 0
2019-01-29 20:00 | 0 | 0 | 0 | 0 | 0 | 0 | 0 |  | 0
2019-01-29 21:00 | 0 | 0 | 0 | 0 | 0 | 0 | 0 |  | 0
2019-01-29 22:00 | 0 | 0 | 0 | 0 | 0 | 0 | 0 |  | 0
2019-01-29 23:00 | 0 | 0 | 0 | 0 | 0 | 0 | 0 |  | 0
2019-01-30 | 0 | 0 | 0 | 0 | 0 | 0 | 0 |  | 0
2019-01-30 01:00 | 0 | 0 | 0 | 0 | 0 | 0 | 0 |  | 0
2019-01-30 02:00 | 0 | 0 | 0 | 0 | 0 | 0 | 0 |  | 0
2019-01-30 03:00 | 0 | 0 | 0 | 0 | 0 | 0 | 0 |  | 0
2019-01-30 04:00 | 0 | 0 | 0 | 0 | 0 | 0 | 0 |  | 0
2019-01-30 05:00 | 0 | 0 | 0 | 0 | 0 | 0 | 0 |  | 0
2019-01-30 06:00 | 0 | 0 | 0 | 0 | 0 | 0 | 0 |  | 0
2019-01-30 07:00 | 0 | 721 | 0 | 0 | 0 | 241 | 962 |  | 160
2019-01-30 08:00 | 0 | 4331 | 0 | 0 | 3 | 1956 | 6290 |  | 1048
2019-01-30 09:00 | 0 | 8160 | 0 | 69 | 48 | 5187 | 13464 |  | 2244
2019-01-30 10:00 | 0 | 11921 | 0 | 135 | 546 | 14494 | 27096 |  | 4516
2019-01-30 11:00 | 0 | 23601 | 2 | 295 | 1800 | 25881 | 51579 |  | 8597
2019-01-30 12:00 | 0 | 27227 | 32 | 1047 | 4217 | 27905 | 60428 |  | 10071
2019-01-30 13:00 | 0 | 26964 | 19 | 481 | 5382 | 25963 | 58809 |  | 9802
2019-01-30 14:00 | 0 | 19478 | 0 | 259 | 4180 | 23918 | 47835 |  | 7973
2019-01-30 15:00 | 0 | 7851 | 0 | 140 | 1206 | 6873 | 16070 |  | 2678
2019-01-30 16:00 | 0 | 793 | 0 | 7 | 55 | 394 | 1249 |  | 208
2019-01-30 17:00 | 0 | 0 | 0 | 0 | 0 | 0 | 0 |  | 0
2019-01-30 18:00 | 0 | 0 | 0 | 0 | 0 | 0 | 0 |  | 0
2019-01-30 19:00 | 0 | 0 | 0 | 0 | 0 | 0 | 0 |  | 0
2019-01-30 20:00 | 0 | 0 | 0 | 0 | 0 | 0 | 0 |  | 0
2019-01-30 21:00 | 0 | 0 | 0 | 0 | 0 | 0 | 0 |  | 0
2019-01-30 22:00 | 0 | 0 | 0 | 0 | 0 | 0 | 0 |  | 0
2019-01-30 23:00 | 0 | 0 | 0 | 0 | 0 | 0 | 0 |  | 0
2019-01-31 | 0 | 0 | 0 | 0 | 0 | 0 | 0 |  | 0
2019-01-31 01:00 | 0 | 0 | 0 | 0 | 0 | 0 | 0 |  | 0
2019-01-31 02:00 | 0 | 0 | 0 | 0 | 0 | 0 | 0 |  | 0
2019-01-31 03:00 | 0 | 0 | 0 | 0 | 0 | 0 | 0 |  | 0
2019-01-31 04:00 | 0 | 0 | 0 | 0 | 0 | 0 | 0 |  | 0
2019-01-31 05:00 | 0 | 0 | 0 | 0 | 0 | 0 | 0 |  | 0
2019-01-31 06:00 | 0 | 0 | 0 | 0 | 0 | 0 | 0 |  | 0
2019-01-31 07:00 | 0 | 5910 | 0 | 0 | 97 | 2991 | 8998 |  | 1500
2019-01-31 08:00 | 0 | 24139 | 0 | 147 | 1626 | 15070 | 40982 |  | 6830
2019-01-31 09:00 | 0 | 34845 | 0 | 361 | 2794 | 23949 | 61949 |  | 10325
2019-01-31 10:00 | 0 | 40049 | 9 | 680 | 3790 | 27671 | 72199 |  | 12033
2019-01-31 11:00 | 0 | 41298 | 94 | 1026 | 4246 | 28847 | 75511 |  | 12585
2019-01-31 12:00 | 0 | 38575 | 159 | 1727 | 4394.6665 | 28913 | 73768.6665 |  | 12295
2019-01-31 13:00 | 0 | 31961 | 105 | 1403 | 6950 | 26998 | 67417 |  | 11236
2019-01-31 14:00 | 0 | 19716 | 3 | 798 | 4971 | 23465 | 48953 |  | 8159
2019-01-31 15:00 | 0 | 9858 | 0 | 203 | 1908 | 14099 | 26068 |  | 4345
2019-01-31 16:00 | 0 | 1228 | 0 | 12 | 260 | 2861 | 4361 |  | 727
2019-01-31 17:00 | 0 | 0 | 0 | 0 | 0 | 0 | 0 |  | 0
2019-01-31 18:00 | 0 | 0 | 0 | 0 | 0 | 0 | 0 |  | 0
2019-01-31 19:00 | 0 | 0 | 0 | 0 | 0 | 0 | 0 |  | 0
2019-01-31 20:00 | 0 | 0 | 0 | 0 | 0 | 0 | 0 |  | 0
2019-01-31 21:00 | 0 | 0 | 0 | 0 | 0 | 0 | 0 |  | 0
2019-01-31 22:00 | 0 | 0 | 0 | 0 | 0 | 0 | 0 |  | 0
2019-01-31 23:00 | 0 | 0 | 0 | 0 | 0 | 0 | 0 |  | 0
2019-02-01 | 0 | 0 | 0 | 0 | 0 | 0 | 0 |  | 0
2019-02-01 01:00 | 0 | 0 | 0 | 0 | 0 | 0 | 0 |  | 0
2019-02-01 02:00 | 0 | 0 | 0 | 0 | 0 | 0 | 0 |  | 0
2019-02-01 03:00 | 0 | 0 | 0 | 0 | 0 | 0 | 0 |  | 0
2019-02-01 04:00 | 0 | 0 | 0 | 0 | 0 | 0 | 0 |  | 0
2019-02-01 05:00 | 0 | 0 | 0 | 0 | 0 | 0 | 0 |  | 0
2019-02-01 06:00 | 0 | 0 | 0 | 0 | 0 | 0 | 0 |  | 0
2019-02-01 07:00 | 0 | 6543 | 0 | 7 | 220 | 3406 | 10176 |  | 1696
2019-02-01 08:00 | 0 | 25810 | 0 | 466 | 2088 | 15758 | 44122 |  | 7354
2019-02-01 09:00 | 0 | 36871 | 0 | 945 | 3635 | 23368 | 64819 |  | 10803
2019-02-01 10:00 | 0 | 39288 | 15 | 1159 | 3324 | 21248 | 65034 |  | 10839
2019-02-01 11:00 | 0 | 33332 | 164 | 1126 | 6532 | 27341 | 68495 |  | 11416
2019-02-01 12:00 | 0 | 26079 | 213 | 976 | 11270 | 28619 | 67157 |  | 11193
2019-02-01 13:00 | 0 | 30674 | 118 | 737 | 9370 | 25538 | 66437 |  | 11073
2019-02-01 14:00 | 0 | 21602 | 7 | 393 | 7232 | 23412 | 52646 |  | 8774
2019-02-01 15:00 | 0 | 9548 | 0 | 220 | 3160 | 16589 | 29517 |  | 4920
2019-02-01 16:00 | 0 | 1333 | 0 | 14 | 220 | 3541 | 5108 |  | 851
2019-02-01 17:00 | 0 | 0 | 0 | 0 | 0 | 0 | 0 |  | 0
2019-02-01 18:00 | 0 | 0 | 0 | 0 | 0 | 0 | 0 |  | 0
2019-02-01 19:00 | 0 | 0 | 0 | 0 | 0 | 0 | 0 |  | 0
2019-02-01 20:00 | 0 | 0 | 0 | 0 | 0 | 0 | 0 |  | 0
2019-02-01 21:00 | 0 | 0 | 0 | 0 | 0 | 0 | 0 |  | 0
2019-02-01 22:00 | 0 | 0 | 0 | 0 | 0 | 0 | 0 |  | 0
2019-02-01 23:00 | 0 | 0 | 0 | 0 | 0 | 0 | 0 |  | 0
2019-02-02 | 0 | 0 | 0 | 0 | 0 | 0 | 0 |  | 0
2019-02-02 01:00 | 0 | 0 | 0 | 0 | 0 | 0 | 0 |  | 0
2019-02-02 02:00 | 0 | 0 | 0 | 0 | 0 | 0 | 0 |  | 0
2019-02-02 03:00 | 0 | 0 | 0 | 0 | 0 | 0 | 0 |  | 0
2019-02-02 04:00 | 0 | 0 | 0 | 0 | 0 | 0 | 0 |  | 0
2019-02-02 05:00 | 0 | 0 | 0 | 0 | 0 | 0 | 0 |  | 0
2019-02-02 06:00 | 0 | 0 | 0 | 0 | 0 | 0 | 0 |  | 0
2019-02-02 07:00 | 0 | 2315 | 0 | 95 | 222 | 1366 | 3998 |  | 666
2019-02-02 08:00 | 0 | 10449 | 0 | 495 | 1240 | 6316 | 18500 |  | 3083
2019-02-02 09:00 | 0 | 13838 | 0 | 676 | 1667 | 8130 | 24311 |  | 4052
2019-02-02 10:00 | 0 | 18939 | 34 | 859 | 4559 | 20110 | 44501 |  | 7417
2019-02-02 11:00 | 0 | 31448 | 196 | 897 | 11036.667 | 27185 | 70762.667 |  | 11794
2019-02-02 12:00 | 0 | 20107 | 110 | 1048 | 11811 | 22804 | 55880 |  | 9313
2019-02-02 13:00 | 0 | 20481 | 94 | 676 | 8437 | 17403 | 47091 |  | 7849
2019-02-02 14:00 | 0 | 13552 | 0 | 918 | 6497 | 14951 | 35918 |  | 5986
2019-02-02 15:00 | 0 | 7109 | 0 | 308 | 1782 | 3982 | 13181 |  | 2197
2019-02-02 16:00 | 0 | 362 | 0 | 18 | 69 | 167 | 616 |  | 103
2019-02-02 17:00 | 0 | 0 | 0 | 0 | 0 | 0 | 0 |  | 0
2019-02-02 18:00 | 0 | 0 | 0 | 0 | 0 | 0 | 0 |  | 0
2019-02-02 19:00 | 0 | 0 | 0 | 0 | 0 | 0 | 0 |  | 0
2019-02-02 20:00 | 0 | 0 | 0 | 0 | 0 | 0 | 0 |  | 0
2019-02-02 21:00 | 0 | 0 | 0 | 0 | 0 | 0 | 0 |  | 0
2019-02-02 22:00 | 0 | 0 | 0 | 0 | 0 | 0 | 0 |  | 0
2019-02-02 23:00 | 0 | 0 | 0 | 0 | 0 | 0 | 0 |  | 0
2019-02-03 | 0 | 0 | 0 | 0 | 0 | 0 | 0 |  | 0
2019-02-03 01:00 | 0 | 0 | 0 | 0 | 0 | 0 | 0 |  | 0
2019-02-03 02:00 | 0 | 0 | 0 | 0 | 0 | 0 | 0 |  | 0
2019-02-03 03:00 | 0 | 0 | 0 | 0 | 0 | 0 | 0 |  | 0
2019-02-03 04:00 | 0 | 0 | 0 | 0 | 0 | 0 | 0 |  | 0
2019-02-03 05:00 | 0 | 0 | 0 | 0 | 0 | 0 | 0 |  | 0
2019-02-03 06:00 | 0 | 0 | 0 | 0 | 0 | 0 | 0 |  | 0
2019-02-03 07:00 | 0 | 411 | 0 | 79 | 58 | 271 | 819 |  | 137
2019-02-03 08:00 | 0 | 2536 | 0 | 428 | 1207 | 1797 | 5968 |  | 995
2019-02-03 09:00 | 0 | 4785 | 0 | 445 | 2098 | 3235 | 10563 |  | 1761
2019-02-03 10:00 | 0 | 5605 | 0 | 701 | 2992 | 4596 | 13894 |  | 2316
2019-02-03 11:00 | 0 | 11107 | 0 | 754 | 5697 | 8623 | 26181 |  | 4364
2019-02-03 12:00 | 0 | 13074 | 0 | 762 | 4695 | 6835 | 25366 |  | 4228
2019-02-03 13:00 | 0 | 4256 | 0 | 664 | 2154 | 2868 | 9942 |  | 1657
2019-02-03 14:00 | 0 | 4097 | 0 | 270 | 1494 | 2066 | 7927 |  | 1321
2019-02-03 15:00 | 0 | 3102 | 0 | 101 | 957 | 1297 | 5457 |  | 910
2019-02-03 16:00 | 0 | 1123 | 0 | 8 | 523 | 757 | 2411 |  | 402
2019-02-03 17:00 | 0 | 0 | 0 | 0 | 0 | 0 | 0 |  | 0
2019-02-03 18:00 | 0 | 0 | 0 | 0 | 0 | 0 | 0 |  | 0
2019-02-03 19:00 | 0 | 0 | 0 | 0 | 0 | 0 | 0 |  | 0
2019-02-03 20:00 | 0 | 0 | 0 | 0 | 0 | 0 | 0 |  | 0
2019-02-03 21:00 | 0 | 0 | 0 | 0 | 0 | 0 | 0 |  | 0
2019-02-03 22:00 | 0 | 0 | 0 | 0 | 0 | 0 | 0 |  | 0
2019-02-03 23:00 | 0 | 0 | 0 | 0 | 0 | 0 | 0 |  | 0
2019-02-04 | 0 | 0 | 0 | 0 | 0 | 0 | 0 |  | 0
2019-02-04 01:00 | 0 | 0 | 0 | 0 | 0 | 0 | 0 |  | 0
2019-02-04 02:00 | 0 | 0 | 0 | 0 | 0 | 0 | 0 |  | 0
2019-02-04 03:00 | 0 | 0 | 0 | 0 | 0 | 0 | 0 |  | 0
2019-02-04 04:00 | 0 | 0 | 0 | 0 | 0 | 0 | 0 |  | 0
2019-02-04 05:00 | 0 | 0 | 0 | 0 | 0 | 0 | 0 |  | 0
2019-02-04 06:00 | 0 | 0 | 0 | 0 | 0 | 0 | 0 |  | 0
2019-02-04 07:00 | 0 | 1672 | 0 | 46 | 400 | 758 | 2876 |  | 479
2019-02-04 08:00 | 0 | 18874 | 0 | 508 | 1611 | 2105 | 23098 |  | 3850
2019-02-04 09:00 | 102.1045 | 26715 | 788 | 2845 | 2231 | 2714 | 35395.1045 |  | 5899
2019-02-04 10:00 | 1672.3552 | 30572 | 2876 | 2759 | 8394 | 10194 | 56467.3552 |  | 9411
2019-02-04 11:00 | 1621.6078 | 40754 | 3620 | 8775 | 22943 | 26680 | 104393.6078 |  | 17399
2019-02-04 12:00 | 2533.5085 | 39211 | 14758 | 8042 | 23765 | 24294 | 112603.5085 |  | 18767
2019-02-04 13:00 | 1617.7095 | 32115 | 24734 | 7440 | 22561 | 23613 | 112080.7095 |  | 18680
2019-02-04 14:00 | 741.2932 | 21992 | 15592 | 6012 | 13656 | 19390 | 77383.2932 |  | 12897
2019-02-04 15:00 | 234.4052 | 10176 | 4252 | 3038 | 6766 | 14233 | 38699.4052 |  | 6450
2019-02-04 16:00 | 73.0392 | 1526 | 1288 | 670 | 816 | 2552 | 6925.0392 |  | 1154
2019-02-04 17:00 | 0 | 0 | 0 | 0 | 0 | 0 | 0 |  | 0
2019-02-04 18:00 | 0 | 0 | 0 | 0 | 0 | 0 | 0 |  | 0
2019-02-04 19:00 | 0 | 0 | 0 | 0 | 0 | 0 | 0 |  | 0
2019-02-04 20:00 | 0 | 0 | 0 | 0 | 0 | 0 | 0 |  | 0
2019-02-04 21:00 | 0 | 0 | 0 | 0 | 0 | 0 | 0 |  | 0
2019-02-04 22:00 | 0 | 0 | 0 | 0 | 0 | 0 | 0 |  | 0
2019-02-04 23:00 | 0 | 0 | 0 | 0 | 0 | 0 | 0 |  | 0
2019-02-05 | 0 | 0 | 0 | 0 | 0 | 0 | 0 |  | 0
2019-02-05 01:00 | 0 | 0 | 0 | 0 | 0 | 0 | 0 |  | 0
2019-02-05 02:00 | 0 | 0 | 0 | 0 | 0 | 0 | 0 |  | 0
2019-02-05 03:00 | 0 | 0 | 0 | 0 | 0 | 0 | 0 |  | 0
2019-02-05 04:00 | 0 | 0 | 0 | 0 | 0 | 0 | 0 |  | 0
2019-02-05 05:00 | 0 | 0 | 0 | 0 | 0 | 0 | 0 |  | 0
2019-02-05 06:00 | 0 | 0 | 8 | 0 | 0 | 0 | 8 |  | 1
2019-02-05 07:00 | 0 | 692 | 401 | 229 | 275 | 182 | 1779 |  | 297
2019-02-05 08:00 | 190.3334 | 3895 | 2667 | 1948 | 4133 | 3841 | 16674.3334 |  | 2779
2019-02-05 09:00 | 763.9129 | 36091 | 6491 | 10134 | 20927 | 19479 | 93885.9129 |  | 15648
2019-02-05 10:00 | 2814.4634 | 39484 | 22214 | 15243 | 24011 | 21664 | 125430.4634 |  | 20905
2019-02-05 11:00 | 3458.1074 | 32000 | 29235 | 17632 | 33396 | 28534 | 144255.1074 |  | 24043
2019-02-05 12:00 | 2989.326 | 40363 | 30766 | 17405 | 31190 | 28458 | 151171.326 |  | 25195
2019-02-05 13:00 | 1610.5488 | 33856 | 27959 | 15731 | 26556 | 27806 | 133518.5488 |  | 22253
2019-02-05 14:00 | 814.7903 | 23502 | 16455 | 12395 | 17485 | 25035 | 95686.7903 |  | 15948
2019-02-05 15:00 | 212.7805 | 10705 | 4292 | 6451 | 7656 | 17376 | 46692.7805 |  | 7782
2019-02-05 16:00 | 70.1185 | 1575 | 1408 | 1292 | 963 | 4146 | 9454.1185 |  | 1576
2019-02-05 17:00 | 0 | 0 | 0 | 0 | 0 | 0 | 0 |  | 0
2019-02-05 18:00 | 0 | 0 | 0 | 0 | 0 | 0 | 0 |  | 0
2019-02-05 19:00 | 0 | 0 | 0 | 0 | 0 | 0 | 0 |  | 0
2019-02-05 20:00 | 0 | 0 | 0 | 0 | 0 | 0 | 0 |  | 0
2019-02-05 21:00 | 0 | 0 | 0 | 0 | 0 | 0 | 0 |  | 0
2019-02-05 22:00 | 0 | 0 | 0 | 0 | 0 | 0 | 0 |  | 0
2019-02-05 23:00 | 0 | 0 | 0 | 0 | 0 | 0 | 0 |  | 0
2019-02-06 | 0 | 0 | 0 | 0 | 0 | 0 | 0 |  | 0
2019-02-06 01:00 | 0 | 0 | 0 | 0 | 0 | 0 | 0 |  | 0
2019-02-06 02:00 | 0 | 0 | 0 | 0 | 0 | 0 | 0 |  | 0
2019-02-06 03:00 | 0 | 0 | 0 | 0 | 0 | 0 | 0 |  | 0
2019-02-06 04:00 | 0 | 0 | 0 | 0 | 0 | 0 | 0 |  | 0
2019-02-06 05:00 | 0 | 0 | 0 | 0 | 0 | 0 | 0 |  | 0
2019-02-06 06:00 | 0 | 0 | 0 | 0 | 0 | 0 | 0 |  | 0
2019-02-06 07:00 | 93.7149 | 8917 | 1113 | 192 | 3073 | 4250 | 17638.7149 |  | 2940
2019-02-06 08:00 | 324.3772 | 29146 | 8276 | 5253 | 17265.5 | 17852 | 78116.8772 |  | 13019
2019-02-06 09:00 | 1007.1432 | 40363 | 18364 | 13805 | 27187 | 26296 | 127022.1432 |  | 21170
2019-02-06 10:00 | 3691.9072 | 44145 | 25995 | 17436 | 31345 | 28032 | 150644.9072 |  | 25107
2019-02-06 11:00 | 3755.1255 | 45259 | 31587 | 18652 | 33307 | 28841 | 161401.1255 |  | 26900
2019-02-06 12:00 | 3168.608 | 38160 | 32845 | 16259 | 28118 | 26469 | 145019.608 |  | 24170
2019-02-06 13:00 | 1614.2463 | 22960 | 24512 | 12144 | 16029 | 16822 | 94081.2463 |  | 15680
2019-02-06 14:00 | 931.652 | 9725 | 11659 | 6965 | 7983 | 7240 | 44503.652 |  | 7417
2019-02-06 15:00 | 488.2532 | 4501 | 5583 | 2549 | 3472 | 2915 | 19508.2532 |  | 3251
2019-02-06 16:00 | 107.3624 | 687 | 1180 | 471 | 567 | 458 | 3470.3624 |  | 578
2019-02-06 17:00 | 0 | 0 | 0 | 0 | 0 | 0 | 0 |  | 0
2019-02-06 18:00 | 0 | 0 | 0 | 0 | 0 | 0 | 0 |  | 0
2019-02-06 19:00 | 0 | 0 | 0 | 0 | 0 | 0 | 0 |  | 0
2019-02-06 20:00 | 0 | 0 | 0 | 0 | 0 | 0 | 0 |  | 0
2019-02-06 21:00 | 0 | 0 | 0 | 0 | 0 | 0 | 0 |  | 0
2019-02-06 22:00 | 0 | 0 | 0 | 0 | 0 | 0 | 0 |  | 0
2019-02-06 23:00 | 0 | 0 | 0 | 0 | 0 | 0 | 0 |  | 0
2019-02-07 | 0 | 0 | 0 | 0 | 0 | 0 | 0 |  | 0
2019-02-07 01:00 | 0 | 0 | 0 | 0 | 0 | 0 | 0 |  | 0
2019-02-07 02:00 | 0 | 0 | 0 | 0 | 0 | 0 | 0 |  | 0
2019-02-07 03:00 | 0 | 0 | 0 | 0 | 0 | 0 | 0 |  | 0
2019-02-07 04:00 | 0 | 0 | 0 | 0 | 0 | 0 | 0 |  | 0
2019-02-07 05:00 | 0 | 0 | 0 | 0 | 0 | 0 | 0 |  | 0
2019-02-07 06:00 | 0 | 0 | 0 | 0 | 0 | 0 | 0 |  | 0
2019-02-07 07:00 | 0 | 351 | 613 | 0 | 2 | 2 | 968 |  | 161
2019-02-07 08:00 | 0 | 1649 | 1732 | 0 | 217 | 160 | 3758 |  | 626
2019-02-07 09:00 | 177.167 | 3799 | 1661 | 633 | 993 | 958 | 8221.167 |  | 1370
2019-02-07 10:00 | 294.5784 | 6002 | 3428 | 1608 | 1426 | 1417 | 14175.5784 |  | 2363
2019-02-07 11:00 | 447.5064 | 9842 | 4440 | 2418 | 2230 | 2100 | 21477.5064 |  | 3580
2019-02-07 12:00 | 461.4803 | 7646 | 6856 | 3139 | 2478 | 2303 | 22883.4803 |  | 3814
2019-02-07 13:00 | 482.0087 | 5143 | 5021 | 2397 | 2518 | 2239 | 17800.0087 |  | 2967
2019-02-07 14:00 | 378.8426 | 3434 | 6649 | 1572 | 1603 | 1567 | 15203.8426 |  | 2534
2019-02-07 15:00 | 193.9843 | 1293 | 2841 | 642 | 837 | 787 | 6593.9842 |  | 1099
2019-02-07 16:00 | 38.6949 | 212 | 373 | 61 | 84 | 97 | 865.6949 |  | 144
2019-02-07 17:00 | 0 | 0 | 0 | 0 | 0 | 0 | 0 |  | 0
2019-02-07 18:00 | 0 | 0 | 0 | 0 | 0 | 0 | 0 |  | 0
2019-02-07 19:00 | 0 | 0 | 0 | 0 | 0 | 0 | 0 |  | 0
2019-02-07 20:00 | 0 | 0 | 0 | 0 | 0 | 0 | 0 |  | 0
2019-02-07 21:00 | 0 | 0 | 0 | 0 | 0 | 0 | 0 |  | 0
2019-02-07 22:00 | 0 | 0 | 0 | 0 | 0 | 0 | 0 |  | 0
2019-02-07 23:00 | 0 | 0 | 0 | 0 | 0 | 0 | 0 |  | 0
2019-02-08 | 0 | 0 | 0 | 0 | 0 | 0 | 0 |  | 0
2019-02-08 01:00 | 0 | 0 | 0 | 0 | 0 | 0 | 0 |  | 0
2019-02-08 02:00 | 0 | 0 | 0 | 0 | 0 | 0 | 0 |  | 0
2019-02-08 03:00 | 0 | 0 | 0 | 0 | 0 | 0 | 0 |  | 0
2019-02-08 04:00 | 0 | 0 | 0 | 0 | 0 | 0 | 0 |  | 0
2019-02-08 05:00 | 0 | 0 | 0 | 0 | 0 | 0 | 0 |  | 0
2019-02-08 06:00 | 0 | 0 | 0 | 0 | 0 | 0 | 0 |  | 0
2019-02-08 07:00 | 0 | 604 | 295 | 56 | 212 | 216 | 1383 |  | 231
2019-02-08 08:00 | 123.448 | 1426 | 2149 | 1284 | 393 | 396 | 5771.448 |  | 962
2019-02-08 09:00 | 133.868 | 1365 | 1972 | 875 | 647 | 666 | 5658.868 |  | 943
2019-02-08 10:00 | 224.4238 | 2622 | 2741 | 931 | 1709 | 1608 | 9835.4238 |  | 1639
2019-02-08 11:00 | 509.2879 | 16369 | 4054 | 2066 | 12920 | 11644 | 47562.2879 |  | 7927
2019-02-08 12:00 | 1435.4585 | 44633 | 19921 | 12297 | 18291 | 16360 | 112937.4585 |  | 18823
2019-02-08 13:00 | 1489.1355 | 37766 | 29552 | 11148 | 25040 | 24403 | 129398.1355 |  | 21566
2019-02-08 14:00 | 975.6886 | 26722 | 17162 | 11493 | 20155 | 27026 | 103533.6886 |  | 17256
2019-02-08 15:00 | 229.9807 | 11930 | 5122 | 7929 | 9433 | 18797 | 53440.9807 |  | 8907
2019-02-08 16:00 | 78.1568 | 2008 | 1655 | 1870 | 1087 | 4963 | 11661.1568 |  | 1944
2019-02-08 17:00 | 0 | 1 | 2 | 4 | 2 | 6 | 15 |  | 3
2019-02-08 18:00 | 0 | 0 | 0 | 0 | 0 | 0 | 0 |  | 0
2019-02-08 19:00 | 0 | 0 | 0 | 0 | 0 | 0 | 0 |  | 0
2019-02-08 20:00 | 0 | 0 | 0 | 0 | 0 | 0 | 0 |  | 0
2019-02-08 21:00 | 0 | 0 | 0 | 0 | 0 | 0 | 0 |  | 0
2019-02-08 22:00 | 0 | 0 | 0 | 0 | 0 | 0 | 0 |  | 0
2019-02-08 23:00 | 0 | 0 | 0 | 0 | 0 | 0 | 0 |  | 0
2019-02-09 | 0 | 0 | 0 | 0 | 0 | 0 | 0 |  | 0
2019-02-09 01:00 | 0 | 0 | 0 | 0 | 0 | 0 | 0 |  | 0
2019-02-09 02:00 | 0 | 0 | 0 | 0 | 0 | 0 | 0 |  | 0
2019-02-09 03:00 | 0 | 0 | 0 | 0 | 0 | 0 | 0 |  | 0
2019-02-09 04:00 | 0 | 0 | 0 | 0 | 0 | 0 | 0 |  | 0
2019-02-09 05:00 | 0 | 0 | 0 | 0 | 0 | 0 | 0 |  | 0
2019-02-09 06:00 | 0 | 11 | 1 | 0 | 1 | 4 | 17 |  | 3
2019-02-09 07:00 | 176.008 | 11339 | 1141 | 1093 | 2917 | 4619 | 21285.008 |  | 3548
2019-02-09 08:00 | 475.2021 | 33255 | 8849 | 7490 | 15513.833 | 18776 | 84359.0351 |  | 14060
2019-02-09 09:00 | 1513.9396 | 43791 | 20327 | 15514 | 29000 | 27031 | 137176.9396 |  | 22863
2019-02-09 10:00 | 4179.676 | 44742 | 28746 | 19083 | 34845 | 28633 | 160228.676 |  | 26705
2019-02-09 11:00 | 4139.655 | 50533 | 34847 | 20775 | 36679 | 29017 | 175990.655 |  | 29332
2019-02-09 12:00 | 3546.1743 | 46867 | 36924 | 18136 | 35782 | 29076 | 170331.1743 |  | 28389
2019-02-09 13:00 | 2011.2278 | 39190 | 32717 | 18568 | 30609 | 28928 | 152023.2278 |  | 25337
2019-02-09 14:00 | 1015.8345 | 27458 | 20361 | 14644 | 20650 | 27598 | 111726.8345 |  | 18621
2019-02-09 15:00 | 257.7032 | 13209 | 5758 | 8569 | 8572 | 21036 | 57401.7032 |  | 9567
2019-02-09 16:00 | 91.334 | 2160 | 1865 | 2102 | 1129 | 6520 | 13867.334 |  | 2311
2019-02-09 17:00 | 0 | 7 | 5 | 5 | 3 | 12 | 32 |  | 5
2019-02-09 18:00 | 0 | 0 | 0 | 0 | 0 | 0 | 0 |  | 0
2019-02-09 19:00 | 0 | 0 | 0 | 0 | 0 | 0 | 0 |  | 0
2019-02-09 20:00 | 0 | 0 | 0 | 0 | 0 | 0 | 0 |  | 0
2019-02-09 21:00 | 0 | 0 | 0 | 0 | 0 | 0 | 0 |  | 0
2019-02-09 22:00 | 0 | 0 | 0 | 0 | 0 | 0 | 0 |  | 0
2019-02-09 23:00 | 0 | 0 | 0 | 0 | 0 | 0 | 0 |  | 0
2019-02-10 | 0 | 0 | 0 | 0 | 0 | 0 | 0 |  | 0
2019-02-10 01:00 | 0 | 0 | 0 | 0 | 0 | 0 | 0 |  | 0
2019-02-10 02:00 | 0 | 0 | 0 | 0 | 0 | 0 | 0 |  | 0
2019-02-10 03:00 | 0 | 0 | 0 | 0 | 0 | 0 | 0 |  | 0
2019-02-10 04:00 | 0 | 0 | 0 | 0 | 0 | 0 | 0 |  | 0
2019-02-10 05:00 | 0 | 0 | 0 | 0 | 0 | 0 | 0 |  | 0
2019-02-10 06:00 | 0 | 17 | 5 | 0 | 1 | 3 | 26 |  | 4
2019-02-10 07:00 | 178.8856 | 7503 | 1957 | 939 | 2176 | 3296 | 16049.8856 |  | 2675
2019-02-10 08:00 | 694.3622 | 28702 | 8007 | 6670 | 15863.329 | 17251 | 77187.6912 |  | 12865
2019-02-10 09:00 | 1430.9886 | 42033 | 19385 | 15069 | 28584 | 26805 | 133306.9886 |  | 22218
2019-02-10 10:00 | 3780.918 | 46071 | 27824 | 18544 | 33508 | 28357 | 158084.918 |  | 26347
2019-02-10 11:00 | 3788.4214 | 44461 | 30972 | 18867 | 32055 | 28235 | 158378.4214 |  | 26396
2019-02-10 12:00 | 3275.8406 | 43834 | 33836 | 18940 | 33025 | 28905 | 161815.8406 |  | 26969
2019-02-10 13:00 | 1943.2247 | 37425 | 31134 | 17710 | 30247 | 28730 | 147189.2247 |  | 24532
2019-02-10 14:00 | 978.8048 | 25614 | 20498 | 13010 | 17931 | 24679 | 102710.8047 |  | 17118
2019-02-10 15:00 | 313.2165 | 10227 | 7540 | 7565 | 7468 | 14580 | 47693.2165 |  | 7949
2019-02-10 16:00 | 122.0962 | 2528 | 2016 | 1896 | 1694 | 3465 | 11721.0962 |  | 1954
2019-02-10 17:00 | 0.36814 | 5 | 9 | 2 | 0 | 7 | 23.3681 |  | 4
2019-02-10 18:00 | 0 | 0 | 0 | 0 | 0 | 0 | 0 |  | 0
2019-02-10 19:00 | 0 | 0 | 0 | 0 | 0 | 0 | 0 |  | 0
2019-02-10 20:00 | 0 | 0 | 0 | 0 | 0 | 0 | 0 |  | 0
2019-02-10 21:00 | 0 | 0 | 0 | 0 | 0 | 0 | 0 |  | 0
2019-02-10 22:00 | 0 | 0 | 0 | 0 | 0 | 0 | 0 |  | 0
2019-02-10 23:00 | 0 | 0 | 0 | 0 | 0 | 0 | 0 |  | 0
2019-02-11 | 0 | 0 | 0 | 0 | 0 | 0 | 0 |  | 0
2019-02-11 01:00 | 0 | 0 | 0 | 0 | 0 | 0 | 0 |  | 0
2019-02-11 02:00 | 0 | 0 | 0 | 0 | 0 | 0 | 0 |  | 0
2019-02-11 03:00 | 0 | 0 | 0 | 0 | 0 | 0 | 0 |  | 0
2019-02-11 04:00 | 0 | 0 | 0 | 0 | 0 | 0 | 0 |  | 0
2019-02-11 05:00 | 0 | 0 | 0 | 0 | 0 | 0 | 0 |  | 0
2019-02-11 06:00 | 0 | 0 | 0 | 0 | 0 | 0 | 0 |  | 0
2019-02-11 07:00 | 10.18 | 3252 | 1527 | 1143 | 1975 | 2578 | 10485.18 |  | 1748
2019-02-11 08:00 | 454.5057 | 18567 | 9202 | 4403 | 13119 | 13194 | 58939.5057 |  | 9823
2019-02-11 09:00 | 1683.3058 | 36909 | 16572 | 10358 | 23070 | 22615 | 111207.3058 |  | 18535
2019-02-11 10:00 | 3759.3445 | 43157 | 28224 | 16102 | 30852 | 27824 | 149918.3445 |  | 24986
2019-02-11 11:00 | 3002.573 | 46767 | 33472 | 19756 | 35527 | 29078 | 167602.573 |  | 27934
2019-02-11 12:00 | 3189.1 | 43447 | 35168 | 18759 | 32027 | 28529 | 161119.1 |  | 26853
2019-02-11 13:00 | 2103.3142 | 35338 | 29644 | 17599 | 29092 | 28441 | 142217.3142 |  | 23703
2019-02-11 14:00 | 1055.1002 | 25258 | 21232 | 13334 | 18600 | 25979 | 105458.1002 |  | 17576
2019-02-11 15:00 | 348.8612 | 12397 | 7092 | 8236 | 8840 | 19162 | 56075.8612 |  | 9346
2019-02-11 16:00 | 84.287 | 2068 | 1838 | 2017 | 1164 | 4994 | 12165.287 |  | 2028
2019-02-11 17:00 | 0 | 2 | 3 | 2 | 0 | 10 | 17 |  | 3
2019-02-11 18:00 | 0 | 0 | 0 | 0 | 0 | 0 | 0 |  | 0
2019-02-11 19:00 | 0 | 0 | 0 | 0 | 0 | 0 | 0 |  | 0
2019-02-11 20:00 | 0 | 0 | 0 | 0 | 0 | 0 | 0 |  | 0
2019-02-11 21:00 | 0 | 0 | 0 | 0 | 0 | 0 | 0 |  | 0
2019-02-11 22:00 | 0 | 0 | 0 | 0 | 0 | 0 | 0 |  | 0
2019-02-11 23:00 | 0 | 0 | 0 | 0 | 0 | 0 | 0 |  | 0
2019-02-12 | 0 | 0 | 0 | 0 | 0 | 0 | 0 |  | 0
2019-02-12 01:00 | 0 | 0 | 0 | 0 | 0 | 0 | 0 |  | 0
2019-02-12 02:00 | 0 | 0 | 0 | 0 | 0 | 0 | 0 |  | 0
2019-02-12 03:00 | 0 | 0 | 0 | 0 | 0 | 0 | 0 |  | 0
2019-02-12 04:00 | 0 | 0 | 0 | 0 | 0 | 0 | 0 |  | 0
2019-02-12 05:00 | 0 | 0 | 0 | 0 | 0 | 0 | 0 |  | 0
2019-02-12 06:00 | 0 | 74 | 99 | 0 | 15 | 27 | 215 |  | 36
2019-02-12 07:00 | 194.996 | 2727 | 2967 | 1662 | 1166 | 1486 | 10202.996 |  | 1700
2019-02-12 08:00 | 477.7113 | 6020 | 6502 | 3640 | 3190 | 3966 | 23795.7113 |  | 3966
2019-02-12 09:00 | 878.3192 | 8256 | 9638 | 4224 | 4087 | 5098 | 32181.3192 |  | 5364
2019-02-12 10:00 | 849.9826 | 9163 | 10424 | 5028 | 7923.9165 | 6847 | 40235.8991 |  | 6706
2019-02-12 11:00 | 676.6559 | 10922 | 9289 | 5670 | 8569 | 7069 | 42195.6559 |  | 7033
2019-02-12 12:00 | 601.5597 | 8279 | 5896 | 3927 | 6943 | 5663 | 31309.5597 |  | 5218
2019-02-12 13:00 | 453.6519 | 5343 | 4457 | 3749 | 5066 | 4130 | 23198.6519 |  | 3866
2019-02-12 14:00 | 259.3696 | 4386 | 2963 | 2271 | 3501 | 2867 | 16247.3696 |  | 2708
2019-02-12 15:00 | 46.0422 | 1783 | 702 | 917 | 1777 | 1490 | 6715.0422 |  | 1119
2019-02-12 16:00 | 0 | 3 | 0 | 90 | 52 | 51 | 196 |  | 33
2019-02-12 17:00 | 0 | 0 | 0 | 0 | 0 | 0 | 0 |  | 0
2019-02-12 18:00 | 0 | 0 | 0 | 0 | 0 | 0 | 0 |  | 0
2019-02-12 19:00 | 0 | 0 | 0 | 0 | 0 | 0 | 0 |  | 0
2019-02-12 20:00 | 0 | 0 | 0 | 0 | 0 | 0 | 0 |  | 0
2019-02-12 21:00 | 0 | 0 | 0 | 0 | 0 | 0 | 0 |  | 0
2019-02-12 22:00 | 0 | 0 | 0 | 0 | 0 | 0 | 0 |  | 0
2019-02-12 23:00 | 0 | 0 | 0 | 0 | 0 | 0 | 0 |  | 0
2019-02-13 | 0 | 0 | 0 | 0 | 0 | 0 | 0 |  | 0
2019-02-13 01:00 | 0 | 0 | 0 | 0 | 0 | 0 | 0 |  | 0
2019-02-13 02:00 | 0 | 0 | 0 | 0 | 0 | 0 | 0 |  | 0
2019-02-13 03:00 | 0 | 0 | 0 | 0 | 0 | 0 | 0 |  | 0
2019-02-13 04:00 | 0 | 0 | 0 | 0 | 0 | 0 | 0 |  | 0
2019-02-13 05:00 | 0 | 0 | 0 | 0 | 0 | 0 | 0 |  | 0
2019-02-13 06:00 | 0 | 0 | 0 | 0 | 0 | 0 | 0 |  | 0
2019-02-13 07:00 | 0 | 0 | 0 | 0 | 0 | 0 | 0 |  | 0
2019-02-13 08:00 | 0 | 324 | 0 | 0 | 0 | 2 | 326 |  | 54
2019-02-13 09:00 | 0 | 593 | 0 | 0 | 0 | 4 | 597 |  | 100
2019-02-13 10:00 | 0 | 755 | 19 | 0 | 0 | 25 | 799 |  | 133
2019-02-13 11:00 | 136.3508 | 8766 | 143 | 1 | 0 | 732 | 9778.3508 |  | 1630
2019-02-13 12:00 | 1210.1311 | 24592 | 127 | 146 | 6153 | 12984 | 45212.1311 |  | 7535
2019-02-13 13:00 | 1020.754 | 6872 | 1894 | 479 | 3738 | 5230 | 19233.754 |  | 3206
2019-02-13 14:00 | 757.6075 | 4972 | 5854 | 1232 | 1597 | 2149 | 16561.6075 |  | 2760
2019-02-13 15:00 | 235.5934 | 1868 | 1921 | 423 | 952 | 1390 | 6789.5934 |  | 1132
2019-02-13 16:00 | 59.8789 | 823 | 415 | 107 | 635 | 1088 | 3127.8789 |  | 521
2019-02-13 17:00 | 0.0017175 | 6 | 0 | 0 | 3 | 18 | 27.0017 |  | 5
2019-02-13 18:00 | 0 | 0 | 0 | 0 | 0 | 0 | 0 |  | 0
2019-02-13 19:00 | 0 | 0 | 0 | 0 | 0 | 0 | 0 |  | 0
2019-02-13 20:00 | 0 | 0 | 0 | 0 | 0 | 0 | 0 |  | 0
2019-02-13 21:00 | 0 | 0 | 0 | 0 | 0 | 0 | 0 |  | 0
2019-02-13 22:00 | 0 | 0 | 0 | 0 | 0 | 0 | 0 |  | 0
2019-02-13 23:00 | 0 | 0 | 0 | 0 | 0 | 0 | 0 |  | 0
2019-02-14 | 0 | 0 | 0 | 0 | 0 | 0 | 0 |  | 0
2019-02-14 01:00 | 0 | 0 | 0 | 0 | 0 | 0 | 0 |  | 0
2019-02-14 02:00 | 0 | 0 | 0 | 0 | 0 | 0 | 0 |  | 0
2019-02-14 03:00 | 0 | 0 | 0 | 0 | 0 | 0 | 0 |  | 0
2019-02-14 04:00 | 0 | 0 | 0 | 0 | 0 | 0 | 0 |  | 0
2019-02-14 05:00 | 0 | 0 | 0 | 0 | 0 | 0 | 0 |  | 0
2019-02-14 06:00 | 0 | 5 | 8 | 0 | 0 | 0 | 13 |  | 2
2019-02-14 07:00 | 203.6091 | 798 | 1613 | 301 | 647 | 2264 | 5826.6091 |  | 971
2019-02-14 08:00 | 488.9128 | 24482 | 5159 | 2667 | 5138 | 10556 | 48490.9128 |  | 8082
2019-02-14 09:00 | 854.4337 | 42754 | 8459 | 4710 | 15726 | 23874 | 96377.4337 |  | 16063
2019-02-14 10:00 | 1427.9161 | 49236 | 16420 | 7303 | 19003 | 28065 | 121454.9161 |  | 20242
2019-02-14 11:00 | 2958.5542 | 46621 | 25299 | 7643 | 20642 | 28987 | 132150.5542 |  | 22025
2019-02-14 12:00 | 2489.28 | 37974 | 28677 | 7647 | 21991 | 29082 | 127860.28 |  | 21310
2019-02-14 13:00 | 2090.8828 | 37963 | 27023 | 5419 | 26855 | 27393 | 126743.8828 |  | 21124
2019-02-14 14:00 | 1015.3024 | 28279 | 20025 | 4565 | 18525 | 24310 | 96719.3024 |  | 16120
2019-02-14 15:00 | 279.9216 | 11268 | 7175 | 1821 | 7511 | 16566 | 44620.9216 |  | 7437
2019-02-14 16:00 | 98.2765 | 2471 | 2151 | 290 | 1254 | 5903 | 12167.2765 |  | 2028
2019-02-14 17:00 | 0.84593 | 31 | 24 | 2 | 26 | 43 | 126.8459 |  | 21
2019-02-14 18:00 | 0 | 0 | 0 | 0 | 0 | 0 | 0 |  | 0
2019-02-14 19:00 | 0 | 0 | 0 | 0 | 0 | 0 | 0 |  | 0
2019-02-14 20:00 | 0 | 0 | 0 | 0 | 0 | 0 | 0 |  | 0
2019-02-14 21:00 | 0 | 0 | 0 | 0 | 0 | 0 | 0 |  | 0
2019-02-14 22:00 | 0 | 0 | 0 | 0 | 0 | 0 | 0 |  | 0
2019-02-14 23:00 | 0 | 0 | 0 | 0 | 0 | 0 | 0 |  | 0
2019-02-15 | 0 | 0 | 0 | 0 | 0 | 0 | 0 |  | 0
2019-02-15 01:00 | 0 | 0 | 0 | 0 | 0 | 0 | 0 |  | 0
2019-02-15 02:00 | 0 | 0 | 0 | 0 | 0 | 0 | 0 |  | 0
2019-02-15 03:00 | 0 | 0 | 0 | 0 | 0 | 0 | 0 |  | 0
2019-02-15 04:00 | 0 | 0 | 0 | 0 | 0 | 0 | 0 |  | 0
2019-02-15 05:00 | 0 | 0 | 0 | 0 | 0 | 0 | 0 |  | 0
2019-02-15 06:00 | 0 | 0 | 6 | 0 | 0 | 0 | 6 |  | 1
2019-02-15 07:00 | 0 | 826 | 1186 | 248 | 126 | 148 | 2534 |  | 422
2019-02-15 08:00 | 347.6626 | 2630 | 3206 | 957 | 1707 | 1472 | 10319.6626 |  | 1720
2019-02-15 09:00 | 324.0472 | 1625 | 4884 | 849 | 1048 | 992 | 9722.0472 |  | 1620
2019-02-15 10:00 | 400.4705 | 1076 | 2204 | 281 | 193 | 230 | 4384.4705 |  | 731
2019-02-15 11:00 | 467.9059 | 1530 | 4361 | 302 | 0 | 0 | 6660.9059 |  | 1110
2019-02-15 12:00 | 367.3804 | 1698 | 5103 | 378 | 0 | 0 | 7546.3804 |  | 1258
2019-02-15 13:00 | 242.3148 | 1520 | 4495 | 330 | 13 | 300 | 6900.3148 |  | 1150
2019-02-15 14:00 | 402.6143 | 2373 | 3822 | 340 | 154 | 762 | 7853.6143 |  | 1309
2019-02-15 15:00 | 222.7166 | 1823 | 1950 | 255 | 90 | 506 | 4846.7166 |  | 808
2019-02-15 16:00 | 61.2571 | 395 | 388 | 39 | 4 | 81 | 968.2571 |  | 161
2019-02-15 17:00 | 0 | 0 | 0 | 0 | 0 | 0 | 0 |  | 0
2019-02-15 18:00 | 0 | 0 | 0 | 0 | 0 | 0 | 0 |  | 0
2019-02-15 19:00 | 0 | 0 | 0 | 0 | 0 | 0 | 0 |  | 0
2019-02-15 20:00 | 0 | 0 | 0 | 0 | 0 | 0 | 0 |  | 0
2019-02-15 21:00 | 0 | 0 | 0 | 0 | 0 | 0 | 0 |  | 0
2019-02-15 22:00 | 0 | 0 | 0 | 0 | 0 | 0 | 0 |  | 0
2019-02-15 23:00 | 0 | 0 | 0 | 0 | 0 | 0 | 0 |  | 0
2019-02-16 | 0 | 0 | 0 | 0 | 0 | 0 | 0 |  | 0
2019-02-16 01:00 | 0 | 0 | 0 | 0 | 0 | 0 | 0 |  | 0
2019-02-16 02:00 | 0 | 0 | 0 | 0 | 0 | 0 | 0 |  | 0
2019-02-16 03:00 | 0 | 0 | 0 | 0 | 0 | 0 | 0 |  | 0
2019-02-16 04:00 | 0 | 0 | 0 | 0 | 0 | 0 | 0 |  | 0
2019-02-16 05:00 | 0 | 0 | 0 | 0 | 0 | 0 | 0 |  | 0
2019-02-16 06:00 | 0 | 11 | 19 | 0 | 0 | 0 | 30 |  | 5
2019-02-16 07:00 | 304.547 | 8881 | 2622 | 958 | 2596 | 4926 | 20287.547 |  | 3381
2019-02-16 08:00 | 887.5839 | 29664 | 10138 | 5451 | 7796 | 10818 | 64754.5839 |  | 10792
2019-02-16 09:00 | 1741.6653 | 40536 | 20990 | 9176 | 7279 | 8619 | 88341.6653 |  | 14724
2019-02-16 10:00 | 4079.809 | 41960 | 28843 | 10438 | 9052 | 8905 | 103277.809 |  | 17213
2019-02-16 11:00 | 4134.8647 | 18421 | 33620 | 10553 | 7756 | 7665 | 82149.8647 |  | 13692
2019-02-16 12:00 | 3292.075 | 13688 | 35752 | 7009 | 12038 | 11573 | 83352.075 |  | 13892
2019-02-16 13:00 | 2175.5781 | 15075 | 31804 | 7507 | 20355 | 19797 | 96713.5781 |  | 16119
2019-02-16 14:00 | 1194.5073 | 22944 | 22419 | 3962 | 17666 | 20130 | 88315.5073 |  | 14719
2019-02-16 15:00 | 322.1365 | 12566 | 8845 | 2107 | 6858 | 10076 | 40774.1365 |  | 6796
2019-02-16 16:00 | 115.0381 | 2725 | 2796 | 476 | 2154 | 4581 | 12847.0381 |  | 2141
2019-02-16 17:00 | 2.2491 | 53 | 52 | 7 | 38 | 57 | 209.2491 |  | 35
2019-02-16 18:00 | 0 | 0 | 0 | 0 | 0 | 0 | 0 |  | 0
2019-02-16 19:00 | 0 | 0 | 0 | 0 | 0 | 0 | 0 |  | 0
2019-02-16 20:00 | 0 | 0 | 0 | 0 | 0 | 0 | 0 |  | 0
2019-02-16 21:00 | 0 | 0 | 0 | 0 | 0 | 0 | 0 |  | 0
2019-02-16 22:00 | 0 | 0 | 0 | 0 | 0 | 0 | 0 |  | 0
2019-02-16 23:00 | 0 | 0 | 0 | 0 | 0 | 0 | 0 |  | 0
2019-02-17 | 0 | 0 | 0 | 0 | 0 | 0 | 0 |  | 0
2019-02-17 01:00 | 0 | 0 | 0 | 0 | 0 | 0 | 0 |  | 0
2019-02-17 02:00 | 0 | 0 | 0 | 0 | 0 | 0 | 0 |  | 0
2019-02-17 03:00 | 0 | 0 | 0 | 0 | 0 | 0 | 0 |  | 0
2019-02-17 04:00 | 0 | 0 | 0 | 0 | 0 | 0 | 0 |  | 0
2019-02-17 05:00 | 0 | 0 | 0 | 0 | 0 | 0 | 0 |  | 0
2019-02-17 06:00 | 0 | 126 | 56 | 0 | 24 | 61 | 267 |  | 45
2019-02-17 07:00 | 227.7606 | 14474 | 1987 | 1761 | 3125 | 5971 | 27545.7606 |  | 4591
2019-02-17 08:00 | 1090.017 | 33944 | 10631 | 6316 | 18606.834 | 18018 | 88605.851 |  | 14768
2019-02-17 09:00 | 1770.912 | 44208 | 21955 | 9794 | 29054 | 25400 | 132181.912 |  | 22030
2019-02-17 10:00 | 4264.414 | 48016 | 29468 | 11172 | 34389 | 28164 | 155473.414 |  | 25912
2019-02-17 11:00 | 4158.2607 | 48749 | 34960 | 11571 | 36676 | 29140 | 165254.2607 |  | 27542
2019-02-17 12:00 | 3639.6035 | 45132 | 36388 | 10972 | 35671 | 29166 | 160968.6035 |  | 26828
2019-02-17 13:00 | 2480.9602 | 38106 | 33185 | 9544 | 30843 | 28220 | 142378.9602 |  | 23730
2019-02-17 14:00 | 1298.6328 | 18021 | 17634 | 6006 | 18098 | 19400 | 80457.6328 |  | 13410
2019-02-17 15:00 | 567.7111 | 11583 | 10889 | 2867 | 7215 | 7433 | 40554.7111 |  | 6759
2019-02-17 16:00 | 255.5386 | 2928 | 3516 | 695 | 2477 | 2348 | 12219.5386 |  | 2037
2019-02-17 17:00 | 9.1312 | 50 | 110 | 18 | 37 | 38 | 262.1312 |  | 44
2019-02-17 18:00 | 0 | 0 | 0 | 0 | 0 | 0 | 0 |  | 0
2019-02-17 19:00 | 0 | 0 | 0 | 0 | 0 | 0 | 0 |  | 0
2019-02-17 20:00 | 0 | 0 | 0 | 0 | 0 | 0 | 0 |  | 0
2019-02-17 21:00 | 0 | 0 | 0 | 0 | 0 | 0 | 0 |  | 0
2019-02-17 22:00 | 0 | 0 | 0 | 0 | 0 | 0 | 0 |  | 0
2019-02-17 23:00 | 0 | 0 | 0 | 0 | 0 | 0 | 0 |  | 0
2019-02-18 | 0 | 0 | 0 | 0 | 0 | 0 | 0 |  | 0
2019-02-18 01:00 | 0 | 0 | 0 | 0 | 0 | 0 | 0 |  | 0
2019-02-18 02:00 | 0 | 0 | 0 | 0 | 0 | 0 | 0 |  | 0
2019-02-18 03:00 | 0 | 0 | 0 | 0 | 0 | 0 | 0 |  | 0
2019-02-18 04:00 | 0 | 0 | 0 | 0 | 0 | 0 | 0 |  | 0
2019-02-18 05:00 | 0 | 0 | 0 | 0 | 0 | 0 | 0 |  | 0
2019-02-18 06:00 | 0 | 0 | 0 | 0 | 0 | 0 | 0 |  | 0
2019-02-18 07:00 | 0 | 0 | 49 | 0 | 0 | 0 | 49 |  | 8
2019-02-18 08:00 | 27.4048 | 0 | 508 | 0 | 0 | 0 | 535.4048 |  | 89
2019-02-18 09:00 | 129.2326 | 220 | 1472 | 0 | 48 | 86 | 1955.2326 |  | 326
2019-02-18 10:00 | 198.1793 | 332 | 2722 | 38 | 134 | 198 | 3622.1793 |  | 604
2019-02-18 11:00 | 179.7398 | 446 | 2677 | 72 | 195 | 379 | 3948.7398 |  | 658
2019-02-18 12:00 | 123.2192 | 611 | 1761 | 85 | 391 | 2447 | 5418.2192 |  | 903
2019-02-18 13:00 | 76.1805 | 422 | 1386 | 86 | 389 | 2036 | 4395.1805 |  | 733
2019-02-18 14:00 | 20.9377 | 543 | 694 | 71 | 396 | 2280 | 4004.9377 |  | 667
2019-02-18 15:00 | 0 | 331 | 241 | 15 | 187 | 1733 | 2507 |  | 418
2019-02-18 16:00 | 0 | 38 | 0 | 0 | 18 | 1475 | 1531 |  | 255
2019-02-18 17:00 | 0 | 0 | 0 | 0 | 0 | 1 | 1 |  | 0
2019-02-18 18:00 | 0 | 0 | 0 | 0 | 0 | 0 | 0 |  | 0
2019-02-18 19:00 | 0 | 0 | 0 | 0 | 0 | 0 | 0 |  | 0
2019-02-18 20:00 | 0 | 0 | 0 | 0 | 0 | 0 | 0 |  | 0
2019-02-18 21:00 | 0 | 0 | 0 | 0 | 0 | 0 | 0 |  | 0
2019-02-18 22:00 | 0 | 0 | 0 | 0 | 0 | 0 | 0 |  | 0
2019-02-18 23:00 | 0 | 0 | 0 | 0 | 0 | 0 | 0 |  | 0
2019-02-19 | 0 | 0 | 0 | 0 | 0 | 0 | 0 |  | 0
2019-02-19 01:00 | 0 | 0 | 0 | 0 | 0 | 0 | 0 |  | 0
2019-02-19 02:00 | 0 | 0 | 0 | 0 | 0 | 0 | 0 |  | 0
2019-02-19 03:00 | 0 | 0 | 0 | 0 | 0 | 0 | 0 |  | 0
2019-02-19 04:00 | 0 | 0 | 0 | 0 | 0 | 0 | 0 |  | 0
2019-02-19 05:00 | 0 | 0 | 0 | 0 | 0 | 0 | 0 |  | 0
2019-02-19 06:00 | 0 | 0 | 2 | 0 | 0 | 10 | 12 |  | 2
2019-02-19 07:00 | 0 | 1362 | 603 | 21 | 123 | 2430 | 4539 |  | 757
2019-02-19 08:00 | 112.364 | 4107 | 4212 | 437 | 726 | 7807 | 17401.364 |  | 2900
2019-02-19 09:00 | 222.1782 | 8547 | 9020 | 813 | 1539 | 16104 | 36245.1782 |  | 6041
2019-02-19 10:00 | 636.3732 | 22864 | 16375 | 1414 | 5190.6665 | 25637 | 72117.0397 |  | 12020
2019-02-19 11:00 | 862.1382 | 39744 | 23209 | 2982 | 15046 | 28923 | 110766.1382 |  | 18461
2019-02-19 12:00 | 1919.7567 | 42434 | 28429 | 4809 | 22628 | 28912 | 129131.7567 |  | 21522
2019-02-19 13:00 | 1812.1729 | 36860 | 29084 | 5049 | 26735 | 28571 | 128111.1729 |  | 21352
2019-02-19 14:00 | 1046.0219 | 26218 | 21423 | 4245 | 21906 | 25988 | 100826.0219 |  | 16804
2019-02-19 15:00 | 316.1491 | 13738 | 8656 | 2068 | 10256 | 19189 | 54223.1491 |  | 9037
2019-02-19 16:00 | 104.0562 | 2764 | 3086 | 476 | 1696 | 6327 | 14453.0562 |  | 2409
2019-02-19 17:00 | 0.71929 | 48 | 56 | 4 | 52 | 57 | 217.7193 |  | 36
2019-02-19 18:00 | 0 | 0 | 0 | 0 | 0 | 0 | 0 |  | 0
2019-02-19 19:00 | 0 | 0 | 0 | 0 | 0 | 0 | 0 |  | 0
2019-02-19 20:00 | 0 | 0 | 0 | 0 | 0 | 0 | 0 |  | 0
2019-02-19 21:00 | 0 | 0 | 0 | 0 | 0 | 0 | 0 |  | 0
2019-02-19 22:00 | 0 | 0 | 0 | 0 | 0 | 0 | 0 |  | 0
2019-02-19 23:00 | 0 | 0 | 0 | 0 | 0 | 0 | 0 |  | 0
2019-02-20 | 0 | 0 | 0 | 0 | 0 | 0 | 0 |  | 0
2019-02-20 01:00 | 0 | 0 | 0 | 0 | 0 | 0 | 0 |  | 0
2019-02-20 02:00 | 0 | 0 | 0 | 0 | 0 | 0 | 0 |  | 0
2019-02-20 03:00 | 0 | 0 | 0 | 0 | 0 | 0 | 0 |  | 0
2019-02-20 04:00 | 0 | 0 | 0 | 0 | 0 | 0 | 0 |  | 0
2019-02-20 05:00 | 0 | 0 | 0 | 0 | 0 | 0 | 0 |  | 0
2019-02-20 06:00 | 0 | 171 | 136 | 0 | 57 | 71 | 435 |  | 73
2019-02-20 07:00 | 366.6611 | 5180 | 3786 | 922 | 2324 | 2791 | 15369.6611 |  | 2562
2019-02-20 08:00 | 980.1995 | 16283 | 10044 | 3277 | 8236.333 | 9769 | 48589.5325 |  | 8098
2019-02-20 09:00 | 1532.0122 | 21536 | 17018 | 4416 | 15302.833 | 12720 | 72524.8452 |  | 12087
2019-02-20 10:00 | 2317.4595 | 22707 | 20603 | 4644 | 16975 | 13706 | 80952.4595 |  | 13492
2019-02-20 11:00 | 1691.4902 | 16987 | 17989 | 4653 | 15460 | 12103 | 68883.4902 |  | 11481
2019-02-20 12:00 | 1227.9541 | 12371 | 12881 | 3675 | 11692 | 8825 | 50671.9541 |  | 8445
2019-02-20 13:00 | 844.1106 | 10731 | 8912 | 2283 | 10518 | 7947 | 41235.1106 |  | 6873
2019-02-20 14:00 | 920.6299 | 8034 | 10914 | 2693 | 9052 | 6855 | 38468.6299 |  | 6411
2019-02-20 15:00 | 465.0279 | 4358 | 5577 | 1332 | 4847 | 3505 | 20084.0279 |  | 3347
2019-02-20 16:00 | 188.9145 | 2144 | 1952 | 514 | 1530 | 1105 | 7433.9145 |  | 1239
2019-02-20 17:00 | 2.3326 | 50 | 16 | 5 | 42 | 27 | 142.3326 |  | 24
2019-02-20 18:00 | 0 | 0 | 0 | 0 | 0 | 0 | 0 |  | 0
2019-02-20 19:00 | 0 | 0 | 0 | 0 | 0 | 0 | 0 |  | 0
2019-02-20 20:00 | 0 | 0 | 0 | 0 | 0 | 0 | 0 |  | 0
2019-02-20 21:00 | 0 | 0 | 0 | 0 | 0 | 0 | 0 |  | 0
2019-02-20 22:00 | 0 | 0 | 0 | 0 | 0 | 0 | 0 |  | 0
2019-02-20 23:00 | 0 | 0 | 0 | 0 | 0 | 0 | 0 |  | 0
2019-02-21 | 0 | 0 | 0 | 0 | 0 | 0 | 0 |  | 0
2019-02-21 01:00 | 0 | 0 | 0 | 0 | 0 | 0 | 0 |  | 0
2019-02-21 02:00 | 0 | 0 | 0 | 0 | 0 | 0 | 0 |  | 0
2019-02-21 03:00 | 0 | 0 | 0 | 0 | 0 | 0 | 0 |  | 0
2019-02-21 04:00 | 0 | 0 | 0 | 0 | 0 | 0 | 0 |  | 0
2019-02-21 05:00 | 0 | 0 | 0 | 0 | 0 | 0 | 0 |  | 0
2019-02-21 06:00 | 0 | 0 | 0 | 0 | 0 | 0 | 0 |  | 0
2019-02-21 07:00 | 0 | 0 | 0 | 0 | 0 | 0 | 0 |  | 0
2019-02-21 08:00 | 0 | 0 | 0 | 0 | 0 | 0 | 0 |  | 0
2019-02-21 09:00 | 0 | 384 | 0 | 0 | 178 | 183 | 745 |  | 124
2019-02-21 10:00 | 0 | 2721 | 31 | 64 | 1550 | 9692 | 14058 |  | 2343
2019-02-21 11:00 | 0 | 25035 | 232 | 222 | 26613 | 24029 | 76131 |  | 12689
2019-02-21 12:00 | 1095.4012 | 31769 | 747 | 1706 | 18636 | 16069 | 70022.4012 |  | 11670
2019-02-21 13:00 | 887.3489 | 31534 | 1081 | 5178 | 14136 | 12872 | 65688.3489 |  | 10948
2019-02-21 14:00 | 597.4353 | 18680 | 1424 | 4848 | 13045 | 14693 | 53287.4353 |  | 8881
2019-02-21 15:00 | 333.1255 | 12249 | 878 | 2607 | 4357 | 5367 | 25791.1255 |  | 4299
2019-02-21 16:00 | 58.2911 | 3849 | 482 | 442 | 1122 | 1300 | 7253.2911 |  | 1209
2019-02-21 17:00 | 2.8624 | 53 | 1 | 6 | 3 | 0 | 65.8624 |  | 11
2019-02-21 18:00 | 0 | 0 | 0 | 0 | 0 | 0 | 0 |  | 0
2019-02-21 19:00 | 0 | 0 | 0 | 0 | 0 | 0 | 0 |  | 0
2019-02-21 20:00 | 0 | 0 | 0 | 0 | 0 | 0 | 0 |  | 0
2019-02-21 21:00 | 0 | 0 | 0 | 0 | 0 | 0 | 0 |  | 0
2019-02-21 22:00 | 0 | 0 | 0 | 0 | 0 | 0 | 0 |  | 0
2019-02-21 23:00 | 0 | 0 | 0 | 0 | 0 | 0 | 0 |  | 0
2019-02-22 | 0 | 0 | 0 | 0 | 0 | 0 | 0 |  | 0
2019-02-22 01:00 | 0 | 0 | 0 | 0 | 0 | 0 | 0 |  | 0
2019-02-22 02:00 | 0 | 0 | 0 | 0 | 0 | 0 | 0 |  | 0
2019-02-22 03:00 | 0 | 0 | 0 | 0 | 0 | 0 | 0 |  | 0
2019-02-22 04:00 | 0 | 0 | 0 | 0 | 0 | 0 | 0 |  | 0
2019-02-22 05:00 | 0 | 0 | 0 | 0 | 0 | 0 | 0 |  | 0
2019-02-22 06:00 | 0 | 127 | 2 | 0 | 49 | 40 | 218 |  | 36
2019-02-22 07:00 | 237.3298 | 5143 | 458 | 2722 | 2281 | 1870 | 12711.3299 |  | 2119
2019-02-22 08:00 | 631.0738 | 16559 | 2540 | 7185 | 8710 | 7754 | 43379.0738 |  | 7230
2019-02-22 09:00 | 1583.6516 | 30915 | 6548 | 10338 | 14473 | 11753 | 75610.6516 |  | 12602
2019-02-22 10:00 | 3491.1965 | 44741 | 12559 | 12319 | 35056 | 27745 | 135911.1965 |  | 22652
2019-02-22 11:00 | 3928.1433 | 49998 | 23737 | 13365 | 36249 | 28691 | 155968.1433 |  | 25995
2019-02-22 12:00 | 3609.5032 | 46269 | 35434 | 13227 | 35893 | 29077 | 163509.5032 |  | 27252
2019-02-22 13:00 | 2661.328 | 38930 | 33849 | 12105 | 31280 | 28701 | 147526.328 |  | 24588
2019-02-22 14:00 | 1437.1195 | 27743 | 24293 | 9918 | 22399 | 25988 | 111778.1195 |  | 18630
2019-02-22 15:00 | 544.5079 | 12434 | 11422 | 5201 | 10082 | 16926 | 56609.5079 |  | 9435
2019-02-22 16:00 | 202.0812 | 3730 | 4535 | 1471 | 2368 | 3945 | 16251.0812 |  | 2709
2019-02-22 17:00 | 7.546 | 153 | 163 | 47 | 129 | 125 | 624.546 |  | 104
2019-02-22 18:00 | 0 | 0 | 0 | 0 | 0 | 0 | 0 |  | 0
2019-02-22 19:00 | 0 | 0 | 0 | 0 | 0 | 0 | 0 |  | 0
2019-02-22 20:00 | 0 | 0 | 0 | 0 | 0 | 0 | 0 |  | 0
2019-02-22 21:00 | 0 | 0 | 0 | 0 | 0 | 0 | 0 |  | 0
2019-02-22 22:00 | 0 | 0 | 0 | 0 | 0 | 0 | 0 |  | 0
2019-02-22 23:00 | 0 | 0 | 0 | 0 | 0 | 0 | 0 |  | 0
2019-02-23 | 0 | 0 | 0 | 0 | 0 | 0 | 0 |  | 0
2019-02-23 01:00 | 0 | 0 | 0 | 0 | 0 | 0 | 0 |  | 0
2019-02-23 02:00 | 0 | 0 | 0 | 0 | 0 | 0 | 0 |  | 0
2019-02-23 03:00 | 0 | 0 | 0 | 0 | 0 | 0 | 0 |  | 0
2019-02-23 04:00 | 0 | 0 | 0 | 0 | 0 | 0 | 0 |  | 0
2019-02-23 05:00 | 0 | 0 | 0 | 0 | 0 | 0 | 0 |  | 0
2019-02-23 06:00 | 0 | 452 | 256 | 25 | 152 | 241 | 1126 |  | 188
2019-02-23 07:00 | 487.8931 | 15073 | 3722 | 3815 | 6049 | 7045 | 36191.8931 |  | 6032
2019-02-23 08:00 | 1424.9271 | 26901 | 11767 | 9144 | 17546 | 15037 | 81819.9271 |  | 13637
2019-02-23 09:00 | 2166.6965 | 33560 | 19277 | 10467 | 21357 | 18866 | 105693.6965 |  | 17616
2019-02-23 10:00 | 3059.5564 | 36176 | 25899 | 13613 | 27148 | 24208 | 130103.5564 |  | 21684
2019-02-23 11:00 | 2900.8738 | 35071 | 28014 | 14040 | 27247 | 24409 | 131681.8738 |  | 21947
2019-02-23 12:00 | 2504.7678 | 29035 | 26895 | 12975 | 24013 | 22301 | 117723.7678 |  | 19621
2019-02-23 13:00 | 1770.3185 | 20850 | 20556 | 9604 | 17806 | 16443 | 87029.3185 |  | 14505
2019-02-23 14:00 | 1157.5731 | 16644 | 14204 | 7526 | 14703 | 15296 | 69530.5731 |  | 11588
2019-02-23 15:00 | 691.4841 | 9870 | 9758 | 4984 | 8356 | 10406 | 44065.4841 |  | 7344
2019-02-23 16:00 | 254.764 | 3263 | 3436 | 1763 | 3213 | 3915 | 15844.764 |  | 2641
2019-02-23 17:00 | 10.4579 | 256 | 181 | 114 | 293 | 309 | 1163.4579 |  | 194
2019-02-23 18:00 | 0 | 0 | 0 | 0 | 0 | 0 | 0 |  | 0
2019-02-23 19:00 | 0 | 0 | 0 | 0 | 0 | 0 | 0 |  | 0
2019-02-23 20:00 | 0 | 0 | 0 | 0 | 0 | 0 | 0 |  | 0
2019-02-23 21:00 | 0 | 0 | 0 | 0 | 0 | 0 | 0 |  | 0
2019-02-23 22:00 | 0 | 0 | 0 | 0 | 0 | 0 | 0 |  | 0
2019-02-23 23:00 | 0 | 0 | 0 | 0 | 0 | 0 | 0 |  | 0
2019-02-24 | 0 | 0 | 0 | 0 | 0 | 0 | 0 |  | 0
2019-02-24 01:00 | 0 | 0 | 0 | 0 | 0 | 0 | 0 |  | 0
2019-02-24 02:00 | 0 | 0 | 0 | 0 | 0 | 0 | 0 |  | 0
2019-02-24 03:00 | 0 | 0 | 0 | 0 | 0 | 0 | 0 |  | 0
2019-02-24 04:00 | 0 | 0 | 0 | 0 | 0 | 0 | 0 |  | 0
2019-02-24 05:00 | 0 | 0 | 0 | 0 | 0 | 0 | 0 |  | 0
2019-02-24 06:00 | 0 | 0 | 0 | 0 | 0 | 0 | 0 |  | 0
2019-02-24 07:00 | 0 | 0 | 290 | 0 | 0 | 0 | 290 |  | 48
2019-02-24 08:00 | 28.9548 | 136 | 1222 | 124 | 0 | 0 | 1510.9548 |  | 252
2019-02-24 09:00 | 153.0812 | 829 | 2650 | 666 | 0 | 4 | 4302.0812 |  | 717
2019-02-24 10:00 | 286.399 | 1612 | 3938 | 639 | 466 | 500 | 7441.399 |  | 1240
2019-02-24 11:00 | 307.0741 | 3407 | 4700 | 1077 | 1568 | 1865 | 12924.0741 |  | 2154
2019-02-24 12:00 | 487.358 | 6112 | 5640 | 2250 | 4675 | 4200 | 23364.358 |  | 3894
2019-02-24 13:00 | 476.8587 | 5040 | 5899 | 2198 | 2681 | 2531 | 18825.8587 |  | 3138
2019-02-24 14:00 | 281.0995 | 3035 | 3411 | 1305 | 1444 | 1363 | 10839.0995 |  | 1807
2019-02-24 15:00 | 124.5199 | 2069 | 944 | 512 | 1014 | 919 | 5582.5199 |  | 930
2019-02-24 16:00 | 68.5101 | 1260 | 525 | 250 | 526 | 494 | 3123.5101 |  | 521
2019-02-24 17:00 | 0.0015088 | 15 | 44 | 2 | 4 | 3 | 68.0015 |  | 11
2019-02-24 18:00 | 0 | 0 | 0 | 0 | 0 | 0 | 0 |  | 0
2019-02-24 19:00 | 0 | 0 | 0 | 0 | 0 | 0 | 0 |  | 0
2019-02-24 20:00 | 0 | 0 | 0 | 0 | 0 | 0 | 0 |  | 0
2019-02-24 21:00 | 0 | 0 | 0 | 0 | 0 | 0 | 0 |  | 0
2019-02-24 22:00 | 0 | 0 | 0 | 0 | 0 | 0 | 0 |  | 0
2019-02-24 23:00 | 0 | 0 | 0 | 0 | 0 | 0 | 0 |  | 0
2019-02-25 | 0 | 0 | 0 | 0 | 0 | 0 | 0 |  | 0
2019-02-25 01:00 | 0 | 0 | 0 | 0 | 0 | 0 | 0 |  | 0
2019-02-25 02:00 | 0 | 0 | 0 | 0 | 0 | 0 | 0 |  | 0
2019-02-25 03:00 | 0 | 0 | 0 | 0 | 0 | 0 | 0 |  | 0
2019-02-25 04:00 | 0 | 0 | 0 | 0 | 0 | 0 | 0 |  | 0
2019-02-25 05:00 | 0 | 0 | 0 | 0 | 0 | 0 | 0 |  | 0
2019-02-25 06:00 | 0 | 764 | 275 | 52 | 97 | 83 | 1271 |  | 212
2019-02-25 07:00 | 399.093 | 11710 | 3462 | 2408 | 1960 | 1808 | 21747.093 |  | 3625
2019-02-25 08:00 | 1072.7017 | 14679 | 13076 | 7170 | 5909 | 5772 | 47678.7017 |  | 7946
2019-02-25 09:00 | 1792.4802 | 23102 | 17571 | 7678 | 9188 | 9469 | 68800.4802 |  | 11467
2019-02-25 10:00 | 0 | 21358 | 15309 | 9875 | 8778 | 7997 | 63317 |  | 10553
2019-02-25 11:00 | 2939.3965 | 11016 | 22200 | 11422 | 8534 | 8487 | 64598.3965 |  | 10766
2019-02-25 12:00 | 2155.7695 | 17662 | 22478 | 10637 | 11603 | 11704 | 76239.7695 |  | 12707
2019-02-25 13:00 | 1481.2833 | 16406 | 18944 | 7721 | 14565 | 15820 | 74937.2833 |  | 12490
2019-02-25 14:00 | 883.1113 | 12027 | 13239 | 7967 | 11562 | 11553 | 57231.1113 |  | 9539
2019-02-25 15:00 | 553.4389 | 12498 | 4329 | 4276 | 7350 | 7807 | 36813.4389 |  | 6136
2019-02-25 16:00 | 394.3949 | 4221 | 3721 | 1975 | 1541 | 1354 | 13206.3949 |  | 2201
2019-02-25 17:00 | 12.7498 | 175 | 379 | 119 | 163 | 127 | 975.7498 |  | 163
2019-02-25 18:00 | 0 | 0 | 0 | 0 | 0 | 0 | 0 |  | 0
2019-02-25 19:00 | 0 | 0 | 0 | 0 | 0 | 0 | 0 |  | 0
2019-02-25 20:00 | 0 | 0 | 0 | 0 | 0 | 0 | 0 |  | 0
2019-02-25 21:00 | 0 | 0 | 0 | 0 | 0 | 0 | 0 |  | 0
2019-02-25 22:00 | 0 | 0 | 0 | 0 | 0 | 0 | 0 |  | 0
2019-02-25 23:00 | 0 | 0 | 0 | 0 | 0 | 0 | 0 |  | 0
2019-02-26 | 0 | 0 | 0 | 0 | 0 | 0 | 0 |  | 0
2019-02-26 01:00 | 0 | 0 | 0 | 0 | 0 | 0 | 0 |  | 0
2019-02-26 02:00 | 0 | 0 | 0 | 0 | 0 | 0 | 0 |  | 0
2019-02-26 03:00 | 0 | 0 | 0 | 0 | 0 | 0 | 0 |  | 0
2019-02-26 04:00 | 0 | 0 | 0 | 0 | 0 | 0 | 0 |  | 0
2019-02-26 05:00 | 0 | 0 | 0 | 0 | 0 | 0 | 0 |  | 0
2019-02-26 06:00 | 0 | 1045 | 202 | 297 | 99 | 250 | 1893 |  | 316
2019-02-26 07:00 | 527.6098 | 21726 | 2782 | 5682 | 5308 | 7644 | 43669.6098 |  | 7278
2019-02-26 08:00 | 1970.0865 | 38111 | 13207 | 12585 | 16655.25 | 19015 | 101543.3365 |  | 16924
2019-02-26 09:00 | 3079.0383 | 47330 | 25152 | 17766 | 29414 | 26453 | 149194.0383 |  | 24866
2019-02-26 10:00 | 4625.06 | 52279 | 33720 | 20584 | 35221 | 28983 | 175412.06 |  | 29235
2019-02-26 11:00 | 4521.1113 | 53201 | 39662 | 22159 | 36748 | 29046 | 185337.1113 |  | 30890
2019-02-26 12:00 | 4009.8704 | 49974 | 41002 | 22551 | 36852 | 29117 | 183505.8704 |  | 30584
2019-02-26 13:00 | 3013.5828 | 41864 | 37800 | 20484 | 33506 | 29159 | 165826.5828 |  | 27638
2019-02-26 14:00 | 1695.2593 | 30181 | 28713 | 16483 | 25187 | 27076 | 129335.2593 |  | 21556
2019-02-26 15:00 | 423.7142 | 16094 | 14002 | 10432 | 12085 | 20598 | 73634.7142 |  | 12272
2019-02-26 16:00 | 146.4914 | 3488 | 5128 | 4263 | 2836 | 7138 | 22999.4914 |  | 3833
2019-02-26 17:00 | 15.5184 | 184 | 261 | 170 | 177 | 210 | 1017.5184 |  | 170
2019-02-26 18:00 | 0 | 0 | 0 | 0 | 0 | 0 | 0 |  | 0
2019-02-26 19:00 | 0 | 0 | 0 | 0 | 0 | 0 | 0 |  | 0
2019-02-26 20:00 | 0 | 0 | 0 | 0 | 0 | 0 | 0 |  | 0
2019-02-26 21:00 | 0 | 0 | 0 | 0 | 0 | 0 | 0 |  | 0
2019-02-26 22:00 | 0 | 0 | 0 | 0 | 0 | 0 | 0 |  | 0
2019-02-26 23:00 | 0 | 0 | 0 | 0 | 0 | 0 | 0 |  | 0
2019-02-27 | 0 | 0 | 0 | 0 | 0 | 0 | 0 |  | 0
2019-02-27 01:00 | 0 | 0 | 0 | 0 | 0 | 0 | 0 |  | 0
2019-02-27 02:00 | 0 | 0 | 0 | 0 | 0 | 0 | 0 |  | 0
2019-02-27 03:00 | 0 | 0 | 0 | 0 | 0 | 0 | 0 |  | 0
2019-02-27 04:00 | 0 | 0 | 0 | 0 | 0 | 0 | 0 |  | 0
2019-02-27 05:00 | 0 | 0 | 0 | 0 | 0 | 0 | 0 |  | 0
2019-02-27 06:00 | 0 | 1246 | 267 | 363 | 93 | 295 | 2264 |  | 377
2019-02-27 07:00 | 677.9531 | 15940 | 3556 | 5229 | 5502 | 7586 | 38490.9531 |  | 6415
2019-02-27 08:00 | 2078.8628 | 32937 | 12848 | 9488 | 12222 | 14286 | 83859.8628 |  | 13977
2019-02-27 09:00 | 2504.9773 | 34189 | 19882 | 11757 | 13596 | 17228 | 99156.9773 |  | 16526
2019-02-27 10:00 | 1710.5271 | 14943 | 20887 | 9659 | 10605.917 | 10031 | 67836.4441 |  | 11306
2019-02-27 11:00 | 1713.8264 | 20909 | 18468 | 11182 | 20811 | 16381 | 89464.8264 |  | 14911
2019-02-27 12:00 | 1487.5322 | 20340 | 21601 | 12877 | 19581 | 16236 | 92122.5322 |  | 15354
2019-02-27 13:00 | 1937.4923 | 17695 | 18089 | 8067 | 11163 | 8437 | 65388.4923 |  | 10898
2019-02-27 14:00 | 1432.1606 | 9304 | 15188 | 5197 | 8779 | 6672 | 46572.1606 |  | 7762
2019-02-27 15:00 | 722.8025 | 7124 | 6253 | 3820 | 6941 | 5464 | 30324.8025 |  | 5054
2019-02-27 16:00 | 305.6837 | 2538 | 3280 | 1098 | 1955 | 1466 | 10642.6836 |  | 1774
2019-02-27 17:00 | 10.9367 | 101 | 141 | 54 | 121 | 81 | 508.9367 |  | 85
2019-02-27 18:00 | 0 | 0 | 0 | 0 | 0 | 0 | 0 |  | 0
2019-02-27 19:00 | 0 | 0 | 0 | 0 | 0 | 0 | 0 |  | 0
2019-02-27 20:00 | 0 | 0 | 0 | 0 | 0 | 0 | 0 |  | 0
2019-02-27 21:00 | 0 | 0 | 0 | 0 | 0 | 0 | 0 |  | 0
2019-02-27 22:00 | 0 | 0 | 0 | 0 | 0 | 0 | 0 |  | 0
2019-02-27 23:00 | 0 | 0 | 0 | 0 | 0 | 0 | 0 |  | 0
2019-02-28 | 0 | 0 | 0 | 0 | 0 | 0 | 0 |  | 0
2019-02-28 01:00 | 0 | 0 | 0 | 0 | 0 | 0 | 0 |  | 0
2019-02-28 02:00 | 0 | 0 | 0 | 0 | 0 | 0 | 0 |  | 0
2019-02-28 03:00 | 0 | 0 | 0 | 0 | 0 | 0 | 0 |  | 0
2019-02-28 04:00 | 0 | 0 | 0 | 0 | 0 | 0 | 0 |  | 0
2019-02-28 05:00 | 0 | 0 | 0 | 0 | 0 | 0 | 0 |  | 0
2019-02-28 06:00 | 0 | 0 | 0 | 0 | 0 | 0 | 0 |  | 0
2019-02-28 07:00 | 0 | 6 | 0 | 0 | 8 | 51 | 65 |  | 11
2019-02-28 08:00 | 5.0101 | 1481 | 329 | 432 | 354 | 693 | 3294.0101 |  | 549
2019-02-28 09:00 | 163.8644 | 6519 | 1088 | 1179 | 1302 | 2451 | 12702.8644 |  | 2117
2019-02-28 10:00 | 377.1288 | 21074 | 1933 | 2888 | 2664.75 | 7266 | 36202.8789 |  | 6034
2019-02-28 11:00 | 998.0124 | 32438 | 2552 | 7789 | 8927 | 25669 | 78373.0125 |  | 13062
2019-02-28 12:00 | 1723.7819 | 42213 | 2965 | 10770 | 21731 | 29185 | 108587.7819 |  | 18098
2019-02-28 13:00 | 2175.432 | 37464 | 5004 | 11558 | 26862 | 29036 | 112099.432 |  | 18683
2019-02-28 14:00 | 1349.9307 | 27529 | 6483 | 10011 | 22302 | 26467 | 94141.9307 |  | 15690
2019-02-28 15:00 | 374.0288 | 14868 | 4580 | 6360 | 11792 | 20033 | 58007.0288 |  | 9668
2019-02-28 16:00 | 121.9001 | 3323 | 2334 | 2705 | 2447 | 6694 | 17624.9001 |  | 2937
2019-02-28 17:00 | 12.44 | 204 | 136 | 132 | 163 | 192 | 839.44 |  | 140
2019-02-28 18:00 | 0 | 0 | 0 | 0 | 0 | 0 | 0 |  | 0
2019-02-28 19:00 | 0 | 0 | 0 | 0 | 0 | 0 | 0 |  | 0
2019-02-28 20:00 | 0 | 0 | 0 | 0 | 0 | 0 | 0 |  | 0
2019-02-28 21:00 | 0 | 0 | 0 | 0 | 0 | 0 | 0 |  | 0
2019-02-28 22:00 | 0 | 0 | 0 | 0 | 0 | 0 | 0 |  | 0
2019-02-28 23:00 | 0 | 0 | 0 | 0 | 0 | 0 | 0 |  | 0
2019-03-01 | 0 | 0 | 0 | 0 | 0 | 0 | 0 |  | 0
2019-03-01 01:00 | 0 | 0 | 0 | 0 | 0 | 0 | 0 |  | 0
2019-03-01 02:00 | 0 | 0 | 0 | 0 | 0 | 0 | 0 |  | 0
2019-03-01 03:00 | 0 | 0 | 0 | 0 | 0 | 0 | 0 |  | 0
2019-03-01 04:00 | 0 | 0 | 0 | 0 | 0 | 0 | 0 |  | 0
2019-03-01 05:00 | 0 | 0 | 0 | 0 | 0 | 0 | 0 |  | 0
2019-03-01 06:00 | 0 | 104 | 61 | 0 | 53 | 94 | 312 |  | 52
2019-03-01 07:00 | 124.7856 | 2699 | 1334 | 1029 | 1725 | 2069 | 8980.7856 |  | 1497
2019-03-01 08:00 | 1047.4441 | 23210 | 5418 | 4989 | 11562 | 14765 | 60991.4441 |  | 10165
2019-03-01 09:00 | 2801.46 | 43680 | 16095 | 14942 | 31508.916 | 26329 | 135356.376 |  | 22559
2019-03-01 10:00 | 4082.092 | 47251 | 26587 | 18347 | 36198 | 28878 | 161343.092 |  | 26891
2019-03-01 11:00 | 4298.076 | 48052 | 36779 | 20412 | 37055 | 29263 | 175859.076 |  | 29310
2019-03-01 12:00 | 3784.6855 | 45398 | 38375 | 20706 | 36734 | 29279 | 174276.6855 |  | 29046
2019-03-01 13:00 | 2900.493 | 38617 | 35641 | 19326 | 32805 | 29057 | 158346.493 |  | 26391
2019-03-01 14:00 | 1661.9452 | 28217 | 27425 | 15875 | 24186 | 26267 | 123631.9452 |  | 20605
2019-03-01 15:00 | 472.7398 | 15114 | 14272 | 9652 | 12021 | 19212 | 70743.7398 |  | 11791
2019-03-01 16:00 | 153.3312 | 3397 | 5498 | 4120 | 3063 | 6076 | 22307.3312 |  | 3718
2019-03-01 17:00 | 12.4425 | 298 | 306 | 188 | 247 | 280 | 1331.4425 |  | 222
2019-03-01 18:00 | 0 | 0 | 0 | 0 | 0 | 0 | 0 |  | 0
2019-03-01 19:00 | 0 | 0 | 0 | 0 | 0 | 0 | 0 |  | 0
2019-03-01 20:00 | 0 | 0 | 0 | 0 | 0 | 0 | 0 |  | 0
2019-03-01 21:00 | 0 | 0 | 0 | 0 | 0 | 0 | 0 |  | 0
2019-03-01 22:00 | 0 | 0 | 0 | 0 | 0 | 0 | 0 |  | 0
2019-03-01 23:00 | 0 | 0 | 0 | 0 | 0 | 0 | 0 |  | 0
2019-03-02 | 0 | 0 | 0 | 0 | 0 | 0 | 0 |  | 0
2019-03-02 01:00 | 0 | 0 | 0 | 0 | 0 | 0 | 0 |  | 0
2019-03-02 02:00 | 0 | 0 | 0 | 0 | 0 | 0 | 0 |  | 0
2019-03-02 03:00 | 0 | 0 | 0 | 0 | 0 | 0 | 0 |  | 0
2019-03-02 04:00 | 0 | 0 | 0 | 0 | 0 | 0 | 0 |  | 0
2019-03-02 05:00 | 0 | 0 | 0 | 0 | 0 | 0 | 0 |  | 0
2019-03-02 06:00 | 0 | 8 | 79 | 0 | 52 | 45 | 184 |  | 31
2019-03-02 07:00 | 0 | 897 | 1703 | 68 | 654 | 695 | 4017 |  | 670
2019-03-02 08:00 | 227.9032 | 3695 | 3091 | 1578 | 2708 | 1793 | 13092.9032 |  | 2182
2019-03-02 09:00 | 270.7802 | 6652 | 5576 | 3603 | 4667 | 3546 | 24314.7802 |  | 4052
2019-03-02 10:00 | 260.0438 | 9822 | 7104 | 6361 | 10193 | 8137 | 41877.0438 |  | 6980
2019-03-02 11:00 | 209.4591 | 14071 | 7953 | 5815 | 14943 | 11797 | 54788.4591 |  | 9131
2019-03-02 12:00 | 193.1277 | 9481 | 7222 | 4668 | 11541 | 8951 | 42056.1277 |  | 7009
2019-03-02 13:00 | 252.8095 | 8309 | 5762 | 2489 | 9592 | 7408 | 33812.8095 |  | 5635
2019-03-02 14:00 | 153.3864 | 6547 | 2510 | 1822 | 6393 | 4945 | 22370.3864 |  | 3728
2019-03-02 15:00 | 67.8383 | 3680 | 826 | 1696 | 4057 | 3109 | 13435.8383 |  | 2239
2019-03-02 16:00 | 0 | 1598 | 187 | 643 | 1455 | 1088 | 4971 |  | 829
2019-03-02 17:00 | 0 | 35 | 0 | 21 | 18 | 12 | 86 |  | 14
2019-03-02 18:00 | 0 | 0 | 0 | 0 | 0 | 0 | 0 |  | 0
2019-03-02 19:00 | 0 | 0 | 0 | 0 | 0 | 0 | 0 |  | 0
2019-03-02 20:00 | 0 | 0 | 0 | 0 | 0 | 0 | 0 |  | 0
2019-03-02 21:00 | 0 | 0 | 0 | 0 | 0 | 0 | 0 |  | 0
2019-03-02 22:00 | 0 | 0 | 0 | 0 | 0 | 0 | 0 |  | 0
2019-03-02 23:00 | 0 | 0 | 0 | 0 | 0 | 0 | 0 |  | 0
2019-03-03 | 0 | 0 | 0 | 0 | 0 | 0 | 0 |  | 0
2019-03-03 01:00 | 0 | 0 | 0 | 0 | 0 | 0 | 0 |  | 0
2019-03-03 02:00 | 0 | 0 | 0 | 0 | 0 | 0 | 0 |  | 0
2019-03-03 03:00 | 0 | 0 | 0 | 0 | 0 | 0 | 0 |  | 0
2019-03-03 04:00 | 0 | 0 | 0 | 0 | 0 | 0 | 0 |  | 0
2019-03-03 05:00 | 0 | 0 | 0 | 0 | 0 | 0 | 0 |  | 0
2019-03-03 06:00 | 0 | 386 | 17 | 579 | 167 | 170 | 1319 |  | 220
2019-03-03 07:00 | 211.4126 | 12608 | 951 | 6407 | 3359 | 3496 | 27032.4126 |  | 4505
2019-03-03 08:00 | 460.2181 | 35529 | 3945 | 12370 | 18341 | 16599 | 87244.2181 |  | 14541
2019-03-03 09:00 | 1935.6595 | 33789 | 11262 | 17167 | 21210 | 20949 | 106312.6595 |  | 17719
2019-03-03 10:00 | 2321.3562 | 21562 | 27377 | 20346 | 15490 | 13484 | 100580.3562 |  | 16763
2019-03-03 11:00 | 1905.9677 | 29066 | 24008 | 21963 | 13267 | 10941 | 101150.9677 |  | 16858
2019-03-03 12:00 | 1139.8887 | 30598 | 34516 | 21369 | 16247 | 13937 | 117806.8887 |  | 19634
2019-03-03 13:00 | 1539.6393 | 40255 | 30438 | 19833 | 24440 | 22728 | 139233.6393 |  | 23206
2019-03-03 14:00 | 1012.6942 | 27803 | 23448 | 13580 | 23592 | 25911 | 115346.6941 |  | 19224
2019-03-03 15:00 | 690.624 | 13144 | 13955 | 8300 | 11866 | 17264 | 65219.624 |  | 10870
2019-03-03 16:00 | 274.0373 | 3759 | 4052 | 2342 | 3249 | 2907 | 16583.0373 |  | 2764
2019-03-03 17:00 | 13.216 | 112 | 134 | 95 | 161 | 117 | 632.216 |  | 105
2019-03-03 18:00 | 0 | 0 | 0 | 0 | 0 | 0 | 0 |  | 0
2019-03-03 19:00 | 0 | 0 | 0 | 0 | 0 | 0 | 0 |  | 0
2019-03-03 20:00 | 0 | 0 | 0 | 0 | 0 | 0 | 0 |  | 0
2019-03-03 21:00 | 0 | 0 | 0 | 0 | 0 | 0 | 0 |  | 0
2019-03-03 22:00 | 0 | 0 | 0 | 0 | 0 | 0 | 0 |  | 0
2019-03-03 23:00 | 0 | 0 | 0 | 0 | 0 | 0 | 0 |  | 0
2019-03-04 | 0 | 0 | 0 | 0 | 0 | 0 | 0 |  | 0
2019-03-04 01:00 | 0 | 0 | 0 | 0 | 0 | 0 | 0 |  | 0
2019-03-04 02:00 | 0 | 0 | 0 | 0 | 0 | 0 | 0 |  | 0
2019-03-04 03:00 | 0 | 0 | 0 | 0 | 0 | 0 | 0 |  | 0
2019-03-04 04:00 | 0 | 0 | 0 | 0 | 0 | 0 | 0 |  | 0
2019-03-04 05:00 | 0 | 0 | 0 | 0 | 0 | 0 | 0 |  | 0
2019-03-04 06:00 | 0 | 0 | 0 | 0 | 0 | 0 | 0 |  | 0
2019-03-04 07:00 | 0 | 0 | 0 | 0 | 79 | 0 | 79 |  | 13
2019-03-04 08:00 | 0 | 331 | 0 | 0 | 528 | 542 | 1401 |  | 234
2019-03-04 09:00 | 0 | 1838 | 0 | 0 | 926 | 1971 | 4735 |  | 789
2019-03-04 10:00 | 0.0042925 | 4893 | 0 | 261 | 2967 | 6930 | 15051.0043 |  | 2509
2019-03-04 11:00 | 303.4025 | 10557 | 62 | 2212 | 6648 | 13009 | 32791.4025 |  | 5465
2019-03-04 12:00 | 536.8546 | 14524 | 98 | 2634 | 7470 | 9367 | 34629.8546 |  | 5772
2019-03-04 13:00 | 335.488 | 26855 | 9 | 1541 | 8566 | 10633 | 47939.488 |  | 7990
2019-03-04 14:00 | 543.5725 | 14663 | 54 | 4120 | 6541 | 7878 | 33799.5724 |  | 5633
2019-03-04 15:00 | 326.3597 | 6935 | 34 | 1829 | 5944 | 8681 | 23749.3597 |  | 3958
2019-03-04 16:00 | 124.8593 | 2956 | 131 | 804 | 2204 | 2410 | 8629.8593 |  | 1438
2019-03-04 17:00 | 14.3705 | 901 | 13 | 50 | 238 | 311 | 1527.3705 |  | 255
2019-03-04 18:00 | 0 | 0 | 0 | 0 | 0 | 0 | 0 |  | 0
2019-03-04 19:00 | 0 | 0 | 0 | 0 | 0 | 0 | 0 |  | 0
2019-03-04 20:00 | 0 | 0 | 0 | 0 | 0 | 0 | 0 |  | 0
2019-03-04 21:00 | 0 | 0 | 0 | 0 | 0 | 0 | 0 |  | 0
2019-03-04 22:00 | 0 | 0 | 0 | 0 | 0 | 0 | 0 |  | 0
2019-03-04 23:00 | 0 | 0 | 0 | 0 | 0 | 0 | 0 |  | 0
2019-03-05 | 0 | 0 | 0 | 0 | 0 | 0 | 0 |  | 0
2019-03-05 01:00 | 0 | 0 | 0 | 0 | 0 | 0 | 0 |  | 0
2019-03-05 02:00 | 0 | 0 | 0 | 0 | 0 | 0 | 0 |  | 0
2019-03-05 03:00 | 0 | 0 | 0 | 0 | 0 | 0 | 0 |  | 0
2019-03-05 04:00 | 0 | 0 | 0 | 0 | 0 | 0 | 0 |  | 0
2019-03-05 05:00 | 0 | 0 | 0 | 0 | 0 | 0 | 0 |  | 0
2019-03-05 06:00 | 0 | 2937 | 9 | 175 | 141 | 726 | 3988 |  | 665
2019-03-05 07:00 | 506.6664 | 21713 | 265 | 2044 | 4885 | 9183 | 38596.6663 |  | 6433
2019-03-05 08:00 | 1216.6414 | 36297 | 983 | 7489 | 15605.833 | 19917 | 81508.4744 |  | 13585
2019-03-05 09:00 | 2313.8315 | 44810 | 2057 | 9750 | 25776 | 26483 | 111189.8315 |  | 18532
2019-03-05 10:00 | 3026.1982 | 48286 | 2913 | 10696 | 30995 | 29070 | 124986.1982 |  | 20831
2019-03-05 11:00 | 3098.5005 | 47564 | 3458 | 10758 | 34289 | 29305 | 128472.5005 |  | 21412
2019-03-05 12:00 | 2885.4644 | 45572 | 3740 | 10108 | 34331 | 29027 | 125663.4644 |  | 20944
2019-03-05 13:00 | 2369.4304 | 38674 | 4117 | 8716 | 31629 | 28496 | 114001.4304 |  | 19000
2019-03-05 14:00 | 1581.3688 | 28682 | 3657 | 6317 | 24467 | 26334 | 91038.3688 |  | 15173
2019-03-05 15:00 | 499.1798 | 15225 | 2163 | 3132 | 12913 | 20131 | 54063.1798 |  | 9011
2019-03-05 16:00 | 158.5597 | 3670 | 670 | 647 | 3100 | 6731 | 14976.5596 |  | 2496
2019-03-05 17:00 | 21.7769 | 347 | 42 | 66 | 279 | 314 | 1069.7769 |  | 178
2019-03-05 18:00 | 0 | 0 | 0 | 0 | 0 | 0 | 0 |  | 0
2019-03-05 19:00 | 0 | 0 | 0 | 0 | 0 | 0 | 0 |  | 0
2019-03-05 20:00 | 0 | 0 | 0 | 0 | 0 | 0 | 0 |  | 0
2019-03-05 21:00 | 0 | 0 | 0 | 0 | 0 | 0 | 0 |  | 0
2019-03-05 22:00 | 0 | 0 | 0 | 0 | 0 | 0 | 0 |  | 0
2019-03-05 23:00 | 0 | 0 | 0 | 0 | 0 | 0 | 0 |  | 0
2019-03-06 | 0 | 0 | 0 | 0 | 0 | 0 | 0 |  | 0
2019-03-06 01:00 | 0 | 0 | 0 | 0 | 0 | 0 | 0 |  | 0
2019-03-06 02:00 | 0 | 0 | 0 | 0 | 0 | 0 | 0 |  | 0
2019-03-06 03:00 | 0 | 0 | 0 | 0 | 0 | 0 | 0 |  | 0
2019-03-06 04:00 | 0 | 0 | 0 | 0 | 0 | 0 | 0 |  | 0
2019-03-06 05:00 | 0 | 0 | 0 | 0 | 0 | 0 | 0 |  | 0
2019-03-06 06:00 | 3.221 | 3460 | 29 | 558 | 268 | 870 | 5188.221 |  | 865
2019-03-06 07:00 | 830.8298 | 22948 | 440 | 5118 | 7694 | 10037 | 47067.8298 |  | 7845
2019-03-06 08:00 | 2094.3179 | 37317 | 1724 | 7853 | 19165.977 | 21062 | 89216.2949 |  | 14869
2019-03-06 09:00 | 3535.3525 | 44544 | 3261 | 8837 | 33617 | 27286 | 121080.3525 |  | 20180
2019-03-06 10:00 | 4143.865 | 50419 | 4586 | 10262 | 35658 | 28703 | 133771.865 |  | 22295
2019-03-06 11:00 | 4439.4053 | 47555 | 5078 | 10491 | 34049 | 27261 | 128873.4053 |  | 21479
2019-03-06 12:00 | 3821.8772 | 40496 | 5262 | 8662 | 33562 | 26812 | 118615.8772 |  | 19769
2019-03-06 13:00 | 2958.852 | 33712 | 4407 | 6170 | 28713 | 23556 | 99516.852 |  | 16586
2019-03-06 14:00 | 1906.2825 | 25640 | 3486 | 4565 | 25855 | 23733 | 85185.2825 |  | 14198
2019-03-06 15:00 | 798.9622 | 18421 | 2598 | 4045 | 14570 | 18205 | 58637.9622 |  | 9773
2019-03-06 16:00 | 195.8147 | 4784 | 593 | 772 | 2667 | 2874 | 11885.8147 |  | 1981
2019-03-06 17:00 | 28.492 | 275 | 40 | 73 | 301 | 267 | 984.492 |  | 164
2019-03-06 18:00 | 0 | 0 | 0 | 0 | 0 | 0 | 0 |  | 0
2019-03-06 19:00 | 0 | 0 | 0 | 0 | 0 | 0 | 0 |  | 0
2019-03-06 20:00 | 0 | 0 | 0 | 0 | 0 | 0 | 0 |  | 0
2019-03-06 21:00 | 0 | 0 | 0 | 0 | 0 | 0 | 0 |  | 0
2019-03-06 22:00 | 0 | 0 | 0 | 0 | 0 | 0 | 0 |  | 0
2019-03-06 23:00 | 0 | 0 | 0 | 0 | 0 | 0 | 0 |  | 0
2019-03-07 | 0 | 0 | 0 | 0 | 0 | 0 | 0 |  | 0
2019-03-07 01:00 | 0 | 0 | 0 | 0 | 0 | 0 | 0 |  | 0
2019-03-07 02:00 | 0 | 0 | 0 | 0 | 0 | 0 | 0 |  | 0
2019-03-07 03:00 | 0 | 0 | 0 | 0 | 0 | 0 | 0 |  | 0
2019-03-07 04:00 | 0 | 0 | 0 | 0 | 0 | 0 | 0 |  | 0
2019-03-07 05:00 | 0 | 0 | 0 | 0 | 0 | 0 | 0 |  | 0
2019-03-07 06:00 | 7.589 | 4001 | 35 | 475 | 223 | 863 | 5604.589 |  | 934
2019-03-07 07:00 | 944.5332 | 22106 | 625 | 5520 | 7570 | 9625 | 46390.5332 |  | 7732
2019-03-07 08:00 | 2678.472 | 33827 | 1734 | 8761 | 17309 | 19582 | 83891.472 |  | 13982
2019-03-07 09:00 | 4193.932 | 46535 | 3385 | 10841 | 32298.25 | 26817 | 124070.182 |  | 20678
2019-03-07 10:00 | 4714.5923 | 49820 | 5015 | 11967 | 36744 | 29061 | 137321.5923 |  | 22887
2019-03-07 11:00 | 4594.46 | 42743 | 5893 | 11748 | 29643 | 23537 | 118158.46 |  | 19693
2019-03-07 12:00 | 3656.2021 | 31374 | 5816 | 9970 | 22526 | 20218 | 93560.2021 |  | 15593
2019-03-07 13:00 | 2467.3066 | 30913 | 4880 | 5021 | 23201 | 20442 | 86924.3066 |  | 14487
2019-03-07 14:00 | 1597.7955 | 15739 | 3878 | 6558 | 14228 | 13637 | 55637.7955 |  | 9273
2019-03-07 15:00 | 784.182 | 14098 | 1847 | 2823 | 8247 | 8336 | 36135.182 |  | 6023
2019-03-07 16:00 | 384.4917 | 4448 | 782 | 1065 | 5413 | 6355 | 18447.4917 |  | 3075
2019-03-07 17:00 | 27.0274 | 637 | 44 | 108 | 378 | 322 | 1516.0274 |  | 253
2019-03-07 18:00 | 0 | 0 | 0 | 0 | 0 | 0 | 0 |  | 0
2019-03-07 19:00 | 0 | 0 | 0 | 0 | 0 | 0 | 0 |  | 0
2019-03-07 20:00 | 0 | 0 | 0 | 0 | 0 | 0 | 0 |  | 0
2019-03-07 21:00 | 0 | 0 | 0 | 0 | 0 | 0 | 0 |  | 0
2019-03-07 22:00 | 0 | 0 | 0 | 0 | 0 | 0 | 0 |  | 0
2019-03-07 23:00 | 0 | 0 | 0 | 0 | 0 | 0 | 0 |  | 0
2019-03-08 | 0 | 0 | 0 | 0 | 0 | 0 | 0 |  | 0
2019-03-08 01:00 | 0 | 0 | 0 | 0 | 0 | 0 | 0 |  | 0
2019-03-08 02:00 | 0 | 0 | 0 | 0 | 0 | 0 | 0 |  | 0
2019-03-08 03:00 | 0 | 0 | 0 | 0 | 0 | 0 | 0 |  | 0
2019-03-08 04:00 | 0 | 0 | 0 | 0 | 0 | 0 | 0 |  | 0
2019-03-08 05:00 | 0 | 0 | 0 | 0 | 0 | 0 | 0 |  | 0
2019-03-08 06:00 | 11.2096 | 3443 | 48 | 661 | 98 | 251 | 4512.2096 |  | 752
2019-03-08 07:00 | 929.2278 | 21134 | 585 | 4368 | 2991 | 3477 | 33484.2278 |  | 5581
2019-03-08 08:00 | 2613.838 | 35701 | 2104 | 7641 | 7396 | 8739 | 64194.838 |  | 10699
2019-03-08 09:00 | 4069.69 | 44315 | 3951 | 9504 | 29021.5 | 24153 | 115014.19 |  | 19169
2019-03-08 10:00 | 4529.2075 | 48504 | 5479 | 10541 | 36776 | 29026 | 134855.2075 |  | 22476
2019-03-08 11:00 | 4462.3936 | 49342 | 7214 | 10790 | 37039 | 29300 | 138147.3936 |  | 23025
2019-03-08 12:00 | 3912.496 | 45507 | 8890 | 10749 | 36751 | 29256 | 135065.496 |  | 22511
2019-03-08 13:00 | 2667.2673 | 36718 | 9094 | 9715 | 34149 | 29070 | 121413.2673 |  | 20236
2019-03-08 14:00 | 1682.1368 | 24535 | 6614 | 6332 | 19922 | 21055 | 80140.1368 |  | 13357
2019-03-08 15:00 | 781.5748 | 15124 | 4935 | 3728 | 11635 | 16189 | 52392.5748 |  | 8732
2019-03-08 16:00 | 282.2321 | 4013 | 2166 | 1159 | 3707 | 7327 | 18654.2321 |  | 3109
2019-03-08 17:00 | 65.4694 | 459 | 293 | 111 | 369 | 398 | 1695.4694 |  | 283
2019-03-08 18:00 | 0 | 0 | 0 | 0 | 0 | 0 | 0 |  | 0
2019-03-08 19:00 | 0 | 0 | 0 | 0 | 0 | 0 | 0 |  | 0
2019-03-08 20:00 | 0 | 0 | 0 | 0 | 0 | 0 | 0 |  | 0
2019-03-08 21:00 | 0 | 0 | 0 | 0 | 0 | 0 | 0 |  | 0
2019-03-08 22:00 | 0 | 0 | 0 | 0 | 0 | 0 | 0 |  | 0
2019-03-08 23:00 | 0 | 0 | 0 | 0 | 0 | 0 | 0 |  | 0
2019-03-09 | 0 | 0 | 0 | 0 | 0 | 0 | 0 |  | 0
2019-03-09 01:00 | 0 | 0 | 0 | 0 | 0 | 0 | 0 |  | 0
2019-03-09 02:00 | 0 | 0 | 0 | 0 | 0 | 0 | 0 |  | 0
2019-03-09 03:00 | 0 | 0 | 0 | 0 | 0 | 0 | 0 |  | 0
2019-03-09 04:00 | 0 | 0 | 0 | 0 | 0 | 0 | 0 |  | 0
2019-03-09 05:00 | 0 | 0 | 0 | 0 | 0 | 0 | 0 |  | 0
2019-03-09 06:00 | 24.129 | 4533 | 131 | 921 | 426 | 1170 | 7205.129 |  | 1201
2019-03-09 07:00 | 1065.5071 | 23520 | 1095 | 6450 | 8726 | 10689 | 51545.5071 |  | 8591
2019-03-09 08:00 | 2726.6353 | 37238 | 3970 | 9674 | 25564.416 | 21274 | 100447.0513 |  | 16741
2019-03-09 09:00 | 4247.3423 | 44838 | 7728 | 12128 | 33795 | 26822 | 129558.3423 |  | 21593
2019-03-09 10:00 | 4604.1587 | 49004 | 10810 | 12190 | 37011 | 29179 | 142798.1587 |  | 23800
2019-03-09 11:00 | 4455.104 | 49278 | 14300 | 14642 | 37037 | 29300 | 149012.104 |  | 24835
2019-03-09 12:00 | 3956.8374 | 46130 | 17859 | 13937 | 37020 | 29324 | 148226.8374 |  | 24704
2019-03-09 13:00 | 3103.8486 | 39147 | 22828 | 12947 | 34029 | 29191 | 141245.8486 |  | 23541
2019-03-09 14:00 | 1871.6407 | 29159 | 22444 | 10409 | 25859 | 27618 | 117360.6407 |  | 19560
2019-03-09 15:00 | 586.927 | 16165 | 15656 | 6284 | 13863 | 21890 | 74444.927 |  | 12407
2019-03-09 16:00 | 171.4588 | 3963 | 6790 | 2212 | 3444 | 7771 | 24351.4588 |  | 4059
2019-03-09 17:00 | 35.6014 | 469 | 891 | 229 | 361 | 425 | 2410.6014 |  | 402
2019-03-09 18:00 | 0 | 0 | 0 | 0 | 0 | 0 | 0 |  | 0
2019-03-09 19:00 | 0 | 0 | 0 | 0 | 0 | 0 | 0 |  | 0
2019-03-09 20:00 | 0 | 0 | 0 | 0 | 0 | 0 | 0 |  | 0
2019-03-09 21:00 | 0 | 0 | 0 | 0 | 0 | 0 | 0 |  | 0
2019-03-09 22:00 | 0 | 0 | 0 | 0 | 0 | 0 | 0 |  | 0
2019-03-09 23:00 | 0 | 0 | 0 | 0 | 0 | 0 | 0 |  | 0
2019-03-10 | 0 | 0 | 0 | 0 | 0 | 0 | 0 |  | 0
2019-03-10 01:00 | 0 | 0 | 0 | 0 | 0 | 0 | 0 |  | 0
2019-03-10 02:00 | 0 | 0 | 0 | 0 | 0 | 0 | 0 |  | 0
2019-03-10 04:00 | 0 | 0 | 0 | 0 | 0 | 0 | 0 |  | 0
2019-03-10 05:00 | 0 | 0 | 0 | 0 | 0 | 0 | 0 |  | 0
2019-03-10 06:00 | 0 | 0 | 0 | 0 | 0 | 0 | 0 |  | 0
2019-03-10 07:00 | 0 | 0 | 390 | 0 | 1 | 0 | 391 |  | 65
2019-03-10 08:00 | 0 | 0 | 1141 | 305 | 6 | 2 | 1454 |  | 242
2019-03-10 09:00 | 0 | 0 | 856 | 484 | 0 | 0 | 1340 |  | 223
2019-03-10 10:00 | 0 | 0 | 70 | 149 | 0 | 0 | 219 |  | 37
2019-03-10 11:00 | 0 | 0 | 0 | 0 | 0 | 0 | 0 |  | 0
2019-03-10 12:00 | 0 | 0 | 0 | 61 | 0 | 0 | 61 |  | 10
2019-03-10 13:00 | 0 | 0 | 0 | 15 | 0 | 0 | 15 |  | 3
2019-03-10 14:00 | 0 | 503 | 0 | 6 | 0 | 0 | 509 |  | 85
2019-03-10 15:00 | 33.6311 | 822 | 1 | 3 | 0 | 0 | 859.6311 |  | 143
2019-03-10 16:00 | 49.896 | 861 | 2 | 82 | 0 | 225 | 1219.896 |  | 203
2019-03-10 17:00 | 9.8266 | 325 | 53 | 63 | 0 | 11 | 461.8266 |  | 77
2019-03-10 18:00 | 0 | 0 | 0 | 0 | 0 | 0 | 0 |  | 0
2019-03-10 19:00 | 0 | 0 | 0 | 0 | 0 | 0 | 0 |  | 0
2019-03-10 20:00 | 0 | 0 | 0 | 0 | 0 | 0 | 0 |  | 0
2019-03-10 21:00 | 0 | 0 | 0 | 0 | 0 | 0 | 0 |  | 0
2019-03-10 22:00 | 0 | 0 | 0 | 0 | 0 | 0 | 0 |  | 0
2019-03-10 23:00 | 0 | 0 | 0 | 0 | 0 | 0 | 0 |  | 0
2019-03-11 | 0 | 0 | 0 | 0 | 0 | 0 | 0 |  | 0
2019-03-11 01:00 | 0 | 0 | 0 | 0 | 0 | 0 | 0 |  | 0
2019-03-11 02:00 | 0 | 0 | 0 | 0 | 0 | 0 | 0 |  | 0
2019-03-11 03:00 | 0 | 0 | 0 | 0 | 0 | 0 | 0 |  | 0
2019-03-11 04:00 | 0 | 0 | 0 | 0 | 0 | 0 | 0 |  | 0
2019-03-11 05:00 | 0 | 0 | 0 | 0 | 0 | 0 | 0 |  | 0
2019-03-11 06:00 | 0 | 0 | 0 | 0 | 0 | 0 | 0 |  | 0
2019-03-11 07:00 | 42.6773 | 0 | 318 | 171 | 0 | 0 | 531.6773 |  | 89
2019-03-11 08:00 | 118.7867 | 366 | 1102 | 140 | 305 | 30 | 2061.7867 |  | 344
2019-03-11 09:00 | 714.2662 | 5501 | 3850 | 3588 | 4095 | 2843 | 20591.2662 |  | 3432
2019-03-11 10:00 | 1832.5698 | 19455 | 8708 | 8424 | 8577 | 8078 | 55074.5698 |  | 9179
2019-03-11 11:00 | 3092.8418 | 20524 | 18714 | 11350 | 10322 | 9455 | 73457.8418 |  | 12243
2019-03-11 12:00 | 3402.652 | 22858 | 26311 | 6364 | 14025 | 12424 | 85384.652 |  | 14231
2019-03-11 13:00 | 3459.8252 | 20307 | 25520 | 3421 | 9799 | 8796 | 71302.8252 |  | 11884
2019-03-11 14:00 | 2200.8142 | 10360 | 36152 | 4417 | 5776 | 5016 | 63921.8142 |  | 10654
2019-03-11 15:00 | 2336.3064 | 11909 | 26925 | 4259 | 8473 | 8400 | 62302.3064 |  | 10384
2019-03-11 16:00 | 1039.8755 | 8868 | 17927 | 5448 | 13174 | 16778 | 63234.8755 |  | 10539
2019-03-11 17:00 | 305.6304 | 5371 | 8173 | 1298 | 2967 | 4090 | 22204.6304 |  | 3701
2019-03-11 18:00 | 50.5283 | 853 | 1075 | 189 | 344 | 337 | 2848.5283 |  | 475
2019-03-11 19:00 | 0 | 0 | 0 | 0 | 0 | 0 | 0 |  | 0
2019-03-11 20:00 | 0 | 0 | 0 | 0 | 0 | 0 | 0 |  | 0
2019-03-11 21:00 | 0 | 0 | 0 | 0 | 0 | 0 | 0 |  | 0
2019-03-11 22:00 | 0 | 0 | 0 | 0 | 0 | 0 | 0 |  | 0
2019-03-11 23:00 | 0 | 0 | 0 | 0 | 0 | 0 | 0 |  | 0
2019-03-12 | 0 | 0 | 0 | 0 | 0 | 0 | 0 |  | 0
2019-03-12 01:00 | 0 | 0 | 0 | 0 | 0 | 0 | 0 |  | 0
2019-03-12 02:00 | 0 | 0 | 0 | 0 | 0 | 0 | 0 |  | 0
2019-03-12 03:00 | 0 | 0 | 0 | 0 | 0 | 0 | 0 |  | 0
2019-03-12 04:00 | 0 | 0 | 0 | 0 | 0 | 0 | 0 |  | 0
2019-03-12 05:00 | 0 | 0 | 0 | 0 | 0 | 0 | 0 |  | 0
2019-03-12 06:00 | 0 | 0 | 0 | 0 | 0 | 0 | 0 |  | 0
2019-03-12 07:00 | 30.555 | 2017 | 775 | 180 | 1126 | 853 | 4981.555 |  | 830
2019-03-12 08:00 | 988.5319 | 12350 | 5012 | 4775 | 5307 | 4395 | 32827.5319 |  | 5471
2019-03-12 09:00 | 2991.0205 | 35752 | 16270 | 11872 | 14296 | 11741 | 92922.0205 |  | 15487
2019-03-12 10:00 | 4376.0186 | 35357 | 27203 | 15477 | 23812 | 18407 | 124632.0186 |  | 20772
2019-03-12 11:00 | 4609.773 | 35359 | 34910 | 16995 | 29972 | 25616 | 147461.773 |  | 24577
2019-03-12 12:00 | 4499.8374 | 33419 | 39882 | 18783 | 31996 | 27366 | 155945.8374 |  | 25991
2019-03-12 13:00 | 3983.682 | 46610 | 41325 | 18940 | 33406 | 26434 | 170698.682 |  | 28450
2019-03-12 14:00 | 3149.245 | 40783 | 38925 | 17587 | 34802 | 28926 | 164172.245 |  | 27362
2019-03-12 15:00 | 1932.7124 | 30294 | 31990 | 14568 | 26626 | 26772 | 132182.7124 |  | 22030
2019-03-12 16:00 | 640.7384 | 16337 | 20264 | 9881 | 14482 | 21007 | 82611.7384 |  | 13769
2019-03-12 17:00 | 176.5303 | 4113 | 8770 | 4658 | 3801 | 7652 | 29170.5303 |  | 4862
2019-03-12 18:00 | 38.973 | 612 | 1240 | 527 | 575 | 596 | 3588.973 |  | 598
2019-03-12 19:00 | 0 | 0 | 0 | 0 | 0 | 0 | 0 |  | 0
2019-03-12 20:00 | 0 | 0 | 0 | 0 | 0 | 0 | 0 |  | 0
2019-03-12 21:00 | 0 | 0 | 0 | 0 | 0 | 0 | 0 |  | 0
2019-03-12 22:00 | 0 | 0 | 0 | 0 | 0 | 0 | 0 |  | 0
2019-03-12 23:00 | 0 | 0 | 0 | 0 | 0 | 0 | 0 |  | 0
2019-03-13 | 0 | 0 | 0 | 0 | 0 | 0 | 0 |  | 0
2019-03-13 01:00 | 0 | 0 | 0 | 0 | 0 | 0 | 0 |  | 0
2019-03-13 02:00 | 0 | 0 | 0 | 0 | 0 | 0 | 0 |  | 0
2019-03-13 03:00 | 0 | 0 | 0 | 0 | 0 | 0 | 0 |  | 0
2019-03-13 04:00 | 0 | 0 | 0 | 0 | 0 | 0 | 0 |  | 0
2019-03-13 05:00 | 0 | 0 | 0 | 0 | 0 | 0 | 0 |  | 0
2019-03-13 06:00 | 0 | 0 | 0 | 0 | 0 | 0 | 0 |  | 0
2019-03-13 07:00 | 84.2742 | 5305 | 1279 | 1901 | 409 | 960 | 9938.2742 |  | 1656
2019-03-13 08:00 | 1049.1766 | 25975 | 5963 | 7420 | 10355 | 10928 | 61690.1766 |  | 10282
2019-03-13 09:00 | 3367.6318 | 39883 | 16759 | 13594 | 26452 | 21896 | 121951.6318 |  | 20325
2019-03-13 10:00 | 4405.654 | 47047 | 27188 | 17970 | 35126 | 27247 | 158983.654 |  | 26497
2019-03-13 11:00 | 4599.944 | 42741 | 34179 | 20846 | 30712 | 25162 | 158239.944 |  | 26373
2019-03-13 12:00 | 4190.713 | 28487 | 31578 | 17012 | 19773 | 16669 | 117709.713 |  | 19618
2019-03-13 13:00 | 2540.537 | 29150 | 29177 | 14221 | 23134 | 20424 | 118646.537 |  | 19774
2019-03-13 14:00 | 1788.782 | 20671 | 18306 | 9234 | 19654 | 17270 | 86923.782 |  | 14487
2019-03-13 15:00 | 777.2436 | 6704 | 8835 | 5378 | 5800 | 4555 | 32049.2436 |  | 5342
2019-03-13 16:00 | 490.2237 | 3685 | 4456 | 1928 | 3152 | 2527 | 16238.2237 |  | 2706
2019-03-13 17:00 | 134.2983 | 1271 | 1176 | 405 | 1212 | 914 | 5112.2983 |  | 852
2019-03-13 18:00 | 18.4032 | 30 | 278 | 102 | 27 | 17 | 472.4032 |  | 79
2019-03-13 19:00 | 0 | 0 | 0 | 0 | 0 | 0 | 0 |  | 0
2019-03-13 20:00 | 0 | 0 | 0 | 0 | 0 | 0 | 0 |  | 0
2019-03-13 21:00 | 0 | 0 | 0 | 0 | 0 | 0 | 0 |  | 0
2019-03-13 22:00 | 0 | 0 | 0 | 0 | 0 | 0 | 0 |  | 0
2019-03-13 23:00 | 0 | 0 | 0 | 0 | 0 | 0 | 0 |  | 0
2019-03-14 | 0 | 0 | 0 | 0 | 0 | 0 | 0 |  | 0
2019-03-14 01:00 | 0 | 0 | 0 | 0 | 0 | 0 | 0 |  | 0
2019-03-14 02:00 | 0 | 0 | 0 | 0 | 0 | 0 | 0 |  | 0
2019-03-14 03:00 | 0 | 0 | 0 | 0 | 0 | 0 | 0 |  | 0
2019-03-14 04:00 | 0 | 0 | 0 | 0 | 0 | 0 | 0 |  | 0
2019-03-14 05:00 | 0 | 0 | 0 | 0 | 0 | 0 | 0 |  | 0
2019-03-14 06:00 | 0 | 0 | 0 | 0 | 0 | 0 | 0 |  | 0
2019-03-14 07:00 | 34.3417 | 628 | 869 | 277 | 370 | 303 | 2481.3417 |  | 414
2019-03-14 08:00 | 485.8246 | 3411 | 4092 | 2202 | 2462 | 1942 | 14594.8246 |  | 2432
2019-03-14 09:00 | 749.7111 | 8959 | 8394 | 4038 | 7533 | 5721 | 35394.7111 |  | 5899
2019-03-14 10:00 | 1238.141 | 18288 | 13550 | 6704 | 13407 | 10913 | 64100.141 |  | 10683
2019-03-14 11:00 | 1636.9486 | 23032 | 19695 | 9438 | 16898 | 13768 | 84467.9486 |  | 14078
2019-03-14 12:00 | 1840.3419 | 17727 | 17636 | 9355 | 16807 | 13139 | 76504.3419 |  | 12751
2019-03-14 13:00 | 1463.7904 | 22281 | 17401 | 12472 | 17421 | 14650 | 85688.7904 |  | 14281
2019-03-14 14:00 | 1589.9945 | 15689 | 18741 | 10592 | 14848 | 12524 | 73983.9945 |  | 12331
2019-03-14 15:00 | 851.3845 | 6081 | 12378 | 4994 | 6792 | 5495 | 36591.3845 |  | 6099
2019-03-14 16:00 | 484.8866 | 11507 | 5033 | 2647 | 9986 | 11943 | 41600.8866 |  | 6933
2019-03-14 17:00 | 327.7844 | 3925 | 1912 | 952 | 3816 | 5097 | 16029.7844 |  | 2672
2019-03-14 18:00 | 16.1712 | 658 | 86 | 71 | 624 | 607 | 2062.1712 |  | 344
2019-03-14 19:00 | 0 | 0 | 0 | 0 | 0 | 0 | 0 |  | 0
2019-03-14 20:00 | 0 | 0 | 0 | 0 | 0 | 0 | 0 |  | 0
2019-03-14 21:00 | 0 | 0 | 0 | 0 | 0 | 0 | 0 |  | 0
2019-03-14 22:00 | 0 | 0 | 0 | 0 | 0 | 0 | 0 |  | 0
2019-03-14 23:00 | 0 | 0 | 0 | 0 | 0 | 0 | 0 |  | 0
2019-03-15 | 0 | 0 | 0 | 0 | 0 | 0 | 0 |  | 0
2019-03-15 01:00 | 0 | 0 | 0 | 0 | 0 | 0 | 0 |  | 0
2019-03-15 02:00 | 0 | 0 | 0 | 0 | 0 | 0 | 0 |  | 0
2019-03-15 03:00 | 0 | 0 | 0 | 0 | 0 | 0 | 0 |  | 0
2019-03-15 04:00 | 0 | 0 | 0 | 0 | 0 | 0 | 0 |  | 0
2019-03-15 05:00 | 0 | 0 | 0 | 0 | 0 | 0 | 0 |  | 0
2019-03-15 06:00 | 0 | 0 | 0 | 0 | 0 | 0 | 0 |  | 0
2019-03-15 07:00 | 0 | 891 | 611 | 0 | 337 | 268 | 2107 |  | 351
2019-03-15 08:00 | 670.1595 | 2214 | 4410 | 779 | 1918 | 1605 | 11596.1596 |  | 1933
2019-03-15 09:00 | 1434.1857 | 11199 | 8225 | 4295 | 5119 | 4237 | 34509.1857 |  | 5752
2019-03-15 10:00 | 812.1642 | 8723 | 12643 | 6202 | 10884 | 9273 | 48537.1642 |  | 8090
2019-03-15 11:00 | 937.9583 | 9213 | 10362 | 5927 | 17482 | 15330 | 59251.9583 |  | 9875
2019-03-15 12:00 | 828.9699 | 13050 | 9165 | 6885 | 27196 | 22580 | 79704.9699 |  | 13284
2019-03-15 13:00 | 1410.6709 | 27108 | 23446 | 17553 | 21151 | 18302 | 108970.6709 |  | 18162
2019-03-15 14:00 | 1492.8049 | 38433 | 16974 | 13714 | 14101 | 12502 | 97216.8049 |  | 16203
2019-03-15 15:00 | 1837.1769 | 28280 | 26777 | 13438 | 23692 | 25678 | 119702.1769 |  | 19950
2019-03-15 16:00 | 712.3295 | 13883 | 18771 | 9461 | 13471 | 19945 | 76243.3295 |  | 12707
2019-03-15 17:00 | 424.5913 | 4280 | 6577 | 3404 | 4723 | 7045 | 26453.5913 |  | 4409
2019-03-15 18:00 | 107.2146 | 874 | 1728 | 639 | 687 | 741 | 4776.2146 |  | 796
2019-03-15 19:00 | 0 | 0 | 0 | 0 | 0 | 0 | 0 |  | 0
2019-03-15 20:00 | 0 | 0 | 0 | 0 | 0 | 0 | 0 |  | 0
2019-03-15 21:00 | 0 | 0 | 0 | 0 | 0 | 0 | 0 |  | 0
2019-03-15 22:00 | 0 | 0 | 0 | 0 | 0 | 0 | 0 |  | 0
2019-03-15 23:00 | 0 | 0 | 0 | 0 | 0 | 0 | 0 |  | 0
2019-03-16 | 0 | 0 | 0 | 0 | 0 | 0 | 0 |  | 0
2019-03-16 01:00 | 0 | 0 | 0 | 0 | 0 | 0 | 0 |  | 0
2019-03-16 02:00 | 0 | 0 | 0 | 0 | 0 | 0 | 0 |  | 0
2019-03-16 03:00 | 0 | 0 | 0 | 0 | 0 | 0 | 0 |  | 0
2019-03-16 04:00 | 0 | 0 | 0 | 0 | 0 | 0 | 0 |  | 0
2019-03-16 05:00 | 0 | 0 | 0 | 0 | 0 | 0 | 0 |  | 0
2019-03-16 06:00 | 0 | 0 | 0 | 0 | 0 | 0 | 0 |  | 0
2019-03-16 07:00 | 74.0042 | 957 | 1054 | 1787 | 981 | 875 | 5728.0042 |  | 955
2019-03-16 08:00 | 828.0688 | 9097 | 5814 | 5112 | 8417 | 7700 | 36968.0688 |  | 6161
2019-03-16 09:00 | 2557.3706 | 34681 | 16493 | 9550 | 26850 | 23101 | 113232.3706 |  | 18872
2019-03-16 10:00 | 4291.623 | 47092 | 23555 | 17122 | 31670 | 25494 | 149224.623 |  | 24871
2019-03-16 11:00 | 4340.108 | 33317 | 35142 | 20878 | 17755 | 15567 | 126999.108 |  | 21167
2019-03-16 12:00 | 3551.311 | 23649 | 33858 | 17981 | 10987 | 9523 | 99549.311 |  | 16592
2019-03-16 13:00 | 2110.2314 | 31735 | 31069 | 14157 | 20450 | 17436 | 116957.2314 |  | 19493
2019-03-16 14:00 | 2943.575 | 26622 | 30864 | 8189 | 27814 | 24016 | 120448.575 |  | 20075
2019-03-16 15:00 | 1686.277 | 21893 | 19873 | 8163 | 10468 | 10273 | 72356.277 |  | 12059
2019-03-16 16:00 | 1003.6987 | 20813 | 18808 | 7552 | 7167 | 6445 | 61788.6987 |  | 10298
2019-03-16 17:00 | 332.167 | 6588 | 6279 | 5941 | 3286 | 3574 | 26000.167 |  | 4333
2019-03-16 18:00 | 65.2541 | 1105 | 924 | 689 | 617 | 597 | 3997.2541 |  | 666
2019-03-16 19:00 | 0 | 0 | 0 | 0 | 0 | 0 | 0 |  | 0
2019-03-16 20:00 | 0 | 0 | 0 | 0 | 0 | 0 | 0 |  | 0
2019-03-16 21:00 | 0 | 0 | 0 | 0 | 0 | 0 | 0 |  | 0
2019-03-16 22:00 | 0 | 0 | 0 | 0 | 0 | 0 | 0 |  | 0
2019-03-16 23:00 | 0 | 0 | 0 | 0 | 0 | 0 | 0 |  | 0
2019-03-17 | 0 | 0 | 0 | 0 | 0 | 0 | 0 |  | 0
2019-03-17 01:00 | 0 | 0 | 0 | 0 | 0 | 0 | 0 |  | 0
2019-03-17 02:00 | 0 | 0 | 0 | 0 | 0 | 0 | 0 |  | 0
2019-03-17 03:00 | 0 | 0 | 0 | 0 | 0 | 0 | 0 |  | 0
2019-03-17 04:00 | 0 | 0 | 0 | 0 | 0 | 0 | 0 |  | 0
2019-03-17 05:00 | 0 | 0 | 0 | 0 | 0 | 0 | 0 |  | 0
2019-03-17 06:00 | 0 | 0 | 0 | 0 | 0 | 0 | 0 |  | 0
2019-03-17 07:00 | 50.3151 | 5521 | 2270 | 860 | 1419 | 2349 | 12469.3151 |  | 2078
2019-03-17 08:00 | 839.9149 | 18132 | 6321 | 6966 | 7535 | 6319 | 46112.9149 |  | 7685
2019-03-17 09:00 | 3517.4814 | 11157 | 14934 | 13489 | 23693 | 20268 | 87058.4814 |  | 14510
2019-03-17 10:00 | 2298.9272 | 14138 | 14219 | 16541 | 28654 | 22167 | 98017.9272 |  | 16336
2019-03-17 11:00 | 3219.7668 | 21026 | 29262 | 14950 | 17258 | 13966 | 99681.7668 |  | 16614
2019-03-17 12:00 | 3609.2688 | 38113 | 39302 | 11079 | 25188 | 20115 | 137406.2688 |  | 22901
2019-03-17 13:00 | 3205.9082 | 48646 | 39544 | 13011 | 25019 | 21036 | 150461.9082 |  | 25077
2019-03-17 14:00 | 3396.1785 | 42190 | 41582 | 16200 | 31553 | 26049 | 160970.1785 |  | 26828
2019-03-17 15:00 | 2113.8296 | 31331 | 30405 | 16941 | 25374 | 25488 | 131652.8296 |  | 21942
2019-03-17 16:00 | 756.8126 | 17878 | 22055 | 12583 | 13989 | 20164 | 87425.8126 |  | 14571
2019-03-17 17:00 | 207.9433 | 4422 | 10485 | 6145 | 4853 | 9634 | 35746.9433 |  | 5958
2019-03-17 18:00 | 55.5979 | 593 | 2023 | 1036 | 480 | 529 | 4716.5979 |  | 786
2019-03-17 19:00 | 0 | 0 | 0 | 0 | 0 | 0 | 0 |  | 0
2019-03-17 20:00 | 0 | 0 | 0 | 0 | 0 | 0 | 0 |  | 0
2019-03-17 21:00 | 0 | 0 | 0 | 0 | 0 | 0 | 0 |  | 0
2019-03-17 22:00 | 0 | 0 | 0 | 0 | 0 | 0 | 0 |  | 0
2019-03-17 23:00 | 0 | 0 | 0 | 0 | 0 | 0 | 0 |  | 0
2019-03-18 | 0 | 0 | 0 | 0 | 0 | 0 | 0 |  | 0
2019-03-18 01:00 | 0 | 0 | 0 | 0 | 0 | 0 | 0 |  | 0
2019-03-18 02:00 | 0 | 0 | 0 | 0 | 0 | 0 | 0 |  | 0
2019-03-18 03:00 | 0 | 0 | 0 | 0 | 0 | 0 | 0 |  | 0
2019-03-18 04:00 | 0 | 0 | 0 | 0 | 0 | 0 | 0 |  | 0
2019-03-18 05:00 | 0 | 0 | 0 | 0 | 0 | 0 | 0 |  | 0
2019-03-18 06:00 | 0 | 0 | 0 | 0 | 0 | 0 | 0 |  | 0
2019-03-18 07:00 | 72.149 | 9502 | 1098 | 2060 | 580 | 2304 | 15616.149 |  | 2603
2019-03-18 08:00 | 1234.9601 | 28520 | 6710 | 9383 | 12191 | 13155 | 71193.9601 |  | 11866
2019-03-18 09:00 | 3756.8088 | 41954 | 18638 | 14776 | 28066 | 23989 | 131179.8088 |  | 21863
2019-03-18 10:00 | 4390.0034 | 50945 | 29105 | 19283 | 36582 | 28193 | 168498.0034 |  | 28083
2019-03-18 11:00 | 4639.4194 | 53888 | 37610 | 21568 | 36999 | 29224 | 183928.4194 |  | 30655
2019-03-18 12:00 | 4582.538 | 53463 | 41489 | 22948 | 36996 | 29186 | 188664.538 |  | 31444
2019-03-18 13:00 | 4173.7773 | 49912 | 42671 | 23276 | 37054 | 29219 | 186305.7773 |  | 31051
2019-03-18 14:00 | 3339.4128 | 42395 | 40758 | 21192 | 35494 | 29263 | 172441.4128 |  | 28740
2019-03-18 15:00 | 2103.942 | 31758 | 33970 | 17425 | 26704 | 25752 | 137712.942 |  | 22952
2019-03-18 16:00 | 767.6296 | 16614 | 22785 | 11946 | 10899 | 17112 | 80123.6296 |  | 13354
2019-03-18 17:00 | 191.9663 | 3937 | 10812 | 5982 | 5798 | 9942 | 36662.9662 |  | 6110
2019-03-18 18:00 | 59.2049 | 763 | 2147 | 1092 | 538 | 597 | 5196.2049 |  | 866
2019-03-18 19:00 | 0 | 0 | 0 | 0 | 0 | 0 | 0 |  | 0
2019-03-18 20:00 | 0 | 0 | 0 | 0 | 0 | 0 | 0 |  | 0
2019-03-18 21:00 | 0 | 0 | 0 | 0 | 0 | 0 | 0 |  | 0
2019-03-18 22:00 | 0 | 0 | 0 | 0 | 0 | 0 | 0 |  | 0
2019-03-18 23:00 | 0 | 0 | 0 | 0 | 0 | 0 | 0 |  | 0
2019-03-19 | 0 | 0 | 0 | 0 | 0 | 0 | 0 |  | 0
2019-03-19 01:00 | 0 | 0 | 0 | 0 | 0 | 0 | 0 |  | 0
2019-03-19 02:00 | 0 | 0 | 0 | 0 | 0 | 0 | 0 |  | 0
2019-03-19 03:00 | 0 | 0 | 0 | 0 | 0 | 0 | 0 |  | 0
2019-03-19 04:00 | 0 | 0 | 0 | 0 | 0 | 0 | 0 |  | 0
2019-03-19 05:00 | 0 | 0 | 0 | 0 | 0 | 0 | 0 |  | 0
2019-03-19 06:00 | 0 | 0 | 29 | 0 | 1 | 1 | 31 |  | 5
2019-03-19 07:00 | 112.5672 | 9104 | 1675 | 1132 | 985 | 2442 | 15450.5672 |  | 2575
2019-03-19 08:00 | 1241.2858 | 28017 | 7868 | 6719 | 12750 | 13149 | 69744.2858 |  | 11624
2019-03-19 09:00 | 3796.693 | 41481 | 18261 | 13264 | 27379 | 24086 | 128267.693 |  | 21378
2019-03-19 10:00 | 4488.808 | 48273 | 28099 | 18896 | 35072 | 28157 | 162985.808 |  | 27164
2019-03-19 11:00 | 4582.7446 | 40241 | 36599 | 21211 | 36620 | 28897 | 168150.7446 |  | 28025
2019-03-19 12:00 | 3419.3022 | 46883 | 40325 | 22881 | 32105 | 25319 | 170932.3022 |  | 28489
2019-03-19 13:00 | 3420.3623 | 41241 | 38835 | 22378 | 20192 | 17649 | 143715.3623 |  | 23953
2019-03-19 14:00 | 1497.8231 | 31600 | 39257 | 20851 | 25344 | 21645 | 140194.8231 |  | 23366
2019-03-19 15:00 | 1521.0444 | 31975 | 37787 | 17345 | 27985 | 28076 | 144689.0444 |  | 24115
2019-03-19 16:00 | 701.3857 | 17166 | 23428 | 11801 | 15856 | 23083 | 92035.3857 |  | 15339
2019-03-19 17:00 | 193.9438 | 4461 | 10929 | 5936 | 4593 | 9426 | 35538.9438 |  | 5923
2019-03-19 18:00 | 55.0607 | 738 | 2251 | 1216 | 538 | 585 | 5383.0607 |  | 897
2019-03-19 19:00 | 0 | 0 | 0 | 0 | 0 | 0 | 0 |  | 0
2019-03-19 20:00 | 0 | 0 | 0 | 0 | 0 | 0 | 0 |  | 0
2019-03-19 21:00 | 0 | 0 | 0 | 0 | 0 | 0 | 0 |  | 0
2019-03-19 22:00 | 0 | 0 | 0 | 0 | 0 | 0 | 0 |  | 0
2019-03-19 23:00 | 0 | 0 | 0 | 0 | 0 | 0 | 0 |  | 0
2019-03-20 | 0 | 0 | 0 | 0 | 0 | 0 | 0 |  | 0
2019-03-20 01:00 | 0 | 0 | 0 | 0 | 0 | 0 | 0 |  | 0
2019-03-20 02:00 | 0 | 0 | 0 | 0 | 0 | 0 | 0 |  | 0
2019-03-20 03:00 | 0 | 0 | 0 | 0 | 0 | 0 | 0 |  | 0
2019-03-20 04:00 | 0 | 0 | 0 | 0 | 0 | 0 | 0 |  | 0
2019-03-20 05:00 | 0 | 0 | 0 | 0 | 0 | 0 | 0 |  | 0
2019-03-20 06:00 | 0 | 16 | 4 | 0 | 2 | 4 | 26 |  | 4
2019-03-20 07:00 | 114.8721 | 9692 | 1384 | 2246 | 1058 | 2594 | 17088.8721 |  | 2848
2019-03-20 08:00 | 1397.0071 | 25214 | 7758 | 9353 | 11820 | 13265 | 68807.0071 |  | 11468
2019-03-20 09:00 | 3793.1423 | 40041 | 18388 | 14230 | 26512 | 23324 | 126288.1423 |  | 21048
2019-03-20 10:00 | 4307.068 | 47397 | 28085 | 18387 | 34094 | 27696 | 159966.068 |  | 26661
2019-03-20 11:00 | 4511.5054 | 50185 | 35163 | 20494 | 36146 | 28842 | 175341.5054 |  | 29224
2019-03-20 12:00 | 4419.674 | 51664 | 39632 | 21060 | 31583 | 26702 | 175060.674 |  | 29177
2019-03-20 13:00 | 2925.1616 | 48650 | 36112 | 20511 | 34295 | 27267 | 169760.1616 |  | 28293
2019-03-20 14:00 | 2720.723 | 40891 | 30956 | 19646 | 34209 | 29037 | 157459.723 |  | 26243
2019-03-20 15:00 | 2010.5438 | 29011 | 27458 | 16824 | 26780 | 27575 | 129658.5438 |  | 21610
2019-03-20 16:00 | 830.6226 | 16780 | 22267 | 9992 | 15040 | 21600 | 86509.6226 |  | 14418
2019-03-20 17:00 | 237.6846 | 4016 | 10481 | 5158 | 4451 | 8072 | 32415.6846 |  | 5403
2019-03-20 18:00 | 61.3031 | 805 | 2086 | 1191 | 632 | 679 | 5454.3031 |  | 909
2019-03-20 19:00 | 0 | 0 | 0 | 0 | 0 | 0 | 0 |  | 0
2019-03-20 20:00 | 0 | 0 | 0 | 0 | 0 | 0 | 0 |  | 0
2019-03-20 21:00 | 0 | 0 | 0 | 0 | 0 | 0 | 0 |  | 0
2019-03-20 22:00 | 0 | 0 | 0 | 0 | 0 | 0 | 0 |  | 0
2019-03-20 23:00 | 0 | 0 | 0 | 0 | 0 | 0 | 0 |  | 0
2019-03-21 | 0 | 0 | 0 | 0 | 0 | 0 | 0 |  | 0
2019-03-21 01:00 | 0 | 0 | 0 | 0 | 0 | 0 | 0 |  | 0
2019-03-21 02:00 | 0 | 0 | 0 | 0 | 0 | 0 | 0 |  | 0
2019-03-21 03:00 | 0 | 0 | 0 | 0 | 0 | 0 | 0 |  | 0
2019-03-21 04:00 | 0 | 0 | 0 | 0 | 0 | 0 | 0 |  | 0
2019-03-21 05:00 | 0 | 0 | 0 | 0 | 0 | 0 | 0 |  | 0
2019-03-21 06:00 | 0 | 4 | 14 | 0 | 8 | 4 | 30 |  | 5
2019-03-21 07:00 | 235.9727 | 4667 | 2436 | 2557 | 1237 | 1041 | 12173.9727 |  | 2029
2019-03-21 08:00 | 768.8235 | 19062 | 8237 | 7558 | 10002 | 8764 | 54391.8235 |  | 9065
2019-03-21 09:00 | 3013.863 | 31167 | 16763 | 11901 | 17989 | 16278 | 97111.863 |  | 16185
2019-03-21 10:00 | 2653.8374 | 24610 | 19850 | 13131 | 17118 | 14402 | 91764.8374 |  | 15294
2019-03-21 11:00 | 3349.3608 | 36381 | 30538 | 12615 | 18937 | 15580 | 117400.3608 |  | 19567
2019-03-21 12:00 | 1593.9391 | 24757 | 20920 | 19609 | 23701 | 20628 | 111208.9391 |  | 18535
2019-03-21 13:00 | 1304.8741 | 19791 | 12950 | 9910 | 20445 | 18017 | 82417.8741 |  | 13736
2019-03-21 14:00 | 1597.5189 | 19325 | 19997 | 11392 | 15722 | 13476 | 81509.5189 |  | 13585
2019-03-21 15:00 | 1313.9238 | 12106 | 13715 | 10848 | 8546 | 7268 | 53796.9238 |  | 8966
2019-03-21 16:00 | 826.6635 | 8859 | 9436 | 4972 | 6341 | 5345 | 35779.6635 |  | 5963
2019-03-21 17:00 | 286.4828 | 4313 | 4693 | 2406 | 3582 | 2986 | 18266.4828 |  | 3044
2019-03-21 18:00 | 42.0691 | 783 | 483 | 389 | 718 | 614 | 3029.0691 |  | 505
2019-03-21 19:00 | 0 | 0 | 0 | 0 | 0 | 0 | 0 |  | 0
2019-03-21 20:00 | 0 | 0 | 0 | 0 | 0 | 0 | 0 |  | 0
2019-03-21 21:00 | 0 | 0 | 0 | 0 | 0 | 0 | 0 |  | 0
2019-03-21 22:00 | 0 | 0 | 0 | 0 | 0 | 0 | 0 |  | 0
2019-03-21 23:00 | 0 | 0 | 0 | 0 | 0 | 0 | 0 |  | 0
2019-03-22 | 0 | 0 | 0 | 0 | 0 | 0 | 0 |  | 0
2019-03-22 01:00 | 0 | 0 | 0 | 0 | 0 | 0 | 0 |  | 0
2019-03-22 02:00 | 0 | 0 | 0 | 0 | 0 | 0 | 0 |  | 0
2019-03-22 03:00 | 0 | 0 | 0 | 0 | 0 | 0 | 0 |  | 0
2019-03-22 04:00 | 0 | 0 | 0 | 0 | 0 | 0 | 0 |  | 0
2019-03-22 05:00 | 0 | 0 | 0 | 0 | 0 | 0 | 0 |  | 0
2019-03-22 06:00 | 0 | 0 | 0 | 0 | 0 | 0 | 0 |  | 0
2019-03-22 07:00 | 0 | 54 | 179 | 0 | 53 | 61 | 347 |  | 58
2019-03-22 08:00 | 10.525 | 1120 | 1017 | 242 | 757 | 669 | 3815.525 |  | 636
2019-03-22 09:00 | 449.434 | 3446 | 4814 | 1113 | 2327 | 1849 | 13998.434 |  | 2333
2019-03-22 10:00 | 591.5635 | 5852 | 10292 | 4333 | 5668 | 4332 | 31068.5635 |  | 5178
2019-03-22 11:00 | 352.2194 | 9423 | 7249 | 4828 | 9851 | 8095 | 39798.2194 |  | 6633
2019-03-22 12:00 | 553.3463 | 10713 | 9214 | 3667 | 12699 | 9959 | 46805.3463 |  | 7801
2019-03-22 13:00 | 767.5068 | 12135 | 10659 | 4203 | 12362 | 9839 | 49965.5068 |  | 8328
2019-03-22 14:00 | 718.5258 | 17993 | 10628 | 5933 | 11819 | 9039 | 56130.5258 |  | 9355
2019-03-22 15:00 | 682.6639 | 21967 | 10870 | 6915 | 20392 | 16878 | 77704.6639 |  | 12951
2019-03-22 16:00 | 575.2831 | 10876 | 6497 | 4195 | 8342 | 6899 | 37384.2831 |  | 6231
2019-03-22 17:00 | 210.8854 | 5058 | 2485 | 1388 | 5007 | 4483 | 18631.8855 |  | 3105
2019-03-22 18:00 | 37.4929 | 622 | 206 | 143 | 327 | 264 | 1599.4929 |  | 267
2019-03-22 19:00 | 0 | 0 | 0 | 0 | 0 | 0 | 0 |  | 0
2019-03-22 20:00 | 0 | 0 | 0 | 0 | 0 | 0 | 0 |  | 0
2019-03-22 21:00 | 0 | 0 | 0 | 0 | 0 | 0 | 0 |  | 0
2019-03-22 22:00 | 0 | 0 | 0 | 0 | 0 | 0 | 0 |  | 0
2019-03-22 23:00 | 0 | 0 | 0 | 0 | 0 | 0 | 0 |  | 0
2019-03-23 | 0 | 0 | 0 | 0 | 0 | 0 | 0 |  | 0
2019-03-23 01:00 | 0 | 0 | 0 | 0 | 0 | 0 | 0 |  | 0
2019-03-23 02:00 | 0 | 0 | 0 | 0 | 0 | 0 | 0 |  | 0
2019-03-23 03:00 | 0 | 0 | 0 | 0 | 0 | 0 | 0 |  | 0
2019-03-23 04:00 | 0 | 0 | 0 | 0 | 0 | 0 | 0 |  | 0
2019-03-23 05:00 | 0 | 0 | 0 | 0 | 0 | 0 | 0 |  | 0
2019-03-23 06:00 | 0 | 0 | 0 | 27 | 0 | 0 | 27 |  | 5
2019-03-23 07:00 | 94.8566 | 2311 | 2057 | 1224 | 618 | 1107 | 7411.8566 |  | 1235
2019-03-23 08:00 | 622.0807 | 13094 | 5755 | 5325 | 2330 | 3356 | 30482.0808 |  | 5080
2019-03-23 09:00 | 3880.1934 | 25491 | 15917 | 13734 | 10731 | 14579 | 84332.1934 |  | 14055
2019-03-23 10:00 | 4690.717 | 47862 | 29682 | 18879 | 24688 | 21375 | 147176.717 |  | 24529
2019-03-23 11:00 | 4781.3784 | 37953 | 37905 | 19700 | 35055 | 28138 | 163532.3784 |  | 27255
2019-03-23 12:00 | 4706.6133 | 48614 | 41856 | 22880 | 34700 | 27542 | 180298.6133 |  | 30050
2019-03-23 13:00 | 3631.5183 | 42880 | 43268 | 22436 | 27256 | 21648 | 161119.5183 |  | 26853
2019-03-23 14:00 | 3084.6448 | 26936 | 40428 | 19785 | 24915 | 22292 | 137440.6448 |  | 22907
2019-03-23 15:00 | 1726.3142 | 18793 | 30642 | 16024 | 27588 | 26942 | 121715.3142 |  | 20286
2019-03-23 16:00 | 839.5164 | 17867 | 17146 | 12519 | 16784 | 21883 | 87038.5164 |  | 14506
2019-03-23 17:00 | 411.2114 | 3926 | 9496 | 6201 | 4241 | 8280 | 32555.2114 |  | 5426
2019-03-23 18:00 | 63.8962 | 762 | 2942 | 1572 | 562 | 587 | 6488.8962 |  | 1081
2019-03-23 19:00 | 0 | 0 | 0 | 0 | 0 | 0 | 0 |  | 0
2019-03-23 20:00 | 0 | 0 | 0 | 0 | 0 | 0 | 0 |  | 0
2019-03-23 21:00 | 0 | 0 | 0 | 0 | 0 | 0 | 0 |  | 0
2019-03-23 22:00 | 0 | 0 | 0 | 0 | 0 | 0 | 0 |  | 0
2019-03-23 23:00 | 0 | 0 | 0 | 0 | 0 | 0 | 0 |  | 0
2019-03-24 | 0 | 0 | 0 | 0 | 0 | 0 | 0 |  | 0
2019-03-24 01:00 | 0 | 0 | 0 | 0 | 0 | 0 | 0 |  | 0
2019-03-24 02:00 | 0 | 0 | 0 | 0 | 0 | 0 | 0 |  | 0
2019-03-24 03:00 | 0 | 0 | 0 | 0 | 0 | 0 | 0 |  | 0
2019-03-24 04:00 | 0 | 0 | 0 | 0 | 0 | 0 | 0 |  | 0
2019-03-24 05:00 | 0 | 0 | 0 | 0 | 0 | 0 | 0 |  | 0
2019-03-24 06:00 | 0 | 75 | 34 | 0 | 20 | 28 | 157 |  | 26
2019-03-24 07:00 | 155.9993 | 12421 | 1364 | 2769 | 1517 | 2802 | 21028.9993 |  | 3505
2019-03-24 08:00 | 1713.1244 | 30345 | 7771 | 9559 | 15072 | 13775 | 78235.1244 |  | 13039
2019-03-24 09:00 | 4116.6113 | 43161 | 19850 | 14883 | 28328 | 24430 | 134768.6113 |  | 22461
2019-03-24 10:00 | 4637.7437 | 49602 | 29801 | 19288 | 35891 | 28146 | 167365.7437 |  | 27894
2019-03-24 11:00 | 4734.2593 | 51550 | 37592 | 21525 | 36951 | 29092 | 181444.2593 |  | 30241
2019-03-24 12:00 | 3985.267 | 47345 | 38037 | 21656 | 35781 | 28747 | 175551.267 |  | 29259
2019-03-24 13:00 | 2126.8816 | 26462 | 28849 | 17971 | 27516 | 24905 | 127829.8816 |  | 21305
2019-03-24 14:00 | 2642.5312 | 23486 | 34046 | 13774 | 15225 | 13282 | 102455.5312 |  | 17076
2019-03-24 15:00 | 1569.215 | 15050 | 28595 | 6621 | 9828 | 8146 | 69809.215 |  | 11635
2019-03-24 16:00 | 786.3285 | 12776 | 11888 | 3600 | 7279 | 6238 | 42567.3285 |  | 7095
2019-03-24 17:00 | 326.512 | 7603 | 11835 | 2182 | 5780 | 5899 | 33625.512 |  | 5604
2019-03-24 18:00 | 72.279 | 1254 | 1579 | 854 | 986 | 994 | 5739.279 |  | 957
2019-03-24 19:00 | 0 | 0 | 0 | 0 | 0 | 0 | 0 |  | 0
2019-03-24 20:00 | 0 | 0 | 0 | 0 | 0 | 0 | 0 |  | 0
2019-03-24 21:00 | 0 | 0 | 0 | 0 | 0 | 0 | 0 |  | 0
2019-03-24 22:00 | 0 | 0 | 0 | 0 | 0 | 0 | 0 |  | 0
2019-03-24 23:00 | 0 | 0 | 0 | 0 | 0 | 0 | 0 |  | 0
2019-03-25 | 0 | 0 | 0 | 0 | 0 | 0 | 0 |  | 0
2019-03-25 01:00 | 0 | 0 | 0 | 0 | 0 | 0 | 0 |  | 0
2019-03-25 02:00 | 0 | 0 | 0 | 0 | 0 | 0 | 0 |  | 0
2019-03-25 03:00 | 0 | 0 | 0 | 0 | 0 | 0 | 0 |  | 0
2019-03-25 04:00 | 0 | 0 | 0 | 0 | 0 | 0 | 0 |  | 0
2019-03-25 05:00 | 0 | 0 | 0 | 0 | 0 | 0 | 0 |  | 0
2019-03-25 06:00 | 0 | 86 | 0 | 0 | 22 | 26 | 134 |  | 22
2019-03-25 07:00 | 182.1954 | 4705 | 1843 | 1924 | 1750 | 2767 | 13171.1954 |  | 2195
2019-03-25 08:00 | 1305.8773 | 26889 | 9483 | 9410 | 16331 | 14710 | 78128.8773 |  | 13021
2019-03-25 09:00 | 3344.4895 | 44634 | 17823 | 15581 | 29514 | 25093 | 135989.4895 |  | 22665
2019-03-25 10:00 | 4712.027 | 50841 | 31237 | 19658 | 36184 | 28182 | 170814.027 |  | 28469
2019-03-25 11:00 | 4838.5527 | 53475 | 38743 | 21771 | 36917 | 29036 | 184780.5527 |  | 30797
2019-03-25 12:00 | 4710.75 | 53097 | 42136 | 23039 | 36895 | 29081 | 188958.75 |  | 31493
2019-03-25 13:00 | 4226.5425 | 49356 | 43562 | 23529 | 36964 | 29142 | 186779.5425 |  | 31130
2019-03-25 14:00 | 3389.1445 | 42053 | 41523 | 21347 | 35804 | 29093 | 173209.1445 |  | 28868
2019-03-25 15:00 | 2185.9436 | 30757 | 35761 | 17804 | 28918 | 27984 | 143409.9436 |  | 23902
2019-03-25 16:00 | 862.983 | 17109 | 25391 | 11449 | 17479 | 23694 | 95984.983 |  | 15997
2019-03-25 17:00 | 334.8888 | 5019 | 11172 | 6483 | 5399 | 10319 | 38726.8888 |  | 6454
2019-03-25 18:00 | 116.2995 | 1277 | 2199 | 1879 | 756 | 795 | 7022.2995 |  | 1170
2019-03-25 19:00 | 0 | 1 | 0 | 3 | 0 | 1 | 5 |  | 1
2019-03-25 20:00 | 0 | 0 | 0 | 0 | 0 | 0 | 0 |  | 0
2019-03-25 21:00 | 0 | 0 | 0 | 0 | 0 | 0 | 0 |  | 0
2019-03-25 22:00 | 0 | 0 | 0 | 0 | 0 | 0 | 0 |  | 0
2019-03-25 23:00 | 0 | 0 | 0 | 0 | 0 | 0 | 0 |  | 0
2019-03-26 | 0 | 0 | 0 | 0 | 0 | 0 | 0 |  | 0
2019-03-26 01:00 | 0 | 0 | 0 | 0 | 0 | 0 | 0 |  | 0
2019-03-26 02:00 | 0 | 0 | 0 | 0 | 0 | 0 | 0 |  | 0
2019-03-26 03:00 | 0 | 0 | 0 | 0 | 0 | 0 | 0 |  | 0
2019-03-26 04:00 | 0 | 0 | 0 | 0 | 0 | 0 | 0 |  | 0
2019-03-26 05:00 | 0 | 0 | 0 | 0 | 0 | 0 | 0 |  | 0
2019-03-26 06:00 | 0 | 100 | 74 | 0 | 28 | 45 | 247 |  | 41
2019-03-26 07:00 | 150.9527 | 14695 | 1859 | 3252 | 1641 | 3626 | 25223.9527 |  | 4204
2019-03-26 08:00 | 1788.8774 | 30905 | 9213 | 8766 | 16630 | 14343 | 81645.8774 |  | 13608
2019-03-26 09:00 | 4243.4844 | 44130 | 20815 | 15471 | 29312 | 24901 | 138872.4844 |  | 23145
2019-03-26 10:00 | 4732.3965 | 51129 | 30562 | 19651 | 36348 | 28300 | 170722.3965 |  | 28454
2019-03-26 11:00 | 4884.904 | 54093 | 38219 | 21714 | 37062 | 29204 | 185176.904 |  | 30863
2019-03-26 12:00 | 4745.708 | 53065 | 42261 | 22974 | 37054 | 29210 | 189309.708 |  | 31552
2019-03-26 13:00 | 4263.4917 | 49707 | 43155 | 23262 | 37058 | 28863 | 186308.4917 |  | 31051
2019-03-26 14:00 | 3426.995 | 42730 | 41701 | 21271 | 35874 | 29164 | 174166.995 |  | 29028
2019-03-26 15:00 | 2159.3025 | 31836 | 36200 | 17704 | 29112 | 28008 | 145019.3025 |  | 24170
2019-03-26 16:00 | 846.5654 | 18185 | 25862 | 12365 | 17353 | 23415 | 98026.5654 |  | 16338
2019-03-26 17:00 | 212.7835 | 4747 | 13174 | 6580 | 5456 | 10264 | 40433.7835 |  | 6739
2019-03-26 18:00 | 83.1785 | 941 | 3623 | 1846 | 726 | 717 | 7936.1785 |  | 1323
2019-03-26 19:00 | 0 | 0 | 1 | 0 | 0 | 1 | 2 |  | 0
2019-03-26 20:00 | 0 | 0 | 0 | 0 | 0 | 0 | 0 |  | 0
2019-03-26 21:00 | 0 | 0 | 0 | 0 | 0 | 0 | 0 |  | 0
2019-03-26 22:00 | 0 | 0 | 0 | 0 | 0 | 0 | 0 |  | 0
2019-03-26 23:00 | 0 | 0 | 0 | 0 | 0 | 0 | 0 |  | 0
2019-03-27 | 0 | 0 | 0 | 0 | 0 | 0 | 0 |  | 0
2019-03-27 01:00 | 0 | 0 | 0 | 0 | 0 | 0 | 0 |  | 0
2019-03-27 02:00 | 0 | 0 | 0 | 0 | 0 | 0 | 0 |  | 0
2019-03-27 03:00 | 0 | 0 | 0 | 0 | 0 | 0 | 0 |  | 0
2019-03-27 04:00 | 0 | 0 | 0 | 0 | 0 | 0 | 0 |  | 0
2019-03-27 05:00 | 0 | 0 | 0 | 0 | 0 | 0 | 0 |  | 0
2019-03-27 06:00 | 0 | 156 | 93 | 0 | 43 | 61 | 353 |  | 59
2019-03-27 07:00 | 156.1625 | 14113 | 1999 | 3322 | 1429 | 3264 | 24283.1624 |  | 4047
2019-03-27 08:00 | 1661.8179 | 30670 | 9201 | 10049 | 16608 | 14216 | 82405.8179 |  | 13734
2019-03-27 09:00 | 4045.0068 | 42552 | 20535 | 14957 | 28587 | 24424 | 135100.0068 |  | 22517
2019-03-27 10:00 | 4589.719 | 49085 | 29937 | 19160 | 35527 | 27875 | 166173.719 |  | 27696
2019-03-27 11:00 | 4733.7383 | 52098 | 37286 | 21508 | 36967 | 28971 | 181563.7383 |  | 30261
2019-03-27 12:00 | 4567.569 | 51586 | 41132 | 22655 | 37039 | 29223 | 186202.569 |  | 31034
2019-03-27 13:00 | 4137.059 | 47665 | 42564 | 22411 | 36911 | 29140 | 182828.059 |  | 30471
2019-03-27 14:00 | 3276.1482 | 39789 | 40753 | 20522 | 33487 | 28544 | 166371.1482 |  | 27729
2019-03-27 15:00 | 1950.9146 | 28855 | 33288 | 15931 | 26492 | 26923 | 133439.9146 |  | 22240
2019-03-27 16:00 | 977.2165 | 16453 | 22312 | 10662 | 16201 | 20597 | 87202.2165 |  | 14534
2019-03-27 17:00 | 406.1198 | 4940 | 10396 | 6078 | 5804 | 9498 | 37122.1197 |  | 6187
2019-03-27 18:00 | 163.3858 | 1261 | 2329 | 1588 | 1033 | 1110 | 7484.3858 |  | 1247
2019-03-27 19:00 | 0.56932 | 8 | 5 | 2 | 1 | 7 | 23.5693 |  | 4
2019-03-27 20:00 | 0 | 0 | 0 | 0 | 0 | 0 | 0 |  | 0
2019-03-27 21:00 | 0 | 0 | 0 | 0 | 0 | 0 | 0 |  | 0
2019-03-27 22:00 | 0 | 0 | 0 | 0 | 0 | 0 | 0 |  | 0
2019-03-27 23:00 | 0 | 0 | 0 | 0 | 0 | 0 | 0 |  | 0
2019-03-28 | 0 | 0 | 0 | 0 | 0 | 0 | 0 |  | 0
2019-03-28 01:00 | 0 | 0 | 0 | 0 | 0 | 0 | 0 |  | 0
2019-03-28 02:00 | 0 | 0 | 0 | 0 | 0 | 0 | 0 |  | 0
2019-03-28 03:00 | 0 | 0 | 0 | 0 | 0 | 0 | 0 |  | 0
2019-03-28 04:00 | 0 | 0 | 0 | 0 | 0 | 0 | 0 |  | 0
2019-03-28 05:00 | 0 | 0 | 0 | 0 | 0 | 0 | 0 |  | 0
2019-03-28 06:00 | 0 | 237 | 107 | 0 | 80 | 115 | 539 |  | 90
2019-03-28 07:00 | 188.7056 | 14350 | 1975 | 3413 | 2394 | 3835 | 26155.7056 |  | 4359
2019-03-28 08:00 | 1786.6312 | 29502 | 8739 | 9868 | 15994 | 13383 | 79272.6312 |  | 13212
2019-03-28 09:00 | 3998.2441 | 42761 | 20439 | 14670 | 28082 | 23999 | 133949.2441 |  | 22325
2019-03-28 10:00 | 4584.0386 | 49385 | 30337 | 19023 | 34758 | 27679 | 165766.0386 |  | 27628
2019-03-28 11:00 | 4744.039 | 52112 | 37930 | 20919 | 37017 | 29061 | 181783.039 |  | 30297
2019-03-28 12:00 | 4553.723 | 51919 | 41374 | 22410 | 37029 | 29202 | 186487.723 |  | 31081
2019-03-28 13:00 | 4049.8252 | 48503 | 40325 | 22199 | 37006 | 28859 | 180941.8252 |  | 30157
2019-03-28 14:00 | 3282.298 | 40865 | 40584 | 19868 | 34622 | 28930 | 168151.298 |  | 28025
2019-03-28 15:00 | 1960.267 | 27349 | 34138 | 16540 | 24231 | 24245 | 128463.267 |  | 21411
2019-03-28 16:00 | 930.5305 | 16113 | 20390 | 10751 | 12407 | 14093 | 74684.5305 |  | 12447
2019-03-28 17:00 | 423.8188 | 4927 | 10976 | 5417 | 4866 | 4726 | 31335.8188 |  | 5223
2019-03-28 18:00 | 120.3933 | 1299 | 1854 | 740 | 1266 | 1096 | 6375.3933 |  | 1063
2019-03-28 19:00 | 0 | 0 | 0 | 0 | 0 | 0 | 0 |  | 0
2019-03-28 20:00 | 0 | 0 | 0 | 0 | 0 | 0 | 0 |  | 0
2019-03-28 21:00 | 0 | 0 | 0 | 0 | 0 | 0 | 0 |  | 0
2019-03-28 22:00 | 0 | 0 | 0 | 0 | 0 | 0 | 0 |  | 0
2019-03-28 23:00 | 0 | 0 | 0 | 0 | 0 | 0 | 0 |  | 0
2019-03-29 | 0 | 0 | 0 | 0 | 0 | 0 | 0 |  | 0
2019-03-29 01:00 | 0 | 0 | 0 | 0 | 0 | 0 | 0 |  | 0
2019-03-29 02:00 | 0 | 0 | 0 | 0 | 0 | 0 | 0 |  | 0
2019-03-29 03:00 | 0 | 0 | 0 | 0 | 0 | 0 | 0 |  | 0
2019-03-29 04:00 | 0 | 0 | 0 | 0 | 0 | 0 | 0 |  | 0
2019-03-29 05:00 | 0 | 0 | 0 | 0 | 0 | 0 | 0 |  | 0
2019-03-29 06:00 | 0 | 32 | 7 | 0 | 0 | 0 | 39 |  | 7
2019-03-29 07:00 | 266.8039 | 229 | 2307 | 329 | 424 | 306 | 3861.8039 |  | 644
2019-03-29 08:00 | 684.3178 | 1271 | 5079 | 490 | 1060 | 853 | 9437.3178 |  | 1573
2019-03-29 09:00 | 478.0281 | 3828 | 7197 | 2300 | 3108 | 2502 | 19413.0281 |  | 3236
2019-03-29 10:00 | 193.0734 | 3845 | 3909 | 2641 | 3813 | 3062 | 17463.0734 |  | 2911
2019-03-29 11:00 | 952.3808 | 9637 | 4849 | 3763 | 5948 | 4990 | 30139.3808 |  | 5023
2019-03-29 12:00 | 1566.1406 | 12455 | 20491 | 5808 | 7071 | 5931 | 53322.1406 |  | 8887
2019-03-29 13:00 | 1329.7798 | 9763 | 19064 | 6726 | 8226 | 6786 | 51894.7798 |  | 8649
2019-03-29 14:00 | 814.6218 | 5791 | 12372 | 2796 | 5104 | 3904 | 30781.6218 |  | 5130
2019-03-29 15:00 | 1040.1506 | 4490 | 9865 | 3135 | 7673 | 5956 | 32159.1506 |  | 5360
2019-03-29 16:00 | 510.4223 | 9005 | 10436 | 3577 | 9375 | 8233 | 41136.4223 |  | 6856
2019-03-29 17:00 | 259.812 | 2643 | 3980 | 1950 | 5355 | 5717 | 19904.8119 |  | 3317
2019-03-29 18:00 | 61.1844 | 1096 | 1093 | 282 | 1592 | 1429 | 5553.1844 |  | 926
2019-03-29 19:00 | 0 | 0 | 0 | 2 | 25 | 26 | 53 |  | 9
2019-03-29 20:00 | 0 | 0 | 0 | 0 | 0 | 0 | 0 |  | 0
2019-03-29 21:00 | 0 | 0 | 0 | 0 | 0 | 0 | 0 |  | 0
2019-03-29 22:00 | 0 | 0 | 0 | 0 | 0 | 0 | 0 |  | 0
2019-03-29 23:00 | 0 | 0 | 0 | 0 | 0 | 0 | 0 |  | 0
2019-03-30 | 0 | 0 | 0 | 0 | 0 | 0 | 0 |  | 0
2019-03-30 01:00 | 0 | 0 | 0 | 0 | 0 | 0 | 0 |  | 0
2019-03-30 02:00 | 0 | 0 | 0 | 0 | 0 | 0 | 0 |  | 0
2019-03-30 03:00 | 0 | 0 | 0 | 0 | 0 | 0 | 0 |  | 0
2019-03-30 04:00 | 0 | 0 | 0 | 0 | 0 | 0 | 0 |  | 0
2019-03-30 05:00 | 0 | 0 | 0 | 0 | 0 | 0 | 0 |  | 0
2019-03-30 06:00 | 0 | 0 | 0 | 0 | 0 | 0 | 0 |  | 0
2019-03-30 07:00 | 36.2848 | 139 | 414 | 0 | 61 | 47 | 697.2848 |  | 116
2019-03-30 08:00 | 271.5073 | 2405 | 4185 | 1076 | 962 | 816 | 9715.5073 |  | 1619
2019-03-30 09:00 | 1039.9904 | 3251 | 14030 | 4231 | 3113 | 2666 | 28330.9904 |  | 4722
2019-03-30 10:00 | 863.1358 | 4979 | 14284 | 4290 | 2952 | 2410 | 29778.1358 |  | 4963
2019-03-30 11:00 | 2764.993 | 9803 | 15668 | 5400 | 4349 | 3653 | 41637.993 |  | 6940
2019-03-30 12:00 | 4124.373 | 13578 | 29029 | 7470 | 8489 | 7339 | 70029.373 |  | 11672
2019-03-30 13:00 | 2141.365 | 10356 | 20032 | 8499 | 5957 | 4794 | 51779.365 |  | 8630
2019-03-30 14:00 | 1661.5056 | 15314 | 23664 | 2683 | 5885 | 4911 | 54118.5056 |  | 9020
2019-03-30 15:00 | 1718.6877 | 24024 | 17240 | 2966 | 8121 | 7006 | 61075.6877 |  | 10179
2019-03-30 16:00 | 1180.4735 | 14802 | 15175 | 2421 | 15074 | 15685 | 64337.4735 |  | 10723
2019-03-30 17:00 | 425.7481 | 6065 | 11267 | 1970 | 4740 | 4957 | 29424.7481 |  | 4904
2019-03-30 18:00 | 49.7076 | 1012 | 2853 | 430 | 1240 | 1116 | 6700.7076 |  | 1117
2019-03-30 19:00 | 0 | 1 | 0 | 0 | 0 | 0 | 1 |  | 0
2019-03-30 20:00 | 0 | 0 | 0 | 0 | 0 | 0 | 0 |  | 0
2019-03-30 21:00 | 0 | 0 | 0 | 0 | 0 | 0 | 0 |  | 0
2019-03-30 22:00 | 0 | 0 | 0 | 0 | 0 | 0 | 0 |  | 0
2019-03-30 23:00 | 0 | 0 | 0 | 0 | 0 | 0 | 0 |  | 0
2019-03-31 | 0 | 0 | 0 | 0 | 0 | 0 | 0 |  | 0
2019-03-31 01:00 | 0 | 0 | 0 | 0 | 0 | 0 | 0 |  | 0
2019-03-31 02:00 | 0 | 0 | 0 | 0 | 0 | 0 | 0 |  | 0
2019-03-31 03:00 | 0 | 0 | 0 | 0 | 0 | 0 | 0 |  | 0
2019-03-31 04:00 | 0 | 0 | 0 | 0 | 0 | 0 | 0 |  | 0
2019-03-31 05:00 | 0 | 0 | 0 | 0 | 0 | 0 | 0 |  | 0
2019-03-31 06:00 | 0 | 77 | 25 | 0 | 1 | 0 | 103 |  | 17
2019-03-31 07:00 | 159.8244 | 5838 | 2692 | 509 | 3438 | 2994 | 15630.8244 |  | 2605
2019-03-31 08:00 | 1285.8018 | 18567 | 9359 | 2088 | 10100 | 8050 | 49449.8018 |  | 8242
2019-03-31 09:00 | 3134.8762 | 36738 | 19615 | 7403 | 24889 | 20774 | 112553.8762 |  | 18759
2019-03-31 10:00 | 3964.9065 | 25863 | 24419 | 16655 | 20927 | 17083 | 108911.9065 |  | 18152
2019-03-31 11:00 | 1656.8284 | 1623 | 22568 | 9082 | 1214 | 971 | 37114.8284 |  | 6186
2019-03-31 12:00 | 234.9919 | 1163 | 4579 | 1929 | 2493 | 2119 | 12517.9919 |  | 2086
2019-03-31 13:00 | 370.8 | 3286 | 5186 | 2050 | 4679 | 3956 | 19527.8 |  | 3255
2019-03-31 14:00 | 300.8807 | 3581 | 3063 | 1632 | 4895 | 4197 | 17668.8807 |  | 2945
2019-03-31 15:00 | 288.3145 | 3659 | 3494 | 2044 | 5081 | 4024 | 18590.3145 |  | 3098
2019-03-31 16:00 | 89.953 | 1963 | 1580 | 1105 | 4011 | 3173 | 11921.953 |  | 1987
2019-03-31 17:00 | 78.0336 | 1511 | 607 | 304 | 2453 | 1954 | 6907.0336 |  | 1151
2019-03-31 18:00 | 38.7578 | 899 | 291 | 424 | 969 | 706 | 3327.7578 |  | 555
2019-03-31 19:00 | 0.072422 | 8 | 0 | 4 | 95 | 79 | 186.0724 |  | 31
2019-03-31 20:00 | 0 | 0 | 0 | 0 | 0 | 0 | 0 |  | 0
2019-03-31 21:00 | 0 | 0 | 0 | 0 | 0 | 0 | 0 |  | 0
2019-03-31 22:00 | 0 | 0 | 0 | 0 | 0 | 0 | 0 |  | 0
2019-03-31 23:00 | 0 | 0 | 0 | 0 | 0 | 0 | 0 |  | 0

## Losses
System Losses by Company
| Loss Percentages | Retail Sales (kWh) | Losses (kWh) | Weighted Losses
(4/1/18-3/31/19)
Eversource
Rate R | 7.75% | 3256518741.4 | 252380202.4585
Rate G | 7.75% | 1717859041.1 | 133134075.6852
Rate GV | 6.31% | 1659224403 | 104697059.8293
Rate LG | 4.42% | 1245958237 | 55071354.0754
Rate OL/EOL | 7.72% | 28050005.4 | 2165460.4169
|  | 7907610427.9 | 547448152.4653 | 6.923%
Liberty Utilities
Rate G-1 Customers | 3.8% | 380921291 | 14475009.058
All Other Customers | 6.9% | 538841573 | 37180068.537
|  | 919762864 | 51655077.595 | 5.616%
Unitil
Residential D | 6.468% | 505617390 | 32703332.7852
General G2 | 6.392% | 354116071 | 22635099.2583
General G1 | 4.591% | 344252444 | 15804629.704
Outdoor Lighting OL | 6.468% | 8036726 | 519815.4377
|  | 1212022631 | 71662877.1852 | 5.913%
Total |  | 10039395922.9 | 670766107.2456 | 6.681%
Total Loss Factor | 1.0668
Loss Percentages based on recent line loss studies by utility
Retail Sales provide by utilities

## peak energy rent
C | Forward Capacity Market Monthly Peak Energy Rent Report
C | Filename: fcmmonthlyper_201903.csv
C | Report for: 03 2019
C | Report generated: 04/15/2019 14:06:41 EDT
H | Month | Capacity Zone ID | Capacity Zone Name | Monthly PER
H | Date | Number | String | $/kW-Month
D | 2018-04-01 | 8500 | Rest-of-Pool | 0
D | 2018-04-01 | 8501 | Connecticut | 0
D | 2018-04-01 | 8502 | NEMA-Boston | 0
D | 2018-04-01 | 8504 | SEMA-RI | 0
D | 2018-05-01 | 8500 | Rest-of-Pool | 0
D | 2018-05-01 | 8501 | Connecticut | 0
D | 2018-05-01 | 8502 | NEMA-Boston | 0
D | 2018-05-01 | 8504 | SEMA-RI | 0
D | 2018-06-01 | 8500 | Rest-of-Pool | 0
D | 2018-06-01 | 8501 | Connecticut | 0
D | 2018-06-01 | 8502 | NEMA-Boston | 0
D | 2018-06-01 | 8504 | SEMA-RI | 0
D | 2018-06-01 | 8506 | Southeast New England | 0
D | 2018-07-01 | 8500 | Rest-of-Pool | 0
D | 2018-07-01 | 8501 | Connecticut | 0
D | 2018-07-01 | 8502 | NEMA-Boston | 0
D | 2018-07-01 | 8504 | SEMA-RI | 0
D | 2018-07-01 | 8506 | Southeast New England | 0
D | 2018-08-01 | 8500 | Rest-of-Pool | 0
D | 2018-08-01 | 8501 | Connecticut | 0
D | 2018-08-01 | 8502 | NEMA-Boston | 0
D | 2018-08-01 | 8504 | SEMA-RI | 0
D | 2018-08-01 | 8506 | Southeast New England | 0
D | 2018-09-01 | 8500 | Rest-of-Pool | 2.733
D | 2018-09-01 | 8501 | Connecticut | 2.612
D | 2018-09-01 | 8502 | NEMA-Boston | 2.813
D | 2018-09-01 | 8504 | SEMA-RI | 2.768
D | 2018-09-01 | 8506 | Southeast New England | 2.79
D | 2018-10-01 | 8500 | Rest-of-Pool | 0
D | 2018-10-01 | 8501 | Connecticut | 0
D | 2018-10-01 | 8502 | NEMA-Boston | 0
D | 2018-10-01 | 8504 | SEMA-RI | 0
D | 2018-10-01 | 8506 | Southeast New England | 0
D | 2018-11-01 | 8500 | Rest-of-Pool | 0
D | 2018-11-01 | 8501 | Connecticut | 0
D | 2018-11-01 | 8502 | NEMA-Boston | 0
D | 2018-11-01 | 8504 | SEMA-RI | 0
D | 2018-11-01 | 8506 | Southeast New England | 0
D | 2018-12-01 | 8500 | Rest-of-Pool | 0
D | 2018-12-01 | 8501 | Connecticut | 0
D | 2018-12-01 | 8502 | NEMA-Boston | 0
D | 2018-12-01 | 8504 | SEMA-RI | 0
D | 2018-12-01 | 8506 | Southeast New England | 0
D | 2019-01-01 | 8500 | Rest-of-Pool | 0
D | 2019-01-01 | 8501 | Connecticut | 0
D | 2019-01-01 | 8502 | NEMA-Boston | 0
D | 2019-01-01 | 8504 | SEMA-RI | 0
D | 2019-01-01 | 8506 | Southeast New England | 0
D | 2019-02-01 | 8500 | Rest-of-Pool | 0
D | 2019-02-01 | 8501 | Connecticut | 0
D | 2019-02-01 | 8502 | NEMA-Boston | 0
D | 2019-02-01 | 8504 | SEMA-RI | 0
D | 2019-02-01 | 8506 | Southeast New England | 0
D | 2019-03-01 | 8500 | Rest-of-Pool | 0
D | 2019-03-01 | 8501 | Connecticut | 0
D | 2019-03-01 | 8502 | NEMA-Boston | 0
D | 2019-03-01 | 8504 | SEMA-RI | 0
D | 2019-03-01 | 8506 | Southeast New England | 0
T | 58 lines
0.22775

## whlsecost_hourly_4002_201804
C | Hourly Wholesale Load Cost Report
C | Filename: whlsecost_hourly_4002_201804.csv
C | Report for: 04 2018
C | Report generated: 04/01/2019 14:10:16 EDT
H | Location ID | Local Date | Local Hour | OnOffPeak | RTLMP | Capacity | First Contingency | Second Contingency | Regulation | Forward Reserves | Real-Time Reserves | Inadvertent | Marginal Loss Rev Fund | Auction Rev Rights | Real-Time Demand Reduction Cost | Price Responsive Demand Cost | ISO Sched 2 | ISO Sched 3 | NEPOOL Exp | Total Cost | RTLO | Total Ancillary & NCPC
H | Number | Date | Number | String | Number | Number | Number | Number | Number | Number | Number | Number | Number | Number | Number | Number | Number | Number | Number | Number | Number
D | 4002 | 2018-04-01 | 1 | OFF | 24.73 | 10.55 | 0.75 | 0.11 | 0.09 | 0 | 0.17 | 0.1 | -0.22 | -0.12 |  | 0 | 0.33 | 0.31 | 0.23 | 37.03 | 933.836 | 1.12
D | 4002 | 2018-04-01 | 2 | OFF | 24.41 | 10.55 | 0.75 | 0.11 | 0.09 | 0 | 0 | -0.09 | 0.08 | -0.12 |  | 0 | 0.33 | 0.31 | 0.23 | 36.65 | 892.67 | 0.95
D | 4002 | 2018-04-01 | 3 | OFF | 36.8 | 10.55 | 0.75 | 0.11 | 0.11 | 0 | 0 | -0.02 | -0.02 | -0.12 |  | 0 | 0.33 | 0.31 | 0.23 | 49.03 | 872.647 | 0.97
D | 4002 | 2018-04-01 | 4 | OFF | 27.81 | 10.55 | 0.75 | 0.11 | 0.12 | 0 | 0 | 0.06 | -0.2 | -0.12 |  | 0 | 0.33 | 0.31 | 0.23 | 39.95 | 867.596 | 0.98
D | 4002 | 2018-04-01 | 5 | OFF | 25.9 | 10.55 | 0.75 | 0.11 | 0.13 | 0 | 0 | 0.01 | 0 | -0.12 |  | 0 | 0.33 | 0.31 | 0.23 | 38.2 | 874.524 | 0.99
D | 4002 | 2018-04-01 | 6 | OFF | 23.69 | 10.55 | 0.75 | 0.11 | 0.11 | 0 | 0 | 0.06 | -0.15 | -0.12 |  | 0 | 0.33 | 0.31 | 0.23 | 35.87 | 907.917 | 0.97
D | 4002 | 2018-04-01 | 7 | OFF | 17.02 | 10.55 | 0.75 | 0.11 | 0.11 | 0 | 0 | 0.03 | -0.12 | -0.12 |  | 0 | 0.33 | 0.31 | 0.23 | 29.2 | 970.541 | 0.97
D | 4002 | 2018-04-01 | 8 | OFF | 27.22 | 10.55 | 0.75 | 0.11 | 0.15 | 0 | 0.35 | 0 | 0.05 | -0.12 |  | 0 | 0.33 | 0.31 | 0.23 | 39.93 | 1057.244 | 1.36
D | 4002 | 2018-04-01 | 9 | OFF | 33.7 | 10.55 | 0.75 | 0.11 | 0.19 | 0 | 0.15 | 0.02 | -0.12 | -0.12 |  | 0 | 0.33 | 0.31 | 0.23 | 46.1 | 1158.063 | 1.2
D | 4002 | 2018-04-01 | 10 | OFF | 33.87 | 10.55 | 0.75 | 0.11 | 0.17 | 0 | 0 | 0 | -0.15 | -0.12 |  | 0 | 0.33 | 0.31 | 0.23 | 46.05 | 1207.062 | 1.03
D | 4002 | 2018-04-01 | 11 | OFF | 34.09 | 10.55 | 0.75 | 0.11 | 0.1 | 0 | 0.28 | 0.02 | -0.19 | -0.12 |  | 0 | 0.33 | 0.31 | 0.23 | 46.46 | 1219.705 | 1.24
D | 4002 | 2018-04-01 | 12 | OFF | 25.45 | 10.55 | 0.75 | 0.11 | 0.11 | 0 | 0.01 | -0.01 | -0.13 | -0.12 |  | 0 | 0.33 | 0.31 | 0.23 | 37.59 | 1211.962 | 0.98
D | 4002 | 2018-04-01 | 13 | OFF | 24.67 | 10.55 | 0.75 | 0.11 | 0.09 | 0 | 0 | 0.02 | -0.17 | -0.12 |  | 0 | 0.33 | 0.31 | 0.23 | 36.77 | 1184.145 | 0.95
D | 4002 | 2018-04-01 | 14 | OFF | 21.47 | 10.55 | 0.75 | 0.11 | 0.08 | 0 | 0 | 0.04 | -0.17 | -0.12 |  | 0 | 0.33 | 0.31 | 0.23 | 33.58 | 1123.755 | 0.94
D | 4002 | 2018-04-01 | 15 | OFF | 0.99 | 10.55 | 0.75 | 0.11 | 0.29 | 0 | 0 | 0.03 | -0.1 | -0.12 |  | 0 | 0.33 | 0.31 | 0.23 | 13.37 | 1067.488 | 1.15
D | 4002 | 2018-04-01 | 16 | OFF | -11.25 | 10.55 | 0.75 | 0.11 | 0.27 | 0 | 0 | 0.02 | -0.16 | -0.12 |  | 0 | 0.33 | 0.31 | 0.23 | 1.04 | 1049.199 | 1.13
D | 4002 | 2018-04-01 | 17 | OFF | 2.78 | 10.55 | 0.75 | 0.11 | 0.36 | 0 | 0 | 0.08 | -0.19 | -0.12 |  | 0 | 0.33 | 0.31 | 0.23 | 15.19 | 1061.27 | 1.22
D | 4002 | 2018-04-01 | 18 | OFF | -0.9 | 10.55 | 0.75 | 0.11 | 0.36 | 0 | 0 | 0.01 | -0.07 | -0.12 |  | 0 | 0.33 | 0.31 | 0.23 | 11.56 | 1103.476 | 1.22
D | 4002 | 2018-04-01 | 19 | OFF | 19.82 | 10.55 | 0.75 | 0.11 | 0.12 | 0 | 0 | -0.07 | -0.02 | -0.12 |  | 0 | 0.33 | 0.31 | 0.23 | 32.01 | 1151.437 | 0.98
D | 4002 | 2018-04-01 | 20 | OFF | 37.95 | 10.55 | 0.75 | 0.11 | 0.14 | 0 | 0.18 | -0.05 | 0.12 | -0.12 |  | 0 | 0.33 | 0.31 | 0.23 | 50.5 | 1237.386 | 1.18
D | 4002 | 2018-04-01 | 21 | OFF | 49.35 | 10.55 | 0.75 | 0.11 | 0.36 | 0 | 0.13 | 0.04 | -0.14 | -0.12 |  | 0 | 0.33 | 0.31 | 0.23 | 61.9 | 1240.798 | 1.35
D | 4002 | 2018-04-01 | 22 | OFF | 36.71 | 10.55 | 0.75 | 0.11 | 0.36 | 0 | 0.36 | 0.15 | -0.29 | -0.12 |  | 0 | 0.33 | 0.31 | 0.23 | 49.45 | 1167.182 | 1.58
D | 4002 | 2018-04-01 | 23 | OFF | 24.75 | 10.55 | 0.75 | 0.11 | 0.18 | 0 | 0.11 | 0.07 | -0.25 | -0.12 |  | 0 | 0.33 | 0.31 | 0.23 | 37.02 | 1073.259 | 1.15
D | 4002 | 2018-04-01 | 24 | OFF | 20.38 | 10.55 | 0.75 | 0.11 | 0.07 | 0 | 0 | 0.01 | -0.16 | -0.12 |  | 0 | 0.33 | 0.31 | 0.23 | 32.46 | 992.329 | 0.93
D | 4002 | 2018-04-02 | 1 | OFF | 20.71 | 10.55 | 1.13 | 0.2 | 0.04 | 0 | 0 | -0.08 | -0.15 | -0.12 |  | 0 | 0.33 | 0.31 | 0.23 | 33.15 | 947.585 | 1.37
D | 4002 | 2018-04-02 | 2 | OFF | 22.58 | 10.55 | 1.13 | 0.2 | 0.04 | 0 | 0 | -0.09 | -0.11 | -0.12 |  | 0 | 0.33 | 0.31 | 0.23 | 35.05 | 928.688 | 1.37
D | 4002 | 2018-04-02 | 3 | OFF | 23.41 | 10.55 | 1.13 | 0.2 | 0.05 | 0 | 0 | -0.1 | -0.12 | -0.12 |  | 0 | 0.33 | 0.31 | 0.23 | 35.87 | 923.337 | 1.38
D | 4002 | 2018-04-02 | 4 | OFF | 23.26 | 10.55 | 1.13 | 0.2 | 0.04 | 0 | 0 | -0.09 | -0.1 | -0.12 |  | 0 | 0.33 | 0.31 | 0.23 | 35.74 | 931.469 | 1.37
D | 4002 | 2018-04-02 | 5 | OFF | 24.34 | 10.55 | 1.13 | 0.2 | 0.05 | 0 | 0 | -0.01 | -0.08 | -0.12 |  | 0 | 0.33 | 0.31 | 0.23 | 36.93 | 972.228 | 1.38
D | 4002 | 2018-04-02 | 6 | OFF | 25.29 | 10.55 | 1.13 | 0.2 | 0.09 | 0 | 0.02 | -0.05 | -0.05 | -0.12 |  | 0 | 0.33 | 0.31 | 0.23 | 37.93 | 1090.442 | 1.44
D | 4002 | 2018-04-02 | 7 | OFF | 32.3 | 10.55 | 1.13 | 0.2 | 0.28 | 0 | 0.25 | -0.07 | 0.15 | -0.12 |  | 0 | 0.33 | 0.31 | 0.23 | 45.54 | 1273.895 | 1.86
D | 4002 | 2018-04-02 | 8 | ON | 47.22 | 10.55 | 1.13 | 0.2 | 0.27 | 0.43 | 0.51 | -0.04 | -0.09 | -0.12 |  | 0 | 0.33 | 0.31 | 0.23 | 60.93 | 1373.6 | 2.54
D | 4002 | 2018-04-02 | 9 | ON | 56.23 | 10.55 | 1.13 | 0.2 | 0.08 | 0.42 | 0.86 | -0.03 | 0.05 | -0.12 |  | 0 | 0.33 | 0.31 | 0.23 | 70.24 | 1412.058 | 2.69
D | 4002 | 2018-04-02 | 10 | ON | 51.94 | 10.55 | 1.13 | 0.2 | 0.06 | 0.41 | 0.01 | 0 | 0.12 | -0.12 |  | 0 | 0.33 | 0.31 | 0.23 | 65.17 | 1434.886 | 1.81
D | 4002 | 2018-04-02 | 11 | ON | 67.36 | 10.55 | 1.13 | 0.2 | 0.13 | 0.41 | 0.31 | 0.02 | 0.09 | -0.12 |  | 0 | 0.33 | 0.31 | 0.23 | 80.95 | 1440.386 | 2.18
D | 4002 | 2018-04-02 | 12 | ON | 81 | 10.55 | 1.13 | 0.2 | 0.14 | 0.41 | 1.28 | -0.01 | -0.12 | -0.12 |  | 0 | 0.33 | 0.31 | 0.23 | 95.33 | 1417.582 | 3.16
D | 4002 | 2018-04-02 | 13 | ON | 70.3 | 10.55 | 1.13 | 0.2 | 0.32 | 0.42 | 1.93 | 0 | 0.03 | -0.12 |  | 0 | 0.33 | 0.31 | 0.23 | 85.63 | 1377.943 | 4
D | 4002 | 2018-04-02 | 14 | ON | 49.15 | 10.55 | 1.13 | 0.2 | 0.32 | 0.43 | 1.06 | 0 | 0.03 | -0.12 |  | 0 | 0.33 | 0.31 | 0.23 | 63.62 | 1358.912 | 3.14
D | 4002 | 2018-04-02 | 15 | ON | 26.45 | 10.55 | 1.13 | 0.2 | 0.09 | 0.45 | 0.04 | 0.01 | -0.11 | -0.12 |  | 0 | 0.33 | 0.31 | 0.23 | 39.56 | 1318.533 | 1.91
D | 4002 | 2018-04-02 | 16 | ON | 25.92 | 10.55 | 1.13 | 0.2 | 0.07 | 0.45 | 0 | 0.03 | -0.13 | -0.12 |  | 0 | 0.33 | 0.31 | 0.23 | 38.97 | 1293.065 | 1.85
D | 4002 | 2018-04-02 | 17 | ON | 27.79 | 10.55 | 1.13 | 0.2 | 0.09 | 0.45 | 0 | 0.02 | -0.1 | -0.12 |  | 0 | 0.33 | 0.31 | 0.23 | 40.88 | 1292.682 | 1.87
D | 4002 | 2018-04-02 | 18 | ON | 27.91 | 10.55 | 1.13 | 0.2 | 0.07 | 0.44 | 0.02 | -0.01 | -0.12 | -0.12 |  | 0 | 0.33 | 0.31 | 0.23 | 40.94 | 1331.937 | 1.86
D | 4002 | 2018-04-02 | 19 | ON | 43.35 | 10.55 | 1.13 | 0.2 | 0.1 | 0.43 | 0.52 | 0 | -0.05 | -0.12 |  | 0 | 0.33 | 0.31 | 0.23 | 56.98 | 1372.076 | 2.38
D | 4002 | 2018-04-02 | 20 | ON | 71.77 | 10.55 | 1.13 | 0.2 | 0.49 | 0.41 | 0.09 | -0.02 | -0.2 | -0.12 |  | 0 | 0.33 | 0.31 | 0.23 | 85.17 | 1427.038 | 2.32
D | 4002 | 2018-04-02 | 21 | ON | 72.51 | 10.55 | 1.13 | 0.2 | 0.67 | 0.41 | 0.08 | 0.1 | -0.07 | -0.12 |  | 0 | 0.33 | 0.31 | 0.23 | 86.33 | 1406.096 | 2.49
D | 4002 | 2018-04-02 | 22 | ON | 39.46 | 10.55 | 1.13 | 0.2 | 0.35 | 0.42 | 0.07 | 0.03 | 0.18 | -0.12 |  | 0 | 0.33 | 0.31 | 0.23 | 53.14 | 1304.743 | 2.17
D | 4002 | 2018-04-02 | 23 | ON | 51.47 | 10.55 | 1.13 | 0.2 | 0.86 | 0.48 | 0 | 0.02 | -0.46 | -0.12 |  | 0 | 0.33 | 0.31 | 0.23 | 65 | 1179.876 | 2.67
D | 4002 | 2018-04-02 | 24 | OFF | 71.72 | 10.55 | 1.13 | 0.2 | 0.82 | 0 | 0.52 | 0.04 | -0.14 | -0.12 |  | 0 | 0.33 | 0.31 | 0.23 | 85.59 | 1081.99 | 2.67
D | 4002 | 2018-04-03 | 1 | OFF | 71.97 | 10.55 | 1.16 | 0.1 | 0.38 | 0 | 1 | 0.11 | -0.18 | -0.12 |  | 0 | 0.33 | 0.31 | 0.23 | 157.81 | 1022.353 | 2.64
D | 4002 | 2018-04-03 | 2 | OFF | 68.27 | 10.55 | 1.16 | 0.1 | 0.36 | 0 | 0.18 | 0.02 | 0.25 | -0.12 |  | 0 | 0.33 | 0.31 | 0.23 | 149.91 | 995.218 | 1.8
D | 4002 | 2018-04-03 | 3 | OFF | 61.41 | 10.55 | 1.16 | 0.1 | 0.25 | 0 | 0 | 0.04 | -0.04 | -0.12 |  | 0 | 0.33 | 0.31 | 0.23 | 135.63 | 985.728 | 1.51
D | 4002 | 2018-04-03 | 4 | OFF | 60.79 | 10.55 | 1.16 | 0.1 | 0.21 | 0 | 0 | 0 | -0.02 | -0.12 |  | 0 | 0.33 | 0.31 | 0.23 | 134.33 | 994.765 | 1.47
D | 4002 | 2018-04-03 | 5 | OFF | 55.36 | 10.55 | 1.16 | 0.1 | 0.17 | 0 | 0 | 0.14 | 0.02 | -0.12 |  | 0 | 0.33 | 0.31 | 0.23 | 123.61 | 1040.537 | 1.43
D | 4002 | 2018-04-03 | 6 | OFF | 60.21 | 10.55 | 1.16 | 0.1 | 0.16 | 0 | 0.19 | 0.35 | -0.05 | -0.12 |  | 0 | 0.33 | 0.31 | 0.23 | 133.63 | 1151.927 | 1.61
D | 4002 | 2018-04-03 | 7 | OFF | 71.82 | 10.55 | 1.16 | 0.1 | 0.6 | 0 | 0.33 | 0.04 | -0.02 | -0.12 |  | 0 | 0.33 | 0.31 | 0.23 | 157.15 | 1322.452 | 2.19
D | 4002 | 2018-04-03 | 8 | ON | 96.57 | 10.55 | 1.16 | 0.1 | 0.81 | 0.42 | 1.39 | 0.38 | -0.22 | -0.12 |  | -0.01 | 0.33 | 0.31 | 0.23 | 208.47 | 1396.987 | 3.87
D | 4002 | 2018-04-03 | 9 | ON | 55.51 | 10.55 | 1.16 | 0.1 | 0.26 | 0.4 | 0.04 | 0.23 | -0.09 | -0.12 |  | 0 | 0.33 | 0.31 | 0.23 | 124.42 | 1398.424 | 1.96
D | 4002 | 2018-04-03 | 10 | ON | 36.81 | 10.55 | 1.16 | 0.1 | 0.1 | 0.44 | 0 | 0.15 | -0.27 | -0.12 |  | 0 | 0.33 | 0.31 | 0.23 | 86.6 | 1390.311 | 1.8
D | 4002 | 2018-04-03 | 11 | ON | 33.2 | 10.55 | 1.16 | 0.1 | 0.08 | 0.45 | 0 | 0.01 | -0.36 | -0.12 |  | 0.01 | 0.33 | 0.31 | 0.23 | 79.15 | 1362.183 | 1.8
D | 4002 | 2018-04-03 | 12 | ON | 34.24 | 10.55 | 1.16 | 0.1 | 0.07 | 0.45 | 0 | -0.02 | -0.38 | -0.12 |  | 0 | 0.33 | 0.31 | 0.23 | 81.16 | 1333.227 | 1.78
D | 4002 | 2018-04-03 | 13 | ON | 39.56 | 10.55 | 1.16 | 0.1 | 0.07 | 0.44 | 0 | -0.04 | -0.3 | -0.12 |  | 0 | 0.33 | 0.31 | 0.23 | 91.85 | 1333.828 | 1.77
D | 4002 | 2018-04-03 | 14 | ON | 53.57 | 10.55 | 1.16 | 0.1 | 0.19 | 0.44 | 0.09 | 0.08 | -0.23 | -0.12 |  | 0 | 0.33 | 0.31 | 0.23 | 120.27 | 1360.372 | 1.98
D | 4002 | 2018-04-03 | 15 | ON | 53.03 | 10.55 | 1.16 | 0.1 | 0.15 | 0.43 | 0 | 0.12 | -0.22 | -0.12 |  | 0 | 0.33 | 0.31 | 0.23 | 119.1 | 1351.443 | 1.84
D | 4002 | 2018-04-03 | 16 | ON | 54.9 | 10.55 | 1.16 | 0.1 | 0.1 | 0.43 | 0 | 0.04 | -0.16 | -0.12 |  | 0 | 0.33 | 0.31 | 0.23 | 122.77 | 1355.037 | 1.79
D | 4002 | 2018-04-03 | 17 | ON | 56.04 | 10.55 | 1.16 | 0.1 | 0.1 | 0.42 | 0 | 0.04 | -0.32 | -0.12 |  | 0 | 0.33 | 0.31 | 0.23 | 124.88 | 1380.757 | 1.78
D | 4002 | 2018-04-03 | 18 | ON | 81.47 | 10.55 | 1.16 | 0.1 | 0.31 | 0.41 | 0.94 | 0.12 | -0.14 | -0.12 |  | 0 | 0.33 | 0.31 | 0.23 | 177.14 | 1432.273 | 2.92
D | 4002 | 2018-04-03 | 19 | ON | 92.19 | 10.55 | 1.16 | 0.1 | 0.51 | 0.4 | 1.02 | 0.26 | -0.05 | -0.12 |  | 0 | 0.33 | 0.31 | 0.23 | 199.08 | 1466.289 | 3.19
D | 4002 | 2018-04-03 | 20 | ON | 64.99 | 10.55 | 1.16 | 0.1 | 0.19 | 0.4 | 0 | -0.07 | -0.18 | -0.12 |  | 0 | 0.33 | 0.31 | 0.23 | 142.88 | 1474.77 | 1.85
D | 4002 | 2018-04-03 | 21 | ON | 71.38 | 10.55 | 1.16 | 0.1 | 0.26 | 0.41 | 0.13 | 0.07 | -0.31 | -0.12 |  | 0 | 0.33 | 0.31 | 0.23 | 155.88 | 1415.755 | 2.06
D | 4002 | 2018-04-03 | 22 | ON | 75.4 | 10.55 | 1.16 | 0.1 | 0.6 | 0.44 | 0.75 | 0 | -0.35 | -0.12 |  | 0 | 0.33 | 0.31 | 0.23 | 164.8 | 1300.156 | 3.05
D | 4002 | 2018-04-03 | 23 | ON | 44.71 | 10.55 | 1.16 | 0.1 | 0.33 | 0.49 | 0.05 | 0.08 | -0.24 | -0.12 |  | 0 | 0.33 | 0.31 | 0.23 | 102.69 | 1166.65 | 2.13
D | 4002 | 2018-04-03 | 24 | OFF | 46.29 | 10.55 | 1.16 | 0.1 | 0.25 | 0 | 0 | 0.02 | -0.19 | -0.12 |  | 0 | 0.33 | 0.31 | 0.23 | 105.22 | 1064.405 | 1.51
D | 4002 | 2018-04-04 | 1 | OFF | 64.04 | 10.55 | 1.68 | 0.26 | 0.08 | 0 | 0.35 | -0.09 | -0.67 | -0.12 |  | 0 | 0.33 | 0.31 | 0.23 | 76.95 | 1003.841 | 2.37
D | 4002 | 2018-04-04 | 2 | OFF | 79.89 | 10.55 | 1.68 | 0.26 | 0.29 | 0 | 0.02 | -0.05 | -0.12 | -0.12 |  | 0 | 0.33 | 0.31 | 0.23 | 93.27 | 976.421 | 2.25
D | 4002 | 2018-04-04 | 3 | OFF | 81.62 | 10.55 | 1.68 | 0.26 | 0.31 | 0 | 0 | -0.06 | -0.11 | -0.12 |  | 0 | 0.33 | 0.31 | 0.23 | 95 | 960.31 | 2.25
D | 4002 | 2018-04-04 | 4 | OFF | 82.5 | 10.55 | 1.68 | 0.26 | 0.36 | 0 | 0 | -0.08 | -0.13 | -0.12 |  | 0 | 0.33 | 0.31 | 0.23 | 95.89 | 964.7 | 2.3
D | 4002 | 2018-04-04 | 5 | OFF | 96.24 | 10.55 | 1.68 | 0.26 | 0.32 | 0 | 0 | 0.02 | -0.14 | -0.12 |  | 0 | 0.33 | 0.31 | 0.23 | 109.68 | 1005.018 | 2.26
D | 4002 | 2018-04-04 | 6 | OFF | 82.64 | 10.55 | 1.68 | 0.26 | 0.39 | 0 | 0.88 | -0.01 | 0.25 | -0.12 |  | 0 | 0.33 | 0.31 | 0.23 | 97.39 | 1121.795 | 3.21
D | 4002 | 2018-04-04 | 7 | OFF | 97.61 | 10.55 | 1.68 | 0.26 | 0.61 | 0 | 0.19 | 0.05 | -0.12 | -0.12 |  | 0 | 0.33 | 0.31 | 0.23 | 111.58 | 1292.684 | 2.74
D | 4002 | 2018-04-04 | 8 | ON | 98.08 | 10.55 | 1.68 | 0.26 | 0.5 | 0.42 | 0.81 | -0.04 | -0.39 | -0.12 |  | 0 | 0.33 | 0.31 | 0.23 | 112.62 | 1387.865 | 3.67
D | 4002 | 2018-04-04 | 9 | ON | 113.01 | 10.55 | 1.68 | 0.26 | 0.34 | 0.41 | 1.82 | -0.2 | -0.34 | -0.12 |  | 0 | 0.33 | 0.31 | 0.23 | 128.28 | 1413.612 | 4.51
D | 4002 | 2018-04-04 | 10 | ON | 130.27 | 10.55 | 1.68 | 0.26 | 0.46 | 0.41 | 1.8 | -0.14 | -0.45 | -0.12 |  | 0 | 0.33 | 0.31 | 0.23 | 145.59 | 1419.227 | 4.61
D | 4002 | 2018-04-04 | 11 | ON | 109.15 | 10.55 | 1.68 | 0.26 | 0.21 | 0.41 | 1.21 | -0.02 | -0.27 | -0.12 |  | 0.01 | 0.33 | 0.31 | 0.23 | 123.94 | 1431.798 | 3.78
D | 4002 | 2018-04-04 | 12 | ON | 106.92 | 10.55 | 1.68 | 0.26 | 0.17 | 0.41 | 1.59 | -0.01 | -0.24 | -0.12 |  | 0.01 | 0.33 | 0.31 | 0.23 | 122.09 | 1427.295 | 4.12
D | 4002 | 2018-04-04 | 13 | ON | 86.87 | 10.55 | 1.68 | 0.26 | 0.34 | 0.42 | 1.04 | 0.05 | -0.34 | -0.12 |  | 0.01 | 0.33 | 0.31 | 0.23 | 101.63 | 1415.631 | 3.75
D | 4002 | 2018-04-04 | 14 | ON | 109.39 | 10.55 | 1.68 | 0.26 | 0.32 | 0.42 | 0 | -0.09 | -0.31 | -0.12 |  | 0.01 | 0.33 | 0.31 | 0.23 | 122.98 | 1413.91 | 2.69
D | 4002 | 2018-04-04 | 15 | ON | 72.51 | 10.55 | 1.68 | 0.26 | 0.23 | 0.42 | 0 | -0.03 | -0.2 | -0.12 |  | 0.01 | 0.33 | 0.31 | 0.23 | 86.18 | 1396.637 | 2.6
D | 4002 | 2018-04-04 | 16 | ON | 64.39 | 10.55 | 1.68 | 0.26 | 0.17 | 0.42 | 0 | -0.06 | -0.14 | -0.12 |  | 0.01 | 0.33 | 0.31 | 0.23 | 78.03 | 1390.225 | 2.54
D | 4002 | 2018-04-04 | 17 | ON | 66.31 | 10.55 | 1.68 | 0.26 | 0.16 | 0.42 | 0 | -0.06 | -0.25 | -0.12 |  | 0.01 | 0.33 | 0.31 | 0.23 | 79.83 | 1400.017 | 2.53
D | 4002 | 2018-04-04 | 18 | ON | 59.43 | 10.55 | 1.68 | 0.26 | 0.14 | 0.42 | 0 | -0.04 | -0.32 | -0.12 |  | 0 | 0.33 | 0.31 | 0.23 | 72.87 | 1415.667 | 2.5
D | 4002 | 2018-04-04 | 19 | ON | 51.42 | 10.55 | 1.68 | 0.26 | 0.08 | 0.42 | 0.01 | -0.04 | -0.38 | -0.12 |  | 0 | 0.33 | 0.31 | 0.23 | 64.75 | 1403.733 | 2.45
D | 4002 | 2018-04-04 | 20 | ON | 90.12 | 10.55 | 1.68 | 0.26 | 0.3 | 0.41 | 1.22 | -0.02 | -0.55 | -0.12 |  | 0 | 0.33 | 0.31 | 0.23 | 104.72 | 1424.91 | 3.87
D | 4002 | 2018-04-04 | 21 | ON | 85.41 | 10.55 | 1.68 | 0.26 | 0.32 | 0.42 | 0.18 | 0.07 | -0.4 | -0.12 |  | 0 | 0.33 | 0.31 | 0.23 | 99.24 | 1406.923 | 2.86
D | 4002 | 2018-04-04 | 22 | ON | 76.45 | 10.55 | 1.68 | 0.26 | 0.49 | 0.44 | 0.47 | 0.12 | -0.37 | -0.12 |  | 0 | 0.33 | 0.31 | 0.23 | 90.84 | 1308.521 | 3.34
D | 4002 | 2018-04-04 | 23 | ON | 66.14 | 10.55 | 1.68 | 0.26 | 0.38 | 0.48 | 0.64 | -0.01 | -0.47 | -0.12 |  | 0 | 0.33 | 0.31 | 0.23 | 80.4 | 1171.793 | 3.44
D | 4002 | 2018-04-04 | 24 | OFF | 44.31 | 10.55 | 1.68 | 0.26 | 0.18 | 0 | 0 | 0.01 | -0.28 | -0.12 |  | 0 | 0.33 | 0.31 | 0.23 | 57.46 | 1064.317 | 2.12
D | 4002 | 2018-04-05 | 1 | OFF | 52.11 | 10.55 | 3.03 | 0.06 | 0.2 | 0 | 0 | 0.02 | -0.43 | -0.12 |  | 0 | 0.33 | 0.31 | 0.23 | 66.29 | 991.997 | 3.29
D | 4002 | 2018-04-05 | 2 | OFF | 52.17 | 10.55 | 3.03 | 0.06 | 0.13 | 0 | 0 | 0.04 | -0.43 | -0.12 |  | 0 | 0.33 | 0.31 | 0.23 | 66.3 | 966.628 | 3.22
D | 4002 | 2018-04-05 | 3 | OFF | 46.12 | 10.55 | 3.03 | 0.06 | 0.07 | 0 | 0 | 0.03 | -0.4 | -0.12 |  | 0 | 0.33 | 0.31 | 0.23 | 60.21 | 962.874 | 3.16
D | 4002 | 2018-04-05 | 4 | OFF | 41.6 | 10.55 | 3.03 | 0.06 | 0.05 | 0 | 0 | 0.01 | -0.31 | -0.12 |  | 0 | 0.33 | 0.31 | 0.23 | 55.74 | 982.372 | 3.14
D | 4002 | 2018-04-05 | 5 | OFF | 40.71 | 10.55 | 3.03 | 0.06 | 0.04 | 0 | 0 | 0.02 | -0.24 | -0.12 |  | 0 | 0.33 | 0.31 | 0.23 | 54.92 | 1035.082 | 3.13
D | 4002 | 2018-04-05 | 6 | OFF | 34.29 | 10.55 | 3.03 | 0.06 | 0.15 | 0 | 0 | 0 | 0.24 | -0.12 |  | 0 | 0.33 | 0.31 | 0.23 | 49.07 | 1154.155 | 3.24
D | 4002 | 2018-04-05 | 7 | OFF | 58.4 | 10.55 | 3.03 | 0.06 | 0.38 | 0 | 0.15 | 0.03 | -0.43 | -0.12 |  | 0 | 0.33 | 0.31 | 0.23 | 72.92 | 1325.21 | 3.62
D | 4002 | 2018-04-05 | 8 | ON | 62.06 | 10.55 | 3.03 | 0.06 | 0.32 | 0.44 | 0 | 0.05 | -0.54 | -0.12 |  | 0.02 | 0.33 | 0.31 | 0.23 | 76.74 | 1409.9 | 3.87
D | 4002 | 2018-04-05 | 9 | ON | 49.13 | 10.55 | 3.03 | 0.06 | 0.16 | 0.45 | 0 | 0.03 | -0.34 | -0.12 |  | 0.02 | 0.33 | 0.31 | 0.23 | 63.84 | 1405.717 | 3.72
D | 4002 | 2018-04-05 | 10 | ON | 41.28 | 10.55 | 3.03 | 0.06 | 0.05 | 0.46 | 0 | 0.05 | -0.49 | -0.12 |  | 0.01 | 0.33 | 0.31 | 0.23 | 55.75 | 1391.23 | 3.61
D | 4002 | 2018-04-05 | 11 | ON | 34.74 | 10.55 | 3.03 | 0.06 | 0.08 | 0.47 | 0 | 0.02 | -0.36 | -0.12 |  | 0.01 | 0.33 | 0.31 | 0.23 | 49.35 | 1390.983 | 3.65
D | 4002 | 2018-04-05 | 12 | ON | 40.45 | 10.55 | 3.03 | 0.06 | 0.1 | 0.48 | 0 | 0.01 | -0.53 | -0.12 |  | 0.02 | 0.33 | 0.31 | 0.23 | 54.92 | 1379.187 | 3.69
D | 4002 | 2018-04-05 | 13 | ON | 35.02 | 10.55 | 3.03 | 0.06 | 0.09 | 0.49 | 0 | -0.01 | -0.37 | -0.12 |  | 0.01 | 0.33 | 0.31 | 0.23 | 49.62 | 1357.108 | 3.68
D | 4002 | 2018-04-05 | 14 | ON | 36.08 | 10.55 | 3.03 | 0.06 | 0.09 | 0.49 | 0 | 0 | -0.34 | -0.12 |  | 0 | 0.33 | 0.31 | 0.23 | 50.71 | 1340.627 | 3.67
D | 4002 | 2018-04-05 | 15 | ON | 32.85 | 10.55 | 3.03 | 0.06 | 0.07 | 0.5 | 0 | -0.01 | -0.32 | -0.12 |  | 0 | 0.33 | 0.31 | 0.23 | 47.48 | 1312.885 | 3.66
D | 4002 | 2018-04-05 | 16 | ON | 31.61 | 10.55 | 3.03 | 0.06 | 0.07 | 0.5 | 0 | 0 | -0.3 | -0.12 |  | 0 | 0.33 | 0.31 | 0.23 | 46.27 | 1300.415 | 3.66
D | 4002 | 2018-04-05 | 17 | ON | 27.08 | 10.55 | 3.03 | 0.06 | 0.1 | 0.49 | 0 | -0.02 | -0.37 | -0.12 |  | 0 | 0.33 | 0.31 | 0.23 | 41.67 | 1322.628 | 3.68
D | 4002 | 2018-04-05 | 18 | ON | 31.63 | 10.55 | 3.03 | 0.06 | 0.07 | 0.47 | 0 | -0.03 | -0.3 | -0.12 |  | 0 | 0.33 | 0.31 | 0.23 | 46.23 | 1368.074 | 3.63
D | 4002 | 2018-04-05 | 19 | ON | 37.06 | 10.55 | 3.03 | 0.06 | 0.07 | 0.45 | 0 | -0.03 | -0.35 | -0.12 |  | 0 | 0.33 | 0.31 | 0.23 | 51.59 | 1408.34 | 3.61
D | 4002 | 2018-04-05 | 20 | ON | 54.52 | 10.55 | 3.03 | 0.06 | 0.11 | 0.43 | 0 | -0.02 | -0.42 | -0.12 |  | 0 | 0.33 | 0.31 | 0.23 | 69.01 | 1468.305 | 3.63
D | 4002 | 2018-04-05 | 21 | ON | 70.82 | 10.55 | 3.03 | 0.06 | 0.48 | 0.43 | 0 | 0.05 | -0.55 | -0.12 |  | 0 | 0.33 | 0.31 | 0.23 | 85.62 | 1458.247 | 4
D | 4002 | 2018-04-05 | 22 | ON | 47.94 | 10.55 | 3.03 | 0.06 | 0.36 | 0.45 | 0 | -0.04 | -0.56 | -0.12 |  | 0 | 0.33 | 0.31 | 0.23 | 62.54 | 1362.16 | 3.9
D | 4002 | 2018-04-05 | 23 | ON | 39.77 | 10.55 | 3.03 | 0.06 | 0.17 | 0.49 | 0 | 0.08 | -0.37 | -0.12 |  | 0 | 0.33 | 0.31 | 0.23 | 54.53 | 1240.505 | 3.75
D | 4002 | 2018-04-05 | 24 | OFF | 33.45 | 10.55 | 3.03 | 0.06 | 0.09 | 0 | 0 | 0 | -0.27 | -0.12 |  | 0 | 0.33 | 0.31 | 0.23 | 47.66 | 1139.124 | 3.18
D | 4002 | 2018-04-06 | 1 | OFF | 42.21 | 10.55 | 0.27 | 0.09 | 0.06 | 0 | 0 | 0.02 | -0.34 | -0.12 |  | 0 | 0.33 | 0.31 | 0.23 | 53.61 | 1079.825 | 0.42
D | 4002 | 2018-04-06 | 2 | OFF | 65.35 | 10.55 | 0.27 | 0.09 | 0.13 | 0 | 0.09 | -0.13 | -0.48 | -0.12 |  | 0 | 0.33 | 0.31 | 0.23 | 76.62 | 1044.694 | 0.58
D | 4002 | 2018-04-06 | 3 | OFF | 69.98 | 10.55 | 0.27 | 0.09 | 0.21 | 0 | 0 | -0.06 | -0.32 | -0.12 |  | 0 | 0.33 | 0.31 | 0.23 | 81.47 | 1020.92 | 0.57
D | 4002 | 2018-04-06 | 4 | OFF | 71.8 | 10.55 | 0.27 | 0.09 | 0.2 | 0 | 0 | -0.11 | -0.29 | -0.12 |  | 0 | 0.33 | 0.31 | 0.23 | 83.26 | 1031.092 | 0.56
D | 4002 | 2018-04-06 | 5 | OFF | 66.54 | 10.55 | 0.27 | 0.09 | 0.26 | 0 | 0.17 | 0.12 | -0.35 | -0.12 |  | 0 | 0.33 | 0.31 | 0.23 | 78.4 | 1076.802 | 0.79
D | 4002 | 2018-04-06 | 6 | OFF | 70.73 | 10.55 | 0.27 | 0.09 | 0.32 | 0 | 0.33 | -0.02 | -0.14 | -0.12 |  | 0 | 0.33 | 0.31 | 0.23 | 82.88 | 1180.68 | 1.01
D | 4002 | 2018-04-06 | 7 | OFF | 85.11 | 10.55 | 0.27 | 0.09 | 0.18 | 0 | 0.11 | -0.08 | -0.29 | -0.12 |  | 0 | 0.33 | 0.31 | 0.23 | 96.69 | 1341.849 | 0.65
D | 4002 | 2018-04-06 | 8 | ON | 88.3 | 10.55 | 0.27 | 0.09 | 0.36 | 0.44 | 0.1 | -0.05 | -0.49 | -0.12 |  | 0.02 | 0.33 | 0.31 | 0.23 | 100.34 | 1412.148 | 1.28
D | 4002 | 2018-04-06 | 9 | ON | 77.28 | 10.55 | 0.27 | 0.09 | 0.11 | 0.44 | 0.02 | -0.02 | -0.4 | -0.12 |  | 0.02 | 0.33 | 0.31 | 0.23 | 89.11 | 1403.135 | 0.95
D | 4002 | 2018-04-06 | 10 | ON | 68.47 | 10.55 | 0.27 | 0.09 | 0.16 | 0.44 | 0 | -0.01 | -0.55 | -0.12 |  | 0.02 | 0.33 | 0.31 | 0.23 | 80.19 | 1397.658 | 0.98
D | 4002 | 2018-04-06 | 11 | ON | 77.41 | 10.55 | 0.27 | 0.09 | 0.19 | 0.44 | 0 | 0.02 | -0.44 | -0.12 |  | 0.02 | 0.33 | 0.31 | 0.23 | 89.3 | 1397.64 | 1.01
D | 4002 | 2018-04-06 | 12 | ON | 86.06 | 10.55 | 0.27 | 0.09 | 0.08 | 0.44 | 0.25 | 0.03 | -0.55 | -0.12 |  | 0.01 | 0.33 | 0.31 | 0.23 | 97.98 | 1386.325 | 1.14
D | 4002 | 2018-04-06 | 13 | ON | 88.04 | 10.55 | 0.27 | 0.09 | 0.07 | 0.44 | 0.25 | 0.02 | -0.37 | -0.12 |  | 0.01 | 0.33 | 0.31 | 0.23 | 100.12 | 1375.149 | 1.13
D | 4002 | 2018-04-06 | 14 | ON | 88.09 | 10.55 | 0.27 | 0.09 | 0.03 | 0.43 | 0.14 | 0.05 | -0.31 | -0.12 |  | 0.01 | 0.33 | 0.31 | 0.23 | 100.1 | 1384.126 | 0.97
D | 4002 | 2018-04-06 | 15 | ON | 91.96 | 10.55 | 0.27 | 0.09 | 0.38 | 0.44 | 0.49 | 0.03 | -0.3 | -0.12 |  | 0.01 | 0.33 | 0.31 | 0.23 | 104.67 | 1387.735 | 1.68
D | 4002 | 2018-04-06 | 16 | ON | 82.48 | 10.55 | 0.27 | 0.09 | 0.32 | 0.44 | 0.13 | 0.1 | -0.19 | -0.12 |  | 0.01 | 0.33 | 0.31 | 0.23 | 94.95 | 1398.223 | 1.26
D | 4002 | 2018-04-06 | 17 | ON | 61.51 | 10.55 | 0.27 | 0.09 | 0.05 | 0.44 | 0 | 0.07 | -0.07 | -0.12 |  | 0.01 | 0.33 | 0.31 | 0.23 | 73.67 | 1417.178 | 0.86
D | 4002 | 2018-04-06 | 18 | ON | 57.88 | 10.55 | 0.27 | 0.09 | 0.07 | 0.44 | 0 | 0.01 | -0.29 | -0.12 |  | 0.01 | 0.33 | 0.31 | 0.23 | 69.78 | 1427.592 | 0.88
D | 4002 | 2018-04-06 | 19 | ON | 55.31 | 10.55 | 0.27 | 0.09 | 0.08 | 0.45 | 0 | 0 | -0.47 | -0.12 |  | 0 | 0.33 | 0.31 | 0.23 | 67.03 | 1422.048 | 0.89
D | 4002 | 2018-04-06 | 20 | ON | 62.24 | 10.55 | 0.27 | 0.09 | 0.1 | 0.44 | 0.01 | -0.01 | -0.42 | -0.12 |  | 0 | 0.33 | 0.31 | 0.23 | 74.02 | 1417.544 | 0.91
D | 4002 | 2018-04-06 | 21 | ON | 59.87 | 10.55 | 0.27 | 0.09 | 0.11 | 0.45 | 0 | 0 | -0.34 | -0.12 |  | 0 | 0.33 | 0.31 | 0.23 | 71.75 | 1378.559 | 0.92
D | 4002 | 2018-04-06 | 22 | ON | 64.92 | 10.55 | 0.27 | 0.09 | 0.24 | 0.47 | 0 | -0.04 | -0.27 | -0.12 |  | 0 | 0.33 | 0.31 | 0.23 | 76.98 | 1295.815 | 1.07
D | 4002 | 2018-04-06 | 23 | ON | 85.38 | 10.55 | 0.27 | 0.09 | 0.37 | 0.49 | 0.07 | -0.07 | -0.46 | -0.12 |  | 0 | 0.33 | 0.31 | 0.23 | 97.44 | 1185.557 | 1.29
D | 4002 | 2018-04-06 | 24 | OFF | 60.39 | 10.55 | 0.27 | 0.09 | 0.21 | 0 | 0.16 | 0.08 | -0.3 | -0.12 |  | 0 | 0.33 | 0.31 | 0.23 | 72.2 | 1084.013 | 0.73
D | 4002 | 2018-04-07 | 1 | OFF | 58.57 | 10.55 | 1.37 | 0.2 | 0.09 | 0 | 0 | -0.09 | -0.43 | -0.12 |  | 0 | 0.33 | 0.31 | 0.23 | 71.01 | 1016.045 | 1.66
D | 4002 | 2018-04-07 | 2 | OFF | 53.59 | 10.55 | 1.37 | 0.2 | 0.05 | 0 | 0 | 0.01 | -0.26 | -0.12 |  | 0 | 0.33 | 0.31 | 0.23 | 66.26 | 976.264 | 1.62
D | 4002 | 2018-04-07 | 3 | OFF | 53.63 | 10.55 | 1.37 | 0.2 | 0.04 | 0 | 0.01 | -0.06 | -0.27 | -0.12 |  | 0 | 0.33 | 0.31 | 0.23 | 66.22 | 952.896 | 1.62
D | 4002 | 2018-04-07 | 4 | OFF | 52.66 | 10.55 | 1.37 | 0.2 | 0.05 | 0 | 0 | -0.03 | -0.2 | -0.12 |  | 0 | 0.33 | 0.31 | 0.23 | 65.35 | 949.101 | 1.62
D | 4002 | 2018-04-07 | 5 | OFF | 52.61 | 10.55 | 1.37 | 0.2 | 0.05 | 0 | 0 | -0.01 | -0.27 | -0.12 |  | 0 | 0.33 | 0.31 | 0.23 | 65.25 | 963.899 | 1.62
D | 4002 | 2018-04-07 | 6 | OFF | 62.11 | 10.55 | 1.37 | 0.2 | 0.07 | 0 | 0.05 | 0.04 | -0.27 | -0.12 |  | 0 | 0.33 | 0.31 | 0.23 | 74.87 | 1014.687 | 1.69
D | 4002 | 2018-04-07 | 7 | OFF | 86.71 | 10.55 | 1.37 | 0.2 | 0.66 | 0 | 1.22 | 0.05 | -0.44 | -0.12 |  | 0 | 0.33 | 0.31 | 0.23 | 101.07 | 1085.369 | 3.45
D | 4002 | 2018-04-07 | 8 | OFF | 92.79 | 10.55 | 1.37 | 0.2 | 0.72 | 0 | 1.12 | 0.01 | -0.52 | -0.12 |  | 0 | 0.33 | 0.31 | 0.23 | 106.99 | 1177.447 | 3.41
D | 4002 | 2018-04-07 | 9 | OFF | 103.8 | 10.55 | 1.37 | 0.2 | 0.68 | 0 | 1.76 | -0.05 | -0.49 | -0.12 |  | 0 | 0.33 | 0.31 | 0.23 | 118.57 | 1264.158 | 4.01
D | 4002 | 2018-04-07 | 10 | OFF | 113.75 | 10.55 | 1.37 | 0.2 | 0.29 | 0 | 2.51 | 0 | -0.69 | -0.12 |  | 0 | 0.33 | 0.31 | 0.23 | 128.73 | 1297.549 | 4.37
D | 4002 | 2018-04-07 | 11 | OFF | 91.75 | 10.55 | 1.37 | 0.2 | 0.28 | 0 | 1.54 | 0.21 | 0.13 | -0.12 |  | 0 | 0.33 | 0.31 | 0.23 | 106.78 | 1288.507 | 3.39
D | 4002 | 2018-04-07 | 12 | OFF | 52.65 | 10.55 | 1.37 | 0.2 | 0.14 | 0 | 0.02 | 0.05 | -0.44 | -0.12 |  | 0 | 0.33 | 0.31 | 0.23 | 65.29 | 1261.654 | 1.73
D | 4002 | 2018-04-07 | 13 | OFF | 47.07 | 10.55 | 1.37 | 0.2 | 0.11 | 0 | 0 | 0.13 | -0.35 | -0.12 |  | 0 | 0.33 | 0.31 | 0.23 | 59.83 | 1225.065 | 1.68
D | 4002 | 2018-04-07 | 14 | OFF | 34.53 | 10.55 | 1.37 | 0.2 | 0.13 | 0 | 0 | 0.04 | -0.33 | -0.12 |  | 0 | 0.33 | 0.31 | 0.23 | 47.24 | 1191.044 | 1.7
D | 4002 | 2018-04-07 | 15 | OFF | 35.35 | 10.55 | 1.37 | 0.2 | 0.17 | 0 | 0 | -0.11 | -0.49 | -0.12 |  | 0 | 0.33 | 0.31 | 0.23 | 47.79 | 1160.301 | 1.74
D | 4002 | 2018-04-07 | 16 | OFF | 24.05 | 10.55 | 1.37 | 0.2 | 0.17 | 0 | 0 | 0.04 | -0.46 | -0.12 |  | 0 | 0.33 | 0.31 | 0.23 | 36.67 | 1146.572 | 1.74
D | 4002 | 2018-04-07 | 17 | OFF | 39.95 | 10.55 | 1.37 | 0.2 | 0.31 | 0 | 0 | 0.03 | -0.23 | -0.12 |  | 0 | 0.33 | 0.31 | 0.23 | 52.93 | 1159.267 | 1.88
D | 4002 | 2018-04-07 | 18 | OFF | 52.55 | 10.55 | 1.37 | 0.2 | 0.18 | 0 | 0 | 0.01 | -0.43 | -0.12 |  | 0 | 0.33 | 0.31 | 0.23 | 65.18 | 1199.021 | 1.75
D | 4002 | 2018-04-07 | 19 | OFF | 57.42 | 10.55 | 1.37 | 0.2 | 0.12 | 0 | 0 | 0.12 | -0.52 | -0.12 |  | 0 | 0.33 | 0.31 | 0.23 | 70.01 | 1223.656 | 1.69
D | 4002 | 2018-04-07 | 20 | OFF | 99.05 | 10.55 | 1.37 | 0.2 | 0.39 | 0 | 2.94 | 0.05 | -0.42 | -0.12 |  | 0 | 0.33 | 0.31 | 0.23 | 114.88 | 1264.858 | 4.9
D | 4002 | 2018-04-07 | 21 | OFF | 93.23 | 10.55 | 1.37 | 0.2 | 0.39 | 0 | 3.98 | 0.01 | -0.47 | -0.12 |  | 0 | 0.33 | 0.31 | 0.23 | 110.01 | 1261.344 | 5.94
D | 4002 | 2018-04-07 | 22 | OFF | 78.32 | 10.55 | 1.37 | 0.2 | 0.39 | 0 | 0.53 | -0.01 | -0.45 | -0.12 |  | 0 | 0.33 | 0.31 | 0.23 | 91.65 | 1197.611 | 2.49
D | 4002 | 2018-04-07 | 23 | OFF | 64.37 | 10.55 | 1.37 | 0.2 | 0.38 | 0 | 0.21 | -0.05 | -0.47 | -0.12 |  | 0 | 0.33 | 0.31 | 0.23 | 77.31 | 1120.787 | 2.16
D | 4002 | 2018-04-07 | 24 | OFF | 55.21 | 10.55 | 1.37 | 0.2 | 0.3 | 0 | 0 | 0.11 | -0.46 | -0.12 |  | 0 | 0.33 | 0.31 | 0.23 | 68.03 | 1038.849 | 1.87
D | 4002 | 2018-04-08 | 1 | OFF | 48.46 | 10.55 | 0.45 | 0.02 | 0.11 | 0 | 0 | 0 | -0.29 | -0.12 |  | 0 | 0.33 | 0.31 | 0.23 | 60.05 | 983.187 | 0.58
D | 4002 | 2018-04-08 | 2 | OFF | 47.4 | 10.55 | 0.45 | 0.02 | 0.08 | 0 | 0 | -0.03 | -0.27 | -0.12 |  | 0 | 0.33 | 0.31 | 0.23 | 58.95 | 952.663 | 0.55
D | 4002 | 2018-04-08 | 3 | OFF | 48.32 | 10.55 | 0.45 | 0.02 | 0.07 | 0 | 0 | -0.02 | -0.24 | -0.12 |  | 0 | 0.33 | 0.31 | 0.23 | 59.9 | 937.802 | 0.54
D | 4002 | 2018-04-08 | 4 | OFF | 48.48 | 10.55 | 0.45 | 0.02 | 0.08 | 0 | 0 | 0 | -0.2 | -0.12 |  | 0 | 0.33 | 0.31 | 0.23 | 60.13 | 935.502 | 0.55
D | 4002 | 2018-04-08 | 5 | OFF | 51.59 | 10.55 | 0.45 | 0.02 | 0.09 | 0 | 0 | -0.05 | -0.21 | -0.12 |  | 0 | 0.33 | 0.31 | 0.23 | 63.19 | 948.247 | 0.56
D | 4002 | 2018-04-08 | 6 | OFF | 65.16 | 10.55 | 0.45 | 0.02 | 0.16 | 0 | 0.01 | 0.12 | -0.15 | -0.12 |  | 0 | 0.33 | 0.31 | 0.23 | 77.07 | 987.504 | 0.64
D | 4002 | 2018-04-08 | 7 | OFF | 53.05 | 10.55 | 0.45 | 0.02 | 0.22 | 0 | 0 | 0.18 | -0.2 | -0.12 |  | 0 | 0.33 | 0.31 | 0.23 | 65.02 | 1039.991 | 0.69
D | 4002 | 2018-04-08 | 8 | OFF | 43.62 | 10.55 | 0.45 | 0.02 | 0.48 | 0 | 0 | -0.02 | -0.28 | -0.12 |  | 0 | 0.33 | 0.31 | 0.23 | 55.57 | 1111.468 | 0.95
D | 4002 | 2018-04-08 | 9 | OFF | 54.11 | 10.55 | 0.45 | 0.02 | 0.19 | 0 | 0 | 0 | -0.38 | -0.12 |  | 0 | 0.33 | 0.31 | 0.23 | 65.69 | 1177.042 | 0.66
D | 4002 | 2018-04-08 | 10 | OFF | 52.93 | 10.55 | 0.45 | 0.02 | 0.13 | 0 | 0 | -0.04 | -0.43 | -0.12 |  | 0 | 0.33 | 0.31 | 0.23 | 64.36 | 1215.546 | 0.6
D | 4002 | 2018-04-08 | 11 | OFF | 51.54 | 10.55 | 0.45 | 0.02 | 0.11 | 0 | 0 | -0.06 | -0.32 | -0.12 |  | 0 | 0.33 | 0.31 | 0.23 | 63.04 | 1229.044 | 0.58
D | 4002 | 2018-04-08 | 12 | OFF | 50.02 | 10.55 | 0.45 | 0.02 | 0.07 | 0 | 0 | 0.02 | -0.26 | -0.12 |  | 0 | 0.33 | 0.31 | 0.23 | 61.62 | 1223.507 | 0.54
D | 4002 | 2018-04-08 | 13 | OFF | 49.26 | 10.55 | 0.45 | 0.02 | 0.07 | 0 | 0 | -0.08 | -0.26 | -0.12 |  | 0 | 0.33 | 0.31 | 0.23 | 60.76 | 1206.553 | 0.54
D | 4002 | 2018-04-08 | 14 | OFF | 51.37 | 10.55 | 0.45 | 0.02 | 0.07 | 0 | 0 | -0.04 | -0.27 | -0.12 |  | 0 | 0.33 | 0.31 | 0.23 | 62.9 | 1188.559 | 0.54
D | 4002 | 2018-04-08 | 15 | OFF | 51.05 | 10.55 | 0.45 | 0.02 | 0.09 | 0 | 0 | 0.01 | -0.26 | -0.12 |  | 0 | 0.33 | 0.31 | 0.23 | 62.66 | 1177.394 | 0.56
D | 4002 | 2018-04-08 | 16 | OFF | 50.4 | 10.55 | 0.45 | 0.02 | 0.09 | 0 | 0 | -0.03 | -0.26 | -0.12 |  | 0 | 0.33 | 0.31 | 0.23 | 61.97 | 1184.677 | 0.56
D | 4002 | 2018-04-08 | 17 | OFF | 48.9 | 10.55 | 0.45 | 0.02 | 0.1 | 0 | 0 | 0.01 | -0.24 | -0.12 |  | 0 | 0.33 | 0.31 | 0.23 | 60.54 | 1223.949 | 0.57
D | 4002 | 2018-04-08 | 18 | OFF | 53.16 | 10.55 | 0.45 | 0.02 | 0.08 | 0 | 0 | 0.05 | -0.3 | -0.12 |  | 0 | 0.33 | 0.31 | 0.23 | 64.76 | 1279.194 | 0.55
D | 4002 | 2018-04-08 | 19 | OFF | 56.04 | 10.55 | 0.45 | 0.02 | 0.11 | 0 | 0 | 0.01 | -0.35 | -0.12 |  | 0 | 0.33 | 0.31 | 0.23 | 67.58 | 1305.971 | 0.58
D | 4002 | 2018-04-08 | 20 | OFF | 60.99 | 10.55 | 0.45 | 0.02 | 0.14 | 0 | 0 | 0.04 | -0.45 | -0.12 |  | 0 | 0.33 | 0.31 | 0.23 | 72.49 | 1349.422 | 0.61
D | 4002 | 2018-04-08 | 21 | OFF | 64.33 | 10.55 | 0.45 | 0.02 | 0.18 | 0 | 0 | -0.02 | -0.41 | -0.12 |  | 0 | 0.33 | 0.31 | 0.23 | 75.85 | 1324.426 | 0.65
D | 4002 | 2018-04-08 | 22 | OFF | 51.36 | 10.55 | 0.45 | 0.02 | 0.19 | 0 | 0 | -0.03 | -0.33 | -0.12 |  | 0 | 0.33 | 0.31 | 0.23 | 62.96 | 1232.161 | 0.66
D | 4002 | 2018-04-08 | 23 | OFF | 54.41 | 10.55 | 0.45 | 0.02 | 0.25 | 0 | 0 | -0.09 | -0.46 | -0.12 |  | 0 | 0.33 | 0.31 | 0.23 | 65.88 | 1124.254 | 0.72
D | 4002 | 2018-04-08 | 24 | OFF | 57.59 | 10.55 | 0.45 | 0.02 | 0.22 | 0 | 0.19 | 0.11 | -0.17 | -0.12 |  | 0 | 0.33 | 0.31 | 0.23 | 69.71 | 1041.092 | 0.88
D | 4002 | 2018-04-09 | 1 | OFF | 46.05 | 10.55 | 0.28 | 0.03 | 0.05 | 0 | 0 | -0.03 | -0.58 | -0.12 |  | 0 | 0.33 | 0.31 | 0.23 | 57.1 | 995.388 | 0.36
D | 4002 | 2018-04-09 | 2 | OFF | 43.74 | 10.55 | 0.28 | 0.03 | 0.05 | 0 | 0 | -0.12 | -0.17 | -0.12 |  | 0 | 0.33 | 0.31 | 0.23 | 55.11 | 976.673 | 0.36
D | 4002 | 2018-04-09 | 3 | OFF | 33.64 | 10.55 | 0.28 | 0.03 | 0.17 | 0 | 0 | -0.03 | -0.29 | -0.12 |  | 0 | 0.33 | 0.31 | 0.23 | 45.1 | 971.095 | 0.48
D | 4002 | 2018-04-09 | 4 | OFF | 24.51 | 10.55 | 0.28 | 0.03 | 0.14 | 0 | 0 | -0.03 | -0.28 | -0.12 |  | 0 | 0.33 | 0.31 | 0.23 | 35.95 | 985.751 | 0.45
D | 4002 | 2018-04-09 | 5 | OFF | 36.44 | 10.55 | 0.28 | 0.03 | 0.1 | 0 | 0 | 0.02 | -0.27 | -0.12 |  | 0 | 0.33 | 0.31 | 0.23 | 47.9 | 1033.916 | 0.41
D | 4002 | 2018-04-09 | 6 | OFF | 51.36 | 10.55 | 0.28 | 0.03 | 0.19 | 0 | 0 | 0.06 | -0.11 | -0.12 |  | 0 | 0.33 | 0.31 | 0.23 | 63.11 | 1158.249 | 0.5
D | 4002 | 2018-04-09 | 7 | OFF | 69.2 | 10.55 | 0.28 | 0.03 | 0.24 | 0 | 0 | -0.1 | -0.33 | -0.12 |  | 0 | 0.33 | 0.31 | 0.23 | 80.62 | 1333.518 | 0.55
D | 4002 | 2018-04-09 | 8 | ON | 60.81 | 10.55 | 0.28 | 0.03 | 0.17 | 0.44 | 0 | 0.03 | -0.53 | -0.12 |  | 0.02 | 0.33 | 0.31 | 0.23 | 72.55 | 1417.565 | 0.94
D | 4002 | 2018-04-09 | 9 | ON | 52.83 | 10.55 | 0.28 | 0.03 | 0.07 | 0.45 | 0 | 0.03 | -0.49 | -0.12 |  | 0.02 | 0.33 | 0.31 | 0.23 | 64.52 | 1419.455 | 0.85
D | 4002 | 2018-04-09 | 10 | ON | 48.18 | 10.55 | 0.28 | 0.03 | 0.08 | 0.46 | 0 | -0.04 | -0.49 | -0.12 |  | 0.02 | 0.33 | 0.31 | 0.23 | 59.82 | 1404.454 | 0.87
D | 4002 | 2018-04-09 | 11 | ON | 50.61 | 10.55 | 0.28 | 0.03 | 0.08 | 0.47 | 0 | -0.02 | -0.44 | -0.12 |  | 0.02 | 0.33 | 0.31 | 0.23 | 62.33 | 1397.796 | 0.88
D | 4002 | 2018-04-09 | 12 | ON | 39.25 | 10.55 | 0.28 | 0.03 | 0.11 | 0.48 | 0 | -0.01 | -0.36 | -0.12 |  | 0.01 | 0.33 | 0.31 | 0.23 | 51.09 | 1379.504 | 0.91
D | 4002 | 2018-04-09 | 13 | ON | 33.06 | 10.55 | 0.28 | 0.03 | 0.21 | 0.49 | 0 | -0.01 | -0.44 | -0.12 |  | 0.01 | 0.33 | 0.31 | 0.23 | 44.93 | 1353.559 | 1.02
D | 4002 | 2018-04-09 | 14 | ON | 43.72 | 10.55 | 0.28 | 0.03 | 0.26 | 0.5 | 0 | -0.1 | -0.11 | -0.12 |  | 0.01 | 0.33 | 0.31 | 0.23 | 55.89 | 1332.361 | 1.08
D | 4002 | 2018-04-09 | 15 | ON | 42.44 | 10.55 | 0.28 | 0.03 | 0.1 | 0.51 | 0 | -0.05 | -0.19 | -0.12 |  | 0.01 | 0.33 | 0.31 | 0.23 | 54.43 | 1301.749 | 0.93
D | 4002 | 2018-04-09 | 16 | ON | 42.33 | 10.55 | 0.28 | 0.03 | 0.14 | 0.51 | 0 | 0.07 | -0.44 | -0.12 |  | 0.01 | 0.33 | 0.31 | 0.23 | 54.23 | 1284.801 | 0.97
D | 4002 | 2018-04-09 | 17 | ON | 47.75 | 10.55 | 0.28 | 0.03 | 0.15 | 0.5 | 0 | 0 | -0.39 | -0.12 |  | 0.01 | 0.33 | 0.31 | 0.23 | 59.63 | 1290.319 | 0.97
D | 4002 | 2018-04-09 | 18 | ON | 58.25 | 10.55 | 0.28 | 0.03 | 0.07 | 0.47 | 0 | -0.14 | -0.31 | -0.12 |  | 0.01 | 0.33 | 0.31 | 0.23 | 69.96 | 1333.634 | 0.86
D | 4002 | 2018-04-09 | 19 | ON | 66.41 | 10.55 | 0.28 | 0.03 | 0.13 | 0.46 | 0 | -0.01 | -0.39 | -0.12 |  | 0 | 0.33 | 0.31 | 0.23 | 78.21 | 1372.099 | 0.9
D | 4002 | 2018-04-09 | 20 | ON | 75.46 | 10.55 | 0.28 | 0.03 | 0.2 | 0.44 | 0.3 | -0.05 | -0.29 | -0.12 |  | 0 | 0.33 | 0.31 | 0.23 | 87.67 | 1419.358 | 1.25
D | 4002 | 2018-04-09 | 21 | ON | 81.63 | 10.55 | 0.28 | 0.03 | 0.43 | 0.44 | 0.34 | 0.04 | -0.39 | -0.12 |  | 0 | 0.33 | 0.31 | 0.23 | 94.1 | 1399.935 | 1.52
D | 4002 | 2018-04-09 | 22 | ON | 66.5 | 10.55 | 0.28 | 0.03 | 0.33 | 0.47 | 0 | 0.01 | -0.24 | -0.12 |  | 0 | 0.33 | 0.31 | 0.23 | 78.68 | 1297.028 | 1.11
D | 4002 | 2018-04-09 | 23 | ON | 60.39 | 10.55 | 0.28 | 0.03 | 0.34 | 0.51 | 0.04 | -0.02 | -0.13 | -0.12 |  | 0 | 0.33 | 0.31 | 0.23 | 72.74 | 1169.538 | 1.2
D | 4002 | 2018-04-09 | 24 | OFF | 54.57 | 10.55 | 0.28 | 0.03 | 0.32 | 0 | 0 | -0.04 | -0.46 | -0.12 |  | 0 | 0.33 | 0.31 | 0.23 | 66 | 1070.893 | 0.63
D | 4002 | 2018-04-10 | 1 | OFF | 56.61 | 10.55 | 0.22 | 0.02 | 0.11 | 0 | 0.13 | 0.02 | -0.1 | -0.12 |  | 0 | 0.33 | 0.31 | 0.23 | 68.31 | 1013.146 | 0.48
D | 4002 | 2018-04-10 | 2 | OFF | 49.54 | 10.55 | 0.22 | 0.02 | 0.15 | 0 | 0.15 | 0.04 | -0.16 | -0.12 |  | 0 | 0.33 | 0.31 | 0.23 | 61.26 | 985.86 | 0.54
D | 4002 | 2018-04-10 | 3 | OFF | 55.58 | 10.55 | 0.22 | 0.02 | 0.16 | 0 | 0.04 | -0.03 | -0.12 | -0.12 |  | 0 | 0.33 | 0.31 | 0.23 | 67.17 | 971.536 | 0.44
D | 4002 | 2018-04-10 | 4 | OFF | 54.21 | 10.55 | 0.22 | 0.02 | 0.18 | 0 | 0 | 0.09 | -0.07 | -0.12 |  | 0 | 0.33 | 0.31 | 0.23 | 65.95 | 979.243 | 0.42
D | 4002 | 2018-04-10 | 5 | OFF | 58.37 | 10.55 | 0.22 | 0.02 | 0.21 | 0 | 0 | 0.07 | -0.06 | -0.12 |  | 0 | 0.33 | 0.31 | 0.23 | 70.13 | 1021.271 | 0.45
D | 4002 | 2018-04-10 | 6 | OFF | 58.06 | 10.55 | 0.22 | 0.02 | 0.32 | 0 | 0.04 | 0.19 | -0.09 | -0.12 |  | 0 | 0.33 | 0.31 | 0.23 | 70.06 | 1140.04 | 0.6
D | 4002 | 2018-04-10 | 7 | OFF | 93.26 | 10.55 | 0.22 | 0.02 | 0.58 | 0 | 0.74 | 0.12 | 0.36 | -0.12 |  | 0 | 0.33 | 0.31 | 0.23 | 106.6 | 1309.724 | 1.56
D | 4002 | 2018-04-10 | 8 | ON | 77.71 | 10.55 | 0.22 | 0.02 | 0.23 | 0.45 | 0 | -0.11 | -0.43 | -0.12 |  | 0.02 | 0.33 | 0.31 | 0.23 | 89.41 | 1384.751 | 0.94
D | 4002 | 2018-04-10 | 9 | ON | 73.21 | 10.55 | 0.22 | 0.02 | 0.2 | 0.44 | 0 | -0.02 | -0.41 | -0.12 |  | 0.02 | 0.33 | 0.31 | 0.23 | 84.98 | 1387.599 | 0.9
D | 4002 | 2018-04-10 | 10 | ON | 66 | 10.55 | 0.22 | 0.02 | 0.17 | 0.44 | 0 | -0.05 | -0.44 | -0.12 |  | 0.03 | 0.33 | 0.31 | 0.23 | 77.69 | 1384.903 | 0.88
D | 4002 | 2018-04-10 | 11 | ON | 70.37 | 10.55 | 0.22 | 0.02 | 0.12 | 0.44 | 0 | -0.06 | -0.5 | -0.12 |  | 0.02 | 0.33 | 0.31 | 0.23 | 81.93 | 1385.658 | 0.82
D | 4002 | 2018-04-10 | 12 | ON | 74.44 | 10.55 | 0.22 | 0.02 | 0.14 | 0.44 | 0 | -0.02 | -0.42 | -0.12 |  | 0.01 | 0.33 | 0.31 | 0.23 | 86.13 | 1381.161 | 0.83
D | 4002 | 2018-04-10 | 13 | ON | 66.96 | 10.55 | 0.22 | 0.02 | 0.18 | 0.44 | 0 | 0.1 | -0.41 | -0.12 |  | 0.01 | 0.33 | 0.31 | 0.23 | 78.82 | 1365.279 | 0.87
D | 4002 | 2018-04-10 | 14 | ON | 57.44 | 10.55 | 0.22 | 0.02 | 0.1 | 0.43 | 0 | 0.1 | -0.44 | -0.12 |  | 0.02 | 0.33 | 0.31 | 0.23 | 69.19 | 1354.399 | 0.79
D | 4002 | 2018-04-10 | 15 | ON | 56.41 | 10.55 | 0.22 | 0.02 | 0.1 | 0.46 | 0 | 0 | -0.44 | -0.12 |  | 0.02 | 0.33 | 0.31 | 0.23 | 68.09 | 1332.154 | 0.82
D | 4002 | 2018-04-10 | 16 | ON | 56.23 | 10.55 | 0.22 | 0.02 | 0.1 | 0.47 | 0 | 0 | -0.47 | -0.12 |  | 0.02 | 0.33 | 0.31 | 0.23 | 67.89 | 1325.088 | 0.83
D | 4002 | 2018-04-10 | 17 | ON | 56.63 | 10.55 | 0.22 | 0.02 | 0.11 | 0.46 | 0 | 0.05 | -0.49 | -0.12 |  | 0.02 | 0.33 | 0.31 | 0.23 | 68.32 | 1345.388 | 0.83
D | 4002 | 2018-04-10 | 18 | ON | 58.71 | 10.55 | 0.22 | 0.02 | 0.05 | 0.45 | 0 | 0.02 | -0.47 | -0.12 |  | 0.02 | 0.33 | 0.31 | 0.23 | 70.32 | 1380.806 | 0.76
D | 4002 | 2018-04-10 | 19 | ON | 66.35 | 10.55 | 0.22 | 0.02 | 0.1 | 0.44 | 0 | 0 | -0.52 | -0.12 |  | 0 | 0.33 | 0.31 | 0.23 | 77.91 | 1408.189 | 0.78
D | 4002 | 2018-04-10 | 20 | ON | 77.74 | 10.55 | 0.22 | 0.02 | 0.19 | 0.43 | 0 | 0.02 | -0.49 | -0.12 |  | 0 | 0.33 | 0.31 | 0.23 | 89.43 | 1433.008 | 0.86
D | 4002 | 2018-04-10 | 21 | ON | 71.46 | 10.55 | 0.22 | 0.02 | 0.18 | 0.43 | 0 | 0.07 | -0.47 | -0.12 |  | 0 | 0.33 | 0.31 | 0.23 | 83.21 | 1404.664 | 0.85
D | 4002 | 2018-04-10 | 22 | ON | 64.14 | 10.55 | 0.22 | 0.02 | 0.15 | 0.46 | 0 | 0.1 | -0.25 | -0.12 |  | 0 | 0.33 | 0.31 | 0.23 | 76.14 | 1298.595 | 0.85
D | 4002 | 2018-04-10 | 23 | ON | 64.63 | 10.55 | 0.22 | 0.02 | 0.17 | 0.5 | 0 | 0.12 | -0.25 | -0.12 |  | 0 | 0.33 | 0.31 | 0.23 | 76.71 | 1172.287 | 0.91
D | 4002 | 2018-04-10 | 24 | OFF | 54.08 | 10.55 | 0.22 | 0.02 | 0.1 | 0 | 0 | -0.08 | -0.35 | -0.12 |  | 0 | 0.33 | 0.31 | 0.23 | 65.29 | 1073.011 | 0.34
D | 4002 | 2018-04-11 | 1 | OFF | 58.54 | 10.55 | 0.34 | 0.14 | 0.11 | 0 | 0.07 | -0.03 | -0.24 | -0.12 |  | 0 | 0.33 | 0.31 | 0.23 | 70.23 | 1014.869 | 0.66
D | 4002 | 2018-04-11 | 2 | OFF | 68.43 | 10.55 | 0.34 | 0.14 | 0.1 | 0 | 0 | 0.12 | -0.16 | -0.12 |  | 0 | 0.33 | 0.31 | 0.23 | 80.27 | 985.179 | 0.58
D | 4002 | 2018-04-11 | 3 | OFF | 56.4 | 10.55 | 0.34 | 0.14 | 0.06 | 0 | 0 | 0.02 | -0.12 | -0.12 |  | 0 | 0.33 | 0.31 | 0.23 | 68.14 | 974.454 | 0.54
D | 4002 | 2018-04-11 | 4 | OFF | 53.92 | 10.55 | 0.34 | 0.14 | 0.04 | 0 | 0 | -0.06 | -0.16 | -0.12 |  | 0 | 0.33 | 0.31 | 0.23 | 65.52 | 983.001 | 0.52
D | 4002 | 2018-04-11 | 5 | OFF | 71.1 | 10.55 | 0.34 | 0.14 | 0.11 | 0 | 0.01 | -0.02 | -0.1 | -0.12 |  | 0 | 0.33 | 0.31 | 0.23 | 82.88 | 1027.257 | 0.6
D | 4002 | 2018-04-11 | 6 | OFF | 86.42 | 10.55 | 0.34 | 0.14 | 0.21 | 0 | 0.28 | 0.21 | 0.19 | -0.12 |  | 0 | 0.33 | 0.31 | 0.23 | 99.09 | 1145.911 | 0.97
D | 4002 | 2018-04-11 | 7 | OFF | 107.01 | 10.55 | 0.34 | 0.14 | 1.25 | 0 | 0.35 | -0.15 | -0.06 | -0.12 |  | 0 | 0.33 | 0.31 | 0.23 | 120.18 | 1321.72 | 2.08
D | 4002 | 2018-04-11 | 8 | ON | 117.35 | 10.55 | 0.34 | 0.14 | 1.27 | 0.43 | 0.3 | -0.07 | -0.37 | -0.12 |  | 0.03 | 0.33 | 0.31 | 0.23 | 130.72 | 1401.079 | 2.51
D | 4002 | 2018-04-11 | 9 | ON | 89.91 | 10.55 | 0.34 | 0.14 | 0.48 | 0.45 | 0.13 | -0.01 | -0.22 | -0.12 |  | 0.02 | 0.33 | 0.31 | 0.23 | 102.54 | 1394.006 | 1.56
D | 4002 | 2018-04-11 | 10 | ON | 66.04 | 10.55 | 0.34 | 0.14 | 0.25 | 0.47 | 0.19 | 0.08 | -0.14 | -0.12 |  | 0.02 | 0.33 | 0.31 | 0.23 | 78.69 | 1360.799 | 1.41
D | 4002 | 2018-04-11 | 11 | ON | 53.53 | 10.55 | 0.34 | 0.14 | 0.1 | 0.48 | 0 | -0.03 | -0.31 | -0.12 |  | 0.02 | 0.33 | 0.31 | 0.23 | 65.57 | 1339.588 | 1.08
D | 4002 | 2018-04-11 | 12 | ON | 52.65 | 10.55 | 0.34 | 0.14 | 0.12 | 0.49 | 0 | -0.02 | -0.29 | -0.12 |  | 0.01 | 0.33 | 0.31 | 0.23 | 64.74 | 1329.358 | 1.1
D | 4002 | 2018-04-11 | 13 | ON | 48.99 | 10.55 | 0.34 | 0.14 | 0.15 | 0.5 | 0 | -0.01 | -0.26 | -0.12 |  | 0.01 | 0.33 | 0.31 | 0.23 | 61.16 | 1311.067 | 1.14
D | 4002 | 2018-04-11 | 14 | ON | 42.01 | 10.55 | 0.34 | 0.14 | 0.15 | 0.5 | 0 | 0 | -0.32 | -0.12 |  | 0.02 | 0.33 | 0.31 | 0.23 | 54.14 | 1295.529 | 1.15
D | 4002 | 2018-04-11 | 15 | ON | 46.66 | 10.55 | 0.34 | 0.14 | 0.14 | 0.5 | 0 | 0.03 | -0.31 | -0.12 |  | 0.02 | 0.33 | 0.31 | 0.23 | 58.82 | 1278.038 | 1.14
D | 4002 | 2018-04-11 | 16 | ON | 50.41 | 10.55 | 0.34 | 0.14 | 0.1 | 0.5 | 0 | 0.06 | -0.31 | -0.12 |  | 0.02 | 0.33 | 0.31 | 0.23 | 62.56 | 1276.863 | 1.1
D | 4002 | 2018-04-11 | 17 | ON | 48.38 | 10.55 | 0.34 | 0.14 | 0.11 | 0.49 | 0 | 0.05 | -0.35 | -0.12 |  | 0.02 | 0.33 | 0.31 | 0.23 | 60.48 | 1286.986 | 1.1
D | 4002 | 2018-04-11 | 18 | ON | 50.88 | 10.55 | 0.34 | 0.14 | 0.11 | 0.48 | 0 | -0.01 | -0.29 | -0.12 |  | 0.02 | 0.33 | 0.31 | 0.23 | 62.97 | 1324.019 | 1.09
D | 4002 | 2018-04-11 | 19 | ON | 55.34 | 10.55 | 0.34 | 0.14 | 0.09 | 0.46 | 0 | 0.02 | -0.44 | -0.12 |  | 0 | 0.33 | 0.31 | 0.23 | 67.25 | 1355.606 | 1.03
D | 4002 | 2018-04-11 | 20 | ON | 63.22 | 10.55 | 0.34 | 0.14 | 0.1 | 0.45 | 0 | -0.01 | -0.4 | -0.12 |  | 0 | 0.33 | 0.31 | 0.23 | 75.14 | 1390.903 | 1.03
D | 4002 | 2018-04-11 | 21 | ON | 79.56 | 10.55 | 0.34 | 0.14 | 0.32 | 0.45 | 0 | 0.11 | -0.28 | -0.12 |  | 0 | 0.33 | 0.31 | 0.23 | 91.94 | 1370.557 | 1.25
D | 4002 | 2018-04-11 | 22 | ON | 75.83 | 10.55 | 0.34 | 0.14 | 0.44 | 0.48 | 0.08 | 0.01 | -0.19 | -0.12 |  | 0 | 0.33 | 0.31 | 0.23 | 88.43 | 1266.868 | 1.48
D | 4002 | 2018-04-11 | 23 | ON | 51.33 | 10.55 | 0.34 | 0.14 | 0.18 | 0.52 | 0 | 0.05 | -0.19 | -0.12 |  | 0 | 0.33 | 0.31 | 0.23 | 63.67 | 1142.994 | 1.18
D | 4002 | 2018-04-11 | 24 | OFF | 55.43 | 10.55 | 0.34 | 0.14 | 0.2 | 0 | 0 | 0 | -0.33 | -0.12 |  | 0 | 0.33 | 0.31 | 0.23 | 67.08 | 1046.703 | 0.68
D | 4002 | 2018-04-12 | 1 | OFF | 47.35 | 10.55 | 0.47 | 0.52 | 0.09 | 0 | 0 | 0.06 | -0.28 | -0.12 |  | 0 | 0.33 | 0.31 | 0.23 | 59.51 | 992.487 | 1.08
D | 4002 | 2018-04-12 | 2 | OFF | 36.29 | 10.55 | 0.47 | 0.52 | 0.08 | 0 | 0 | 0.03 | -0.19 | -0.12 |  | 0 | 0.33 | 0.31 | 0.23 | 48.5 | 965.512 | 1.07
D | 4002 | 2018-04-12 | 3 | OFF | 38.72 | 10.55 | 0.47 | 0.52 | 0.09 | 0 | 0 | -0.07 | -0.11 | -0.12 |  | 0 | 0.33 | 0.31 | 0.23 | 50.92 | 955.598 | 1.08
D | 4002 | 2018-04-12 | 4 | OFF | 38.29 | 10.55 | 0.47 | 0.52 | 0.15 | 0 | 0 | 0 | -0.24 | -0.12 |  | 0 | 0.33 | 0.31 | 0.23 | 50.49 | 964.168 | 1.14
D | 4002 | 2018-04-12 | 5 | OFF | 30.69 | 10.55 | 0.47 | 0.52 | 0.05 | 0 | 0 | 0.06 | -0.25 | -0.12 |  | 0 | 0.33 | 0.31 | 0.23 | 42.84 | 1007.366 | 1.04
D | 4002 | 2018-04-12 | 6 | OFF | 38.91 | 10.55 | 0.47 | 0.52 | 0.1 | 0 | 0 | 0.03 | -0.2 | -0.12 |  | 0 | 0.33 | 0.31 | 0.23 | 51.13 | 1124.036 | 1.09
D | 4002 | 2018-04-12 | 7 | OFF | 60.66 | 10.55 | 0.47 | 0.52 | 0.46 | 0 | 0 | -0.06 | -0.31 | -0.12 |  | 0 | 0.33 | 0.31 | 0.23 | 73.04 | 1296.42 | 1.45
D | 4002 | 2018-04-12 | 8 | ON | 54.73 | 10.55 | 0.47 | 0.52 | 0.31 | 0.46 | 0 | -0.05 | -0.39 | -0.12 |  | 0.03 | 0.33 | 0.31 | 0.23 | 67.38 | 1363.559 | 1.79
D | 4002 | 2018-04-12 | 9 | ON | 45.7 | 10.55 | 0.47 | 0.52 | 0.14 | 0.46 | 0 | -0.01 | -0.25 | -0.12 |  | 0.02 | 0.33 | 0.31 | 0.23 | 58.35 | 1349.361 | 1.61
D | 4002 | 2018-04-12 | 10 | ON | 30.71 | 10.55 | 0.47 | 0.52 | 0.09 | 0.47 | 0 | 0 | -0.29 | -0.12 |  | 0.02 | 0.33 | 0.31 | 0.23 | 43.29 | 1322.202 | 1.57
D | 4002 | 2018-04-12 | 11 | ON | 24.79 | 10.55 | 0.47 | 0.52 | 0.07 | 0.5 | 0 | -0.02 | -0.23 | -0.12 |  | 0 | 0.33 | 0.31 | 0.23 | 37.4 | 1308.198 | 1.56
D | 4002 | 2018-04-12 | 12 | ON | 22.42 | 10.55 | 0.47 | 0.52 | 0.08 | 0.51 | 0 | 0.01 | -0.24 | -0.12 |  | 0 | 0.33 | 0.31 | 0.23 | 35.07 | 1294.775 | 1.58
D | 4002 | 2018-04-12 | 13 | ON | 24.77 | 10.55 | 0.47 | 0.52 | 0.07 | 0.51 | 0 | 0.01 | -0.22 | -0.12 |  | 0 | 0.33 | 0.31 | 0.23 | 37.43 | 1278.25 | 1.57
D | 4002 | 2018-04-12 | 14 | ON | 24.97 | 10.55 | 0.47 | 0.52 | 0.07 | 0.51 | 0 | 0.02 | -0.23 | -0.12 |  | 0 | 0.33 | 0.31 | 0.23 | 37.63 | 1267.191 | 1.57
D | 4002 | 2018-04-12 | 15 | ON | 28.6 | 10.55 | 0.47 | 0.52 | 0.08 | 0.51 | 0 | -0.02 | -0.23 | -0.12 |  | 0 | 0.33 | 0.31 | 0.23 | 41.23 | 1254.345 | 1.58
D | 4002 | 2018-04-12 | 16 | ON | 28.08 | 10.55 | 0.47 | 0.52 | 0.08 | 0.5 | 0 | 0.05 | -0.2 | -0.12 |  | 0 | 0.33 | 0.31 | 0.23 | 40.8 | 1266.459 | 1.57
D | 4002 | 2018-04-12 | 17 | ON | 24.51 | 10.55 | 0.47 | 0.52 | 0.11 | 0.49 | 0 | 0.04 | -0.18 | -0.12 |  | 0 | 0.33 | 0.31 | 0.23 | 37.26 | 1293.496 | 1.59
D | 4002 | 2018-04-12 | 18 | ON | 28.01 | 10.55 | 0.47 | 0.52 | 0.09 | 0.47 | 0 | 0.03 | -0.2 | -0.12 |  | 0 | 0.33 | 0.31 | 0.23 | 40.69 | 1340.91 | 1.55
D | 4002 | 2018-04-12 | 19 | ON | 27.74 | 10.55 | 0.47 | 0.52 | 0.06 | 0.46 | 0 | 0.04 | -0.22 | -0.12 |  | 0 | 0.33 | 0.31 | 0.23 | 40.37 | 1375.262 | 1.51
D | 4002 | 2018-04-12 | 20 | ON | 30.35 | 10.55 | 0.47 | 0.52 | 0.06 | 0.45 | 0 | 0.04 | -0.24 | -0.12 |  | 0 | 0.33 | 0.31 | 0.23 | 42.95 | 1390.881 | 1.5
D | 4002 | 2018-04-12 | 21 | ON | 29.38 | 10.55 | 0.47 | 0.52 | 0.08 | 0.46 | 0 | -0.03 | -0.19 | -0.12 |  | 0 | 0.33 | 0.31 | 0.23 | 41.99 | 1364.844 | 1.53
D | 4002 | 2018-04-12 | 22 | ON | 24.63 | 10.55 | 0.47 | 0.52 | 0.16 | 0.49 | 0 | 0.01 | -0.11 | -0.12 |  | 0 | 0.33 | 0.31 | 0.23 | 37.47 | 1259.472 | 1.64
D | 4002 | 2018-04-12 | 23 | ON | 18.97 | 10.55 | 0.47 | 0.52 | 0.16 | 0.54 | 0 | 0.02 | -0.14 | -0.12 |  | 0 | 0.33 | 0.31 | 0.23 | 31.84 | 1125.613 | 1.69
D | 4002 | 2018-04-12 | 24 | OFF | 21.89 | 10.55 | 0.47 | 0.52 | 0.18 | 0 | 0 | -0.05 | -0.19 | -0.12 |  | 0 | 0.33 | 0.31 | 0.23 | 34.12 | 1024.587 | 1.17
D | 4002 | 2018-04-13 | 1 | OFF | 30.56 | 10.55 | 0.18 | 0.46 | 0.21 | 0 | 0 | -0.02 | -0.01 | -0.12 |  | 0 | 0.33 | 0.31 | 0.23 | 42.68 | 964.564 | 0.85
D | 4002 | 2018-04-13 | 2 | OFF | 26.63 | 10.55 | 0.18 | 0.46 | 0.07 | 0 | 0 | 0.02 | -0.16 | -0.12 |  | 0 | 0.33 | 0.31 | 0.23 | 38.5 | 935.05 | 0.71
D | 4002 | 2018-04-13 | 3 | OFF | 32.4 | 10.55 | 0.18 | 0.46 | 0.1 | 0 | 0 | 0.01 | -0.13 | -0.12 |  | 0 | 0.33 | 0.31 | 0.23 | 44.32 | 918.279 | 0.74
D | 4002 | 2018-04-13 | 4 | OFF | 44.51 | 10.55 | 0.18 | 0.46 | 0.16 | 0 | 0 | -0.03 | 0.02 | -0.12 |  | 0 | 0.33 | 0.31 | 0.23 | 56.6 | 923.844 | 0.8
D | 4002 | 2018-04-13 | 5 | OFF | 34.44 | 10.55 | 0.18 | 0.46 | 0.16 | 0 | 0 | 0.06 | -0.05 | -0.12 |  | 0 | 0.33 | 0.31 | 0.23 | 46.55 | 964.974 | 0.8
D | 4002 | 2018-04-13 | 6 | OFF | 39.38 | 10.55 | 0.18 | 0.46 | 0.3 | 0 | 0 | 0.18 | -0.01 | -0.12 |  | 0 | 0.33 | 0.31 | 0.23 | 51.79 | 1076.273 | 0.94
D | 4002 | 2018-04-13 | 7 | OFF | 36.51 | 10.55 | 0.18 | 0.46 | 0.29 | 0 | 0.09 | 0.08 | -0.15 | -0.12 |  | 0 | 0.33 | 0.31 | 0.23 | 48.76 | 1236.806 | 1.02
D | 4002 | 2018-04-13 | 8 | ON | 38.03 | 10.55 | 0.18 | 0.46 | 0.27 | 0.49 | 0.15 | -0.01 | -0.19 | -0.12 |  | 0 | 0.33 | 0.31 | 0.23 | 50.68 | 1310.752 | 1.55
D | 4002 | 2018-04-13 | 9 | ON | 38.79 | 10.55 | 0.18 | 0.46 | 0.13 | 0.49 | 0.1 | -0.03 | -0.22 | -0.12 |  | 0 | 0.33 | 0.31 | 0.23 | 51.2 | 1312.482 | 1.36
D | 4002 | 2018-04-13 | 10 | ON | 39.08 | 10.55 | 0.18 | 0.46 | 0.13 | 0.48 | 0.18 | -0.01 | -0.21 | -0.12 |  | 0 | 0.33 | 0.31 | 0.23 | 51.59 | 1311.462 | 1.43
D | 4002 | 2018-04-13 | 11 | ON | 38.9 | 10.55 | 0.18 | 0.46 | 0.13 | 0.48 | 0.11 | -0.03 | -0.16 | -0.12 |  | 0 | 0.33 | 0.31 | 0.23 | 51.37 | 1318.952 | 1.36
D | 4002 | 2018-04-13 | 12 | ON | 29.92 | 10.55 | 0.18 | 0.46 | 0.11 | 0.49 | 0 | 0 | -0.13 | -0.12 |  | 0 | 0.33 | 0.31 | 0.23 | 42.33 | 1303.699 | 1.24
D | 4002 | 2018-04-13 | 13 | ON | 39.93 | 10.55 | 0.18 | 0.46 | 0.26 | 0.45 | 0 | 0.1 | -0.11 | -0.12 |  | 0 | 0.33 | 0.31 | 0.23 | 52.57 | 1294.716 | 1.35
D | 4002 | 2018-04-13 | 14 | ON | 25.57 | 10.55 | 0.18 | 0.46 | 0.1 | 0.43 | 0 | -0.01 | -0.14 | -0.12 |  | 0 | 0.33 | 0.31 | 0.23 | 37.89 | 1293.019 | 1.17
D | 4002 | 2018-04-13 | 15 | ON | 27.54 | 10.55 | 0.18 | 0.46 | 0.1 | 0.43 | 0.07 | 0.01 | -0.14 | -0.12 |  | 0 | 0.33 | 0.31 | 0.23 | 39.95 | 1271.191 | 1.24
D | 4002 | 2018-04-13 | 16 | ON | 25.28 | 10.55 | 0.18 | 0.46 | 0.1 | 0.43 | 0.01 | 0.06 | -0.11 | -0.12 |  | 0 | 0.33 | 0.31 | 0.23 | 37.71 | 1245.711 | 1.18
D | 4002 | 2018-04-13 | 17 | ON | 21.5 | 10.55 | 0.18 | 0.46 | 0.06 | 0.44 | 0 | 0.01 | -0.14 | -0.12 |  | 0 | 0.33 | 0.31 | 0.23 | 33.81 | 1237.996 | 1.14
D | 4002 | 2018-04-13 | 18 | ON | 22.87 | 10.55 | 0.18 | 0.46 | 0.06 | 0.44 | 0 | 0 | -0.15 | -0.12 |  | 0 | 0.33 | 0.31 | 0.23 | 35.16 | 1253.744 | 1.14
D | 4002 | 2018-04-13 | 19 | ON | 32.88 | 10.55 | 0.18 | 0.46 | 0.12 | 0.44 | 0.21 | 0 | -0.11 | -0.12 |  | 0 | 0.33 | 0.31 | 0.23 | 45.48 | 1264.463 | 1.41
D | 4002 | 2018-04-13 | 20 | ON | 34.22 | 10.55 | 0.18 | 0.46 | 0.09 | 0.43 | 0.21 | -0.06 | -0.18 | -0.12 |  | 0 | 0.33 | 0.31 | 0.23 | 46.65 | 1287.3 | 1.37
D | 4002 | 2018-04-13 | 21 | ON | 39.24 | 10.55 | 0.18 | 0.46 | 0.11 | 0.43 | 0.08 | 0.03 | -0.13 | -0.12 |  | 0 | 0.33 | 0.31 | 0.23 | 51.7 | 1266.831 | 1.26
D | 4002 | 2018-04-13 | 22 | ON | 29.46 | 10.55 | 0.18 | 0.46 | 0.22 | 0.45 | 0.09 | -0.03 | -0.06 | -0.12 |  | 0 | 0.33 | 0.31 | 0.23 | 42.07 | 1189.281 | 1.4
D | 4002 | 2018-04-13 | 23 | ON | 25.44 | 10.55 | 0.18 | 0.46 | 0.16 | 0.49 | 0.09 | -0.06 | -0.05 | -0.12 |  | 0 | 0.33 | 0.31 | 0.23 | 38.01 | 1082.268 | 1.38
D | 4002 | 2018-04-13 | 24 | OFF | 28.09 | 10.55 | 0.18 | 0.46 | 0.18 | 0 | 0.16 | 0 | 0.02 | -0.12 |  | 0 | 0.33 | 0.31 | 0.23 | 40.39 | 981.433 | 0.98
D | 4002 | 2018-04-14 | 1 | OFF | 20.33 | 10.55 | 0.28 | 0.08 | 0.05 | 0 | 0 | -0.02 | -0.06 | -0.12 |  | 0 | 0.33 | 0.31 | 0.23 | 31.96 | 913.11 | 0.41
D | 4002 | 2018-04-14 | 2 | OFF | 20.42 | 10.55 | 0.28 | 0.08 | 0.15 | 0 | 0 | -0.08 | -0.06 | -0.12 |  | 0 | 0.33 | 0.31 | 0.23 | 32.09 | 877.573 | 0.51
D | 4002 | 2018-04-14 | 3 | OFF | 21.61 | 10.55 | 0.28 | 0.08 | 0.06 | 0 | 0 | -0.02 | -0.1 | -0.12 |  | 0 | 0.33 | 0.31 | 0.23 | 33.21 | 858.104 | 0.42
D | 4002 | 2018-04-14 | 4 | OFF | 20.31 | 10.55 | 0.28 | 0.08 | 0.05 | 0 | 0 | 0 | -0.09 | -0.12 |  | 0 | 0.33 | 0.31 | 0.23 | 31.93 | 857.397 | 0.41
D | 4002 | 2018-04-14 | 5 | OFF | 20.61 | 10.55 | 0.28 | 0.08 | 0.05 | 0 | 0 | -0.06 | -0.08 | -0.12 |  | 0 | 0.33 | 0.31 | 0.23 | 32.18 | 872.263 | 0.41
D | 4002 | 2018-04-14 | 6 | OFF | 21.19 | 10.55 | 0.28 | 0.08 | 0.05 | 0 | 0 | -0.06 | -0.08 | -0.12 |  | 0 | 0.33 | 0.31 | 0.23 | 32.76 | 915.164 | 0.41
D | 4002 | 2018-04-14 | 7 | OFF | 21.03 | 10.55 | 0.28 | 0.08 | 0.1 | 0 | 0 | -0.02 | -0.09 | -0.12 |  | 0 | 0.33 | 0.31 | 0.23 | 32.68 | 985.609 | 0.46
D | 4002 | 2018-04-14 | 8 | OFF | 11.99 | 10.55 | 0.28 | 0.08 | 0.27 | 0 | 0 | -0.01 | -0.2 | -0.12 |  | 0 | 0.33 | 0.31 | 0.23 | 23.71 | 1073.77 | 0.63
D | 4002 | 2018-04-14 | 9 | OFF | -5.86 | 10.55 | 0.28 | 0.08 | 0.52 | 0 | 0 | 0.01 | -0.11 | -0.12 |  | 0 | 0.33 | 0.31 | 0.23 | 6.22 | 1159.725 | 0.88
D | 4002 | 2018-04-14 | 10 | OFF | -1.06 | 10.55 | 0.28 | 0.08 | 0.26 | 0 | 0 | 0 | -0.16 | -0.12 |  | 0 | 0.33 | 0.31 | 0.23 | 10.7 | 1210.437 | 0.62
D | 4002 | 2018-04-14 | 11 | OFF | 19.07 | 10.55 | 0.28 | 0.08 | 0.07 | 0 | 0 | -0.03 | -0.19 | -0.12 |  | 0 | 0.33 | 0.31 | 0.23 | 30.58 | 1228.136 | 0.43
D | 4002 | 2018-04-14 | 12 | OFF | 15.77 | 10.55 | 0.28 | 0.08 | 0.1 | 0 | 0 | -0.01 | -0.21 | -0.12 |  | 0 | 0.33 | 0.31 | 0.23 | 27.31 | 1231.203 | 0.46
D | 4002 | 2018-04-14 | 13 | OFF | 21.24 | 10.55 | 0.28 | 0.08 | 0.06 | 0 | 0 | -0.03 | -0.19 | -0.12 |  | 0 | 0.33 | 0.31 | 0.23 | 32.74 | 1227.475 | 0.42
D | 4002 | 2018-04-14 | 14 | OFF | 21.59 | 10.55 | 0.28 | 0.08 | 0.07 | 0 | 0 | -0.04 | -0.16 | -0.12 |  | 0 | 0.33 | 0.31 | 0.23 | 33.12 | 1221.638 | 0.43
D | 4002 | 2018-04-14 | 15 | OFF | 20.58 | 10.55 | 0.28 | 0.08 | 0.06 | 0 | 0 | -0.02 | -0.14 | -0.12 |  | 0 | 0.33 | 0.31 | 0.23 | 32.14 | 1215.487 | 0.42
D | 4002 | 2018-04-14 | 16 | OFF | 23.72 | 10.55 | 0.28 | 0.08 | 0.07 | 0 | 0 | -0.04 | -0.14 | -0.12 |  | 0 | 0.33 | 0.31 | 0.23 | 35.27 | 1223.656 | 0.43
D | 4002 | 2018-04-14 | 17 | OFF | 30.2 | 10.55 | 0.28 | 0.08 | 0.11 | 0 | 0 | -0.03 | -0.11 | -0.12 |  | 0 | 0.33 | 0.31 | 0.23 | 41.83 | 1243.588 | 0.47
D | 4002 | 2018-04-14 | 18 | OFF | 32.98 | 10.55 | 0.28 | 0.08 | 0.14 | 0 | 0 | 0 | -0.22 | -0.12 |  | 0 | 0.33 | 0.31 | 0.23 | 44.56 | 1277.885 | 0.5
D | 4002 | 2018-04-14 | 19 | OFF | 34.49 | 10.55 | 0.28 | 0.08 | 0.14 | 0 | 0 | -0.04 | -0.17 | -0.12 |  | 0 | 0.33 | 0.31 | 0.23 | 46.08 | 1290.515 | 0.5
D | 4002 | 2018-04-14 | 20 | OFF | 38.12 | 10.55 | 0.28 | 0.08 | 0.12 | 0 | 0 | 0.04 | -0.26 | -0.12 |  | 0 | 0.33 | 0.31 | 0.23 | 49.68 | 1293.651 | 0.48
D | 4002 | 2018-04-14 | 21 | OFF | 41.09 | 10.55 | 0.28 | 0.08 | 0.21 | 0 | 0 | -0.01 | -0.25 | -0.12 |  | 0 | 0.33 | 0.31 | 0.23 | 52.7 | 1266.246 | 0.57
D | 4002 | 2018-04-14 | 22 | OFF | 35.99 | 10.55 | 0.28 | 0.08 | 0.17 | 0 | 0 | -0.08 | -0.15 | -0.12 |  | 0 | 0.33 | 0.31 | 0.23 | 47.59 | 1195.637 | 0.53
D | 4002 | 2018-04-14 | 23 | OFF | 31.49 | 10.55 | 0.28 | 0.08 | 0.26 | 0 | 0 | -0.09 | -0.15 | -0.12 |  | 0 | 0.33 | 0.31 | 0.23 | 43.17 | 1108.69 | 0.62
D | 4002 | 2018-04-14 | 24 | OFF | 24.87 | 10.55 | 0.28 | 0.08 | 0.18 | 0 | 0 | -0.05 | -0.04 | -0.12 |  | 0 | 0.33 | 0.31 | 0.23 | 36.62 | 1023.962 | 0.54
D | 4002 | 2018-04-15 | 1 | OFF | 23.68 | 10.55 | 0.83 | 0.37 | 0.07 | 0 | 0 | -0.06 | -0.07 | -0.12 |  | 0 | 0.33 | 0.31 | 0.23 | 36.12 | 965.284 | 1.27
D | 4002 | 2018-04-15 | 2 | OFF | 23.98 | 10.55 | 0.83 | 0.37 | 0.04 | 0 | 0 | -0.12 | -0.09 | -0.12 |  | 0 | 0.33 | 0.31 | 0.23 | 36.31 | 932.448 | 1.24
D | 4002 | 2018-04-15 | 3 | OFF | 23.88 | 10.55 | 0.83 | 0.37 | 0.05 | 0 | 0 | -0.1 | -0.08 | -0.12 |  | 0 | 0.33 | 0.31 | 0.23 | 36.25 | 916.888 | 1.25
D | 4002 | 2018-04-15 | 4 | OFF | 23.65 | 10.55 | 0.83 | 0.37 | 0.05 | 0 | 0 | -0.05 | -0.14 | -0.12 |  | 0 | 0.33 | 0.31 | 0.23 | 36.01 | 914.884 | 1.25
D | 4002 | 2018-04-15 | 5 | OFF | 23.85 | 10.55 | 0.83 | 0.37 | 0.05 | 0 | 0 | -0.01 | -0.14 | -0.12 |  | 0 | 0.33 | 0.31 | 0.23 | 36.25 | 927.128 | 1.25
D | 4002 | 2018-04-15 | 6 | OFF | 22.19 | 10.55 | 0.83 | 0.37 | 0.05 | 0 | 0 | 0.02 | -0.1 | -0.12 |  | 0 | 0.33 | 0.31 | 0.23 | 34.66 | 961.301 | 1.25
D | 4002 | 2018-04-15 | 7 | OFF | 23.36 | 10.55 | 0.83 | 0.37 | 0.12 | 0 | 0 | -0.08 | -0.19 | -0.12 |  | 0 | 0.33 | 0.31 | 0.23 | 35.71 | 1022.185 | 1.32
D | 4002 | 2018-04-15 | 8 | OFF | 25.82 | 10.55 | 0.83 | 0.37 | 0.13 | 0 | 0 | -0.1 | -0.36 | -0.12 |  | 0 | 0.33 | 0.31 | 0.23 | 37.99 | 1110.82 | 1.33
D | 4002 | 2018-04-15 | 9 | OFF | 38.42 | 10.55 | 0.83 | 0.37 | 0.13 | 0 | 0 | -0.11 | -0.06 | -0.12 |  | 0 | 0.33 | 0.31 | 0.23 | 50.88 | 1222.272 | 1.33
D | 4002 | 2018-04-15 | 10 | OFF | 54.67 | 10.55 | 0.83 | 0.37 | 0.21 | 0 | 0.1 | -0.09 | -0.23 | -0.12 |  | 0 | 0.33 | 0.31 | 0.23 | 67.16 | 1313.243 | 1.51
D | 4002 | 2018-04-15 | 11 | OFF | 54.07 | 10.55 | 0.83 | 0.37 | 0.28 | 0 | 0 | -0.14 | -0.28 | -0.12 |  | 0 | 0.33 | 0.31 | 0.23 | 66.43 | 1369.629 | 1.48
D | 4002 | 2018-04-15 | 12 | OFF | 52.73 | 10.55 | 0.83 | 0.37 | 0.27 | 0 | 0 | -0.1 | -0.28 | -0.12 |  | 0 | 0.33 | 0.31 | 0.23 | 65.12 | 1398.911 | 1.47
D | 4002 | 2018-04-15 | 13 | OFF | 62.39 | 10.55 | 0.83 | 0.37 | 0.2 | 0 | 0.03 | -0.17 | -0.29 | -0.12 |  | 0 | 0.33 | 0.31 | 0.23 | 74.66 | 1405.954 | 1.43
D | 4002 | 2018-04-15 | 14 | OFF | 63.39 | 10.55 | 0.83 | 0.37 | 0.18 | 0 | 0.02 | -0.2 | -0.27 | -0.12 |  | 0 | 0.33 | 0.31 | 0.23 | 75.62 | 1394.213 | 1.4
D | 4002 | 2018-04-15 | 15 | OFF | 58.95 | 10.55 | 0.83 | 0.37 | 0.33 | 0 | 0.06 | -0.05 | -0.3 | -0.12 |  | 0 | 0.33 | 0.31 | 0.23 | 71.49 | 1381.636 | 1.59
D | 4002 | 2018-04-15 | 16 | OFF | 62.05 | 10.55 | 0.83 | 0.37 | 0.38 | 0 | 0.06 | -0.01 | -0.24 | -0.12 |  | 0 | 0.33 | 0.31 | 0.23 | 74.74 | 1382.23 | 1.64
D | 4002 | 2018-04-15 | 17 | OFF | 58.88 | 10.55 | 0.83 | 0.37 | 0.25 | 0 | 0.12 | 0.01 | -0.24 | -0.12 |  | 0 | 0.33 | 0.31 | 0.23 | 71.52 | 1415.866 | 1.57
D | 4002 | 2018-04-15 | 18 | OFF | 66.79 | 10.55 | 0.83 | 0.37 | 0.29 | 0 | 0.1 | 0 | -0.27 | -0.12 |  | 0 | 0.33 | 0.31 | 0.23 | 79.41 | 1445.797 | 1.59
D | 4002 | 2018-04-15 | 19 | OFF | 67.33 | 10.55 | 0.83 | 0.37 | 0.25 | 0 | 0 | -0.04 | -0.3 | -0.12 |  | 0 | 0.33 | 0.31 | 0.23 | 79.74 | 1446.2 | 1.45
D | 4002 | 2018-04-15 | 20 | OFF | 80.42 | 10.55 | 0.83 | 0.37 | 0.34 | 0 | 0 | -0.02 | -0.5 | -0.12 |  | 0 | 0.33 | 0.31 | 0.23 | 92.74 | 1444.624 | 1.54
D | 4002 | 2018-04-15 | 21 | OFF | 84.17 | 10.55 | 0.83 | 0.37 | 0.31 | 0 | 0.19 | -0.03 | -0.41 | -0.12 |  | 0 | 0.33 | 0.31 | 0.23 | 96.73 | 1396.769 | 1.7
D | 4002 | 2018-04-15 | 22 | OFF | 57.53 | 10.55 | 0.83 | 0.37 | 0.42 | 0 | 0 | -0.09 | -0.16 | -0.12 |  | 0 | 0.33 | 0.31 | 0.23 | 70.2 | 1290.101 | 1.62
D | 4002 | 2018-04-15 | 23 | OFF | 48.41 | 10.55 | 0.83 | 0.37 | 0.55 | 0 | 0 | -0.07 | -0.06 | -0.12 |  | 0 | 0.33 | 0.31 | 0.23 | 61.33 | 1183.022 | 1.75
D | 4002 | 2018-04-15 | 24 | OFF | 44.36 | 10.55 | 0.83 | 0.37 | 0.33 | 0 | 0.1 | -0.08 | -0.2 | -0.12 |  | 0 | 0.33 | 0.31 | 0.23 | 57.01 | 1091.962 | 1.63
D | 4002 | 2018-04-16 | 1 | OFF | 70.87 | 10.55 | 0.87 | 1.29 | 0.36 | 0 | 0.72 | -0.09 | -0.26 | -0.12 |  | 0 | 0.33 | 0.31 | 0.23 | 85.06 | 1035.994 | 3.24
D | 4002 | 2018-04-16 | 2 | OFF | 85.42 | 10.55 | 0.87 | 1.29 | 0.62 | 0 | 0.98 | -0.26 | -0.03 | -0.12 |  | 0 | 0.33 | 0.31 | 0.23 | 100.19 | 998.645 | 3.76
D | 4002 | 2018-04-16 | 3 | OFF | 63.11 | 10.55 | 0.87 | 1.29 | 0.32 | 0 | 0 | -0.07 | -0.12 | -0.12 |  | 0 | 0.33 | 0.31 | 0.23 | 76.7 | 988.752 | 2.48
D | 4002 | 2018-04-16 | 4 | OFF | 63.48 | 10.55 | 0.87 | 1.29 | 0.32 | 0 | 0 | -0.05 | -0.1 | -0.12 |  | 0 | 0.33 | 0.31 | 0.23 | 77.11 | 997.08 | 2.48
D | 4002 | 2018-04-16 | 5 | OFF | 82.14 | 10.55 | 0.87 | 1.29 | 0.47 | 0 | 0.32 | -0.02 | -0.02 | -0.12 |  | 0 | 0.33 | 0.31 | 0.23 | 96.35 | 1035.718 | 2.95
D | 4002 | 2018-04-16 | 6 | OFF | 76.65 | 10.55 | 0.87 | 1.29 | 0.54 | 0 | 1.25 | 0.12 | -0.18 | -0.12 |  | 0 | 0.33 | 0.31 | 0.23 | 91.84 | 1141.035 | 3.95
D | 4002 | 2018-04-16 | 7 | OFF | 82.06 | 10.55 | 0.87 | 1.29 | 0.68 | 0 | 0 | -0.04 | 0.02 | -0.12 |  | 0 | 0.33 | 0.31 | 0.23 | 96.18 | 1293.975 | 2.84
D | 4002 | 2018-04-16 | 8 | ON | 90.37 | 10.55 | 0.87 | 1.29 | 0.49 | 0.35 | 0 | -0.1 | -0.36 | -0.12 |  | 0.02 | 0.33 | 0.31 | 0.23 | 104.23 | 1403.701 | 3.02
D | 4002 | 2018-04-16 | 9 | ON | 111.77 | 10.55 | 0.87 | 1.29 | 0.2 | 0.34 | 0.17 | -0.14 | -0.33 | -0.12 |  | 0.01 | 0.33 | 0.31 | 0.23 | 125.48 | 1463.787 | 2.88
D | 4002 | 2018-04-16 | 10 | ON | 145.35 | 10.55 | 0.87 | 1.29 | 0.99 | 0.33 | 0.64 | -0.14 | -0.31 | -0.12 |  | 0.02 | 0.33 | 0.31 | 0.23 | 160.34 | 1491.9 | 4.14
D | 4002 | 2018-04-16 | 11 | ON | 191.15 | 10.55 | 0.87 | 1.29 | 0.82 | 0.32 | 1.18 | -0.38 | -0.22 | -0.12 |  | 0 | 0.33 | 0.31 | 0.23 | 206.33 | 1508.191 | 4.48
D | 4002 | 2018-04-16 | 12 | ON | 243.39 | 10.55 | 0.87 | 1.29 | 0.86 | 0.32 | 1.4 | -0.04 | -0.25 | -0.12 |  | -0.02 | 0.33 | 0.31 | 0.23 | 259.12 | 1515.948 | 4.72
D | 4002 | 2018-04-16 | 13 | ON | 206.86 | 10.55 | 0.87 | 1.29 | 1.09 | 0.33 | 0.04 | 0.24 | 0.1 | -0.12 |  | 0 | 0.33 | 0.31 | 0.23 | 222.12 | 1508.976 | 3.62
D | 4002 | 2018-04-16 | 14 | ON | 156.22 | 10.55 | 0.87 | 1.29 | 0.85 | 0.33 | 1.89 | -0.01 | -0.01 | -0.12 |  | 0.01 | 0.33 | 0.31 | 0.23 | 172.74 | 1492.143 | 5.24
D | 4002 | 2018-04-16 | 15 | ON | 125.4 | 10.55 | 0.87 | 1.29 | 0.76 | 0.33 | 2.52 | 0.07 | -0.08 | -0.12 |  | 0.02 | 0.33 | 0.31 | 0.23 | 142.48 | 1466.82 | 5.79
D | 4002 | 2018-04-16 | 16 | ON | 78.65 | 10.55 | 0.87 | 1.29 | 0.5 | 0.33 | 0.67 | -0.02 | 0.01 | -0.12 |  | 0.01 | 0.33 | 0.31 | 0.23 | 93.61 | 1469.18 | 3.67
D | 4002 | 2018-04-16 | 17 | ON | 58.5 | 10.55 | 0.87 | 1.29 | 0.17 | 0.33 | 0 | -0.02 | -0.18 | -0.12 |  | 0.01 | 0.33 | 0.31 | 0.23 | 72.27 | 1483.44 | 2.67
D | 4002 | 2018-04-16 | 18 | ON | 61.08 | 10.55 | 0.87 | 1.29 | 0.17 | 0.33 | 0 | 0.04 | -0.23 | -0.12 |  | 0.01 | 0.33 | 0.31 | 0.23 | 74.86 | 1512.022 | 2.67
D | 4002 | 2018-04-16 | 19 | ON | 58.61 | 10.55 | 0.87 | 1.29 | 0.14 | 0.34 | 0 | 0.03 | -0.24 | -0.12 |  | 0 | 0.33 | 0.31 | 0.23 | 72.34 | 1495.843 | 2.64
D | 4002 | 2018-04-16 | 20 | ON | 52 | 10.55 | 0.87 | 1.29 | 0.2 | 0.34 | 0 | -0.03 | -0.33 | -0.12 |  | 0 | 0.33 | 0.31 | 0.23 | 65.64 | 1486.201 | 2.7
D | 4002 | 2018-04-16 | 21 | ON | 57.22 | 10.55 | 0.87 | 1.29 | 0.22 | 0.35 | 0 | 0.12 | -0.22 | -0.12 |  | 0 | 0.33 | 0.31 | 0.23 | 71.15 | 1420.726 | 2.73
D | 4002 | 2018-04-16 | 22 | ON | 46.33 | 10.55 | 0.87 | 1.29 | 0.8 | 0.37 | 0 | -0.01 | -0.09 | -0.12 |  | 0 | 0.33 | 0.31 | 0.23 | 60.86 | 1300.353 | 3.33
D | 4002 | 2018-04-16 | 23 | ON | 46.5 | 10.55 | 0.87 | 1.29 | 0.5 | 0.41 | 0 | 0.03 | -0.2 | -0.12 |  | 0 | 0.33 | 0.31 | 0.23 | 60.7 | 1167.245 | 3.07
D | 4002 | 2018-04-16 | 24 | OFF | 36.94 | 10.55 | 0.87 | 1.29 | 0.25 | 0 | 0 | 0.02 | -0.05 | -0.12 |  | 0 | 0.33 | 0.31 | 0.23 | 50.62 | 1070.634 | 2.41
D | 4002 | 2018-04-17 | 1 | OFF | 57.74 | 10.55 | 0.48 | 0.35 | 0.17 | 0 | 0.13 | -0.08 | -0.47 | -0.12 |  | 0 | 0.33 | 0.31 | 0.23 | 69.62 | 1004.75 | 1.13
D | 4002 | 2018-04-17 | 2 | OFF | 59.41 | 10.55 | 0.48 | 0.35 | 0.27 | 0 | 0 | 0.09 | -0.21 | -0.12 |  | 0 | 0.33 | 0.31 | 0.23 | 71.69 | 971.557 | 1.1
D | 4002 | 2018-04-17 | 3 | OFF | 54.57 | 10.55 | 0.48 | 0.35 | 0.22 | 0 | 0 | -0.01 | -0.41 | -0.12 |  | 0 | 0.33 | 0.31 | 0.23 | 66.5 | 953.225 | 1.05
D | 4002 | 2018-04-17 | 4 | OFF | 60.88 | 10.55 | 0.48 | 0.35 | 0.21 | 0 | 0 | 0.08 | -0.22 | -0.12 |  | 0 | 0.33 | 0.31 | 0.23 | 73.08 | 956.641 | 1.04
D | 4002 | 2018-04-17 | 5 | OFF | 57.53 | 10.55 | 0.48 | 0.35 | 0.25 | 0 | 0 | 0.02 | -0.28 | -0.12 |  | 0 | 0.33 | 0.31 | 0.23 | 69.65 | 992.917 | 1.08
D | 4002 | 2018-04-17 | 6 | OFF | 64.96 | 10.55 | 0.48 | 0.35 | 0.39 | 0 | 0 | 0.06 | 0.17 | -0.12 |  | 0 | 0.33 | 0.31 | 0.23 | 77.71 | 1103.388 | 1.22
D | 4002 | 2018-04-17 | 7 | OFF | 86.2 | 10.55 | 0.48 | 0.35 | 0.87 | 0 | 0.55 | 0.12 | -0.33 | -0.12 |  | 0 | 0.33 | 0.31 | 0.23 | 99.54 | 1267.427 | 2.25
D | 4002 | 2018-04-17 | 8 | ON | 109.94 | 10.55 | 0.48 | 0.35 | 0.8 | 0.37 | 1.32 | -0.18 | -0.31 | -0.12 |  | 0.01 | 0.33 | 0.31 | 0.23 | 124.08 | 1360.748 | 3.33
D | 4002 | 2018-04-17 | 9 | ON | 63.27 | 10.55 | 0.48 | 0.35 | 0.15 | 0.36 | 0 | -0.03 | -0.25 | -0.12 |  | 0.01 | 0.33 | 0.31 | 0.23 | 75.64 | 1383.105 | 1.35
D | 4002 | 2018-04-17 | 10 | ON | 45.12 | 10.55 | 0.48 | 0.35 | 0.12 | 0.36 | 0 | 0.01 | -0.37 | -0.12 |  | 0.02 | 0.33 | 0.31 | 0.23 | 57.39 | 1384.137 | 1.33
D | 4002 | 2018-04-17 | 11 | ON | 34.63 | 10.55 | 0.48 | 0.35 | 0.08 | 0.36 | 0 | 0.01 | -0.33 | -0.12 |  | 0.01 | 0.33 | 0.31 | 0.23 | 46.89 | 1391.053 | 1.28
D | 4002 | 2018-04-17 | 12 | ON | 38.19 | 10.55 | 0.48 | 0.35 | 0.1 | 0.37 | 0 | 0.07 | -0.3 | -0.12 |  | 0.01 | 0.33 | 0.31 | 0.23 | 50.57 | 1389.326 | 1.31
D | 4002 | 2018-04-17 | 13 | ON | 35.22 | 10.55 | 0.48 | 0.35 | 0.11 | 0.37 | 0 | -0.01 | -0.3 | -0.12 |  | 0.01 | 0.33 | 0.31 | 0.23 | 47.53 | 1361.446 | 1.32
D | 4002 | 2018-04-17 | 14 | ON | 39.2 | 10.55 | 0.48 | 0.35 | 0.12 | 0.31 | 0 | 0 | -0.34 | -0.12 |  | 0 | 0.33 | 0.31 | 0.23 | 51.42 | 1349.757 | 1.26
D | 4002 | 2018-04-17 | 15 | ON | 40.62 | 10.55 | 0.48 | 0.35 | 0.14 | 0.4 | 0 | -0.01 | -0.31 | -0.12 |  | 0 | 0.33 | 0.31 | 0.23 | 52.97 | 1328.951 | 1.37
D | 4002 | 2018-04-17 | 16 | ON | 42.36 | 10.55 | 0.48 | 0.35 | 0.17 | 0.45 | 0 | 0.04 | -0.32 | -0.12 |  | 0.01 | 0.33 | 0.31 | 0.23 | 54.84 | 1321.215 | 1.46
D | 4002 | 2018-04-17 | 17 | ON | 44.29 | 10.55 | 0.48 | 0.35 | 0.11 | 0.42 | 0 | -0.04 | -0.28 | -0.12 |  | 0 | 0.33 | 0.31 | 0.23 | 56.63 | 1328.514 | 1.36
D | 4002 | 2018-04-17 | 18 | ON | 49.88 | 10.55 | 0.48 | 0.35 | 0.14 | 0.41 | 0 | 0.17 | -0.34 | -0.12 |  | 0 | 0.33 | 0.31 | 0.23 | 62.39 | 1362.336 | 1.38
D | 4002 | 2018-04-17 | 19 | ON | 53.6 | 10.55 | 0.48 | 0.35 | 0.17 | 0.4 | 0.01 | 0.01 | -0.38 | -0.12 |  | 0 | 0.33 | 0.31 | 0.23 | 65.94 | 1390.168 | 1.41
D | 4002 | 2018-04-17 | 20 | ON | 57.97 | 10.55 | 0.48 | 0.35 | 0.21 | 0.39 | 0 | 0.1 | -0.53 | -0.12 |  | 0 | 0.33 | 0.31 | 0.23 | 70.27 | 1420.114 | 1.43
D | 4002 | 2018-04-17 | 21 | ON | 61.71 | 10.55 | 0.48 | 0.35 | 0.29 | 0.4 | 0 | 0.12 | -0.52 | -0.12 |  | 0 | 0.33 | 0.31 | 0.23 | 74.13 | 1407.164 | 1.52
D | 4002 | 2018-04-17 | 22 | ON | 51.53 | 10.55 | 0.48 | 0.35 | 0.41 | 0.42 | 0 | 0.06 | -0.22 | -0.12 |  | 0 | 0.33 | 0.31 | 0.23 | 64.33 | 1312.634 | 1.66
D | 4002 | 2018-04-17 | 23 | ON | 39.11 | 10.55 | 0.48 | 0.35 | 0.23 | 0.46 | 0 | 0.05 | -0.26 | -0.12 |  | 0 | 0.33 | 0.31 | 0.23 | 51.72 | 1180.444 | 1.52
D | 4002 | 2018-04-17 | 24 | OFF | 36.53 | 10.55 | 0.48 | 0.35 | 0.14 | 0 | 0 | 0.07 | -0.25 | -0.12 |  | 0 | 0.33 | 0.31 | 0.23 | 48.62 | 1078.565 | 0.97
D | 4002 | 2018-04-18 | 1 | OFF | 31.88 | 10.55 | 0.45 | 0.32 | 0.16 | 0 | 0 | 0.06 | -0.28 | -0.12 |  | 0 | 0.33 | 0.31 | 0.23 | 43.89 | 1016.637 | 0.93
D | 4002 | 2018-04-18 | 2 | OFF | 31.73 | 10.55 | 0.45 | 0.32 | 0.16 | 0 | 0 | -0.02 | -0.26 | -0.12 |  | 0 | 0.33 | 0.31 | 0.23 | 43.68 | 985.786 | 0.93
D | 4002 | 2018-04-18 | 3 | OFF | 28.55 | 10.55 | 0.45 | 0.32 | 0.13 | 0 | 0 | -0.06 | -0.14 | -0.12 |  | 0 | 0.33 | 0.31 | 0.23 | 40.55 | 973.416 | 0.9
D | 4002 | 2018-04-18 | 4 | OFF | 29.1 | 10.55 | 0.45 | 0.32 | 0.16 | 0 | 0 | -0.01 | -0.1 | -0.12 |  | 0 | 0.33 | 0.31 | 0.23 | 41.22 | 977.129 | 0.93
D | 4002 | 2018-04-18 | 5 | OFF | 29.2 | 10.55 | 0.45 | 0.32 | 0.12 | 0 | 0 | 0.07 | -0.22 | -0.12 |  | 0 | 0.33 | 0.31 | 0.23 | 41.24 | 1021.927 | 0.89
D | 4002 | 2018-04-18 | 6 | OFF | 42.83 | 10.55 | 0.45 | 0.32 | 0.14 | 0 | 0 | 0.09 | -0.33 | -0.12 |  | 0 | 0.33 | 0.31 | 0.23 | 54.8 | 1140.066 | 0.91
D | 4002 | 2018-04-18 | 7 | OFF | 58.86 | 10.55 | 0.45 | 0.32 | 0.37 | 0 | 0 | -0.02 | -0.54 | -0.12 |  | 0 | 0.33 | 0.31 | 0.23 | 70.74 | 1296.373 | 1.14
D | 4002 | 2018-04-18 | 8 | ON | 70.54 | 10.55 | 0.45 | 0.32 | 0.63 | 0.43 | 0 | 0.04 | -0.67 | -0.12 |  | 0.02 | 0.33 | 0.31 | 0.23 | 83.06 | 1367.759 | 1.85
D | 4002 | 2018-04-18 | 9 | ON | 55.14 | 10.55 | 0.45 | 0.32 | 0.27 | 0.42 | 0 | -0.03 | -0.47 | -0.12 |  | 0.02 | 0.33 | 0.31 | 0.23 | 67.42 | 1362.883 | 1.48
D | 4002 | 2018-04-18 | 10 | ON | 72.66 | 10.55 | 0.45 | 0.32 | 0.23 | 0.43 | 0 | 0.03 | -0.36 | -0.12 |  | 0.01 | 0.33 | 0.31 | 0.23 | 85.07 | 1352.356 | 1.44
D | 4002 | 2018-04-18 | 11 | ON | 82.14 | 10.55 | 0.45 | 0.32 | 0.64 | 0.43 | 1.36 | 0.07 | -0.13 | -0.12 |  | 0 | 0.33 | 0.31 | 0.23 | 96.58 | 1348.765 | 3.2
D | 4002 | 2018-04-18 | 12 | ON | 49.72 | 10.55 | 0.45 | 0.32 | 0.15 | 0.44 | 0.07 | -0.01 | -0.29 | -0.12 |  | 0.01 | 0.33 | 0.31 | 0.23 | 62.16 | 1338.271 | 1.44
D | 4002 | 2018-04-18 | 13 | ON | 46.85 | 10.55 | 0.45 | 0.32 | 0.08 | 0.45 | 0 | 0.04 | -0.28 | -0.12 |  | 0.01 | 0.33 | 0.31 | 0.23 | 59.22 | 1320.434 | 1.31
D | 4002 | 2018-04-18 | 14 | ON | 50.13 | 10.55 | 0.45 | 0.32 | 0.12 | 0.45 | 0 | 0.07 | -0.27 | -0.12 |  | 0.01 | 0.33 | 0.31 | 0.23 | 62.58 | 1313.679 | 1.35
D | 4002 | 2018-04-18 | 15 | ON | 48.67 | 10.55 | 0.45 | 0.32 | 0.09 | 0.46 | 0 | 0.08 | -0.33 | -0.12 |  | 0.01 | 0.33 | 0.31 | 0.23 | 61.05 | 1304.302 | 1.33
D | 4002 | 2018-04-18 | 16 | ON | 51.71 | 10.55 | 0.45 | 0.32 | 0.1 | 0.46 | 0 | 0.13 | -0.36 | -0.12 |  | 0 | 0.33 | 0.31 | 0.23 | 64.11 | 1298.858 | 1.33
D | 4002 | 2018-04-18 | 17 | ON | 48.31 | 10.55 | 0.45 | 0.32 | 0.09 | 0.45 | 0 | 0.02 | -0.27 | -0.12 |  | 0.01 | 0.33 | 0.31 | 0.23 | 60.68 | 1313.1 | 1.32
D | 4002 | 2018-04-18 | 18 | ON | 52.8 | 10.55 | 0.45 | 0.32 | 0.11 | 0.44 | 0.05 | 0.04 | -0.22 | -0.12 |  | 0.01 | 0.33 | 0.31 | 0.23 | 65.3 | 1338.795 | 1.38
D | 4002 | 2018-04-18 | 19 | ON | 69.92 | 10.55 | 0.45 | 0.32 | 0.22 | 0.43 | 0.05 | -0.1 | -0.26 | -0.12 |  | 0 | 0.33 | 0.31 | 0.23 | 82.33 | 1349.746 | 1.47
D | 4002 | 2018-04-18 | 20 | ON | 76.67 | 10.55 | 0.45 | 0.32 | 0.25 | 0.42 | 0.07 | -0.05 | -0.49 | -0.12 |  | 0 | 0.33 | 0.31 | 0.23 | 88.94 | 1385.543 | 1.51
D | 4002 | 2018-04-18 | 21 | ON | 82.48 | 10.55 | 0.45 | 0.32 | 0.33 | 0.42 | 0.07 | -0.11 | -0.37 | -0.12 |  | 0 | 0.33 | 0.31 | 0.23 | 94.89 | 1382.58 | 1.59
D | 4002 | 2018-04-18 | 22 | ON | 78.88 | 10.55 | 0.45 | 0.32 | 0.45 | 0.44 | 0.57 | 0.14 | -0.13 | -0.12 |  | 0 | 0.33 | 0.31 | 0.23 | 92.42 | 1282.17 | 2.23
D | 4002 | 2018-04-18 | 23 | ON | 60.09 | 10.55 | 0.45 | 0.32 | 0.51 | 0.48 | 0.29 | 0.15 | -0.01 | -0.12 |  | 0 | 0.33 | 0.31 | 0.23 | 73.58 | 1151.732 | 2.05
D | 4002 | 2018-04-18 | 24 | OFF | 39.53 | 10.55 | 0.45 | 0.32 | 0.31 | 0 | 0 | -0.06 | -0.17 | -0.12 |  | 0 | 0.33 | 0.31 | 0.23 | 51.68 | 1047.043 | 1.08
D | 4002 | 2018-04-19 | 1 | OFF | 50.93 | 10.55 | 0.37 | 0.04 | 0.1 | 0 | 0.12 | 0.17 | -0.25 | -0.12 |  | 0 | 0.33 | 0.31 | 0.23 | 62.78 | 988.774 | 0.63
D | 4002 | 2018-04-19 | 2 | OFF | 44.87 | 10.55 | 0.37 | 0.04 | 0.06 | 0 | 0 | 0.2 | -0.24 | -0.12 |  | 0 | 0.33 | 0.31 | 0.23 | 56.6 | 958.013 | 0.47
D | 4002 | 2018-04-19 | 3 | OFF | 34.55 | 10.55 | 0.37 | 0.04 | 0.22 | 0 | 0 | 0.05 | -0.33 | -0.12 |  | 0 | 0.33 | 0.31 | 0.23 | 46.2 | 946.705 | 0.63
D | 4002 | 2018-04-19 | 4 | OFF | 34.79 | 10.55 | 0.37 | 0.04 | 0.32 | 0 | 0 | 0 | -0.22 | -0.12 |  | 0 | 0.33 | 0.31 | 0.23 | 46.6 | 942.758 | 0.73
D | 4002 | 2018-04-19 | 5 | OFF | 35.99 | 10.55 | 0.37 | 0.04 | 0.35 | 0 | 0 | 0.03 | -0.29 | -0.12 |  | 0 | 0.33 | 0.31 | 0.23 | 47.79 | 980.348 | 0.76
D | 4002 | 2018-04-19 | 6 | OFF | 23.29 | 10.55 | 0.37 | 0.04 | 0.37 | 0 | 0 | 0.07 | 0.14 | -0.12 |  | 0 | 0.33 | 0.31 | 0.23 | 35.58 | 1090.138 | 0.78
D | 4002 | 2018-04-19 | 7 | OFF | 42.26 | 10.55 | 0.37 | 0.04 | 0.23 | 0 | 0 | -0.04 | -0.39 | -0.12 |  | 0 | 0.33 | 0.31 | 0.23 | 53.77 | 1257.566 | 0.64
D | 4002 | 2018-04-19 | 8 | ON | 44.08 | 10.55 | 0.37 | 0.04 | 0.12 | 0.44 | 0 | -0.05 | -0.42 | -0.12 |  | 0.02 | 0.33 | 0.31 | 0.23 | 55.9 | 1357.982 | 0.99
D | 4002 | 2018-04-19 | 9 | ON | 48.84 | 10.55 | 0.37 | 0.04 | 0.08 | 0.42 | 0 | -0.07 | -0.39 | -0.12 |  | 0.02 | 0.33 | 0.31 | 0.23 | 60.61 | 1392.211 | 0.93
D | 4002 | 2018-04-19 | 10 | ON | 59.24 | 10.55 | 0.37 | 0.04 | 0.18 | 0.41 | 0.03 | -0.04 | -0.37 | -0.12 |  | 0.02 | 0.33 | 0.31 | 0.23 | 71.18 | 1412.373 | 1.05
D | 4002 | 2018-04-19 | 11 | ON | 68.58 | 10.55 | 0.37 | 0.04 | 0.12 | 0.41 | 0 | -0.02 | -0.37 | -0.12 |  | 0.02 | 0.33 | 0.31 | 0.23 | 80.45 | 1417.049 | 0.96
D | 4002 | 2018-04-19 | 12 | ON | 70.48 | 10.55 | 0.37 | 0.04 | 0.08 | 0.41 | 0.03 | 0.17 | -0.35 | -0.12 |  | 0.01 | 0.33 | 0.31 | 0.23 | 82.54 | 1384.37 | 0.94
D | 4002 | 2018-04-19 | 13 | ON | 62.54 | 10.55 | 0.37 | 0.04 | 0.11 | 0.42 | 0.03 | -0.02 | -0.32 | -0.12 |  | 0.02 | 0.33 | 0.31 | 0.23 | 74.49 | 1340.325 | 0.99
D | 4002 | 2018-04-19 | 14 | ON | 63.19 | 10.55 | 0.37 | 0.04 | 0.1 | 0.42 | 0.02 | -0.03 | -0.34 | -0.12 |  | 0.02 | 0.33 | 0.31 | 0.23 | 75.09 | 1341.263 | 0.97
D | 4002 | 2018-04-19 | 15 | ON | 56.07 | 10.55 | 0.37 | 0.04 | 0.09 | 0.42 | 0 | 0.08 | -0.31 | -0.12 |  | 0.01 | 0.33 | 0.31 | 0.23 | 68.07 | 1338.219 | 0.93
D | 4002 | 2018-04-19 | 16 | ON | 52.19 | 10.55 | 0.37 | 0.04 | 0.08 | 0.43 | 0 | 0.07 | -0.31 | -0.12 |  | 0.01 | 0.33 | 0.31 | 0.23 | 64.18 | 1346.308 | 0.93
D | 4002 | 2018-04-19 | 17 | ON | 49.9 | 10.55 | 0.37 | 0.04 | 0.05 | 0.43 | 0 | 0.09 | -0.39 | -0.12 |  | 0.02 | 0.33 | 0.31 | 0.23 | 61.81 | 1345.494 | 0.91
D | 4002 | 2018-04-19 | 18 | ON | 49.03 | 10.55 | 0.37 | 0.04 | 0.04 | 0.43 | 0 | 0 | -0.54 | -0.12 |  | 0.03 | 0.33 | 0.31 | 0.23 | 60.7 | 1350.231 | 0.91
D | 4002 | 2018-04-19 | 19 | ON | 50.37 | 10.55 | 0.37 | 0.04 | 0.05 | 0.42 | 0 | -0.01 | -0.55 | -0.12 |  | 0 | 0.33 | 0.31 | 0.23 | 61.99 | 1358.374 | 0.88
D | 4002 | 2018-04-19 | 20 | ON | 52.1 | 10.55 | 0.37 | 0.04 | 0.09 | 0.41 | 0 | 0 | -0.55 | -0.12 |  | 0 | 0.33 | 0.31 | 0.23 | 63.76 | 1392.208 | 0.91
D | 4002 | 2018-04-19 | 21 | ON | 52.66 | 10.55 | 0.37 | 0.04 | 0.08 | 0.41 | 0 | 0.2 | -0.43 | -0.12 |  | 0 | 0.33 | 0.31 | 0.23 | 64.63 | 1385.769 | 0.9
D | 4002 | 2018-04-19 | 22 | ON | 52.88 | 10.55 | 0.37 | 0.04 | 0.14 | 0.44 | 0 | -0.06 | -0.3 | -0.12 |  | 0 | 0.33 | 0.31 | 0.23 | 64.81 | 1288.321 | 0.99
D | 4002 | 2018-04-19 | 23 | ON | 50.6 | 10.55 | 0.37 | 0.04 | 0.27 | 0.48 | 0 | 0.03 | -0.21 | -0.12 |  | 0 | 0.33 | 0.31 | 0.23 | 62.88 | 1166.978 | 1.16
D | 4002 | 2018-04-19 | 24 | OFF | 52.02 | 10.55 | 0.37 | 0.04 | 0.22 | 0 | 0.03 | -0.01 | -0.21 | -0.12 |  | 0 | 0.33 | 0.31 | 0.23 | 63.76 | 1063.847 | 0.66
D | 4002 | 2018-04-20 | 1 | OFF | 62.04 | 10.55 | 0.23 | 0.54 | 0.24 | 0 | 0.65 | 0.14 | -0.08 | -0.12 |  | 0 | 0.33 | 0.31 | 0.23 | 75.06 | 1002.195 | 1.66
D | 4002 | 2018-04-20 | 2 | OFF | 50.98 | 10.55 | 0.23 | 0.54 | 0.13 | 0 | 0.01 | -0.01 | -0.07 | -0.12 |  | 0 | 0.33 | 0.31 | 0.23 | 63.11 | 969.981 | 0.91
D | 4002 | 2018-04-20 | 3 | OFF | 59.41 | 10.55 | 0.23 | 0.54 | 0.15 | 0 | 0.54 | -0.05 | -0.03 | -0.12 |  | 0 | 0.33 | 0.31 | 0.23 | 72.09 | 953.41 | 1.46
D | 4002 | 2018-04-20 | 4 | OFF | 53.04 | 10.55 | 0.23 | 0.54 | 0.09 | 0 | 0 | 0.01 | -0.08 | -0.12 |  | 0 | 0.33 | 0.31 | 0.23 | 65.13 | 958.699 | 0.86
D | 4002 | 2018-04-20 | 5 | OFF | 52.62 | 10.55 | 0.23 | 0.54 | 0.09 | 0 | 0 | -0.05 | 0.01 | -0.12 |  | 0 | 0.33 | 0.31 | 0.23 | 64.74 | 1003.115 | 0.86
D | 4002 | 2018-04-20 | 6 | OFF | 59.18 | 10.55 | 0.23 | 0.54 | 0.1 | 0 | 0.1 | 0.24 | -0.15 | -0.12 |  | 0 | 0.33 | 0.31 | 0.23 | 71.54 | 1102.265 | 0.97
D | 4002 | 2018-04-20 | 7 | OFF | 54.52 | 10.55 | 0.23 | 0.54 | 0.31 | 0 | 0 | 0.07 | -0.27 | -0.12 |  | 0 | 0.33 | 0.31 | 0.23 | 66.7 | 1257.288 | 1.08
D | 4002 | 2018-04-20 | 8 | ON | 56.93 | 10.55 | 0.23 | 0.54 | 0.3 | 0.43 | 0 | -0.05 | -0.39 | -0.12 |  | 0.01 | 0.33 | 0.31 | 0.23 | 69.3 | 1336.527 | 1.51
D | 4002 | 2018-04-20 | 9 | ON | 53.71 | 10.55 | 0.23 | 0.54 | 0.13 | 0.43 | 0 | 0.07 | -0.39 | -0.12 |  | 0.01 | 0.33 | 0.31 | 0.23 | 66.03 | 1346.329 | 1.34
D | 4002 | 2018-04-20 | 10 | ON | 45.42 | 10.55 | 0.23 | 0.54 | 0.12 | 0.43 | 0 | 0.06 | -0.42 | -0.12 |  | 0.01 | 0.33 | 0.31 | 0.23 | 57.69 | 1349.068 | 1.33
D | 4002 | 2018-04-20 | 11 | ON | 38.66 | 10.55 | 0.23 | 0.54 | 0.11 | 0.44 | 0 | -0.02 | -0.3 | -0.12 |  | 0.01 | 0.33 | 0.31 | 0.23 | 50.97 | 1345.239 | 1.33
D | 4002 | 2018-04-20 | 12 | ON | 31.33 | 10.55 | 0.23 | 0.54 | 0.08 | 0.45 | 0 | 0.02 | -0.3 | -0.12 |  | 0.01 | 0.33 | 0.31 | 0.23 | 43.66 | 1343.885 | 1.31
D | 4002 | 2018-04-20 | 13 | ON | 34.61 | 10.55 | 0.23 | 0.54 | 0.1 | 0.46 | 0 | 0 | -0.24 | -0.12 |  | 0 | 0.33 | 0.31 | 0.23 | 47 | 1315.377 | 1.33
D | 4002 | 2018-04-20 | 14 | ON | 33.92 | 10.55 | 0.23 | 0.54 | 0.07 | 0.46 | 0 | 0.03 | -0.18 | -0.12 |  | 0 | 0.33 | 0.31 | 0.23 | 46.37 | 1297.498 | 1.3
D | 4002 | 2018-04-20 | 15 | ON | 30.66 | 10.55 | 0.23 | 0.54 | 0.22 | 0.47 | 0 | 0.07 | -0.18 | -0.12 |  | 0 | 0.33 | 0.31 | 0.23 | 43.31 | 1272.703 | 1.46
D | 4002 | 2018-04-20 | 16 | ON | 20.52 | 10.55 | 0.23 | 0.54 | 0.17 | 0.48 | 0 | 0.06 | -0.18 | -0.12 |  | 0 | 0.33 | 0.31 | 0.23 | 33.12 | 1256.393 | 1.42
D | 4002 | 2018-04-20 | 17 | ON | 29.04 | 10.55 | 0.23 | 0.54 | 0.15 | 0.47 | 0 | 0.01 | -0.15 | -0.12 |  | 0 | 0.33 | 0.31 | 0.23 | 41.59 | 1264.853 | 1.39
D | 4002 | 2018-04-20 | 18 | ON | 37.13 | 10.55 | 0.23 | 0.54 | 0.12 | 0.46 | 0 | 0 | -0.21 | -0.12 |  | 0 | 0.33 | 0.31 | 0.23 | 49.57 | 1286.471 | 1.35
D | 4002 | 2018-04-20 | 19 | ON | 41.67 | 10.55 | 0.23 | 0.54 | 0.11 | 0.45 | 0 | 0.01 | -0.21 | -0.12 |  | 0 | 0.33 | 0.31 | 0.23 | 54.1 | 1302.881 | 1.33
D | 4002 | 2018-04-20 | 20 | ON | 43.42 | 10.55 | 0.23 | 0.54 | 0.09 | 0.43 | 0 | 0.02 | -0.22 | -0.12 |  | 0 | 0.33 | 0.31 | 0.23 | 55.81 | 1322.991 | 1.29
D | 4002 | 2018-04-20 | 21 | ON | 57.25 | 10.55 | 0.23 | 0.54 | 0.2 | 0.43 | 0 | 0.01 | -0.19 | -0.12 |  | 0 | 0.33 | 0.31 | 0.23 | 69.77 | 1331.187 | 1.4
D | 4002 | 2018-04-20 | 22 | ON | 59.97 | 10.55 | 0.23 | 0.54 | 0.42 | 0.45 | 0 | -0.08 | -0.24 | -0.12 |  | 0 | 0.33 | 0.31 | 0.23 | 72.59 | 1263.707 | 1.64
D | 4002 | 2018-04-20 | 23 | ON | 65.42 | 10.55 | 0.23 | 0.54 | 0.64 | 0.49 | 0 | -0.13 | -0.17 | -0.12 |  | 0 | 0.33 | 0.31 | 0.23 | 78.32 | 1161.443 | 1.9
D | 4002 | 2018-04-20 | 24 | OFF | 67.65 | 10.55 | 0.23 | 0.54 | 0.58 | 0 | 0.05 | -0.03 | 0 | -0.12 |  | 0 | 0.33 | 0.31 | 0.23 | 80.32 | 1056.972 | 1.4
D | 4002 | 2018-04-21 | 1 | OFF | 44.34 | 10.55 | 0.53 | 0.04 | 0.46 | 0 | 0.01 | -0.06 | 0.29 | -0.12 |  | 0 | 0.33 | 0.31 | 0.23 | 56.91 | 988.72 | 1.04
D | 4002 | 2018-04-21 | 2 | OFF | 52.94 | 10.55 | 0.53 | 0.04 | 0.35 | 0 | 0.64 | 0.02 | 0.01 | -0.12 |  | 0 | 0.33 | 0.31 | 0.23 | 65.83 | 950.734 | 1.56
D | 4002 | 2018-04-21 | 3 | OFF | 38.7 | 10.55 | 0.53 | 0.04 | 0.1 | 0 | 0.03 | -0.03 | 0 | -0.12 |  | 0 | 0.33 | 0.31 | 0.23 | 50.67 | 934.153 | 0.7
D | 4002 | 2018-04-21 | 4 | OFF | 37.31 | 10.55 | 0.53 | 0.04 | 0.07 | 0 | 0 | -0.05 | -0.01 | -0.12 |  | 0 | 0.33 | 0.31 | 0.23 | 49.19 | 933.09 | 0.64
D | 4002 | 2018-04-21 | 5 | OFF | 53.66 | 10.55 | 0.53 | 0.04 | 0.07 | 0 | 0.24 | -0.08 | 0.06 | -0.12 |  | 0 | 0.33 | 0.31 | 0.23 | 65.82 | 951.48 | 0.88
D | 4002 | 2018-04-21 | 6 | OFF | 42.62 | 10.55 | 0.53 | 0.04 | 0.25 | 0 | 0.47 | 0.12 | -0.16 | -0.12 |  | 0 | 0.33 | 0.31 | 0.23 | 55.17 | 1000.22 | 1.29
D | 4002 | 2018-04-21 | 7 | OFF | 37.76 | 10.55 | 0.53 | 0.04 | 0.3 | 0 | 0 | 0.01 | -0.03 | -0.12 |  | 0 | 0.33 | 0.31 | 0.23 | 49.91 | 1070.824 | 0.87
D | 4002 | 2018-04-21 | 8 | OFF | 33.44 | 10.55 | 0.53 | 0.04 | 0.43 | 0 | 0 | -0.01 | -0.07 | -0.12 |  | 0 | 0.33 | 0.31 | 0.23 | 45.66 | 1141.486 | 1
D | 4002 | 2018-04-21 | 9 | OFF | 27.16 | 10.55 | 0.53 | 0.04 | 0.22 | 0 | 0 | -0.03 | -0.13 | -0.12 |  | 0 | 0.33 | 0.31 | 0.23 | 39.09 | 1194.9 | 0.79
D | 4002 | 2018-04-21 | 10 | OFF | 18.43 | 10.55 | 0.53 | 0.04 | 0.11 | 0 | 0 | 0.06 | -0.13 | -0.12 |  | 0 | 0.33 | 0.31 | 0.23 | 30.34 | 1216.721 | 0.68
D | 4002 | 2018-04-21 | 11 | OFF | 19.39 | 10.55 | 0.53 | 0.04 | 0.08 | 0 | 0 | -0.03 | -0.1 | -0.12 |  | 0 | 0.33 | 0.31 | 0.23 | 31.21 | 1207.317 | 0.65
D | 4002 | 2018-04-21 | 12 | OFF | 16.51 | 10.55 | 0.53 | 0.04 | 0.11 | 0 | 0 | -0.05 | -0.11 | -0.12 |  | 0 | 0.33 | 0.31 | 0.23 | 28.33 | 1183.723 | 0.68
D | 4002 | 2018-04-21 | 13 | OFF | 14.5 | 10.55 | 0.53 | 0.04 | 0.11 | 0 | 0 | -0.04 | -0.06 | -0.12 |  | 0 | 0.33 | 0.31 | 0.23 | 26.38 | 1150.397 | 0.68
D | 4002 | 2018-04-21 | 14 | OFF | 0.05 | 10.55 | 0.53 | 0.04 | 0.26 | 0 | 0 | 0 | -0.1 | -0.12 |  | 0 | 0.33 | 0.31 | 0.23 | 12.08 | 1120.707 | 0.83
D | 4002 | 2018-04-21 | 15 | OFF | -2.63 | 10.55 | 0.53 | 0.04 | 0.25 | 0 | 0 | 0 | -0.1 | -0.12 |  | 0 | 0.33 | 0.31 | 0.23 | 9.39 | 1097.394 | 0.82
D | 4002 | 2018-04-21 | 16 | OFF | 2.67 | 10.55 | 0.53 | 0.04 | 0.28 | 0 | 0 | -0.02 | -0.06 | -0.12 |  | 0 | 0.33 | 0.31 | 0.23 | 14.74 | 1085.239 | 0.85
D | 4002 | 2018-04-21 | 17 | OFF | 9.92 | 10.55 | 0.53 | 0.04 | 0.18 | 0 | 0 | 0 | -0.05 | -0.12 |  | 0 | 0.33 | 0.31 | 0.23 | 21.92 | 1102.87 | 0.75
D | 4002 | 2018-04-21 | 18 | OFF | 10.97 | 10.55 | 0.53 | 0.04 | 0.23 | 0 | 0 | -0.01 | -0.03 | -0.12 |  | 0 | 0.33 | 0.31 | 0.23 | 23.03 | 1137.876 | 0.8
D | 4002 | 2018-04-21 | 19 | OFF | 19.57 | 10.55 | 0.53 | 0.04 | 0.11 | 0 | 0 | -0.05 | -0.08 | -0.12 |  | 0 | 0.33 | 0.31 | 0.23 | 31.42 | 1160.902 | 0.68
D | 4002 | 2018-04-21 | 20 | OFF | 19.45 | 10.55 | 0.53 | 0.04 | 0.08 | 0 | 0 | -0.09 | -0.07 | -0.12 |  | 0 | 0.33 | 0.31 | 0.23 | 31.24 | 1187.601 | 0.65
D | 4002 | 2018-04-21 | 21 | OFF | 21.26 | 10.55 | 0.53 | 0.04 | 0.09 | 0 | 0 | -0.02 | -0.16 | -0.12 |  | 0 | 0.33 | 0.31 | 0.23 | 33.04 | 1208.244 | 0.66
D | 4002 | 2018-04-21 | 22 | OFF | 19.43 | 10.55 | 0.53 | 0.04 | 0.13 | 0 | 0 | -0.06 | -0.08 | -0.12 |  | 0 | 0.33 | 0.31 | 0.23 | 31.29 | 1147.436 | 0.7
D | 4002 | 2018-04-21 | 23 | OFF | 19.72 | 10.55 | 0.53 | 0.04 | 0.13 | 0 | 0 | -0.06 | -0.1 | -0.12 |  | 0 | 0.33 | 0.31 | 0.23 | 31.56 | 1063.012 | 0.7
D | 4002 | 2018-04-21 | 24 | OFF | 18.87 | 10.55 | 0.53 | 0.04 | 0.08 | 0 | 0 | 0 | -0.13 | -0.12 |  | 0 | 0.33 | 0.31 | 0.23 | 30.69 | 982.938 | 0.65
D | 4002 | 2018-04-22 | 1 | OFF | 11.32 | 10.55 | 0.38 | 0.03 | 0.13 | 0 | 0 | -0.04 | -0.06 | -0.12 |  | 0 | 0.33 | 0.31 | 0.23 | 23.06 | 929.095 | 0.54
D | 4002 | 2018-04-22 | 2 | OFF | 7.47 | 10.55 | 0.38 | 0.03 | 0.21 | 0 | 0 | -0.03 | -0.1 | -0.12 |  | 0 | 0.33 | 0.31 | 0.23 | 19.26 | 898.207 | 0.62
D | 4002 | 2018-04-22 | 3 | OFF | 7.2 | 10.55 | 0.38 | 0.03 | 0.11 | 0 | 0 | -0.04 | -0.07 | -0.12 |  | 0 | 0.33 | 0.31 | 0.23 | 18.91 | 885.741 | 0.52
D | 4002 | 2018-04-22 | 4 | OFF | 7.43 | 10.55 | 0.38 | 0.03 | 0.15 | 0 | 0 | -0.05 | -0.07 | -0.12 |  | 0 | 0.33 | 0.31 | 0.23 | 19.17 | 886.981 | 0.56
D | 4002 | 2018-04-22 | 5 | OFF | 9.42 | 10.55 | 0.38 | 0.03 | 0.15 | 0 | 0 | -0.08 | -0.08 | -0.12 |  | 0 | 0.33 | 0.31 | 0.23 | 21.12 | 902.506 | 0.56
D | 4002 | 2018-04-22 | 6 | OFF | 18.31 | 10.55 | 0.38 | 0.03 | 0.05 | 0 | 0 | -0.04 | -0.06 | -0.12 |  | 0 | 0.33 | 0.31 | 0.23 | 29.97 | 938.818 | 0.46
D | 4002 | 2018-04-22 | 7 | OFF | 19.46 | 10.55 | 0.38 | 0.03 | 0.12 | 0 | 0.04 | -0.04 | -0.08 | -0.12 |  | 0 | 0.33 | 0.31 | 0.23 | 31.21 | 988.53 | 0.57
D | 4002 | 2018-04-22 | 8 | OFF | 3.25 | 10.55 | 0.38 | 0.03 | 0.36 | 0 | 0 | -0.01 | -0.1 | -0.12 |  | 0 | 0.33 | 0.31 | 0.23 | 15.21 | 1050.05 | 0.77
D | 4002 | 2018-04-22 | 9 | OFF | 0 | 10.55 | 0.38 | 0.03 | 0.29 | 0 | 0 | 0 | -0.12 | -0.12 |  | 0 | 0.33 | 0.31 | 0.23 | 11.88 | 1106.136 | 0.7
D | 4002 | 2018-04-22 | 10 | OFF | 16.44 | 10.55 | 0.38 | 0.03 | 0.12 | 0 | 0 | -0.02 | -0.08 | -0.12 |  | 0 | 0.33 | 0.31 | 0.23 | 28.17 | 1129.988 | 0.53
D | 4002 | 2018-04-22 | 11 | OFF | 17.67 | 10.55 | 0.38 | 0.03 | 0.08 | 0 | 0 | -0.04 | -0.06 | -0.12 |  | 0 | 0.33 | 0.31 | 0.23 | 29.36 | 1130.285 | 0.49
D | 4002 | 2018-04-22 | 12 | OFF | 8.05 | 10.55 | 0.38 | 0.03 | 0.16 | 0 | 0 | -0.01 | -0.06 | -0.12 |  | 0 | 0.33 | 0.31 | 0.23 | 19.85 | 1116.649 | 0.57
D | 4002 | 2018-04-22 | 13 | OFF | 11.55 | 10.55 | 0.38 | 0.03 | 0.1 | 0 | 0 | -0.04 | -0.07 | -0.12 |  | 0 | 0.33 | 0.31 | 0.23 | 23.25 | 1099.454 | 0.51
D | 4002 | 2018-04-22 | 14 | OFF | -3.36 | 10.55 | 0.38 | 0.03 | 0.25 | 0 | 0 | 0 | -0.1 | -0.12 |  | 0 | 0.33 | 0.31 | 0.23 | 8.5 | 1076.587 | 0.66
D | 4002 | 2018-04-22 | 15 | OFF | 0.8 | 10.55 | 0.38 | 0.03 | 0.16 | 0 | 0 | -0.01 | -0.09 | -0.12 |  | 0 | 0.33 | 0.31 | 0.23 | 12.57 | 1050.965 | 0.57
D | 4002 | 2018-04-22 | 16 | OFF | -13.81 | 10.55 | 0.38 | 0.03 | 0.22 | 0 | 0 | 0.01 | -0.15 | -0.12 |  | 0 | 0.33 | 0.31 | 0.23 | -2.02 | 1051.88 | 0.63
D | 4002 | 2018-04-22 | 17 | OFF | -1.77 | 10.55 | 0.38 | 0.03 | 0.25 | 0 | 0 | -0.01 | 0.15 | -0.12 |  | 0 | 0.33 | 0.31 | 0.23 | 10.33 | 1084.868 | 0.66
D | 4002 | 2018-04-22 | 18 | OFF | 8.07 | 10.55 | 0.38 | 0.03 | 0.28 | 0 | 0 | -0.04 | 0.08 | -0.12 |  | 0 | 0.33 | 0.31 | 0.23 | 20.1 | 1135.34 | 0.69
D | 4002 | 2018-04-22 | 19 | OFF | 21.45 | 10.55 | 0.38 | 0.03 | 0.31 | 0 | 0 | -0.04 | -0.04 | -0.12 |  | 0 | 0.33 | 0.31 | 0.23 | 33.39 | 1162.285 | 0.72
D | 4002 | 2018-04-22 | 20 | OFF | 23.15 | 10.55 | 0.38 | 0.03 | 0.09 | 0 | 0.01 | -0.03 | -0.06 | -0.12 |  | 0 | 0.33 | 0.31 | 0.23 | 34.87 | 1188.603 | 0.51
D | 4002 | 2018-04-22 | 21 | OFF | 38.33 | 10.55 | 0.38 | 0.03 | 0.23 | 0 | 0.64 | 0 | -0.03 | -0.12 |  | 0 | 0.33 | 0.31 | 0.23 | 50.88 | 1201.744 | 1.28
D | 4002 | 2018-04-22 | 22 | OFF | 29.05 | 10.55 | 0.38 | 0.03 | 0.26 | 0 | 0.24 | -0.09 | 0.15 | -0.12 |  | 0 | 0.33 | 0.31 | 0.23 | 41.32 | 1124.041 | 0.91
D | 4002 | 2018-04-22 | 23 | OFF | 22.54 | 10.55 | 0.38 | 0.03 | 0.16 | 0 | 0.05 | -0.03 | -0.03 | -0.12 |  | 0 | 0.33 | 0.31 | 0.23 | 34.4 | 1024.29 | 0.62
D | 4002 | 2018-04-22 | 24 | OFF | 25.02 | 10.55 | 0.38 | 0.03 | 0.15 | 0 | 0.02 | -0.04 | 0.07 | -0.12 |  | 0 | 0.33 | 0.31 | 0.23 | 36.93 | 948.375 | 0.58
D | 4002 | 2018-04-23 | 1 | OFF | 16.18 | 10.55 | 0.29 | 0.02 | 0.06 | 0 | 0 | 0 | 0.01 | -0.12 |  | 0 | 0.33 | 0.31 | 0.23 | 27.86 | 904.126 | 0.37
D | 4002 | 2018-04-23 | 2 | OFF | 11.11 | 10.55 | 0.29 | 0.02 | 0.06 | 0 | 0 | -0.03 | -0.05 | -0.12 |  | 0 | 0.33 | 0.31 | 0.23 | 22.7 | 882.824 | 0.37
D | 4002 | 2018-04-23 | 3 | OFF | 17.17 | 10.55 | 0.29 | 0.02 | 0.06 | 0 | 0 | -0.05 | -0.01 | -0.12 |  | 0 | 0.33 | 0.31 | 0.23 | 28.78 | 880.278 | 0.37
D | 4002 | 2018-04-23 | 4 | OFF | 18.65 | 10.55 | 0.29 | 0.02 | 0.06 | 0 | 0 | -0.07 | 0.01 | -0.12 |  | 0 | 0.33 | 0.31 | 0.23 | 30.26 | 896.146 | 0.37
D | 4002 | 2018-04-23 | 5 | OFF | 22.14 | 10.55 | 0.29 | 0.02 | 0.06 | 0 | 0.02 | -0.06 | 0 | -0.12 |  | 0 | 0.33 | 0.31 | 0.23 | 33.77 | 942.748 | 0.39
D | 4002 | 2018-04-23 | 6 | OFF | 25.59 | 10.55 | 0.29 | 0.02 | 0.11 | 0 | 0.2 | 0.02 | 0.04 | -0.12 |  | 0 | 0.33 | 0.31 | 0.23 | 37.57 | 1050.772 | 0.62
D | 4002 | 2018-04-23 | 7 | OFF | 33.85 | 10.55 | 0.29 | 0.02 | 0.32 | 0 | 0.1 | -0.03 | 0.15 | -0.12 |  | 0 | 0.33 | 0.31 | 0.23 | 46 | 1186.947 | 0.73
D | 4002 | 2018-04-23 | 8 | ON | 37.8 | 10.55 | 0.29 | 0.02 | 0.43 | 0.41 | 0.11 | 0 | -0.08 | -0.12 |  | 0 | 0.33 | 0.31 | 0.23 | 50.28 | 1271.358 | 1.26
D | 4002 | 2018-04-23 | 9 | ON | 25.78 | 10.55 | 0.29 | 0.02 | 0.16 | 0.41 | 0 | -0.03 | -0.1 | -0.12 |  | 0 | 0.33 | 0.31 | 0.23 | 37.83 | 1286.868 | 0.88
D | 4002 | 2018-04-23 | 10 | ON | 23.3 | 10.55 | 0.29 | 0.02 | 0.06 | 0.42 | 0 | -0.04 | -0.09 | -0.12 |  | 0 | 0.33 | 0.31 | 0.23 | 35.26 | 1284.458 | 0.79
D | 4002 | 2018-04-23 | 11 | ON | 22.66 | 10.55 | 0.29 | 0.02 | 0.05 | 0.43 | 0 | -0.03 | -0.1 | -0.12 |  | 0 | 0.33 | 0.31 | 0.23 | 34.62 | 1278.255 | 0.79
D | 4002 | 2018-04-23 | 12 | ON | 21.8 | 10.55 | 0.29 | 0.02 | 0.05 | 0.44 | 0 | -0.02 | -0.1 | -0.12 |  | 0 | 0.33 | 0.31 | 0.23 | 33.78 | 1266.349 | 0.8
D | 4002 | 2018-04-23 | 13 | ON | 21.43 | 10.55 | 0.29 | 0.02 | 0.05 | 0.44 | 0 | -0.04 | -0.07 | -0.12 |  | 0 | 0.33 | 0.31 | 0.23 | 33.42 | 1250.678 | 0.8
D | 4002 | 2018-04-23 | 14 | ON | 20.87 | 10.55 | 0.29 | 0.02 | 0.06 | 0.45 | 0 | -0.06 | -0.07 | -0.12 |  | 0 | 0.33 | 0.31 | 0.23 | 32.86 | 1240.642 | 0.82
D | 4002 | 2018-04-23 | 15 | ON | 20.06 | 10.55 | 0.29 | 0.02 | 0.07 | 0.45 | 0 | -0.04 | -0.07 | -0.12 |  | 0 | 0.33 | 0.31 | 0.23 | 32.08 | 1221.939 | 0.83
D | 4002 | 2018-04-23 | 16 | ON | 20.21 | 10.55 | 0.29 | 0.02 | 0.07 | 0.45 | 0 | -0.06 | -0.07 | -0.12 |  | 0 | 0.33 | 0.31 | 0.23 | 32.21 | 1208.855 | 0.83
D | 4002 | 2018-04-23 | 17 | ON | 20.62 | 10.55 | 0.29 | 0.02 | 0.35 | 0.44 | 0 | -0.09 | -0.06 | -0.12 |  | 0 | 0.33 | 0.31 | 0.23 | 32.87 | 1209.965 | 1.1
D | 4002 | 2018-04-23 | 18 | ON | 23.03 | 10.55 | 0.29 | 0.02 | 0.06 | 0.42 | 0.04 | -0.05 | -0.05 | -0.12 |  | 0 | 0.33 | 0.31 | 0.23 | 35.06 | 1233.487 | 0.83
D | 4002 | 2018-04-23 | 19 | ON | 24.51 | 10.55 | 0.29 | 0.02 | 0.07 | 0.41 | 0 | -0.04 | -0.1 | -0.12 |  | 0 | 0.33 | 0.31 | 0.23 | 36.46 | 1253.232 | 0.79
D | 4002 | 2018-04-23 | 20 | ON | 23.99 | 10.55 | 0.29 | 0.02 | 0.06 | 0.4 | 0 | -0.04 | -0.14 | -0.12 |  | 0 | 0.33 | 0.31 | 0.23 | 35.88 | 1275.072 | 0.77
D | 4002 | 2018-04-23 | 21 | ON | 30.91 | 10.55 | 0.29 | 0.02 | 0.13 | 0.39 | 0.01 | -0.04 | -0.08 | -0.12 |  | 0 | 0.33 | 0.31 | 0.23 | 42.93 | 1279.721 | 0.84
D | 4002 | 2018-04-23 | 22 | ON | 26.98 | 10.55 | 0.29 | 0.02 | 0.15 | 0.42 | 0 | 0.01 | 0.08 | -0.12 |  | 0 | 0.33 | 0.31 | 0.23 | 39.25 | 1185.983 | 0.88
D | 4002 | 2018-04-23 | 23 | ON | 20.34 | 10.55 | 0.29 | 0.02 | 0.13 | 0.47 | 0 | -0.03 | -0.04 | -0.12 |  | 0 | 0.33 | 0.31 | 0.23 | 32.48 | 1070.882 | 0.91
D | 4002 | 2018-04-23 | 24 | OFF | 17.02 | 10.55 | 0.29 | 0.02 | 0.13 | 0 | 0 | 0.01 | -0.09 | -0.12 |  | 0 | 0.33 | 0.31 | 0.23 | 28.68 | 973.174 | 0.44
D | 4002 | 2018-04-24 | 1 | OFF | 18.66 | 10.55 | 0.83 | 0.03 | 0.11 | 0 | 0 | 0.04 | -0.07 | -0.12 |  | 0 | 0.33 | 0.31 | 0.23 | 30.9 | 914.53 | 0.97
D | 4002 | 2018-04-24 | 2 | OFF | 20.21 | 10.55 | 0.83 | 0.03 | 0.06 | 0 | 0 | 0.03 | -0.05 | -0.12 |  | 0 | 0.33 | 0.31 | 0.23 | 32.41 | 885.194 | 0.92
D | 4002 | 2018-04-24 | 3 | OFF | 15.25 | 10.55 | 0.83 | 0.03 | 0.1 | 0 | 0 | 0.02 | -0.08 | -0.12 |  | 0 | 0.33 | 0.31 | 0.23 | 27.45 | 874.283 | 0.96
D | 4002 | 2018-04-24 | 4 | OFF | 18.13 | 10.55 | 0.83 | 0.03 | 0.11 | 0 | 0 | -0.02 | -0.04 | -0.12 |  | 0 | 0.33 | 0.31 | 0.23 | 30.34 | 882.502 | 0.97
D | 4002 | 2018-04-24 | 5 | OFF | 21.45 | 10.55 | 0.83 | 0.03 | 0.07 | 0 | 0 | 0 | 0 | -0.12 |  | 0 | 0.33 | 0.31 | 0.23 | 33.68 | 925.437 | 0.93
D | 4002 | 2018-04-24 | 6 | OFF | 24.16 | 10.55 | 0.83 | 0.03 | 0.11 | 0 | 0.1 | 0.06 | -0.06 | -0.12 |  | 0 | 0.33 | 0.31 | 0.23 | 36.53 | 1026.745 | 1.07
D | 4002 | 2018-04-24 | 7 | OFF | 19.34 | 10.55 | 0.83 | 0.03 | 0.11 | 0 | 0 | 0 | -0.02 | -0.12 |  | 0 | 0.33 | 0.31 | 0.23 | 31.59 | 1163.387 | 0.97
D | 4002 | 2018-04-24 | 8 | ON | 23.2 | 10.55 | 0.83 | 0.03 | 0.1 | 0.41 | 0 | 0.01 | -0.14 | -0.12 |  | 0 | 0.33 | 0.31 | 0.23 | 35.74 | 1241.892 | 1.37
D | 4002 | 2018-04-24 | 9 | ON | 29.57 | 10.55 | 0.83 | 0.03 | 0.12 | 0.42 | 0.31 | 0.01 | -0.13 | -0.12 |  | 0 | 0.33 | 0.31 | 0.23 | 42.46 | 1257.648 | 1.71
D | 4002 | 2018-04-24 | 10 | ON | 22.89 | 10.55 | 0.83 | 0.03 | 0.06 | 0.42 | 0 | 0 | -0.12 | -0.12 |  | 0 | 0.33 | 0.31 | 0.23 | 35.41 | 1255.291 | 1.34
D | 4002 | 2018-04-24 | 11 | ON | 19.68 | 10.55 | 0.83 | 0.03 | 0.05 | 0.43 | 0 | 0.02 | -0.13 | -0.12 |  | 0 | 0.33 | 0.31 | 0.23 | 32.21 | 1262.936 | 1.34
D | 4002 | 2018-04-24 | 12 | ON | 12.33 | 10.55 | 0.83 | 0.03 | 0.12 | 0.43 | 0 | -0.01 | -0.13 | -0.12 |  | 0 | 0.33 | 0.31 | 0.23 | 24.9 | 1253.272 | 1.41
D | 4002 | 2018-04-24 | 13 | ON | 17.26 | 10.55 | 0.83 | 0.03 | 0.08 | 0.44 | 0 | 0.03 | -0.14 | -0.12 |  | 0 | 0.33 | 0.31 | 0.23 | 29.83 | 1242.176 | 1.38
D | 4002 | 2018-04-24 | 14 | ON | 19.53 | 10.55 | 0.83 | 0.03 | 0.06 | 0.44 | 0 | 0 | -0.13 | -0.12 |  | 0 | 0.33 | 0.31 | 0.23 | 32.06 | 1239.045 | 1.36
D | 4002 | 2018-04-24 | 15 | ON | 19.12 | 10.55 | 0.83 | 0.03 | 0.07 | 0.44 | 0 | -0.02 | -0.12 | -0.12 |  | 0 | 0.33 | 0.31 | 0.23 | 31.65 | 1228.591 | 1.37
D | 4002 | 2018-04-24 | 16 | ON | 19.74 | 10.55 | 0.83 | 0.03 | 0.07 | 0.43 | 0 | -0.01 | -0.1 | -0.12 |  | 0 | 0.33 | 0.31 | 0.23 | 32.29 | 1222.314 | 1.36
D | 4002 | 2018-04-24 | 17 | ON | 32.94 | 10.55 | 0.83 | 0.03 | 0.13 | 0.42 | 0.61 | 0 | 0 | -0.12 |  | 0 | 0.33 | 0.31 | 0.23 | 46.26 | 1225.386 | 2.02
D | 4002 | 2018-04-24 | 18 | ON | 24.56 | 10.55 | 0.83 | 0.03 | 0.08 | 0.41 | 0.11 | 0.01 | -0.03 | -0.12 |  | 0 | 0.33 | 0.31 | 0.23 | 37.3 | 1243.343 | 1.46
D | 4002 | 2018-04-24 | 19 | ON | 27.18 | 10.55 | 0.83 | 0.03 | 0.11 | 0.4 | 0.07 | -0.01 | -0.07 | -0.12 |  | 0 | 0.33 | 0.31 | 0.23 | 39.84 | 1256.936 | 1.44
D | 4002 | 2018-04-24 | 20 | ON | 29.56 | 10.55 | 0.83 | 0.03 | 0.12 | 0.4 | 0.15 | -0.04 | -0.05 | -0.12 |  | 0 | 0.33 | 0.31 | 0.23 | 42.3 | 1277.806 | 1.53
D | 4002 | 2018-04-24 | 21 | ON | 30.1 | 10.55 | 0.83 | 0.03 | 0.22 | 0.4 | 0.17 | -0.02 | 0.02 | -0.12 |  | 0 | 0.33 | 0.31 | 0.23 | 43.05 | 1275.395 | 1.65
D | 4002 | 2018-04-24 | 22 | ON | 28.7 | 10.55 | 0.83 | 0.03 | 0.24 | 0.42 | 0 | -0.03 | 0 | -0.12 |  | 0 | 0.33 | 0.31 | 0.23 | 41.49 | 1176.372 | 1.52
D | 4002 | 2018-04-24 | 23 | ON | 20.27 | 10.55 | 0.83 | 0.03 | 0.12 | 0.47 | 0 | 0.01 | -0.07 | -0.12 |  | 0 | 0.33 | 0.31 | 0.23 | 32.96 | 1060.184 | 1.45
D | 4002 | 2018-04-24 | 24 | OFF | 19.23 | 10.55 | 0.83 | 0.03 | 0.11 | 0 | 0 | 0.02 | -0.05 | -0.12 |  | 0 | 0.33 | 0.31 | 0.23 | 31.47 | 963.202 | 0.97
D | 4002 | 2018-04-25 | 1 | OFF | 17.16 | 10.55 | 0.21 | 0.03 | 0.05 | 0 | 0 | 0.03 | -0.07 | -0.12 |  | 0 | 0.33 | 0.31 | 0.23 | 28.71 | 899.705 | 0.29
D | 4002 | 2018-04-25 | 2 | OFF | 3.95 | 10.55 | 0.21 | 0.03 | 0.06 | 0 | 0 | -0.01 | -0.05 | -0.12 |  | 0 | 0.33 | 0.31 | 0.23 | 15.49 | 864.914 | 0.3
D | 4002 | 2018-04-25 | 3 | OFF | -18.28 | 10.55 | 0.21 | 0.03 | 0.18 | 0 | 0 | 0 | -0.16 | -0.12 |  | 0 | 0.33 | 0.31 | 0.23 | -6.72 | 847.609 | 0.42
D | 4002 | 2018-04-25 | 4 | OFF | -6.59 | 10.55 | 0.21 | 0.03 | 0.16 | 0 | 0 | 0.01 | -0.15 | -0.12 |  | 0 | 0.33 | 0.31 | 0.23 | 4.97 | 848.771 | 0.4
D | 4002 | 2018-04-25 | 5 | OFF | 14.4 | 10.55 | 0.21 | 0.03 | 0.07 | 0 | 0 | 0.04 | -0.04 | -0.12 |  | 0 | 0.33 | 0.31 | 0.23 | 26.01 | 885.591 | 0.31
D | 4002 | 2018-04-25 | 6 | OFF | 6.28 | 10.55 | 0.21 | 0.03 | 0.12 | 0 | 0 | 0.01 | -0.15 | -0.12 |  | 0 | 0.33 | 0.31 | 0.23 | 17.8 | 976.975 | 0.36
D | 4002 | 2018-04-25 | 7 | OFF | 15.9 | 10.55 | 0.21 | 0.03 | 0.28 | 0 | 0 | 0.01 | 0 | -0.12 |  | 0 | 0.33 | 0.31 | 0.23 | 27.73 | 1107.776 | 0.52
D | 4002 | 2018-04-25 | 8 | ON | 20.15 | 10.55 | 0.21 | 0.03 | 0.16 | 0.42 | 0 | -0.01 | -0.07 | -0.12 |  | 0 | 0.33 | 0.31 | 0.23 | 32.19 | 1215.31 | 0.82
D | 4002 | 2018-04-25 | 9 | ON | 21.79 | 10.55 | 0.21 | 0.03 | 0.07 | 0.4 | 0.02 | 0.01 | -0.08 | -0.12 |  | 0 | 0.33 | 0.31 | 0.23 | 33.75 | 1271.368 | 0.73
D | 4002 | 2018-04-25 | 10 | ON | 24.36 | 10.55 | 0.21 | 0.03 | 0.08 | 0.4 | 0 | 0 | -0.13 | -0.12 |  | 0 | 0.33 | 0.31 | 0.23 | 36.25 | 1301.367 | 0.72
D | 4002 | 2018-04-25 | 11 | ON | 29.81 | 10.55 | 0.21 | 0.03 | 0.14 | 0.4 | 0 | 0.05 | -0.08 | -0.12 |  | 0 | 0.33 | 0.31 | 0.23 | 41.86 | 1325.18 | 0.78
D | 4002 | 2018-04-25 | 12 | ON | 28.72 | 10.55 | 0.21 | 0.03 | 0.11 | 0.4 | 0 | 0 | -0.08 | -0.12 |  | 0 | 0.33 | 0.31 | 0.23 | 40.69 | 1338.202 | 0.75
D | 4002 | 2018-04-25 | 13 | ON | 20.85 | 10.55 | 0.21 | 0.03 | 0.07 | 0.4 | 0 | 0.03 | -0.07 | -0.12 |  | 0 | 0.33 | 0.31 | 0.23 | 32.82 | 1329.911 | 0.71
D | 4002 | 2018-04-25 | 14 | ON | 27.86 | 10.55 | 0.21 | 0.03 | 0.11 | 0.39 | 0.36 | 0 | -0.06 | -0.12 |  | 0 | 0.33 | 0.31 | 0.23 | 40.2 | 1330.372 | 1.1
D | 4002 | 2018-04-25 | 15 | ON | 29.26 | 10.55 | 0.21 | 0.03 | 0.15 | 0.4 | 0.42 | 0.06 | -0.02 | -0.12 |  | 0 | 0.33 | 0.31 | 0.23 | 41.81 | 1320.246 | 1.21
D | 4002 | 2018-04-25 | 16 | ON | 23.32 | 10.55 | 0.21 | 0.03 | 0.11 | 0.4 | 0.14 | 0.01 | -0.03 | -0.12 |  | 0 | 0.33 | 0.31 | 0.23 | 35.49 | 1312.087 | 0.89
D | 4002 | 2018-04-25 | 17 | ON | 23.13 | 10.55 | 0.21 | 0.03 | 0.08 | 0.4 | 0.03 | -0.02 | -0.02 | -0.12 |  | 0 | 0.33 | 0.31 | 0.23 | 35.14 | 1319.326 | 0.75
D | 4002 | 2018-04-25 | 18 | ON | 23.09 | 10.55 | 0.21 | 0.03 | 0.06 | 0.39 | 0 | -0.04 | -0.05 | -0.12 |  | 0 | 0.33 | 0.31 | 0.23 | 34.99 | 1345.706 | 0.69
D | 4002 | 2018-04-25 | 19 | ON | 26.3 | 10.55 | 0.21 | 0.03 | 0.14 | 0.39 | 0.23 | 0 | -0.06 | -0.12 |  | 0 | 0.33 | 0.31 | 0.23 | 38.54 | 1348.289 | 1
D | 4002 | 2018-04-25 | 20 | ON | 19.69 | 10.55 | 0.21 | 0.03 | 0.06 | 0.39 | 0 | -0.04 | -0.05 | -0.12 |  | 0 | 0.33 | 0.31 | 0.23 | 31.59 | 1342.878 | 0.69
D | 4002 | 2018-04-25 | 21 | ON | 20.12 | 10.55 | 0.21 | 0.03 | 0.06 | 0.4 | 0 | -0.02 | -0.04 | -0.12 |  | 0 | 0.33 | 0.31 | 0.23 | 32.06 | 1299.199 | 0.7
D | 4002 | 2018-04-25 | 22 | ON | 18.23 | 10.55 | 0.21 | 0.03 | 0.14 | 0.43 | 0 | 0 | -0.04 | -0.12 |  | 0 | 0.33 | 0.31 | 0.23 | 30.3 | 1201.906 | 0.81
D | 4002 | 2018-04-25 | 23 | ON | 10.14 | 10.55 | 0.21 | 0.03 | 0.44 | 0.47 | 0 | -0.01 | -0.2 | -0.12 |  | 0 | 0.33 | 0.31 | 0.23 | 22.38 | 1088.575 | 1.15
D | 4002 | 2018-04-25 | 24 | OFF | 10.14 | 10.55 | 0.21 | 0.03 | 0.3 | 0 | 0 | -0.05 | 0 | -0.12 |  | 0 | 0.33 | 0.31 | 0.23 | 21.93 | 991.11 | 0.54
D | 4002 | 2018-04-26 | 1 | OFF | 7.58 | 10.55 | 0.84 | 0.07 | 0.41 | 0 | 0.82 | -0.08 | 0.09 | -0.12 |  | 0 | 0.33 | 0.31 | 0.23 | 21.03 | 926.831 | 2.14
D | 4002 | 2018-04-26 | 2 | OFF | 13.62 | 10.55 | 0.84 | 0.07 | 0.26 | 0 | 0.06 | 0.01 | -0.14 | -0.12 |  | 0 | 0.33 | 0.31 | 0.23 | 26.02 | 890.474 | 1.23
D | 4002 | 2018-04-26 | 3 | OFF | 21.89 | 10.55 | 0.84 | 0.07 | 0.15 | 0 | 0.43 | -0.05 | -0.02 | -0.12 |  | 0 | 0.33 | 0.31 | 0.23 | 34.61 | 872.193 | 1.49
D | 4002 | 2018-04-26 | 4 | OFF | 37.53 | 10.55 | 0.84 | 0.07 | 0.2 | 0 | 1.04 | -0.29 | 0.2 | -0.12 |  | 0 | 0.33 | 0.31 | 0.23 | 50.89 | 872.887 | 2.15
D | 4002 | 2018-04-26 | 5 | OFF | 39.2 | 10.55 | 0.84 | 0.07 | 0.2 | 0 | 1.05 | -0.1 | 0.18 | -0.12 |  | 0 | 0.33 | 0.31 | 0.23 | 52.74 | 908.015 | 2.16
D | 4002 | 2018-04-26 | 6 | OFF | 40.8 | 10.55 | 0.84 | 0.07 | 0.35 | 0 | 2.11 | 0.1 | -0.32 | -0.12 |  | 0 | 0.33 | 0.31 | 0.23 | 55.25 | 997.37 | 3.37
D | 4002 | 2018-04-26 | 7 | OFF | 31.03 | 10.55 | 0.84 | 0.07 | 0.24 | 0 | 1.04 | -0.06 | -0.1 | -0.12 |  | 0 | 0.33 | 0.31 | 0.23 | 44.36 | 1130.663 | 2.19
D | 4002 | 2018-04-26 | 8 | ON | 42.14 | 10.55 | 0.84 | 0.07 | 0.23 | 0.4 | 1.21 | -0.12 | 0.11 | -0.12 |  | 0 | 0.33 | 0.31 | 0.23 | 56.18 | 1237.029 | 2.75
D | 4002 | 2018-04-26 | 9 | ON | 36.59 | 10.55 | 0.84 | 0.07 | 0.24 | 0.39 | 0.61 | -0.03 | -0.01 | -0.12 |  | 0 | 0.33 | 0.31 | 0.23 | 50 | 1291.662 | 2.15
D | 4002 | 2018-04-26 | 10 | ON | 21.94 | 10.55 | 0.84 | 0.07 | 0.07 | 0.39 | 0.02 | -0.05 | -0.06 | -0.12 |  | 0 | 0.33 | 0.31 | 0.23 | 34.52 | 1314.731 | 1.39
D | 4002 | 2018-04-26 | 11 | ON | 21.5 | 10.55 | 0.84 | 0.07 | 0.11 | 0.4 | 0.06 | -0.06 | -0.01 | -0.12 |  | 0 | 0.33 | 0.31 | 0.23 | 34.21 | 1320.398 | 1.48
D | 4002 | 2018-04-26 | 12 | ON | 19.47 | 10.55 | 0.84 | 0.07 | 0.06 | 0.4 | 0 | -0.06 | -0.05 | -0.12 |  | 0 | 0.33 | 0.31 | 0.23 | 32.03 | 1314.658 | 1.37
D | 4002 | 2018-04-26 | 13 | ON | 18.67 | 10.55 | 0.84 | 0.07 | 0.06 | 0.41 | 0 | -0.03 | -0.07 | -0.12 |  | 0 | 0.33 | 0.31 | 0.23 | 31.25 | 1295.018 | 1.38
D | 4002 | 2018-04-26 | 14 | ON | -1.33 | 10.55 | 0.84 | 0.07 | 0.19 | 0.41 | 0 | -0.02 | -0.09 | -0.12 |  | 0 | 0.33 | 0.31 | 0.23 | 11.37 | 1285.584 | 1.51
D | 4002 | 2018-04-26 | 15 | ON | 14.26 | 10.55 | 0.84 | 0.07 | 0.12 | 0.42 | 0 | 0 | -0.08 | -0.12 |  | 0 | 0.33 | 0.31 | 0.23 | 26.93 | 1258.19 | 1.45
D | 4002 | 2018-04-26 | 16 | ON | 11.07 | 10.55 | 0.84 | 0.07 | 0.17 | 0.42 | 0 | -0.04 | -0.08 | -0.12 |  | 0 | 0.33 | 0.31 | 0.23 | 23.75 | 1237.095 | 1.5
D | 4002 | 2018-04-26 | 17 | ON | 17.13 | 10.55 | 0.84 | 0.07 | 0.08 | 0.42 | 0 | -0.04 | -0.08 | -0.12 |  | 0 | 0.33 | 0.31 | 0.23 | 29.72 | 1234.623 | 1.41
D | 4002 | 2018-04-26 | 18 | ON | 18 | 10.55 | 0.84 | 0.07 | 0.06 | 0.41 | 0 | -0.01 | -0.1 | -0.12 |  | 0 | 0.33 | 0.31 | 0.23 | 30.57 | 1248.922 | 1.38
D | 4002 | 2018-04-26 | 19 | ON | 18.58 | 10.55 | 0.84 | 0.07 | 0.06 | 0.41 | 0 | -0.05 | -0.1 | -0.12 |  | 0 | 0.33 | 0.31 | 0.23 | 31.11 | 1252.225 | 1.38
D | 4002 | 2018-04-26 | 20 | ON | 18.77 | 10.55 | 0.84 | 0.07 | 0.06 | 0.4 | 0 | -0.04 | -0.12 | -0.12 |  | 0 | 0.33 | 0.31 | 0.23 | 31.28 | 1265.452 | 1.37
D | 4002 | 2018-04-26 | 21 | ON | 20.04 | 10.55 | 0.84 | 0.07 | 0.06 | 0.4 | 0 | -0.03 | -0.13 | -0.12 |  | 0 | 0.33 | 0.31 | 0.23 | 32.55 | 1272.224 | 1.37
D | 4002 | 2018-04-26 | 22 | ON | 21.44 | 10.55 | 0.84 | 0.07 | 0.14 | 0.42 | 0 | -0.01 | -0.02 | -0.12 |  | 0 | 0.33 | 0.31 | 0.23 | 34.18 | 1192.356 | 1.47
D | 4002 | 2018-04-26 | 23 | ON | 19.56 | 10.55 | 0.84 | 0.07 | 0.11 | 0.46 | 0.04 | -0.08 | -0.06 | -0.12 |  | 0 | 0.33 | 0.31 | 0.23 | 32.24 | 1080.185 | 1.52
D | 4002 | 2018-04-26 | 24 | OFF | 15.19 | 10.55 | 0.84 | 0.07 | 0.34 | 0 | 0.09 | -0.04 | -0.07 | -0.12 |  | 0 | 0.33 | 0.31 | 0.23 | 27.72 | 981.516 | 1.34
D | 4002 | 2018-04-27 | 1 | OFF | 6.36 | 10.55 | 0.63 | 0.03 | 0.31 | 0 | 0 | 0 | -0.17 | -0.12 |  | 0 | 0.33 | 0.31 | 0.23 | 18.46 | 919.129 | 0.97
D | 4002 | 2018-04-27 | 2 | OFF | 6.46 | 10.55 | 0.63 | 0.03 | 0.14 | 0 | 0 | 0.02 | -0.1 | -0.12 |  | 0 | 0.33 | 0.31 | 0.23 | 18.48 | 883.77 | 0.8
D | 4002 | 2018-04-27 | 3 | OFF | 2.05 | 10.55 | 0.63 | 0.03 | 0.31 | 0 | 0 | -0.04 | -0.02 | -0.12 |  | 0 | 0.33 | 0.31 | 0.23 | 14.26 | 867.534 | 0.97
D | 4002 | 2018-04-27 | 4 | OFF | 8.32 | 10.55 | 0.63 | 0.03 | 0.26 | 0 | 0 | -0.03 | -0.08 | -0.12 |  | 0 | 0.33 | 0.31 | 0.23 | 20.43 | 870.332 | 0.92
D | 4002 | 2018-04-27 | 5 | OFF | 3.98 | 10.55 | 0.63 | 0.03 | 0.29 | 0 | 0 | 0 | -0.13 | -0.12 |  | 0 | 0.33 | 0.31 | 0.23 | 16.1 | 905.494 | 0.95
D | 4002 | 2018-04-27 | 6 | OFF | 9.96 | 10.55 | 0.63 | 0.03 | 0.36 | 0 | 0 | 0.03 | 0.05 | -0.12 |  | 0 | 0.33 | 0.31 | 0.23 | 22.36 | 989.299 | 1.02
D | 4002 | 2018-04-27 | 7 | OFF | 10.76 | 10.55 | 0.63 | 0.03 | 0.37 | 0 | 0 | 0 | 0.09 | -0.12 |  | 0 | 0.33 | 0.31 | 0.23 | 23.18 | 1107.04 | 1.03
D | 4002 | 2018-04-27 | 8 | ON | 18.77 | 10.55 | 0.63 | 0.03 | 0.17 | 0.42 | 0 | -0.05 | -0.04 | -0.12 |  | 0 | 0.33 | 0.31 | 0.23 | 31.23 | 1199.243 | 1.25
D | 4002 | 2018-04-27 | 9 | ON | 19.82 | 10.55 | 0.63 | 0.03 | 0.07 | 0.42 | 0 | -0.06 | -0.11 | -0.12 |  | 0 | 0.33 | 0.31 | 0.23 | 32.1 | 1230.211 | 1.15
D | 4002 | 2018-04-27 | 10 | ON | 8.57 | 10.55 | 0.63 | 0.03 | 0.18 | 0.42 | 0 | -0.03 | -0.09 | -0.12 |  | 0 | 0.33 | 0.31 | 0.23 | 21.01 | 1242.67 | 1.26
D | 4002 | 2018-04-27 | 11 | ON | 18.77 | 10.55 | 0.63 | 0.03 | 0.07 | 0.41 | 0 | -0.12 | -0.01 | -0.12 |  | 0 | 0.33 | 0.31 | 0.23 | 31.08 | 1259.968 | 1.14
D | 4002 | 2018-04-27 | 12 | ON | 19.99 | 10.55 | 0.63 | 0.03 | 0.06 | 0.4 | 0 | -0.07 | -0.08 | -0.12 |  | 0 | 0.33 | 0.31 | 0.23 | 32.26 | 1269.627 | 1.12
D | 4002 | 2018-04-27 | 13 | ON | 20.24 | 10.55 | 0.63 | 0.03 | 0.06 | 0.4 | 0 | -0.07 | -0.07 | -0.12 |  | 0 | 0.33 | 0.31 | 0.23 | 32.52 | 1263.373 | 1.12
D | 4002 | 2018-04-27 | 14 | ON | 21.78 | 10.55 | 0.63 | 0.03 | 0.07 | 0.4 | 0 | -0.07 | -0.07 | -0.12 |  | 0 | 0.33 | 0.31 | 0.23 | 34.07 | 1264.671 | 1.13
D | 4002 | 2018-04-27 | 15 | ON | 20.96 | 10.55 | 0.63 | 0.03 | 0.07 | 0.4 | 0 | -0.04 | -0.06 | -0.12 |  | 0 | 0.33 | 0.31 | 0.23 | 33.29 | 1260.226 | 1.13
D | 4002 | 2018-04-27 | 16 | ON | 19.85 | 10.55 | 0.63 | 0.03 | 0.06 | 0.4 | 0 | -0.05 | -0.04 | -0.12 |  | 0 | 0.33 | 0.31 | 0.23 | 32.18 | 1254.77 | 1.12
D | 4002 | 2018-04-27 | 17 | ON | 22.28 | 10.55 | 0.63 | 0.03 | 0.07 | 0.4 | 0 | -0.04 | -0.04 | -0.12 |  | 0 | 0.33 | 0.31 | 0.23 | 34.63 | 1253.791 | 1.13
D | 4002 | 2018-04-27 | 18 | ON | 36.01 | 10.55 | 0.63 | 0.03 | 0.12 | 0.4 | 0.28 | -0.02 | 0.04 | -0.12 |  | 0 | 0.33 | 0.31 | 0.23 | 48.79 | 1262.408 | 1.46
D | 4002 | 2018-04-27 | 19 | ON | 44.1 | 10.55 | 0.63 | 0.03 | 0.36 | 0.4 | 0.5 | -0.08 | 0.01 | -0.12 |  | 0 | 0.33 | 0.31 | 0.23 | 57.25 | 1265.406 | 1.92
D | 4002 | 2018-04-27 | 20 | ON | 31.7 | 10.55 | 0.63 | 0.03 | 0.15 | 0.41 | 0 | -0.07 | -0.06 | -0.12 |  | 0 | 0.33 | 0.31 | 0.23 | 44.09 | 1263.854 | 1.22
D | 4002 | 2018-04-27 | 21 | ON | 26.97 | 10.55 | 0.63 | 0.03 | 0.07 | 0.41 | 0.03 | -0.03 | -0.04 | -0.12 |  | 0 | 0.33 | 0.31 | 0.23 | 39.37 | 1240.212 | 1.17
D | 4002 | 2018-04-27 | 22 | ON | 26.57 | 10.55 | 0.63 | 0.03 | 0.15 | 0.43 | 0.01 | -0.08 | -0.02 | -0.12 |  | 0 | 0.33 | 0.31 | 0.23 | 39.02 | 1167.424 | 1.25
D | 4002 | 2018-04-27 | 23 | ON | 28.5 | 10.55 | 0.63 | 0.03 | 0.08 | 0.47 | 0.24 | -0.07 | 0.11 | -0.12 |  | 0 | 0.33 | 0.31 | 0.23 | 41.29 | 1064.991 | 1.45
D | 4002 | 2018-04-27 | 24 | OFF | 30.46 | 10.55 | 0.63 | 0.03 | 0.2 | 0 | 0.4 | -0.13 | -0.15 | -0.12 |  | 0 | 0.33 | 0.31 | 0.23 | 42.74 | 966.427 | 1.26
D | 4002 | 2018-04-28 | 1 | OFF | 29.31 | 10.55 | 0.35 | 0.12 | 0.08 | 0 | 0.57 | -0.07 | 0.05 | -0.12 |  | 0 | 0.33 | 0.31 | 0.23 | 41.71 | 902.851 | 1.12
D | 4002 | 2018-04-28 | 2 | OFF | 19.47 | 10.55 | 0.35 | 0.12 | 0.09 | 0 | 0 | -0.03 | 0.06 | -0.12 |  | 0 | 0.33 | 0.31 | 0.23 | 31.36 | 864.885 | 0.56
D | 4002 | 2018-04-28 | 3 | OFF | 19.41 | 10.55 | 0.35 | 0.12 | 0.08 | 0 | 0 | -0.08 | 0.01 | -0.12 |  | 0 | 0.33 | 0.31 | 0.23 | 31.19 | 842.647 | 0.55
D | 4002 | 2018-04-28 | 4 | OFF | 18.39 | 10.55 | 0.35 | 0.12 | 0.07 | 0 | 0 | 0 | 0.02 | -0.12 |  | 0 | 0.33 | 0.31 | 0.23 | 30.25 | 835.863 | 0.54
D | 4002 | 2018-04-28 | 5 | OFF | 25.41 | 10.55 | 0.35 | 0.12 | 0.07 | 0 | 0 | -0.03 | 0.04 | -0.12 |  | 0 | 0.33 | 0.31 | 0.23 | 37.26 | 849.43 | 0.54
D | 4002 | 2018-04-28 | 6 | OFF | 22.01 | 10.55 | 0.35 | 0.12 | 0.07 | 0 | 0 | -0.04 | 0.02 | -0.12 |  | 0 | 0.33 | 0.31 | 0.23 | 33.83 | 890.803 | 0.54
D | 4002 | 2018-04-28 | 7 | OFF | 33.31 | 10.55 | 0.35 | 0.12 | 0.37 | 0 | 0 | -0.01 | -0.03 | -0.12 |  | 0 | 0.33 | 0.31 | 0.23 | 45.41 | 956.421 | 0.84
D | 4002 | 2018-04-28 | 8 | OFF | 38.88 | 10.55 | 0.35 | 0.12 | 0.39 | 0 | 0.56 | -0.02 | 0.15 | -0.12 |  | 0 | 0.33 | 0.31 | 0.23 | 51.73 | 1041.578 | 1.42
D | 4002 | 2018-04-28 | 9 | OFF | 46.01 | 10.55 | 0.35 | 0.12 | 0.39 | 0 | 0.86 | 0 | -0.08 | -0.12 |  | 0 | 0.33 | 0.31 | 0.23 | 58.95 | 1121.112 | 1.72
D | 4002 | 2018-04-28 | 10 | OFF | 45.13 | 10.55 | 0.35 | 0.12 | 0.37 | 0 | 0.85 | 0 | -0.04 | -0.12 |  | 0 | 0.33 | 0.31 | 0.23 | 58.08 | 1161.684 | 1.69
D | 4002 | 2018-04-28 | 11 | OFF | 44.01 | 10.55 | 0.35 | 0.12 | 0.36 | 0 | 1.35 | -0.02 | 0.07 | -0.12 |  | 0 | 0.33 | 0.31 | 0.23 | 57.54 | 1167.318 | 2.18
D | 4002 | 2018-04-28 | 12 | OFF | 22.56 | 10.55 | 0.35 | 0.12 | 0.15 | 0 | 0.18 | 0.01 | -0.08 | -0.12 |  | 0 | 0.33 | 0.31 | 0.23 | 34.59 | 1152.522 | 0.8
D | 4002 | 2018-04-28 | 13 | OFF | 18.79 | 10.55 | 0.35 | 0.12 | 0.14 | 0 | 0.11 | 0 | -0.06 | -0.12 |  | 0 | 0.33 | 0.31 | 0.23 | 30.75 | 1123.943 | 0.72
D | 4002 | 2018-04-28 | 14 | OFF | 12.29 | 10.55 | 0.35 | 0.12 | 0.15 | 0 | 0 | -0.01 | -0.08 | -0.12 |  | 0 | 0.33 | 0.31 | 0.23 | 24.12 | 1101.553 | 0.62
D | 4002 | 2018-04-28 | 15 | OFF | 16.29 | 10.55 | 0.35 | 0.12 | 0.12 | 0 | 0 | -0.02 | -0.07 | -0.12 |  | 0 | 0.33 | 0.31 | 0.23 | 28.09 | 1082.175 | 0.59
D | 4002 | 2018-04-28 | 16 | OFF | 18.71 | 10.55 | 0.35 | 0.12 | 0.09 | 0 | 0 | -0.01 | -0.04 | -0.12 |  | 0 | 0.33 | 0.31 | 0.23 | 30.52 | 1079.498 | 0.56
D | 4002 | 2018-04-28 | 17 | OFF | 32.39 | 10.55 | 0.35 | 0.12 | 0.18 | 0 | 0.7 | -0.04 | 0.15 | -0.12 |  | 0 | 0.33 | 0.31 | 0.23 | 45.15 | 1090.761 | 1.35
D | 4002 | 2018-04-28 | 18 | OFF | 37.47 | 10.55 | 0.35 | 0.12 | 0.19 | 0 | 0.37 | -0.01 | 0.03 | -0.12 |  | 0 | 0.33 | 0.31 | 0.23 | 49.82 | 1119.624 | 1.03
D | 4002 | 2018-04-28 | 19 | OFF | 58.6 | 10.55 | 0.35 | 0.12 | 0.43 | 0 | 1.61 | -0.02 | 0.01 | -0.12 |  | 0 | 0.33 | 0.31 | 0.23 | 72.4 | 1132.212 | 2.51
D | 4002 | 2018-04-28 | 20 | OFF | 50.38 | 10.55 | 0.35 | 0.12 | 0.25 | 0 | 0.99 | -0.01 | -0.16 | -0.12 |  | 0 | 0.33 | 0.31 | 0.23 | 63.22 | 1144.464 | 1.71
D | 4002 | 2018-04-28 | 21 | OFF | 85.99 | 10.55 | 0.35 | 0.12 | 3.05 | 0 | 6.85 | 0.09 | -0.03 | -0.12 |  | 0 | 0.33 | 0.31 | 0.23 | 107.72 | 1162.711 | 10.37
D | 4002 | 2018-04-28 | 22 | OFF | 83.63 | 10.55 | 0.35 | 0.12 | 1.14 | 0 | 2.93 | -0.11 | 0.41 | -0.12 |  | 0 | 0.33 | 0.31 | 0.23 | 99.77 | 1097.614 | 4.54
D | 4002 | 2018-04-28 | 23 | OFF | 42.92 | 10.55 | 0.35 | 0.12 | 0.6 | 0 | 1.41 | 0.05 | 0.14 | -0.12 |  | 0 | 0.33 | 0.31 | 0.23 | 56.89 | 1009.213 | 2.48
D | 4002 | 2018-04-28 | 24 | OFF | 23.96 | 10.55 | 0.35 | 0.12 | 0.2 | 0 | 0.22 | 0.01 | 0 | -0.12 |  | 0 | 0.33 | 0.31 | 0.23 | 36.16 | 923.092 | 0.89
D | 4002 | 2018-04-29 | 1 | OFF | 25.88 | 10.55 | 0.42 | 0.07 | 0.13 | 0 | 0 | 0 | -0.05 | -0.12 |  | 0 | 0.33 | 0.31 | 0.23 | 37.75 | 860.015 | 0.62
D | 4002 | 2018-04-29 | 2 | OFF | 26.19 | 10.55 | 0.42 | 0.07 | 0.1 | 0 | 0 | -0.02 | -0.02 | -0.12 |  | 0 | 0.33 | 0.31 | 0.23 | 38.04 | 825.755 | 0.59
D | 4002 | 2018-04-29 | 3 | OFF | 21.92 | 10.55 | 0.42 | 0.07 | 0.15 | 0 | 0 | -0.02 | -0.01 | -0.12 |  | 0 | 0.33 | 0.31 | 0.23 | 33.83 | 802.64 | 0.64
D | 4002 | 2018-04-29 | 4 | OFF | 17.81 | 10.55 | 0.42 | 0.07 | 0.14 | 0 | 0 | 0.03 | -0.02 | -0.12 |  | 0 | 0.33 | 0.31 | 0.23 | 29.75 | 794.231 | 0.63
D | 4002 | 2018-04-29 | 5 | OFF | 17.53 | 10.55 | 0.42 | 0.07 | 0.13 | 0 | 0 | -0.02 | -0.03 | -0.12 |  | 0 | 0.33 | 0.31 | 0.23 | 29.4 | 800.473 | 0.62
D | 4002 | 2018-04-29 | 6 | OFF | 18.69 | 10.55 | 0.42 | 0.07 | 0.13 | 0 | 0 | 0.01 | -0.03 | -0.12 |  | 0 | 0.33 | 0.31 | 0.23 | 30.59 | 825.459 | 0.62
D | 4002 | 2018-04-29 | 7 | OFF | 23.02 | 10.55 | 0.42 | 0.07 | 0.37 | 0 | 0 | -0.04 | -0.02 | -0.12 |  | 0 | 0.33 | 0.31 | 0.23 | 35.12 | 875.845 | 0.86
D | 4002 | 2018-04-29 | 8 | OFF | 26.78 | 10.55 | 0.42 | 0.07 | 0.43 | 0 | 0 | 0.03 | -0.01 | -0.12 |  | 0 | 0.33 | 0.31 | 0.23 | 39.02 | 951.664 | 0.92
D | 4002 | 2018-04-29 | 9 | OFF | 19.43 | 10.55 | 0.42 | 0.07 | 0.17 | 0 | 0.06 | -0.01 | -0.03 | -0.12 |  | 0 | 0.33 | 0.31 | 0.23 | 31.41 | 1054.766 | 0.72
D | 4002 | 2018-04-29 | 10 | OFF | 22.75 | 10.55 | 0.42 | 0.07 | 0.08 | 0 | 0.07 | -0.02 | -0.05 | -0.12 |  | 0 | 0.33 | 0.31 | 0.23 | 34.62 | 1134.731 | 0.64
D | 4002 | 2018-04-29 | 11 | OFF | 46.75 | 10.55 | 0.42 | 0.07 | 0.18 | 0 | 1.2 | 0.05 | 0.07 | -0.12 |  | 0 | 0.33 | 0.31 | 0.23 | 60.04 | 1182.947 | 1.87
D | 4002 | 2018-04-29 | 12 | OFF | 46.34 | 10.55 | 0.42 | 0.07 | 0.21 | 0 | 1.46 | 0.03 | 0.06 | -0.12 |  | 0 | 0.33 | 0.31 | 0.23 | 59.89 | 1205.385 | 2.16
D | 4002 | 2018-04-29 | 13 | OFF | 38.4 | 10.55 | 0.42 | 0.07 | 0.32 | 0 | 0.82 | 0.03 | 0.1 | -0.12 |  | 0 | 0.33 | 0.31 | 0.23 | 51.46 | 1199.37 | 1.63
D | 4002 | 2018-04-29 | 14 | OFF | 21.87 | 10.55 | 0.42 | 0.07 | 0.09 | 0 | 0.08 | 0 | -0.04 | -0.12 |  | 0 | 0.33 | 0.31 | 0.23 | 33.79 | 1186.718 | 0.66
D | 4002 | 2018-04-29 | 15 | OFF | 18.65 | 10.55 | 0.42 | 0.07 | 0.12 | 0 | 0.01 | 0.01 | -0.07 | -0.12 |  | 0 | 0.33 | 0.31 | 0.23 | 30.51 | 1177.922 | 0.62
D | 4002 | 2018-04-29 | 16 | OFF | 18.75 | 10.55 | 0.42 | 0.07 | 0.13 | 0 | 0 | -0.02 | -0.05 | -0.12 |  | 0 | 0.33 | 0.31 | 0.23 | 30.6 | 1178.933 | 0.62
D | 4002 | 2018-04-29 | 17 | OFF | 22.59 | 10.55 | 0.42 | 0.07 | 0.14 | 0 | 0.06 | -0.02 | -0.01 | -0.12 |  | 0 | 0.33 | 0.31 | 0.23 | 34.55 | 1209.849 | 0.69
D | 4002 | 2018-04-29 | 18 | OFF | 37.81 | 10.55 | 0.42 | 0.07 | 0.2 | 0 | 0.51 | 0.01 | 0.13 | -0.12 |  | 0 | 0.33 | 0.31 | 0.23 | 50.45 | 1242.96 | 1.2
D | 4002 | 2018-04-29 | 19 | OFF | 45.31 | 10.55 | 0.42 | 0.07 | 0.35 | 0 | 0.27 | -0.02 | -0.08 | -0.12 |  | 0 | 0.33 | 0.31 | 0.23 | 57.62 | 1250.811 | 1.11
D | 4002 | 2018-04-29 | 20 | OFF | 44.07 | 10.55 | 0.42 | 0.07 | 0.26 | 0 | 0 | -0.05 | -0.13 | -0.12 |  | 0 | 0.33 | 0.31 | 0.23 | 55.94 | 1249.179 | 0.75
D | 4002 | 2018-04-29 | 21 | OFF | 71.15 | 10.55 | 0.42 | 0.07 | 3.13 | 0 | 7.91 | -0.16 | 0 | -0.12 |  | 0 | 0.33 | 0.31 | 0.23 | 93.82 | 1229.987 | 11.53
D | 4002 | 2018-04-29 | 22 | OFF | 50.64 | 10.55 | 0.42 | 0.07 | 1.34 | 0 | 2.04 | 0 | 0.42 | -0.12 |  | 0 | 0.33 | 0.31 | 0.23 | 66.23 | 1141.402 | 3.87
D | 4002 | 2018-04-29 | 23 | OFF | 21.13 | 10.55 | 0.42 | 0.07 | 0.27 | 0 | 0 | 0 | 0 | -0.12 |  | 0 | 0.33 | 0.31 | 0.23 | 33.19 | 1031.96 | 0.76
D | 4002 | 2018-04-29 | 24 | OFF | 20.27 | 10.55 | 0.42 | 0.07 | 0.19 | 0 | 0.13 | -0.02 | -0.14 | -0.12 |  | 0 | 0.33 | 0.31 | 0.23 | 32.22 | 945.299 | 0.81
D | 4002 | 2018-04-30 | 1 | OFF | 20.58 | 10.55 | 0.51 | 0.83 | 0.1 | 0 | 0 | 0.01 | -0.12 | -0.12 |  | 0 | 0.33 | 0.31 | 0.23 | 33.21 | 893.174 | 1.44
D | 4002 | 2018-04-30 | 2 | OFF | 20.29 | 10.55 | 0.51 | 0.83 | 0.07 | 0 | 0 | -0.02 | -0.07 | -0.12 |  | 0 | 0.33 | 0.31 | 0.23 | 32.91 | 867.888 | 1.41
D | 4002 | 2018-04-30 | 3 | OFF | 21.72 | 10.55 | 0.51 | 0.83 | 0.07 | 0 | 0 | -0.01 | -0.05 | -0.12 |  | 0 | 0.33 | 0.31 | 0.23 | 34.37 | 860.931 | 1.41
D | 4002 | 2018-04-30 | 4 | OFF | 22.4 | 10.55 | 0.51 | 0.83 | 0.07 | 0 | 0 | 0 | -0.06 | -0.12 |  | 0 | 0.33 | 0.31 | 0.23 | 35.05 | 870.676 | 1.41
D | 4002 | 2018-04-30 | 5 | OFF | 22.01 | 10.55 | 0.51 | 0.83 | 0.06 | 0 | 0 | 0.03 | -0.05 | -0.12 |  | 0 | 0.33 | 0.31 | 0.23 | 34.69 | 914.822 | 1.4
D | 4002 | 2018-04-30 | 6 | OFF | 22.66 | 10.55 | 0.51 | 0.83 | 0.13 | 0 | 0.05 | 0.09 | -0.03 | -0.12 |  | 0 | 0.33 | 0.31 | 0.23 | 35.54 | 1029.808 | 1.52
D | 4002 | 2018-04-30 | 7 | OFF | 24.23 | 10.55 | 0.51 | 0.83 | 0.16 | 0 | 0.12 | 0.04 | -0.08 | -0.12 |  | 0 | 0.33 | 0.31 | 0.23 | 37.11 | 1198.87 | 1.62
D | 4002 | 2018-04-30 | 8 | ON | 32.95 | 10.55 | 0.51 | 0.83 | 0.3 | 0.45 | 0 | 0.01 | -0.05 | -0.12 |  | 0 | 0.33 | 0.31 | 0.23 | 46.3 | 1297.469 | 2.09
D | 4002 | 2018-04-30 | 9 | ON | 31.07 | 10.55 | 0.51 | 0.83 | 0.14 | 0.45 | 0.01 | -0.01 | -0.1 | -0.12 |  | 0 | 0.33 | 0.31 | 0.23 | 44.2 | 1311.38 | 1.94
D | 4002 | 2018-04-30 | 10 | ON | 24.57 | 10.55 | 0.51 | 0.83 | 0.07 | 0.44 | 0.01 | 0 | -0.1 | -0.12 |  | 0 | 0.33 | 0.31 | 0.23 | 37.63 | 1322.447 | 1.86
D | 4002 | 2018-04-30 | 11 | ON | 26.25 | 10.55 | 0.51 | 0.83 | 0.04 | 0.44 | 0.01 | -0.04 | -0.09 | -0.12 |  | 0 | 0.33 | 0.31 | 0.23 | 39.25 | 1337.807 | 1.83
D | 4002 | 2018-04-30 | 12 | ON | 31.83 | 10.55 | 0.51 | 0.83 | 0.11 | 0.44 | 0 | -0.05 | -0.07 | -0.12 |  | 0 | 0.33 | 0.31 | 0.23 | 44.9 | 1341.711 | 1.89
D | 4002 | 2018-04-30 | 13 | ON | 28.37 | 10.55 | 0.51 | 0.83 | 0.08 | 0.43 | 0.17 | -0.03 | -0.08 | -0.12 |  | 0 | 0.33 | 0.31 | 0.23 | 41.58 | 1328.948 | 2.02
D | 4002 | 2018-04-30 | 14 | ON | 26.42 | 10.55 | 0.51 | 0.83 | 0.09 | 0.45 | 0.13 | -0.01 | -0.06 | -0.12 |  | 0 | 0.33 | 0.31 | 0.23 | 39.66 | 1314.174 | 2.01
D | 4002 | 2018-04-30 | 15 | ON | 24.56 | 10.55 | 0.51 | 0.83 | 0.07 | 0.45 | 0 | -0.05 | -0.06 | -0.12 |  | 0 | 0.33 | 0.31 | 0.23 | 37.61 | 1291.027 | 1.86
D | 4002 | 2018-04-30 | 16 | ON | 24.88 | 10.55 | 0.51 | 0.83 | 0.09 | 0.45 | 0.03 | -0.02 | -0.04 | -0.12 |  | 0 | 0.33 | 0.31 | 0.23 | 38.03 | 1275.473 | 1.91
D | 4002 | 2018-04-30 | 17 | ON | 24.2 | 10.55 | 0.51 | 0.83 | 0.08 | 0.45 | 0.01 | -0.02 | -0.04 | -0.12 |  | 0 | 0.33 | 0.31 | 0.23 | 37.32 | 1286.317 | 1.88
D | 4002 | 2018-04-30 | 18 | ON | 41.84 | 10.55 | 0.51 | 0.83 | 0.19 | 0.44 | 0.98 | 0.04 | -0.01 | -0.12 |  | 0 | 0.33 | 0.31 | 0.23 | 56.12 | 1318.304 | 2.95
D | 4002 | 2018-04-30 | 19 | ON | 31.98 | 10.55 | 0.51 | 0.83 | 0.08 | 0.43 | 0.23 | -0.05 | -0.03 | -0.12 |  | 0 | 0.33 | 0.31 | 0.23 | 45.28 | 1346.191 | 2.08
D | 4002 | 2018-04-30 | 20 | ON | 30.99 | 10.55 | 0.51 | 0.83 | 0.06 | 0.43 | 0 | -0.02 | -0.11 | -0.12 |  | 0 | 0.33 | 0.31 | 0.23 | 43.99 | 1358.045 | 1.83
D | 4002 | 2018-04-30 | 21 | ON | 42.44 | 10.55 | 0.51 | 0.83 | 0.16 | 0.43 | 0 | -0.02 | -0.05 | -0.12 |  | 0 | 0.33 | 0.31 | 0.23 | 55.6 | 1339.225 | 1.93
D | 4002 | 2018-04-30 | 22 | ON | 28.75 | 10.55 | 0.51 | 0.83 | 0.19 | 0.46 | 0.02 | -0.01 | -0.03 | -0.12 |  | 0 | 0.33 | 0.31 | 0.23 | 42.02 | 1236.855 | 2.01
D | 4002 | 2018-04-30 | 23 | ON | 31.19 | 10.55 | 0.51 | 0.83 | 0.3 | 0.5 | 0.61 | -0.06 | -0.14 | -0.12 |  | 0 | 0.33 | 0.31 | 0.23 | 45.04 | 1114.383 | 2.75
D | 4002 | 2018-04-30 | 24 | OFF | 27.43 | 10.55 | 0.51 | 0.83 | 0.25 | 0 | 0.35 | 0 | 0.06 | -0.12 |  | 0 | 0.33 | 0.31 | 0.23 | 40.73 | 1010.36 | 1.94
T | 720 lines

## whlsecost_hourly_4002_201805
C | Hourly Wholesale Load Cost Report
C | Filename: whlsecost_hourly_4002_201805.csv
C | Report for: 05 2018
C | Report generated: 04/01/2019 14:10:15 EDT
H | Location ID | Local Date | Local Hour | OnOffPeak | RTLMP | Capacity | First Contingency | Second Contingency | Regulation | Forward Reserves | Real-Time Reserves | Inadvertent | Marginal Loss Rev Fund | Auction Rev Rights | Real-Time Demand Reduction Cost | Price Responsive Demand Cost | ISO Sched 2 | ISO Sched 3 | NEPOOL Exp | Total Cost | RTLO | Total Ancillary & NCPC
H | Number | Date | Number | String | Number | Number | Number | Number | Number | Number | Number | Number | Number | Number | Number | Number | Number | Number | Number | Number | Number
D | 4002 | 2018-05-01 | 1 | OFF | 23.16 | 10.3 | 0.22 | 0.02 | 0.07 | 0 | 0 | -0.04 | -0.11 | -0.1 |  | 0 | 0.33 | 0.3 | 0.23 | 34.38 | 949.443 | 0.31
D | 4002 | 2018-05-01 | 2 | OFF | 22.49 | 10.3 | 0.22 | 0.02 | 0.06 | 0 | 0 | -0.02 | -0.06 | -0.1 |  | 0 | 0.33 | 0.3 | 0.23 | 33.77 | 918.262 | 0.3
D | 4002 | 2018-05-01 | 3 | OFF | 21.48 | 10.3 | 0.22 | 0.02 | 0.05 | 0 | 0 | -0.05 | -0.07 | -0.1 |  | 0 | 0.33 | 0.3 | 0.23 | 32.71 | 904.683 | 0.29
D | 4002 | 2018-05-01 | 4 | OFF | 21.38 | 10.3 | 0.22 | 0.02 | 0.05 | 0 | 0 | -0.05 | -0.05 | -0.1 |  | 0 | 0.33 | 0.3 | 0.23 | 32.63 | 910.636 | 0.29
D | 4002 | 2018-05-01 | 5 | OFF | 22.45 | 10.3 | 0.22 | 0.02 | 0.05 | 0 | 0 | 0 | -0.07 | -0.1 |  | 0 | 0.33 | 0.3 | 0.23 | 33.73 | 945.856 | 0.29
D | 4002 | 2018-05-01 | 6 | OFF | 25.59 | 10.3 | 0.22 | 0.02 | 0.08 | 0 | 0 | 0 | -0.04 | -0.1 |  | 0 | 0.33 | 0.3 | 0.23 | 36.93 | 1057.746 | 0.32
D | 4002 | 2018-05-01 | 7 | OFF | 37.3 | 10.3 | 0.22 | 0.02 | 0.35 | 0 | 0.53 | 0.01 | 0.07 | -0.1 |  | 0 | 0.33 | 0.3 | 0.23 | 49.56 | 1219.203 | 1.12
D | 4002 | 2018-05-01 | 8 | ON | 26.61 | 10.3 | 0.22 | 0.02 | 0.16 | 0.42 | 0.07 | -0.03 | -0.15 | -0.1 |  | 0 | 0.33 | 0.3 | 0.23 | 38.38 | 1293.543 | 0.89
D | 4002 | 2018-05-01 | 9 | ON | 21.89 | 10.3 | 0.22 | 0.02 | 0.09 | 0.43 | 0 | -0.02 | -0.15 | -0.1 |  | 0 | 0.33 | 0.3 | 0.23 | 33.54 | 1287.524 | 0.76
D | 4002 | 2018-05-01 | 10 | ON | 19.67 | 10.3 | 0.22 | 0.02 | 0.06 | 0.44 | 0 | -0.07 | -0.16 | -0.1 |  | 0 | 0.33 | 0.3 | 0.23 | 31.24 | 1280.331 | 0.74
D | 4002 | 2018-05-01 | 11 | ON | 19.79 | 10.3 | 0.22 | 0.02 | 0.05 | 0.44 | 0 | -0.02 | -0.14 | -0.1 |  | 0 | 0.33 | 0.3 | 0.23 | 31.42 | 1288.036 | 0.73
D | 4002 | 2018-05-01 | 12 | ON | 20.74 | 10.3 | 0.22 | 0.02 | 0.06 | 0.45 | 0 | -0.03 | -0.14 | -0.1 |  | 0 | 0.33 | 0.3 | 0.23 | 32.38 | 1298.627 | 0.75
D | 4002 | 2018-05-01 | 13 | ON | 20.13 | 10.3 | 0.22 | 0.02 | 0.05 | 0.45 | 0 | -0.04 | -0.13 | -0.1 |  | 0 | 0.33 | 0.3 | 0.23 | 31.76 | 1272.542 | 0.74
D | 4002 | 2018-05-01 | 14 | ON | 14.81 | 10.3 | 0.22 | 0.02 | 0.06 | 0.45 | 0 | -0.02 | -0.05 | -0.1 |  | 0 | 0.33 | 0.3 | 0.23 | 26.55 | 1252.739 | 0.75
D | 4002 | 2018-05-01 | 15 | ON | -37.01 | 10.3 | 0.22 | 0.02 | 0.07 | 0.47 | 0 | 0.22 | -0.01 | -0.1 |  | 0 | 0.33 | 0.3 | 0.23 | -24.96 | 1229.36 | 0.78
D | 4002 | 2018-05-01 | 16 | ON | 17.41 | 10.3 | 0.22 | 0.02 | 0.06 | 0.46 | 0 | -0.01 | -0.17 | -0.1 |  | 0 | 0.33 | 0.3 | 0.23 | 29.05 | 1232.612 | 0.76
D | 4002 | 2018-05-01 | 17 | ON | 19.1 | 10.3 | 0.22 | 0.02 | 0.06 | 0.45 | 0 | -0.04 | -0.17 | -0.1 |  | 0 | 0.33 | 0.3 | 0.23 | 30.7 | 1240.795 | 0.75
D | 4002 | 2018-05-01 | 18 | ON | 21.34 | 10.3 | 0.22 | 0.02 | 0.06 | 0.44 | 0 | -0.06 | -0.15 | -0.1 |  | 0 | 0.33 | 0.3 | 0.23 | 32.93 | 1264.126 | 0.74
D | 4002 | 2018-05-01 | 19 | ON | 21.13 | 10.3 | 0.22 | 0.02 | 0.06 | 0.43 | 0 | -0.03 | -0.18 | -0.1 |  | 0 | 0.33 | 0.3 | 0.23 | 32.71 | 1285.708 | 0.73
D | 4002 | 2018-05-01 | 20 | ON | 20.19 | 10.3 | 0.22 | 0.02 | 0.03 | 0.42 | 0 | -0.01 | -0.19 | -0.1 |  | 0 | 0.33 | 0.3 | 0.23 | 31.74 | 1311.182 | 0.69
D | 4002 | 2018-05-01 | 21 | ON | 19.13 | 10.3 | 0.22 | 0.02 | 0.16 | 0.41 | 0 | -0.04 | -0.19 | -0.1 |  | 0 | 0.33 | 0.3 | 0.23 | 30.77 | 1316.387 | 0.81
D | 4002 | 2018-05-01 | 22 | ON | 18.93 | 10.3 | 0.22 | 0.02 | 0.1 | 0.44 | 0 | -0.03 | -0.11 | -0.1 |  | 0 | 0.33 | 0.3 | 0.23 | 30.63 | 1216.502 | 0.78
D | 4002 | 2018-05-01 | 23 | ON | 16.77 | 10.3 | 0.22 | 0.02 | 0.14 | 0.49 | 0 | -0.01 | -0.08 | -0.1 |  | 0 | 0.33 | 0.3 | 0.23 | 28.61 | 1090.915 | 0.87
D | 4002 | 2018-05-01 | 24 | OFF | 9.31 | 10.3 | 0.22 | 0.02 | 0.11 | 0 | 0 | -0.03 | -0.18 | -0.1 |  | 0 | 0.33 | 0.3 | 0.23 | 20.51 | 982.475 | 0.35
D | 4002 | 2018-05-02 | 1 | OFF | 19.14 | 10.3 | 0.13 | 0.52 | 0.05 | 0 | 0 | 0.03 | -0.1 | -0.1 |  | 0 | 0.33 | 0.3 | 0.23 | 30.83 | 915.46 | 0.7
D | 4002 | 2018-05-02 | 2 | OFF | 18.79 | 10.3 | 0.13 | 0.52 | 0.05 | 0 | 0 | -0.01 | -0.09 | -0.1 |  | 0 | 0.33 | 0.3 | 0.23 | 30.45 | 879.844 | 0.7
D | 4002 | 2018-05-02 | 3 | OFF | 16.61 | 10.3 | 0.13 | 0.52 | 0.06 | 0 | 0 | -0.02 | -0.12 | -0.1 |  | 0 | 0.33 | 0.3 | 0.23 | 28.24 | 861.227 | 0.71
D | 4002 | 2018-05-02 | 4 | OFF | 13.96 | 10.3 | 0.13 | 0.52 | 0.08 | 0 | 0 | -0.04 | -0.09 | -0.1 |  | 0 | 0.33 | 0.3 | 0.23 | 25.62 | 865.56 | 0.73
D | 4002 | 2018-05-02 | 5 | OFF | 18.67 | 10.3 | 0.13 | 0.52 | 0.05 | 0 | 0 | -0.02 | -0.11 | -0.1 |  | 0 | 0.33 | 0.3 | 0.23 | 30.3 | 898.848 | 0.7
D | 4002 | 2018-05-02 | 6 | OFF | 20.2 | 10.3 | 0.13 | 0.52 | 0.1 | 0 | 0 | 0.03 | -0.04 | -0.1 |  | 0 | 0.33 | 0.3 | 0.23 | 32 | 1004.959 | 0.75
D | 4002 | 2018-05-02 | 7 | OFF | 13.33 | 10.3 | 0.13 | 0.52 | 0.18 | 0 | 0.05 | 0.01 | 0.23 | -0.1 |  | 0 | 0.33 | 0.3 | 0.23 | 25.51 | 1164.018 | 0.88
D | 4002 | 2018-05-02 | 8 | ON | 19.9 | 10.3 | 0.13 | 0.52 | 0.11 | 0.45 | 0.05 | 0.04 | -0.12 | -0.1 |  | 0 | 0.33 | 0.3 | 0.23 | 32.14 | 1254.739 | 1.26
D | 4002 | 2018-05-02 | 9 | ON | 17.85 | 10.3 | 0.13 | 0.52 | 0.22 | 0.44 | 0 | 0.03 | -0.1 | -0.1 |  | 0 | 0.33 | 0.3 | 0.23 | 30.15 | 1276.328 | 1.31
D | 4002 | 2018-05-02 | 10 | ON | 17.85 | 10.3 | 0.13 | 0.52 | 0.06 | 0.43 | 0 | 0.04 | -0.11 | -0.1 |  | 0 | 0.33 | 0.3 | 0.23 | 29.98 | 1296.958 | 1.14
D | 4002 | 2018-05-02 | 11 | ON | 18.31 | 10.3 | 0.13 | 0.52 | 0.06 | 0.43 | 0 | 0.04 | -0.11 | -0.1 |  | 0 | 0.33 | 0.3 | 0.23 | 30.44 | 1318.623 | 1.14
D | 4002 | 2018-05-02 | 12 | ON | 17.66 | 10.3 | 0.13 | 0.52 | 0.06 | 0.42 | 0 | 0.03 | -0.14 | -0.1 |  | 0 | 0.33 | 0.3 | 0.23 | 29.74 | 1332.979 | 1.13
D | 4002 | 2018-05-02 | 13 | ON | 17.1 | 10.3 | 0.13 | 0.52 | 0.07 | 0.42 | 0 | 0.06 | -0.16 | -0.1 |  | 0 | 0.33 | 0.3 | 0.23 | 29.2 | 1344.122 | 1.14
D | 4002 | 2018-05-02 | 14 | ON | 7.51 | 10.3 | 0.13 | 0.52 | 0.18 | 0.42 | 0 | 0.01 | -0.13 | -0.1 |  | 0.01 | 0.33 | 0.3 | 0.23 | 19.71 | 1371.152 | 1.26
D | 4002 | 2018-05-02 | 15 | ON | 16.88 | 10.3 | 0.13 | 0.52 | 0.16 | 0.41 | 0 | 0.06 | -0.18 | -0.1 |  | 0.01 | 0.33 | 0.3 | 0.23 | 29.05 | 1382.444 | 1.23
D | 4002 | 2018-05-02 | 16 | ON | 18.05 | 10.3 | 0.13 | 0.52 | 0.07 | 0.4 | 0 | 0.04 | -0.18 | -0.1 |  | 0.01 | 0.33 | 0.3 | 0.23 | 30.1 | 1396.613 | 1.13
D | 4002 | 2018-05-02 | 17 | ON | 20.86 | 10.3 | 0.13 | 0.52 | 0.06 | 0.39 | 0 | 0.05 | -0.22 | -0.1 |  | 0.01 | 0.33 | 0.3 | 0.23 | 32.86 | 1406.418 | 1.11
D | 4002 | 2018-05-02 | 18 | ON | 19.93 | 10.3 | 0.13 | 0.52 | 0.05 | 0.39 | 0 | 0.06 | -0.21 | -0.1 |  | 0 | 0.33 | 0.3 | 0.23 | 31.93 | 1412.336 | 1.09
D | 4002 | 2018-05-02 | 19 | ON | 19.49 | 10.3 | 0.13 | 0.52 | 0.04 | 0.39 | 0 | 0.05 | -0.2 | -0.1 |  | 0 | 0.33 | 0.3 | 0.23 | 31.48 | 1410.835 | 1.08
D | 4002 | 2018-05-02 | 20 | ON | 19.52 | 10.3 | 0.13 | 0.52 | 0.03 | 0.38 | 0 | 0.02 | -0.22 | -0.1 |  | 0 | 0.33 | 0.3 | 0.23 | 31.44 | 1418.37 | 1.06
D | 4002 | 2018-05-02 | 21 | ON | 23.67 | 10.3 | 0.13 | 0.52 | 0.06 | 0.38 | 0 | 0.03 | -0.19 | -0.1 |  | 0 | 0.33 | 0.3 | 0.23 | 35.66 | 1429.36 | 1.09
D | 4002 | 2018-05-02 | 22 | ON | 26.83 | 10.3 | 0.13 | 0.52 | 0.18 | 0.4 | 0 | 0.04 | -0.04 | -0.1 |  | 0 | 0.33 | 0.3 | 0.23 | 39.12 | 1328.502 | 1.23
D | 4002 | 2018-05-02 | 23 | ON | 22.34 | 10.3 | 0.13 | 0.52 | 0.17 | 0.45 | 0 | 0.02 | -0.07 | -0.1 |  | 0 | 0.33 | 0.3 | 0.23 | 34.62 | 1181.136 | 1.27
D | 4002 | 2018-05-02 | 24 | OFF | 33.15 | 10.3 | 0.13 | 0.52 | 0.3 | 0 | 0.67 | 0.07 | -0.04 | -0.1 |  | 0 | 0.33 | 0.3 | 0.23 | 45.86 | 1059.477 | 1.62
D | 4002 | 2018-05-03 | 1 | OFF | 18.96 | 10.3 | 0.68 | 0.65 | 0.06 | 0 | 0 | 0.03 | -0.08 | -0.1 |  | 0 | 0.33 | 0.3 | 0.23 | 31.36 | 986.172 | 1.39
D | 4002 | 2018-05-03 | 2 | OFF | 16.95 | 10.3 | 0.68 | 0.65 | 0.04 | 0 | 0 | 0.03 | -0.09 | -0.1 |  | 0 | 0.33 | 0.3 | 0.23 | 29.32 | 939.362 | 1.37
D | 4002 | 2018-05-03 | 3 | OFF | 7.22 | 10.3 | 0.68 | 0.65 | 0.05 | 0 | 0 | 0.01 | -0.05 | -0.1 |  | 0 | 0.33 | 0.3 | 0.23 | 19.62 | 912.236 | 1.38
D | 4002 | 2018-05-03 | 4 | OFF | 10.3 | 10.3 | 0.68 | 0.65 | 0.08 | 0 | 0 | 0.01 | -0.05 | -0.1 |  | 0 | 0.33 | 0.3 | 0.23 | 22.73 | 908.647 | 1.41
D | 4002 | 2018-05-03 | 5 | OFF | 6.37 | 10.3 | 0.68 | 0.65 | 0.13 | 0 | 0 | 0.02 | -0.02 | -0.1 |  | 0 | 0.33 | 0.3 | 0.23 | 18.89 | 939.659 | 1.46
D | 4002 | 2018-05-03 | 6 | OFF | 16.72 | 10.3 | 0.68 | 0.65 | 0.08 | 0 | 0 | 0.04 | -0.05 | -0.1 |  | 0 | 0.33 | 0.3 | 0.23 | 29.18 | 1035.662 | 1.41
D | 4002 | 2018-05-03 | 7 | OFF | 19.52 | 10.3 | 0.68 | 0.65 | 0.1 | 0 | 0 | 0.03 | -0.02 | -0.1 |  | 0 | 0.33 | 0.3 | 0.23 | 32.02 | 1193.414 | 1.43
D | 4002 | 2018-05-03 | 8 | ON | 24.46 | 10.3 | 0.68 | 0.65 | 0.13 | 0.43 | 0 | 0.03 | -0.1 | -0.1 |  | 0.01 | 0.33 | 0.3 | 0.23 | 37.35 | 1286.693 | 1.9
D | 4002 | 2018-05-03 | 9 | ON | 22.48 | 10.3 | 0.68 | 0.65 | 0.09 | 0.42 | 0 | 0.03 | -0.09 | -0.1 |  | 0 | 0.33 | 0.3 | 0.23 | 35.32 | 1324.206 | 1.84
D | 4002 | 2018-05-03 | 10 | ON | 19.06 | 10.3 | 0.68 | 0.65 | 0.06 | 0.41 | 0 | 0.03 | -0.13 | -0.1 |  | 0.01 | 0.33 | 0.3 | 0.23 | 31.83 | 1364.448 | 1.81
D | 4002 | 2018-05-03 | 11 | ON | 21.77 | 10.3 | 0.68 | 0.65 | 0.05 | 0.39 | 0 | -0.01 | -0.17 | -0.1 |  | 0.01 | 0.33 | 0.3 | 0.23 | 34.43 | 1427.701 | 1.78
D | 4002 | 2018-05-03 | 12 | ON | 26.17 | 10.3 | 0.68 | 0.65 | 0.08 | 0.38 | 0 | 0.02 | -0.17 | -0.1 |  | 0 | 0.33 | 0.3 | 0.23 | 38.87 | 1478.937 | 1.79
D | 4002 | 2018-05-03 | 13 | ON | 47.04 | 10.3 | 0.68 | 0.65 | 0.09 | 0.37 | 0.52 | -0.07 | -0.03 | -0.1 |  | 0.02 | 0.33 | 0.3 | 0.23 | 60.33 | 1490.934 | 2.33
D | 4002 | 2018-05-03 | 14 | ON | 44.06 | 10.3 | 0.68 | 0.65 | 0.17 | 0.36 | 0.01 | 0.08 | -0.15 | -0.1 |  | 0.02 | 0.33 | 0.3 | 0.23 | 56.94 | 1480.15 | 1.89
D | 4002 | 2018-05-03 | 15 | ON | 48.94 | 10.3 | 0.68 | 0.65 | 0.22 | 0.36 | 0.56 | 0.05 | -0.16 | -0.1 |  | 0.02 | 0.33 | 0.3 | 0.23 | 62.38 | 1449.044 | 2.49
D | 4002 | 2018-05-03 | 16 | ON | 52.6 | 10.3 | 0.68 | 0.65 | 0.26 | 0.35 | 1.03 | 0.12 | -0.12 | -0.1 |  | 0.02 | 0.33 | 0.3 | 0.23 | 66.65 | 1430.546 | 2.99
D | 4002 | 2018-05-03 | 17 | ON | 32.29 | 10.3 | 0.68 | 0.65 | 0.09 | 0.35 | 0 | 0.05 | -0.21 | -0.1 |  | 0.02 | 0.33 | 0.3 | 0.23 | 44.98 | 1443.269 | 1.79
D | 4002 | 2018-05-03 | 18 | ON | 34.79 | 10.3 | 0.68 | 0.65 | 0.09 | 0.35 | 0 | 0.09 | -0.23 | -0.1 |  | 0.02 | 0.33 | 0.3 | 0.23 | 47.5 | 1458.742 | 1.79
D | 4002 | 2018-05-03 | 19 | ON | 34.77 | 10.3 | 0.68 | 0.65 | 0.09 | 0.35 | 0.14 | 0.06 | -0.21 | -0.1 |  | 0 | 0.33 | 0.3 | 0.23 | 47.59 | 1468.49 | 1.91
D | 4002 | 2018-05-03 | 20 | ON | 38.04 | 10.3 | 0.68 | 0.65 | 0.1 | 0.35 | 0.2 | 0.06 | -0.14 | -0.1 |  | 0 | 0.33 | 0.3 | 0.23 | 51 | 1486.583 | 1.98
D | 4002 | 2018-05-03 | 21 | ON | 57.07 | 10.3 | 0.68 | 0.65 | 0.47 | 0.36 | 1 | 0.13 | 0.05 | -0.1 |  | 0 | 0.33 | 0.3 | 0.23 | 71.47 | 1469.188 | 3.16
D | 4002 | 2018-05-03 | 22 | ON | 41.21 | 10.3 | 0.68 | 0.65 | 0.28 | 0.38 | 0.11 | 0.06 | 0.13 | -0.1 |  | 0 | 0.33 | 0.3 | 0.23 | 54.56 | 1360.654 | 2.1
D | 4002 | 2018-05-03 | 23 | ON | 31.91 | 10.3 | 0.68 | 0.65 | 0.27 | 0.42 | 0.09 | 0.06 | -0.04 | -0.1 |  | 0 | 0.33 | 0.3 | 0.23 | 45.1 | 1221.525 | 2.11
D | 4002 | 2018-05-03 | 24 | OFF | 23.11 | 10.3 | 0.68 | 0.65 | 0.11 | 0 | 0.07 | 0.02 | -0.03 | -0.1 |  | 0 | 0.33 | 0.3 | 0.23 | 35.67 | 1101.751 | 1.51
D | 4002 | 2018-05-04 | 1 | OFF | 21.06 | 10.3 | 0.11 | 0.68 | 0.06 | 0 | 0 | -0.04 | 0 | -0.1 |  | 0 | 0.33 | 0.3 | 0.23 | 32.93 | 1020.804 | 0.85
D | 4002 | 2018-05-04 | 2 | OFF | 18.22 | 10.3 | 0.11 | 0.68 | 0.05 | 0 | 0 | 0.04 | 0.01 | -0.1 |  | 0 | 0.33 | 0.3 | 0.23 | 30.17 | 976.515 | 0.84
D | 4002 | 2018-05-04 | 3 | OFF | 16.51 | 10.3 | 0.11 | 0.68 | 0.04 | 0 | 0 | 0 | 0.01 | -0.1 |  | 0 | 0.33 | 0.3 | 0.23 | 28.41 | 948.9 | 0.83
D | 4002 | 2018-05-04 | 4 | OFF | 11.01 | 10.3 | 0.11 | 0.68 | 0.06 | 0 | 0 | 0.01 | -0.03 | -0.1 |  | 0 | 0.33 | 0.3 | 0.23 | 22.9 | 940.375 | 0.85
D | 4002 | 2018-05-04 | 5 | OFF | 7.85 | 10.3 | 0.11 | 0.68 | 0.08 | 0 | 0 | 0 | -0.06 | -0.1 |  | 0 | 0.33 | 0.3 | 0.23 | 19.72 | 966.352 | 0.87
D | 4002 | 2018-05-04 | 6 | OFF | 9.82 | 10.3 | 0.11 | 0.68 | 0.14 | 0 | 0 | 0 | -0.07 | -0.1 |  | 0 | 0.33 | 0.3 | 0.23 | 21.74 | 1050.498 | 0.93
D | 4002 | 2018-05-04 | 7 | OFF | 17.73 | 10.3 | 0.11 | 0.68 | 0.12 | 0 | 0 | 0.02 | -0.02 | -0.1 |  | 0 | 0.33 | 0.3 | 0.23 | 29.7 | 1192.76 | 0.91
D | 4002 | 2018-05-04 | 8 | ON | 23.42 | 10.3 | 0.11 | 0.68 | 0.14 | 0.41 | 0.05 | 0 | -0.04 | -0.1 |  | 0 | 0.33 | 0.3 | 0.23 | 35.83 | 1292.1 | 1.39
D | 4002 | 2018-05-04 | 9 | ON | 25.39 | 10.3 | 0.11 | 0.68 | 0.15 | 0.39 | 0.11 | 0 | -0.06 | -0.1 |  | 0 | 0.33 | 0.3 | 0.23 | 37.83 | 1340.468 | 1.44
D | 4002 | 2018-05-04 | 10 | ON | 24.78 | 10.3 | 0.11 | 0.68 | 0.15 | 0.39 | 0.07 | 0.02 | -0.06 | -0.1 |  | 0 | 0.33 | 0.3 | 0.23 | 37.2 | 1372.596 | 1.4
D | 4002 | 2018-05-04 | 11 | ON | 23.73 | 10.3 | 0.11 | 0.68 | 0.12 | 0.38 | 0.03 | 0 | -0.11 | -0.1 |  | 0 | 0.33 | 0.3 | 0.23 | 36 | 1404.677 | 1.32
D | 4002 | 2018-05-04 | 12 | ON | 22.75 | 10.3 | 0.11 | 0.68 | 0.13 | 0.38 | 0 | 0.01 | -0.13 | -0.1 |  | 0.01 | 0.33 | 0.3 | 0.23 | 35 | 1422.793 | 1.31
D | 4002 | 2018-05-04 | 13 | ON | 28.36 | 10.3 | 0.11 | 0.68 | 0.14 | 0.38 | 0 | 0.03 | -0.09 | -0.1 |  | 0.01 | 0.33 | 0.3 | 0.23 | 40.68 | 1421.058 | 1.32
D | 4002 | 2018-05-04 | 14 | ON | 23.96 | 10.3 | 0.11 | 0.68 | 0.09 | 0.38 | 0 | -0.01 | -0.14 | -0.1 |  | 0.01 | 0.33 | 0.3 | 0.23 | 36.14 | 1435.319 | 1.27
D | 4002 | 2018-05-04 | 15 | ON | 24.83 | 10.3 | 0.11 | 0.68 | 0.11 | 0.37 | 0 | -0.02 | -0.15 | -0.1 |  | 0 | 0.33 | 0.3 | 0.23 | 36.99 | 1433.525 | 1.27
D | 4002 | 2018-05-04 | 16 | ON | 25.66 | 10.3 | 0.11 | 0.68 | 0.08 | 0.36 | 0.09 | -0.08 | -0.11 | -0.1 |  | 0.01 | 0.33 | 0.3 | 0.23 | 37.86 | 1427.853 | 1.33
D | 4002 | 2018-05-04 | 17 | ON | 24.62 | 10.3 | 0.11 | 0.68 | 0.08 | 0.36 | 0.02 | 0.03 | -0.15 | -0.1 |  | 0 | 0.33 | 0.3 | 0.23 | 36.81 | 1421.799 | 1.25
D | 4002 | 2018-05-04 | 18 | ON | 23.12 | 10.3 | 0.11 | 0.68 | 0.08 | 0.36 | 0.13 | 0.02 | -0.16 | -0.1 |  | 0 | 0.33 | 0.3 | 0.23 | 35.4 | 1418.736 | 1.36
D | 4002 | 2018-05-04 | 19 | ON | 19.84 | 10.3 | 0.11 | 0.68 | 0.07 | 0.37 | 0.06 | 0.03 | -0.16 | -0.1 |  | 0 | 0.33 | 0.3 | 0.23 | 32.06 | 1420.182 | 1.29
D | 4002 | 2018-05-04 | 20 | ON | 17.97 | 10.3 | 0.11 | 0.68 | 0.05 | 0.37 | 0 | 0.01 | -0.14 | -0.1 |  | 0 | 0.33 | 0.3 | 0.23 | 30.11 | 1408.337 | 1.21
D | 4002 | 2018-05-04 | 21 | ON | 18.12 | 10.3 | 0.11 | 0.68 | 0.04 | 0.38 | 0 | 0 | -0.13 | -0.1 |  | 0 | 0.33 | 0.3 | 0.23 | 30.26 | 1413.542 | 1.21
D | 4002 | 2018-05-04 | 22 | ON | 17.7 | 10.3 | 0.11 | 0.68 | 0.07 | 0.4 | 0 | 0 | -0.09 | -0.1 |  | 0 | 0.33 | 0.3 | 0.23 | 29.93 | 1328.273 | 1.26
D | 4002 | 2018-05-04 | 23 | ON | 18.11 | 10.3 | 0.11 | 0.68 | 0.1 | 0.43 | 0.04 | 0 | -0.08 | -0.1 |  | 0 | 0.33 | 0.3 | 0.23 | 30.45 | 1173.107 | 1.36
D | 4002 | 2018-05-04 | 24 | OFF | 22.34 | 10.3 | 0.11 | 0.68 | 0.13 | 0 | 0.31 | 0.05 | -0.13 | -0.1 |  | 0 | 0.33 | 0.3 | 0.23 | 34.55 | 1052.848 | 1.23
D | 4002 | 2018-05-05 | 1 | OFF | 30.31 | 10.3 | 1.6 | 0.08 | 0.12 | 0 | 0.88 | 0.07 | -0.27 | -0.1 |  | 0 | 0.33 | 0.3 | 0.23 | 43.85 | 970.376 | 2.68
D | 4002 | 2018-05-05 | 2 | OFF | 57.91 | 10.3 | 1.6 | 0.08 | 0.45 | 0 | 2.46 | -0.05 | -0.16 | -0.1 |  | 0 | 0.33 | 0.3 | 0.23 | 73.35 | 915.082 | 4.59
D | 4002 | 2018-05-05 | 3 | OFF | 29.31 | 10.3 | 1.6 | 0.08 | 0.16 | 0 | 0.56 | -0.01 | -0.23 | -0.1 |  | 0 | 0.33 | 0.3 | 0.23 | 42.53 | 869.592 | 2.4
D | 4002 | 2018-05-05 | 4 | OFF | 11.84 | 10.3 | 1.6 | 0.08 | 0.12 | 0 | 0 | -0.03 | -0.13 | -0.1 |  | 0 | 0.33 | 0.3 | 0.23 | 24.54 | 845.822 | 1.8
D | 4002 | 2018-05-05 | 5 | OFF | 13.7 | 10.3 | 1.6 | 0.08 | 0.06 | 0 | 0 | -0.02 | -0.11 | -0.1 |  | 0 | 0.33 | 0.3 | 0.23 | 26.37 | 844.121 | 1.74
D | 4002 | 2018-05-05 | 6 | OFF | 14.09 | 10.3 | 1.6 | 0.08 | 0.05 | 0 | 0 | 0.01 | -0.14 | -0.1 |  | 0 | 0.33 | 0.3 | 0.23 | 26.75 | 868.701 | 1.73
D | 4002 | 2018-05-05 | 7 | OFF | 14.72 | 10.3 | 1.6 | 0.08 | 0.17 | 0 | 0 | 0 | -0.16 | -0.1 |  | 0 | 0.33 | 0.3 | 0.23 | 27.47 | 929.843 | 1.85
D | 4002 | 2018-05-05 | 8 | OFF | 15.28 | 10.3 | 1.6 | 0.08 | 0.13 | 0 | 0 | 0.01 | -0.15 | -0.1 |  | 0 | 0.33 | 0.3 | 0.23 | 28.01 | 1019.281 | 1.81
D | 4002 | 2018-05-05 | 9 | OFF | 9.23 | 10.3 | 1.6 | 0.08 | 0.28 | 0 | 0 | 0.06 | -0.14 | -0.1 |  | 0 | 0.33 | 0.3 | 0.23 | 22.17 | 1098.803 | 1.96
D | 4002 | 2018-05-05 | 10 | OFF | 1.8 | 10.3 | 1.6 | 0.08 | 0.25 | 0 | 0 | 0.01 | -0.16 | -0.1 |  | 0 | 0.33 | 0.3 | 0.23 | 14.64 | 1136.449 | 1.93
D | 4002 | 2018-05-05 | 11 | OFF | 5.06 | 10.3 | 1.6 | 0.08 | 0.26 | 0 | 0 | 0 | -0.16 | -0.1 |  | 0 | 0.33 | 0.3 | 0.23 | 17.9 | 1149.555 | 1.94
D | 4002 | 2018-05-05 | 12 | OFF | 12.96 | 10.3 | 1.6 | 0.08 | 0.17 | 0 | 0.03 | -0.01 | -0.15 | -0.1 |  | 0 | 0.33 | 0.3 | 0.23 | 25.74 | 1145.911 | 1.88
D | 4002 | 2018-05-05 | 13 | OFF | 11.42 | 10.3 | 1.6 | 0.08 | 0.11 | 0 | 0.01 | 0 | -0.19 | -0.1 |  | 0 | 0.33 | 0.3 | 0.23 | 24.09 | 1138.673 | 1.8
D | 4002 | 2018-05-05 | 14 | OFF | 12.67 | 10.3 | 1.6 | 0.08 | 0.1 | 0 | 0 | 0 | -0.16 | -0.1 |  | 0 | 0.33 | 0.3 | 0.23 | 25.35 | 1136.377 | 1.78
D | 4002 | 2018-05-05 | 15 | OFF | 6.48 | 10.3 | 1.6 | 0.08 | 0.18 | 0 | 0 | 0.02 | -0.19 | -0.1 |  | 0 | 0.33 | 0.3 | 0.23 | 19.23 | 1138.871 | 1.86
D | 4002 | 2018-05-05 | 16 | OFF | 17.48 | 10.3 | 1.6 | 0.08 | 0.1 | 0 | 0.21 | 0.01 | -0.11 | -0.1 |  | 0 | 0.33 | 0.3 | 0.23 | 30.43 | 1152.46 | 1.99
D | 4002 | 2018-05-05 | 17 | OFF | 36.33 | 10.3 | 1.6 | 0.08 | 0.19 | 0 | 0.41 | 0 | -0.05 | -0.1 |  | 0 | 0.33 | 0.3 | 0.23 | 49.62 | 1176.799 | 2.28
D | 4002 | 2018-05-05 | 18 | OFF | 37.2 | 10.3 | 1.6 | 0.08 | 0.35 | 0 | 0.45 | 0.05 | -0.16 | -0.1 |  | 0 | 0.33 | 0.3 | 0.23 | 50.63 | 1205.103 | 2.48
D | 4002 | 2018-05-05 | 19 | OFF | 32.12 | 10.3 | 1.6 | 0.08 | 0.26 | 0 | 0.16 | 0.01 | -0.15 | -0.1 |  | 0 | 0.33 | 0.3 | 0.23 | 45.14 | 1200.058 | 2.1
D | 4002 | 2018-05-05 | 20 | OFF | 36.85 | 10.3 | 1.6 | 0.08 | 0.25 | 0 | 0.22 | -0.04 | -0.15 | -0.1 |  | 0 | 0.33 | 0.3 | 0.23 | 49.87 | 1188.999 | 2.15
D | 4002 | 2018-05-05 | 21 | OFF | 39.08 | 10.3 | 1.6 | 0.08 | 0.24 | 0 | 0.01 | -0.05 | -0.22 | -0.1 |  | 0 | 0.33 | 0.3 | 0.23 | 51.8 | 1210.479 | 1.93
D | 4002 | 2018-05-05 | 22 | OFF | 36.81 | 10.3 | 1.6 | 0.08 | 0.33 | 0 | 0.05 | -0.04 | -0.15 | -0.1 |  | 0 | 0.33 | 0.3 | 0.23 | 49.74 | 1143.175 | 2.06
D | 4002 | 2018-05-05 | 23 | OFF | 36.82 | 10.3 | 1.6 | 0.08 | 0.51 | 0 | 0.6 | 0.01 | 0.05 | -0.1 |  | 0 | 0.33 | 0.3 | 0.23 | 50.73 | 1046.129 | 2.79
D | 4002 | 2018-05-05 | 24 | OFF | 17.9 | 10.3 | 1.6 | 0.08 | 0.13 | 0 | 0.01 | -0.01 | -0.12 | -0.1 |  | 0 | 0.33 | 0.3 | 0.23 | 30.65 | 953.016 | 1.82
D | 4002 | 2018-05-06 | 1 | OFF | 14.76 | 10.3 | 0.34 | 0.03 | 0.04 | 0 | 0 | -0.03 | -0.11 | -0.1 |  | 0 | 0.33 | 0.3 | 0.23 | 26.09 | 880.869 | 0.41
D | 4002 | 2018-05-06 | 2 | OFF | 9.03 | 10.3 | 0.34 | 0.03 | 0.11 | 0 | 0 | -0.05 | -0.1 | -0.1 |  | 0 | 0.33 | 0.3 | 0.23 | 20.42 | 837.211 | 0.48
D | 4002 | 2018-05-06 | 3 | OFF | 8.76 | 10.3 | 0.34 | 0.03 | 0.1 | 0 | 0 | -0.02 | -0.1 | -0.1 |  | 0 | 0.33 | 0.3 | 0.23 | 20.17 | 812.444 | 0.47
D | 4002 | 2018-05-06 | 4 | OFF | 7.86 | 10.3 | 0.34 | 0.03 | 0.1 | 0 | 0 | -0.02 | -0.09 | -0.1 |  | 0 | 0.33 | 0.3 | 0.23 | 19.28 | 802.054 | 0.47
D | 4002 | 2018-05-06 | 5 | OFF | 7.81 | 10.3 | 0.34 | 0.03 | 0.1 | 0 | 0 | -0.04 | -0.04 | -0.1 |  | 0 | 0.33 | 0.3 | 0.23 | 19.26 | 803.913 | 0.47
D | 4002 | 2018-05-06 | 6 | OFF | -9.33 | 10.3 | 0.34 | 0.03 | 0.11 | 0 | 0 | 0 | -0.21 | -0.1 |  | 0 | 0.33 | 0.3 | 0.23 | 2 | 828.109 | 0.48
D | 4002 | 2018-05-06 | 7 | OFF | -13.55 | 10.3 | 0.34 | 0.03 | 1.06 | 0 | 0 | 0.02 | -0.16 | -0.1 |  | 0 | 0.33 | 0.3 | 0.23 | -1.2 | 868.044 | 1.43
D | 4002 | 2018-05-06 | 8 | OFF | -23.71 | 10.3 | 0.34 | 0.03 | 0.87 | 0 | 0 | -0.03 | -0.1 | -0.1 |  | 0 | 0.33 | 0.3 | 0.23 | -11.54 | 950.455 | 1.24
D | 4002 | 2018-05-06 | 9 | OFF | 6.3 | 10.3 | 0.34 | 0.03 | 0.31 | 0 | 0 | -0.02 | 0.07 | -0.1 |  | 0 | 0.33 | 0.3 | 0.23 | 18.09 | 1046.13 | 0.68
D | 4002 | 2018-05-06 | 10 | OFF | 17.78 | 10.3 | 0.34 | 0.03 | 0.09 | 0 | 0 | -0.03 | -0.04 | -0.1 |  | 0 | 0.33 | 0.3 | 0.23 | 29.23 | 1118.021 | 0.46
D | 4002 | 2018-05-06 | 11 | OFF | 17.27 | 10.3 | 0.34 | 0.03 | 0.11 | 0 | 0 | 0.04 | -0.06 | -0.1 |  | 0 | 0.33 | 0.3 | 0.23 | 28.79 | 1160.654 | 0.48
D | 4002 | 2018-05-06 | 12 | OFF | 19.19 | 10.3 | 0.34 | 0.03 | 0.13 | 0 | 0 | -0.02 | -0.08 | -0.1 |  | 0 | 0.33 | 0.3 | 0.23 | 30.65 | 1185.246 | 0.5
D | 4002 | 2018-05-06 | 13 | OFF | 19.21 | 10.3 | 0.34 | 0.03 | 0.13 | 0 | 0 | -0.01 | -0.05 | -0.1 |  | 0 | 0.33 | 0.3 | 0.23 | 30.71 | 1193.082 | 0.5
D | 4002 | 2018-05-06 | 14 | OFF | 19.18 | 10.3 | 0.34 | 0.03 | 0.13 | 0 | 0.08 | 0 | -0.06 | -0.1 |  | 0 | 0.33 | 0.3 | 0.23 | 30.76 | 1187.79 | 0.58
D | 4002 | 2018-05-06 | 15 | OFF | 19.17 | 10.3 | 0.34 | 0.03 | 0.14 | 0 | 0.16 | -0.01 | -0.05 | -0.1 |  | 0 | 0.33 | 0.3 | 0.23 | 30.84 | 1181.014 | 0.67
D | 4002 | 2018-05-06 | 16 | OFF | 17.38 | 10.3 | 0.34 | 0.03 | 0.09 | 0 | 0.01 | 0 | -0.06 | -0.1 |  | 0 | 0.33 | 0.3 | 0.23 | 28.85 | 1183.042 | 0.47
D | 4002 | 2018-05-06 | 17 | OFF | 17.79 | 10.3 | 0.34 | 0.03 | 0.1 | 0 | 0 | -0.01 | -0.06 | -0.1 |  | 0 | 0.33 | 0.3 | 0.23 | 29.25 | 1208.559 | 0.47
D | 4002 | 2018-05-06 | 18 | OFF | 19.6 | 10.3 | 0.34 | 0.03 | 0.12 | 0 | 0 | 0 | -0.07 | -0.1 |  | 0 | 0.33 | 0.3 | 0.23 | 31.08 | 1252.099 | 0.49
D | 4002 | 2018-05-06 | 19 | OFF | 20.93 | 10.3 | 0.34 | 0.03 | 0.11 | 0 | 0 | -0.02 | -0.07 | -0.1 |  | 0 | 0.33 | 0.3 | 0.23 | 32.38 | 1259.214 | 0.48
D | 4002 | 2018-05-06 | 20 | OFF | 19.16 | 10.3 | 0.34 | 0.03 | 0.11 | 0 | 0 | -0.02 | -0.11 | -0.1 |  | 0 | 0.33 | 0.3 | 0.23 | 30.57 | 1240.906 | 0.48
D | 4002 | 2018-05-06 | 21 | OFF | 18.73 | 10.3 | 0.34 | 0.03 | 0.11 | 0 | 0 | -0.02 | -0.16 | -0.1 |  | 0 | 0.33 | 0.3 | 0.23 | 30.09 | 1216.478 | 0.48
D | 4002 | 2018-05-06 | 22 | OFF | 17.48 | 10.3 | 0.34 | 0.03 | 0.14 | 0 | 0.02 | 0 | 0.01 | -0.1 |  | 0 | 0.33 | 0.3 | 0.23 | 29.08 | 1122.822 | 0.53
D | 4002 | 2018-05-06 | 23 | OFF | -5.99 | 10.3 | 0.34 | 0.03 | 0.61 | 0 | 0 | -0.03 | -0.09 | -0.1 |  | 0 | 0.33 | 0.3 | 0.23 | 5.93 | 1009.895 | 0.98
D | 4002 | 2018-05-06 | 24 | OFF | 7.7 | 10.3 | 0.34 | 0.03 | 0.16 | 0 | 0 | -0.02 | -0.12 | -0.1 |  | 0 | 0.33 | 0.3 | 0.23 | 19.15 | 918.39 | 0.53
D | 4002 | 2018-05-07 | 1 | OFF | 2.58 | 10.3 | 0.79 | 0.19 | 0.1 | 0 | 0 | -0.04 | 0 | -0.1 |  | 0 | 0.33 | 0.3 | 0.23 | 14.68 | 864.892 | 1.08
D | 4002 | 2018-05-07 | 2 | OFF | -16.7 | 10.3 | 0.79 | 0.19 | 0.33 | 0 | 0 | 0 | -0.21 | -0.1 |  | 0 | 0.33 | 0.3 | 0.23 | -4.54 | 831.649 | 1.31
D | 4002 | 2018-05-07 | 3 | OFF | 11.54 | 10.3 | 0.79 | 0.19 | 0.13 | 0 | 0 | -0.02 | -0.11 | -0.1 |  | 0 | 0.33 | 0.3 | 0.23 | 23.58 | 818.676 | 1.11
D | 4002 | 2018-05-07 | 4 | OFF | -8.67 | 10.3 | 0.79 | 0.19 | 0.2 | 0 | 0 | 0.05 | -0.11 | -0.1 |  | 0 | 0.33 | 0.3 | 0.23 | 3.51 | 823.466 | 1.18
D | 4002 | 2018-05-07 | 5 | OFF | 5.17 | 10.3 | 0.79 | 0.19 | 0.09 | 0 | 0 | 0.02 | -0.14 | -0.1 |  | 0 | 0.33 | 0.3 | 0.23 | 17.18 | 858.815 | 1.07
D | 4002 | 2018-05-07 | 6 | OFF | 10.57 | 10.3 | 0.79 | 0.19 | 0.26 | 0 | 0 | -0.03 | 0.05 | -0.1 |  | 0 | 0.33 | 0.3 | 0.23 | 22.89 | 964.443 | 1.24
D | 4002 | 2018-05-07 | 7 | OFF | 20.95 | 10.3 | 0.79 | 0.19 | 0.37 | 0 | 0.57 | -0.03 | 0.29 | -0.1 |  | 0 | 0.33 | 0.3 | 0.23 | 34.19 | 1124.582 | 1.92
D | 4002 | 2018-05-07 | 8 | ON | 21.73 | 10.3 | 0.79 | 0.19 | 0.26 | 0.3 | 0.12 | -0.08 | -0.12 | -0.1 |  | 0 | 0.33 | 0.3 | 0.23 | 34.25 | 1222.227 | 1.66
D | 4002 | 2018-05-07 | 9 | ON | 28.48 | 10.3 | 0.79 | 0.19 | 0.16 | 0.3 | 0.38 | -0.06 | -0.1 | -0.1 |  | 0 | 0.33 | 0.3 | 0.23 | 41.2 | 1246.606 | 1.82
D | 4002 | 2018-05-07 | 10 | ON | 30.99 | 10.3 | 0.79 | 0.19 | 0.14 | 0.3 | 0.8 | -0.01 | -0.09 | -0.1 |  | 0 | 0.33 | 0.3 | 0.23 | 44.17 | 1265.187 | 2.22
D | 4002 | 2018-05-07 | 11 | ON | 25.77 | 10.3 | 0.79 | 0.19 | 0.13 | 0.3 | 0.58 | 0 | -0.1 | -0.1 |  | 0 | 0.33 | 0.3 | 0.23 | 38.72 | 1286.077 | 1.99
D | 4002 | 2018-05-07 | 12 | ON | 19.55 | 10.3 | 0.79 | 0.19 | 0.11 | 0.3 | 0.13 | -0.03 | -0.1 | -0.1 |  | 0 | 0.33 | 0.3 | 0.23 | 32 | 1296.818 | 1.52
D | 4002 | 2018-05-07 | 13 | ON | 18.15 | 10.3 | 0.79 | 0.19 | 0.09 | 0.3 | 0.04 | 0.03 | -0.1 | -0.1 |  | 0 | 0.33 | 0.3 | 0.23 | 30.55 | 1295.07 | 1.41
D | 4002 | 2018-05-07 | 14 | ON | 17.43 | 10.3 | 0.79 | 0.19 | 0.09 | 0.29 | 0.01 | -0.02 | -0.1 | -0.1 |  | 0 | 0.33 | 0.3 | 0.23 | 29.74 | 1296.898 | 1.37
D | 4002 | 2018-05-07 | 15 | ON | 25.27 | 10.3 | 0.79 | 0.19 | 0.13 | 0.29 | 0.41 | -0.07 | -0.06 | -0.1 |  | 0 | 0.33 | 0.3 | 0.23 | 38.01 | 1283.133 | 1.81
D | 4002 | 2018-05-07 | 16 | ON | 24.19 | 10.3 | 0.79 | 0.19 | 0.15 | 0.29 | 0.04 | -0.05 | -0.06 | -0.1 |  | 0 | 0.33 | 0.3 | 0.23 | 36.6 | 1279.416 | 1.46
D | 4002 | 2018-05-07 | 17 | ON | 28.43 | 10.3 | 0.79 | 0.19 | 0.17 | 0.29 | 0.08 | -0.09 | -0.04 | -0.1 |  | 0 | 0.33 | 0.3 | 0.23 | 40.88 | 1285.218 | 1.52
D | 4002 | 2018-05-07 | 18 | ON | 48.46 | 10.3 | 0.79 | 0.19 | 0.29 | 0.28 | 0.74 | -0.15 | 0.01 | -0.1 |  | 0 | 0.33 | 0.3 | 0.23 | 61.67 | 1299.54 | 2.29
D | 4002 | 2018-05-07 | 19 | ON | 56.76 | 10.3 | 0.79 | 0.19 | 0.37 | 0.28 | 0.74 | -0.19 | -0.05 | -0.1 |  | 0 | 0.33 | 0.3 | 0.23 | 69.95 | 1305.265 | 2.37
D | 4002 | 2018-05-07 | 20 | ON | 58.75 | 10.3 | 0.79 | 0.19 | 0.24 | 0.27 | 0.95 | -0.09 | -0.07 | -0.1 |  | 0 | 0.33 | 0.3 | 0.23 | 72.09 | 1300.795 | 2.44
D | 4002 | 2018-05-07 | 21 | ON | 67.02 | 10.3 | 0.79 | 0.19 | 0.62 | 0.26 | 0.8 | -0.04 | 0 | -0.1 |  | 0 | 0.33 | 0.3 | 0.23 | 80.7 | 1311.756 | 2.66
D | 4002 | 2018-05-07 | 22 | ON | 37.02 | 10.3 | 0.79 | 0.19 | 0.5 | 0.28 | 0 | -0.08 | 0.08 | -0.1 |  | 0 | 0.33 | 0.3 | 0.23 | 49.84 | 1216.473 | 1.76
D | 4002 | 2018-05-07 | 23 | ON | 23.5 | 10.3 | 0.79 | 0.19 | 0.32 | 0.31 | 0 | -0.02 | -0.18 | -0.1 |  | 0 | 0.33 | 0.3 | 0.23 | 35.97 | 1077.321 | 1.61
D | 4002 | 2018-05-07 | 24 | OFF | 16.38 | 10.3 | 0.79 | 0.19 | 0.16 | 0 | 0 | -0.02 | -0.03 | -0.1 |  | 0 | 0.33 | 0.3 | 0.23 | 28.53 | 966.459 | 1.14
D | 4002 | 2018-05-08 | 1 | OFF | 16.82 | 10.3 | 0.52 | 0.05 | 0.12 | 0 | 0 | -0.09 | -0.12 | -0.1 |  | 0 | 0.33 | 0.3 | 0.23 | 28.36 | 900.207 | 0.69
D | 4002 | 2018-05-08 | 2 | OFF | 17.76 | 10.3 | 0.52 | 0.05 | 0.22 | 0 | 0 | -0.06 | -0.03 | -0.1 |  | 0 | 0.33 | 0.3 | 0.23 | 29.52 | 866.636 | 0.79
D | 4002 | 2018-05-08 | 3 | OFF | 15.38 | 10.3 | 0.52 | 0.05 | 0.22 | 0 | 0 | -0.03 | -0.01 | -0.1 |  | 0 | 0.33 | 0.3 | 0.23 | 27.19 | 849.558 | 0.79
D | 4002 | 2018-05-08 | 4 | OFF | 14.73 | 10.3 | 0.52 | 0.05 | 0.21 | 0 | 0 | -0.02 | -0.04 | -0.1 |  | 0 | 0.33 | 0.3 | 0.23 | 26.51 | 852.308 | 0.78
D | 4002 | 2018-05-08 | 5 | OFF | 18.5 | 10.3 | 0.52 | 0.05 | 0.22 | 0 | 0 | -0.05 | -0.01 | -0.1 |  | 0 | 0.33 | 0.3 | 0.23 | 30.29 | 891.282 | 0.79
D | 4002 | 2018-05-08 | 6 | OFF | -31.48 | 10.3 | 0.52 | 0.05 | 0.84 | 0 | 0.26 | 0.22 | -1.72 | -0.1 |  | 0 | 0.33 | 0.3 | 0.23 | -20.25 | 991.084 | 1.67
D | 4002 | 2018-05-08 | 7 | OFF | 11.91 | 10.3 | 0.52 | 0.05 | 0.33 | 0 | 0.03 | 0.01 | 0.23 | -0.1 |  | 0 | 0.33 | 0.3 | 0.23 | 24.14 | 1148.388 | 0.93
D | 4002 | 2018-05-08 | 8 | ON | 25.61 | 10.3 | 0.52 | 0.05 | 0.37 | 0.4 | 0 | -0.07 | -0.05 | -0.1 |  | 0 | 0.33 | 0.3 | 0.23 | 37.89 | 1237.602 | 1.34
D | 4002 | 2018-05-08 | 9 | ON | 22.45 | 10.3 | 0.52 | 0.05 | 0.14 | 0.4 | 0 | -0.04 | -0.05 | -0.1 |  | 0.01 | 0.33 | 0.3 | 0.23 | 34.54 | 1250.88 | 1.12
D | 4002 | 2018-05-08 | 10 | ON | 18.38 | 10.3 | 0.52 | 0.05 | 0.09 | 0.4 | 0.08 | -0.04 | -0.08 | -0.1 |  | 0 | 0.33 | 0.3 | 0.23 | 30.46 | 1261.707 | 1.14
D | 4002 | 2018-05-08 | 11 | ON | 17.09 | 10.3 | 0.52 | 0.05 | 0.07 | 0.4 | 0 | -0.03 | -0.1 | -0.1 |  | 0 | 0.33 | 0.3 | 0.23 | 29.06 | 1288.668 | 1.04
D | 4002 | 2018-05-08 | 12 | ON | 17.26 | 10.3 | 0.52 | 0.05 | 0.06 | 0.4 | 0 | -0.05 | -0.08 | -0.1 |  | 0 | 0.33 | 0.3 | 0.23 | 29.22 | 1298.348 | 1.03
D | 4002 | 2018-05-08 | 13 | ON | 19.69 | 10.3 | 0.52 | 0.05 | 0.06 | 0.4 | 0 | -0.08 | -0.06 | -0.1 |  | 0 | 0.33 | 0.3 | 0.23 | 31.64 | 1299.263 | 1.03
D | 4002 | 2018-05-08 | 14 | ON | 29.53 | 10.3 | 0.52 | 0.05 | 0.18 | 0.39 | 0.23 | -0.12 | -0.03 | -0.1 |  | 0 | 0.33 | 0.3 | 0.23 | 41.81 | 1313.528 | 1.37
D | 4002 | 2018-05-08 | 15 | ON | 29.55 | 10.3 | 0.52 | 0.05 | 0.17 | 0.39 | 0.11 | -0.09 | -0.05 | -0.1 |  | 0 | 0.33 | 0.3 | 0.23 | 41.71 | 1315.757 | 1.24
D | 4002 | 2018-05-08 | 16 | ON | 20.86 | 10.3 | 0.52 | 0.05 | 0.08 | 0.38 | 0 | -0.04 | -0.06 | -0.1 |  | 0 | 0.33 | 0.3 | 0.23 | 32.85 | 1314.784 | 1.03
D | 4002 | 2018-05-08 | 17 | ON | 27.9 | 10.3 | 0.52 | 0.05 | 0.09 | 0.38 | 0 | -0.11 | 0.03 | -0.1 |  | 0 | 0.33 | 0.3 | 0.23 | 39.92 | 1322.081 | 1.04
D | 4002 | 2018-05-08 | 18 | ON | 40.1 | 10.3 | 0.52 | 0.05 | 0.2 | 0.37 | 0.05 | -0.17 | 0.03 | -0.1 |  | 0.01 | 0.33 | 0.3 | 0.23 | 52.22 | 1335.337 | 1.2
D | 4002 | 2018-05-08 | 19 | ON | 39.41 | 10.3 | 0.52 | 0.05 | 0.24 | 0.36 | 0 | -0.09 | 0 | -0.1 |  | 0 | 0.33 | 0.3 | 0.23 | 51.55 | 1335.844 | 1.17
D | 4002 | 2018-05-08 | 20 | ON | 32.68 | 10.3 | 0.52 | 0.05 | 0.21 | 0.36 | 0 | -0.07 | 0.01 | -0.1 |  | 0 | 0.33 | 0.3 | 0.23 | 44.82 | 1327.942 | 1.14
D | 4002 | 2018-05-08 | 21 | ON | 37.66 | 10.3 | 0.52 | 0.05 | 0.22 | 0.36 | 0 | -0.07 | 0 | -0.1 |  | 0 | 0.33 | 0.3 | 0.23 | 49.8 | 1334.518 | 1.15
D | 4002 | 2018-05-08 | 22 | ON | 36.18 | 10.3 | 0.52 | 0.05 | 0.39 | 0.38 | 0 | -0.13 | 0.18 | -0.1 |  | 0 | 0.33 | 0.3 | 0.23 | 48.63 | 1239.624 | 1.34
D | 4002 | 2018-05-08 | 23 | ON | 20.68 | 10.3 | 0.52 | 0.05 | 0.17 | 0.43 | 0.06 | -0.13 | 0.05 | -0.1 |  | 0 | 0.33 | 0.3 | 0.23 | 32.89 | 1099.912 | 1.23
D | 4002 | 2018-05-08 | 24 | OFF | 30.87 | 10.3 | 0.52 | 0.05 | 0.49 | 0 | 1.48 | -0.09 | 0.03 | -0.1 |  | 0 | 0.33 | 0.3 | 0.23 | 44.41 | 983.526 | 2.54
D | 4002 | 2018-05-09 | 1 | OFF | 28.56 | 10.3 | 0.69 | 0.05 | 0.3 | 0 | 0 | -0.13 | 0.04 | -0.1 |  | 0 | 0.33 | 0.3 | 0.23 | 40.57 | 911.16 | 1.04
D | 4002 | 2018-05-09 | 2 | OFF | -6.63 | 10.3 | 0.69 | 0.05 | 0.34 | 0 | 0 | 0.02 | -0.04 | -0.1 |  | 0 | 0.33 | 0.3 | 0.23 | 5.49 | 872.023 | 1.08
D | 4002 | 2018-05-09 | 3 | OFF | -6.25 | 10.3 | 0.69 | 0.05 | 0.35 | 0 | 0 | 0.06 | -0.09 | -0.1 |  | 0 | 0.33 | 0.3 | 0.23 | 5.87 | 849.931 | 1.09
D | 4002 | 2018-05-09 | 4 | OFF | 16.58 | 10.3 | 0.69 | 0.05 | 0.24 | 0 | 0 | -0.1 | 0.01 | -0.1 |  | 0 | 0.33 | 0.3 | 0.23 | 28.53 | 851.585 | 0.98
D | 4002 | 2018-05-09 | 5 | OFF | 18.86 | 10.3 | 0.69 | 0.05 | 0.22 | 0 | 0 | -0.07 | 0 | -0.1 |  | 0 | 0.33 | 0.3 | 0.23 | 30.81 | 887.231 | 0.96
D | 4002 | 2018-05-09 | 6 | OFF | 26.35 | 10.3 | 0.69 | 0.05 | 0.39 | 0 | 0.51 | -0.03 | 0.06 | -0.1 |  | 0 | 0.33 | 0.3 | 0.23 | 39.08 | 985.563 | 1.64
D | 4002 | 2018-05-09 | 7 | OFF | 22.29 | 10.3 | 0.69 | 0.05 | 0.42 | 0 | 0.52 | -0.11 | -0.24 | -0.1 |  | 0 | 0.33 | 0.3 | 0.23 | 34.68 | 1141.519 | 1.68
D | 4002 | 2018-05-09 | 8 | ON | 20.2 | 10.3 | 0.69 | 0.05 | 0.17 | 0.42 | 0.36 | -0.04 | -0.06 | -0.1 |  | 0 | 0.33 | 0.3 | 0.23 | 32.85 | 1234.833 | 1.69
D | 4002 | 2018-05-09 | 9 | ON | 22.67 | 10.3 | 0.69 | 0.05 | 0.11 | 0.42 | 0.12 | -0.1 | -0.05 | -0.1 |  | 0 | 0.33 | 0.3 | 0.23 | 34.97 | 1258.135 | 1.39
D | 4002 | 2018-05-09 | 10 | ON | 21.32 | 10.3 | 0.69 | 0.05 | 0.09 | 0.42 | 0.06 | -0.07 | -0.07 | -0.1 |  | 0 | 0.33 | 0.3 | 0.23 | 33.55 | 1273.85 | 1.31
D | 4002 | 2018-05-09 | 11 | ON | 36.52 | 10.3 | 0.69 | 0.05 | 0.22 | 0.41 | 0.68 | -0.05 | -0.02 | -0.1 |  | 0 | 0.33 | 0.3 | 0.23 | 49.56 | 1302.195 | 2.05
D | 4002 | 2018-05-09 | 12 | ON | 39.3 | 10.3 | 0.69 | 0.05 | 0.24 | 0.39 | 0.48 | -0.11 | -0.04 | -0.1 |  | 0 | 0.33 | 0.3 | 0.23 | 52.06 | 1318.791 | 1.85
D | 4002 | 2018-05-09 | 13 | ON | 32.69 | 10.3 | 0.69 | 0.05 | 0.18 | 0.39 | 0.81 | 0.01 | -0.05 | -0.1 |  | 0.01 | 0.33 | 0.3 | 0.23 | 45.84 | 1325.624 | 2.13
D | 4002 | 2018-05-09 | 14 | ON | 26.52 | 10.3 | 0.69 | 0.05 | 0.17 | 0.41 | 0.38 | 0.02 | -0.08 | -0.1 |  | 0.01 | 0.33 | 0.3 | 0.23 | 39.23 | 1338.202 | 1.71
D | 4002 | 2018-05-09 | 15 | ON | 21.84 | 10.3 | 0.69 | 0.05 | 0.1 | 0.4 | 0 | -0.07 | -0.11 | -0.1 |  | 0.01 | 0.33 | 0.3 | 0.23 | 33.97 | 1340.77 | 1.25
D | 4002 | 2018-05-09 | 16 | ON | 31.62 | 10.3 | 0.69 | 0.05 | 0.16 | 0.4 | 0.31 | -0.03 | -0.09 | -0.1 |  | 0.01 | 0.33 | 0.3 | 0.23 | 44.18 | 1344.481 | 1.62
D | 4002 | 2018-05-09 | 17 | ON | 27.97 | 10.3 | 0.69 | 0.05 | 0.09 | 0.39 | 0.09 | -0.03 | -0.09 | -0.1 |  | 0.01 | 0.33 | 0.3 | 0.23 | 40.23 | 1351.666 | 1.32
D | 4002 | 2018-05-09 | 18 | ON | 25.89 | 10.3 | 0.69 | 0.05 | 0.06 | 0.39 | 0.04 | -0.02 | -0.09 | -0.1 |  | 0.01 | 0.33 | 0.3 | 0.23 | 38.08 | 1355.938 | 1.24
D | 4002 | 2018-05-09 | 19 | ON | 21.37 | 10.3 | 0.69 | 0.05 | 0.05 | 0.39 | 0 | -0.04 | -0.1 | -0.1 |  | 0 | 0.33 | 0.3 | 0.23 | 33.47 | 1346.399 | 1.18
D | 4002 | 2018-05-09 | 20 | ON | 24.46 | 10.3 | 0.69 | 0.05 | 0.07 | 0.39 | 0.17 | -0.03 | -0.09 | -0.1 |  | 0 | 0.33 | 0.3 | 0.23 | 36.77 | 1333.444 | 1.37
D | 4002 | 2018-05-09 | 21 | ON | 26.74 | 10.3 | 0.69 | 0.05 | 0.14 | 0.38 | 0.27 | -0.05 | -0.08 | -0.1 |  | 0 | 0.33 | 0.3 | 0.23 | 39.2 | 1347.059 | 1.53
D | 4002 | 2018-05-09 | 22 | ON | 30.04 | 10.3 | 0.69 | 0.05 | 0.38 | 0.41 | 0.71 | -0.11 | 0.2 | -0.1 |  | 0 | 0.33 | 0.3 | 0.23 | 43.43 | 1253.722 | 2.24
D | 4002 | 2018-05-09 | 23 | ON | 11.38 | 10.3 | 0.69 | 0.05 | 0.2 | 0.45 | 0.08 | 0 | 0.13 | -0.1 |  | 0 | 0.33 | 0.3 | 0.23 | 24.04 | 1112.704 | 1.47
D | 4002 | 2018-05-09 | 24 | OFF | 3.17 | 10.3 | 0.69 | 0.05 | 0.38 | 0 | 0 | -0.01 | -0.1 | -0.1 |  | 0 | 0.33 | 0.3 | 0.23 | 15.24 | 995.098 | 1.12
D | 4002 | 2018-05-10 | 1 | OFF | 35.18 | 10.3 | 2.28 | 0.05 | 0.3 | 0 | 0 | -0.15 | -0.13 | -0.1 |  | 0 | 0.33 | 0.3 | 0.23 | 48.59 | 921.156 | 2.63
D | 4002 | 2018-05-10 | 2 | OFF | 0.61 | 10.3 | 2.28 | 0.05 | 0.29 | 0 | 0 | -0.01 | -0.03 | -0.1 |  | 0 | 0.33 | 0.3 | 0.23 | 14.25 | 881.548 | 2.62
D | 4002 | 2018-05-10 | 3 | OFF | -18.86 | 10.3 | 2.28 | 0.05 | 0.38 | 0 | 0 | -0.02 | 0 | -0.1 |  | 0 | 0.33 | 0.3 | 0.23 | -5.11 | 859.899 | 2.71
D | 4002 | 2018-05-10 | 4 | OFF | -2.06 | 10.3 | 2.28 | 0.05 | 0.39 | 0 | 0 | 0.01 | -0.04 | -0.1 |  | 0 | 0.33 | 0.3 | 0.23 | 11.69 | 864.716 | 2.72
D | 4002 | 2018-05-10 | 5 | OFF | 4.64 | 10.3 | 2.28 | 0.05 | 0.23 | 0 | 0 | -0.02 | -0.03 | -0.1 |  | 0 | 0.33 | 0.3 | 0.23 | 18.21 | 898.954 | 2.56
D | 4002 | 2018-05-10 | 6 | OFF | 21.49 | 10.3 | 2.28 | 0.05 | 0.4 | 0 | 0 | -0.02 | 0.17 | -0.1 |  | 0 | 0.33 | 0.3 | 0.23 | 35.43 | 995.112 | 2.73
D | 4002 | 2018-05-10 | 7 | OFF | 14.23 | 10.3 | 2.28 | 0.05 | 0.31 | 0 | 0.05 | -0.03 | 0.03 | -0.1 |  | 0 | 0.33 | 0.3 | 0.23 | 27.98 | 1146.586 | 2.69
D | 4002 | 2018-05-10 | 8 | ON | 7.08 | 10.3 | 2.28 | 0.05 | 0.42 | 0.42 | 0 | 0 | -0.17 | -0.1 |  | 0.01 | 0.33 | 0.3 | 0.23 | 21.15 | 1239.212 | 3.18
D | 4002 | 2018-05-10 | 9 | ON | 16.39 | 10.3 | 2.28 | 0.05 | 0.11 | 0.41 | 0 | -0.03 | -0.11 | -0.1 |  | 0 | 0.33 | 0.3 | 0.23 | 30.16 | 1258.706 | 2.85
D | 4002 | 2018-05-10 | 10 | ON | 16.29 | 10.3 | 2.28 | 0.05 | 0.05 | 0.42 | 0 | -0.01 | -0.11 | -0.1 |  | 0 | 0.33 | 0.3 | 0.23 | 30.03 | 1264.205 | 2.8
D | 4002 | 2018-05-10 | 11 | ON | -7.14 | 10.3 | 2.28 | 0.05 | 0.23 | 0.41 | 0 | 0.03 | -0.1 | -0.1 |  | 0.01 | 0.33 | 0.3 | 0.23 | 6.83 | 1280.203 | 2.98
D | 4002 | 2018-05-10 | 12 | ON | -0.53 | 10.3 | 2.28 | 0.05 | 0.21 | 0.41 | 0 | 0 | -0.16 | -0.1 |  | 0.01 | 0.33 | 0.3 | 0.23 | 13.33 | 1288.645 | 2.96
D | 4002 | 2018-05-10 | 13 | ON | 15.51 | 10.3 | 2.28 | 0.05 | 0.06 | 0.4 | 0 | -0.03 | -0.14 | -0.1 |  | 0.01 | 0.33 | 0.3 | 0.23 | 29.2 | 1298.482 | 2.8
D | 4002 | 2018-05-10 | 14 | ON | 18.17 | 10.3 | 2.28 | 0.05 | 0.06 | 0.4 | 0 | -0.03 | -0.15 | -0.1 |  | 0.01 | 0.33 | 0.3 | 0.23 | 31.85 | 1322.677 | 2.8
D | 4002 | 2018-05-10 | 15 | ON | 18.03 | 10.3 | 2.28 | 0.05 | 0.06 | 0.4 | 0 | 0.03 | -0.16 | -0.1 |  | 0.01 | 0.33 | 0.3 | 0.23 | 31.76 | 1328.401 | 2.8
D | 4002 | 2018-05-10 | 16 | ON | 16.98 | 10.3 | 2.28 | 0.05 | 0.05 | 0.4 | 0 | 0.01 | -0.17 | -0.1 |  | 0.01 | 0.33 | 0.3 | 0.23 | 30.67 | 1327.521 | 2.79
D | 4002 | 2018-05-10 | 17 | ON | 2.75 | 10.3 | 2.28 | 0.05 | 0.33 | 0.4 | 0 | 0.01 | -0.19 | -0.1 |  | 0.01 | 0.33 | 0.3 | 0.23 | 16.7 | 1319.482 | 3.07
D | 4002 | 2018-05-10 | 18 | ON | 10.81 | 10.3 | 2.28 | 0.05 | 0.21 | 0.39 | 0 | -0.02 | -0.14 | -0.1 |  | 0.01 | 0.33 | 0.3 | 0.23 | 24.65 | 1325.403 | 2.94
D | 4002 | 2018-05-10 | 19 | ON | 16.39 | 10.3 | 2.28 | 0.05 | 0.06 | 0.39 | 0 | -0.02 | -0.21 | -0.1 |  | 0 | 0.33 | 0.3 | 0.23 | 30 | 1326.047 | 2.78
D | 4002 | 2018-05-10 | 20 | ON | 16.64 | 10.3 | 2.28 | 0.05 | 0.05 | 0.39 | 0 | -0.04 | -0.19 | -0.1 |  | 0 | 0.33 | 0.3 | 0.23 | 30.24 | 1329.545 | 2.77
D | 4002 | 2018-05-10 | 21 | ON | 21 | 10.3 | 2.28 | 0.05 | 0.07 | 0.39 | 0 | -0.05 | -0.15 | -0.1 |  | 0 | 0.33 | 0.3 | 0.23 | 34.65 | 1341.894 | 2.79
D | 4002 | 2018-05-10 | 22 | ON | 18.99 | 10.3 | 2.28 | 0.05 | 0.28 | 0.41 | 0 | 0 | -0.17 | -0.1 |  | 0 | 0.33 | 0.3 | 0.23 | 32.9 | 1259.648 | 3.02
D | 4002 | 2018-05-10 | 23 | ON | 5.47 | 10.3 | 2.28 | 0.05 | 0.45 | 0.45 | 0 | -0.02 | -0.03 | -0.1 |  | 0 | 0.33 | 0.3 | 0.23 | 19.71 | 1129.78 | 3.23
D | 4002 | 2018-05-10 | 24 | OFF | 7.32 | 10.3 | 2.28 | 0.05 | 0.56 | 0 | 0 | 0.03 | -0.3 | -0.1 |  | 0 | 0.33 | 0.3 | 0.23 | 21 | 1015.258 | 2.89
D | 4002 | 2018-05-11 | 1 | OFF | 15.75 | 10.3 | 2.67 | 0.06 | 0.55 | 0 | 0.23 | -0.08 | -0.08 | -0.1 |  | 0 | 0.33 | 0.3 | 0.23 | 30.16 | 943.232 | 3.51
D | 4002 | 2018-05-11 | 2 | OFF | 23.31 | 10.3 | 2.67 | 0.06 | 0.55 | 0 | 0.69 | -0.13 | -0.03 | -0.1 |  | 0 | 0.33 | 0.3 | 0.23 | 38.18 | 901.807 | 3.97
D | 4002 | 2018-05-11 | 3 | OFF | 11.82 | 10.3 | 2.67 | 0.06 | 0.55 | 0 | 0 | -0.08 | 0 | -0.1 |  | 0 | 0.33 | 0.3 | 0.23 | 26.08 | 878.096 | 3.28
D | 4002 | 2018-05-11 | 4 | OFF | 7.26 | 10.3 | 2.67 | 0.06 | 0.54 | 0 | 0 | -0.05 | 0 | -0.1 |  | 0 | 0.33 | 0.3 | 0.23 | 21.54 | 874.218 | 3.27
D | 4002 | 2018-05-11 | 5 | OFF | 18.32 | 10.3 | 2.67 | 0.06 | 0.57 | 0 | 0 | -0.1 | 0 | -0.1 |  | 0 | 0.33 | 0.3 | 0.23 | 32.58 | 903.653 | 3.3
D | 4002 | 2018-05-11 | 6 | OFF | 19.32 | 10.3 | 2.67 | 0.06 | 0.73 | 0 | 0.27 | -0.08 | -0.03 | -0.1 |  | 0 | 0.33 | 0.3 | 0.23 | 34 | 988.223 | 3.73
D | 4002 | 2018-05-11 | 7 | OFF | 27.29 | 10.3 | 2.67 | 0.06 | 0.54 | 0 | 1.3 | -0.06 | 0.18 | -0.1 |  | 0 | 0.33 | 0.3 | 0.23 | 43.04 | 1135.412 | 4.57
D | 4002 | 2018-05-11 | 8 | ON | 27.11 | 10.3 | 2.67 | 0.06 | 0.28 | 0.39 | 0.97 | -0.08 | -0.14 | -0.1 |  | 0.01 | 0.33 | 0.3 | 0.23 | 42.33 | 1229.429 | 4.38
D | 4002 | 2018-05-11 | 9 | ON | 21.66 | 10.3 | 2.67 | 0.06 | 0.15 | 0.39 | 0.36 | -0.07 | -0.07 | -0.1 |  | 0 | 0.33 | 0.3 | 0.23 | 36.21 | 1256.067 | 3.63
D | 4002 | 2018-05-11 | 10 | ON | 17.54 | 10.3 | 2.67 | 0.06 | 0.08 | 0.39 | 0.11 | -0.05 | -0.09 | -0.1 |  | 0 | 0.33 | 0.3 | 0.23 | 31.77 | 1270.737 | 3.31
D | 4002 | 2018-05-11 | 11 | ON | 18.71 | 10.3 | 2.67 | 0.06 | 0.09 | 0.39 | 0.16 | -0.07 | -0.08 | -0.1 |  | 0 | 0.33 | 0.3 | 0.23 | 32.99 | 1267.383 | 3.37
D | 4002 | 2018-05-11 | 12 | ON | 16.81 | 10.3 | 2.67 | 0.06 | 0.07 | 0.4 | 0.01 | -0.06 | -0.07 | -0.1 |  | 0 | 0.33 | 0.3 | 0.23 | 30.95 | 1257.098 | 3.21
D | 4002 | 2018-05-11 | 13 | ON | 15.84 | 10.3 | 2.67 | 0.06 | 0.08 | 0.4 | 0 | -0.07 | -0.07 | -0.1 |  | 0 | 0.33 | 0.3 | 0.23 | 29.97 | 1249.9 | 3.21
D | 4002 | 2018-05-11 | 14 | ON | 16.15 | 10.3 | 2.67 | 0.06 | 0.07 | 0.4 | 0 | -0.04 | -0.11 | -0.1 |  | 0 | 0.33 | 0.3 | 0.23 | 30.26 | 1249.408 | 3.2
D | 4002 | 2018-05-11 | 15 | ON | 15.77 | 10.3 | 2.67 | 0.06 | 0.07 | 0.4 | 0 | -0.07 | -0.08 | -0.1 |  | 0 | 0.33 | 0.3 | 0.23 | 29.88 | 1236.645 | 3.2
D | 4002 | 2018-05-11 | 16 | ON | 18.29 | 10.3 | 2.67 | 0.06 | 0.07 | 0.4 | 0.13 | -0.08 | -0.05 | -0.1 |  | 0 | 0.33 | 0.3 | 0.23 | 32.55 | 1230.616 | 3.33
D | 4002 | 2018-05-11 | 17 | ON | 27.74 | 10.3 | 2.67 | 0.06 | 0.16 | 0.39 | 0.06 | -0.08 | -0.03 | -0.1 |  | 0 | 0.33 | 0.3 | 0.23 | 42.03 | 1236.169 | 3.34
D | 4002 | 2018-05-11 | 18 | ON | 37.69 | 10.3 | 2.67 | 0.06 | 0.3 | 0.38 | 0.57 | -0.08 | -0.08 | -0.1 |  | 0.01 | 0.33 | 0.3 | 0.23 | 52.58 | 1243.515 | 3.99
D | 4002 | 2018-05-11 | 19 | ON | 33.9 | 10.3 | 2.67 | 0.06 | 0.27 | 0.38 | 0.9 | -0.05 | -0.07 | -0.1 |  | 0 | 0.33 | 0.3 | 0.23 | 49.12 | 1234.863 | 4.28
D | 4002 | 2018-05-11 | 20 | ON | 23.53 | 10.3 | 2.67 | 0.06 | 0.11 | 0.39 | 0.46 | -0.08 | -0.08 | -0.1 |  | 0 | 0.33 | 0.3 | 0.23 | 38.12 | 1232.833 | 3.69
D | 4002 | 2018-05-11 | 21 | ON | 28.52 | 10.3 | 2.67 | 0.06 | 0.19 | 0.38 | 0.77 | -0.04 | -0.06 | -0.1 |  | 0 | 0.33 | 0.3 | 0.23 | 43.55 | 1251.907 | 4.07
D | 4002 | 2018-05-11 | 22 | ON | 24.25 | 10.3 | 2.67 | 0.06 | 0.26 | 0.4 | 0.5 | -0.07 | -0.03 | -0.1 |  | 0 | 0.33 | 0.3 | 0.23 | 39.1 | 1185.096 | 3.89
D | 4002 | 2018-05-11 | 23 | ON | 20.6 | 10.3 | 2.67 | 0.06 | 0.19 | 0.43 | 0.44 | -0.02 | -0.04 | -0.1 |  | 0 | 0.33 | 0.3 | 0.23 | 35.39 | 1074.209 | 3.79
D | 4002 | 2018-05-11 | 24 | OFF | 16.8 | 10.3 | 2.67 | 0.06 | 0.11 | 0 | 0.15 | -0.07 | -0.08 | -0.1 |  | 0 | 0.33 | 0.3 | 0.23 | 30.7 | 966.714 | 2.99
D | 4002 | 2018-05-12 | 1 | OFF | 17.43 | 10.3 | 2.16 | 0.07 | 0.27 | 0 | 0.91 | 0 | 0.11 | -0.1 |  | 0 | 0.33 | 0.3 | 0.23 | 32.01 | 889.427 | 3.41
D | 4002 | 2018-05-12 | 2 | OFF | 14.66 | 10.3 | 2.16 | 0.07 | 0.06 | 0 | 0 | -0.09 | -0.09 | -0.1 |  | 0 | 0.33 | 0.3 | 0.23 | 27.83 | 850.578 | 2.29
D | 4002 | 2018-05-12 | 3 | OFF | 16.11 | 10.3 | 2.16 | 0.07 | 0.05 | 0 | 0 | -0.08 | -0.09 | -0.1 |  | 0 | 0.33 | 0.3 | 0.23 | 29.28 | 829.431 | 2.28
D | 4002 | 2018-05-12 | 4 | OFF | 20.71 | 10.3 | 2.16 | 0.07 | 0.08 | 0 | 0 | -0.12 | -0.04 | -0.1 |  | 0 | 0.33 | 0.3 | 0.23 | 33.92 | 822.54 | 2.31
D | 4002 | 2018-05-12 | 5 | OFF | 17.34 | 10.3 | 2.16 | 0.07 | 0.05 | 0 | 0 | -0.09 | -0.04 | -0.1 |  | 0 | 0.33 | 0.3 | 0.23 | 30.55 | 834.696 | 2.28
D | 4002 | 2018-05-12 | 6 | OFF | 14.05 | 10.3 | 2.16 | 0.07 | 0.13 | 0 | 0 | 0 | -0.06 | -0.1 |  | 0 | 0.33 | 0.3 | 0.23 | 27.41 | 869.951 | 2.36
D | 4002 | 2018-05-12 | 7 | OFF | 18.18 | 10.3 | 2.16 | 0.07 | 0.17 | 0 | 0 | -0.09 | -0.03 | -0.1 |  | 0 | 0.33 | 0.3 | 0.23 | 31.52 | 940.093 | 2.4
D | 4002 | 2018-05-12 | 8 | OFF | 17.89 | 10.3 | 2.16 | 0.07 | 0.16 | 0 | 0.16 | -0.04 | -0.07 | -0.1 |  | 0 | 0.33 | 0.3 | 0.23 | 31.39 | 1025.731 | 2.55
D | 4002 | 2018-05-12 | 9 | OFF | 21.17 | 10.3 | 2.16 | 0.07 | 0.16 | 0 | 0.4 | 0.01 | 0.01 | -0.1 |  | 0 | 0.33 | 0.3 | 0.23 | 35.04 | 1105.52 | 2.79
D | 4002 | 2018-05-12 | 10 | OFF | 20.27 | 10.3 | 2.16 | 0.07 | 0.11 | 0 | 0.36 | -0.01 | -0.05 | -0.1 |  | 0 | 0.33 | 0.3 | 0.23 | 33.97 | 1153.106 | 2.7
D | 4002 | 2018-05-12 | 11 | OFF | 59.73 | 10.3 | 2.16 | 0.07 | 0.5 | 0 | 11.95 | -0.18 | 0.2 | -0.1 |  | 0 | 0.33 | 0.3 | 0.23 | 85.49 | 1166.634 | 14.68
D | 4002 | 2018-05-12 | 12 | OFF | 39.65 | 10.3 | 2.16 | 0.07 | 0.33 | 0 | 6.8 | 0.01 | 0.04 | -0.1 |  | 0 | 0.33 | 0.3 | 0.23 | 60.12 | 1166.195 | 9.36
D | 4002 | 2018-05-12 | 13 | OFF | 21.53 | 10.3 | 2.16 | 0.07 | 0.12 | 0 | 0.78 | -0.05 | -0.04 | -0.1 |  | 0 | 0.33 | 0.3 | 0.23 | 35.63 | 1156.629 | 3.13
D | 4002 | 2018-05-12 | 14 | OFF | 28.35 | 10.3 | 2.16 | 0.07 | 0.13 | 0 | 0.71 | 0.02 | -0.01 | -0.1 |  | 0 | 0.33 | 0.3 | 0.23 | 42.49 | 1139.804 | 3.07
D | 4002 | 2018-05-12 | 15 | OFF | 27.78 | 10.3 | 2.16 | 0.07 | 0.13 | 0 | 0.7 | -0.11 | 0.01 | -0.1 |  | 0 | 0.33 | 0.3 | 0.23 | 41.8 | 1121.915 | 3.06
D | 4002 | 2018-05-12 | 16 | OFF | 24.07 | 10.3 | 2.16 | 0.07 | 0.08 | 0 | 0.46 | -0.09 | -0.01 | -0.1 |  | 0 | 0.33 | 0.3 | 0.23 | 37.8 | 1123.265 | 2.77
D | 4002 | 2018-05-12 | 17 | OFF | 23.1 | 10.3 | 2.16 | 0.07 | 0.08 | 0 | 0.33 | -0.05 | -0.03 | -0.1 |  | 0 | 0.33 | 0.3 | 0.23 | 36.72 | 1139.237 | 2.64
D | 4002 | 2018-05-12 | 18 | OFF | 18.73 | 10.3 | 2.16 | 0.07 | 0.1 | 0 | 0.18 | -0.04 | -0.02 | -0.1 |  | 0 | 0.33 | 0.3 | 0.23 | 32.24 | 1165.925 | 2.51
D | 4002 | 2018-05-12 | 19 | OFF | 19.63 | 10.3 | 2.16 | 0.07 | 0.1 | 0 | 0.27 | 0 | -0.14 | -0.1 |  | 0 | 0.33 | 0.3 | 0.23 | 33.15 | 1172.458 | 2.6
D | 4002 | 2018-05-12 | 20 | OFF | 21.66 | 10.3 | 2.16 | 0.07 | 0.13 | 0 | 0.21 | -0.12 | -0.11 | -0.1 |  | 0 | 0.33 | 0.3 | 0.23 | 35.06 | 1170.459 | 2.57
D | 4002 | 2018-05-12 | 21 | OFF | 22.62 | 10.3 | 2.16 | 0.07 | 0.08 | 0 | 0.11 | -0.05 | -0.13 | -0.1 |  | 0 | 0.33 | 0.3 | 0.23 | 35.92 | 1179.986 | 2.42
D | 4002 | 2018-05-12 | 22 | OFF | 22.09 | 10.3 | 2.16 | 0.07 | 0.15 | 0 | 0.14 | -0.09 | -0.08 | -0.1 |  | 0 | 0.33 | 0.3 | 0.23 | 35.5 | 1128.074 | 2.52
D | 4002 | 2018-05-12 | 23 | OFF | 31.8 | 10.3 | 2.16 | 0.07 | 0.4 | 0 | 1.87 | -0.11 | -0.12 | -0.1 |  | 0 | 0.33 | 0.3 | 0.23 | 47.13 | 1035.716 | 4.5
D | 4002 | 2018-05-12 | 24 | OFF | 36.47 | 10.3 | 2.16 | 0.07 | 0.5 | 0 | 2.71 | -0.16 | 0.15 | -0.1 |  | 0 | 0.33 | 0.3 | 0.23 | 52.96 | 940.489 | 5.44
D | 4002 | 2018-05-13 | 1 | OFF | 15.85 | 10.3 | 1.75 | 0.03 | 0.06 | 0 | 0.01 | -0.04 | -0.08 | -0.1 |  | 0 | 0.33 | 0.3 | 0.23 | 28.64 | 874.379 | 1.85
D | 4002 | 2018-05-13 | 2 | OFF | 15.55 | 10.3 | 1.75 | 0.03 | 0.04 | 0 | 0 | -0.06 | -0.08 | -0.1 |  | 0 | 0.33 | 0.3 | 0.23 | 28.29 | 837.239 | 1.82
D | 4002 | 2018-05-13 | 3 | OFF | 15.01 | 10.3 | 1.75 | 0.03 | 0.05 | 0 | 0 | -0.05 | -0.06 | -0.1 |  | 0 | 0.33 | 0.3 | 0.23 | 27.79 | 818.518 | 1.83
D | 4002 | 2018-05-13 | 4 | OFF | 12.28 | 10.3 | 1.75 | 0.03 | 0.05 | 0 | 0 | -0.04 | -0.06 | -0.1 |  | 0 | 0.33 | 0.3 | 0.23 | 25.07 | 813.644 | 1.83
D | 4002 | 2018-05-13 | 5 | OFF | -17.09 | 10.3 | 1.75 | 0.03 | 0.12 | 0 | 0 | 0.08 | -0.22 | -0.1 |  | 0 | 0.33 | 0.3 | 0.23 | -4.27 | 822.837 | 1.9
D | 4002 | 2018-05-13 | 6 | OFF | 13.53 | 10.3 | 1.75 | 0.03 | 0.06 | 0 | 0 | -0.07 | -0.06 | -0.1 |  | 0 | 0.33 | 0.3 | 0.23 | 26.3 | 844.915 | 1.84
D | 4002 | 2018-05-13 | 7 | OFF | -8.37 | 10.3 | 1.75 | 0.03 | 0.43 | 0 | 0 | 0.05 | -0.14 | -0.1 |  | 0 | 0.33 | 0.3 | 0.23 | 4.81 | 898.36 | 2.21
D | 4002 | 2018-05-13 | 8 | OFF | 8.54 | 10.3 | 1.75 | 0.03 | 0.49 | 0 | 0 | -0.02 | 0.05 | -0.1 |  | 0 | 0.33 | 0.3 | 0.23 | 21.9 | 982.585 | 2.27
D | 4002 | 2018-05-13 | 9 | OFF | 15.08 | 10.3 | 1.75 | 0.03 | 0.11 | 0 | 0 | -0.04 | -0.06 | -0.1 |  | 0 | 0.33 | 0.3 | 0.23 | 27.93 | 1067.567 | 1.89
D | 4002 | 2018-05-13 | 10 | OFF | 16.51 | 10.3 | 1.75 | 0.03 | 0.08 | 0 | 0.11 | -0.03 | -0.03 | -0.1 |  | 0 | 0.33 | 0.3 | 0.23 | 29.48 | 1113.363 | 1.97
D | 4002 | 2018-05-13 | 11 | OFF | 15.03 | 10.3 | 1.75 | 0.03 | 0.08 | 0 | 0.03 | -0.04 | -0.04 | -0.1 |  | 0 | 0.33 | 0.3 | 0.23 | 27.9 | 1110.034 | 1.89
D | 4002 | 2018-05-13 | 12 | OFF | 14.67 | 10.3 | 1.75 | 0.03 | 0.08 | 0 | 0 | -0.03 | -0.03 | -0.1 |  | 0 | 0.33 | 0.3 | 0.23 | 27.53 | 1096.447 | 1.86
D | 4002 | 2018-05-13 | 13 | OFF | 3.45 | 10.3 | 1.75 | 0.03 | 0.19 | 0 | 0 | 0.03 | 0.05 | -0.1 |  | 0 | 0.33 | 0.3 | 0.23 | 16.56 | 1067.677 | 1.97
D | 4002 | 2018-05-13 | 14 | OFF | 9.45 | 10.3 | 1.75 | 0.03 | 0.21 | 0 | 0.17 | -0.01 | -0.13 | -0.1 |  | 0 | 0.33 | 0.3 | 0.23 | 22.53 | 1037.591 | 2.16
D | 4002 | 2018-05-13 | 15 | OFF | 11.05 | 10.3 | 1.75 | 0.03 | 0.1 | 0 | 0 | -0.04 | -0.04 | -0.1 |  | 0 | 0.33 | 0.3 | 0.23 | 23.91 | 1025.598 | 1.88
D | 4002 | 2018-05-13 | 16 | OFF | -6.84 | 10.3 | 1.75 | 0.03 | 0.21 | 0 | 0 | -0.01 | -0.12 | -0.1 |  | 0 | 0.33 | 0.3 | 0.23 | 6.08 | 1035.059 | 1.99
D | 4002 | 2018-05-13 | 17 | OFF | -4.08 | 10.3 | 1.75 | 0.03 | 0.24 | 0 | 0 | 0.01 | -0.07 | -0.1 |  | 0 | 0.33 | 0.3 | 0.23 | 8.94 | 1064.766 | 2.02
D | 4002 | 2018-05-13 | 18 | OFF | 18.28 | 10.3 | 1.75 | 0.03 | 0.13 | 0 | 0.14 | -0.06 | -0.09 | -0.1 |  | 0 | 0.33 | 0.3 | 0.23 | 31.24 | 1107.539 | 2.05
D | 4002 | 2018-05-13 | 19 | OFF | 19.13 | 10.3 | 1.75 | 0.03 | 0.09 | 0 | 0.17 | -0.08 | -0.09 | -0.1 |  | 0 | 0.33 | 0.3 | 0.23 | 32.06 | 1139.367 | 2.04
D | 4002 | 2018-05-13 | 20 | OFF | 17.23 | 10.3 | 1.75 | 0.03 | 0.07 | 0 | 0 | -0.08 | -0.13 | -0.1 |  | 0 | 0.33 | 0.3 | 0.23 | 29.93 | 1158.905 | 1.85
D | 4002 | 2018-05-13 | 21 | OFF | 16.95 | 10.3 | 1.75 | 0.03 | 0.06 | 0 | 0.09 | -0.04 | -0.24 | -0.1 |  | 0 | 0.33 | 0.3 | 0.23 | 29.66 | 1183.175 | 1.93
D | 4002 | 2018-05-13 | 22 | OFF | 17.14 | 10.3 | 1.75 | 0.03 | 0.18 | 0 | 0.15 | -0.05 | -0.12 | -0.1 |  | 0 | 0.33 | 0.3 | 0.23 | 30.14 | 1122.448 | 2.11
D | 4002 | 2018-05-13 | 23 | OFF | 21.82 | 10.3 | 1.75 | 0.03 | 0.29 | 0 | 0.59 | -0.08 | 0.09 | -0.1 |  | 0 | 0.33 | 0.3 | 0.23 | 35.55 | 1011.753 | 2.66
D | 4002 | 2018-05-13 | 24 | OFF | 9.79 | 10.3 | 1.75 | 0.03 | 0.34 | 0 | 0 | 0.05 | -0.25 | -0.1 |  | 0 | 0.33 | 0.3 | 0.23 | 22.77 | 913.95 | 2.12
D | 4002 | 2018-05-14 | 1 | OFF | 15.23 | 10.3 | 4.51 | 0.1 | 0.08 | 0 | 0.11 | -0.01 | -0.15 | -0.1 |  | 0 | 0.33 | 0.3 | 0.23 | 30.93 | 854.01 | 4.8
D | 4002 | 2018-05-14 | 2 | OFF | 16.73 | 10.3 | 4.51 | 0.1 | 0.06 | 0 | 0 | -0.01 | -0.08 | -0.1 |  | 0 | 0.33 | 0.3 | 0.23 | 32.37 | 824.484 | 4.67
D | 4002 | 2018-05-14 | 3 | OFF | 16.49 | 10.3 | 4.51 | 0.1 | 0.06 | 0 | 0 | -0.01 | 0.06 | -0.1 |  | 0 | 0.33 | 0.3 | 0.23 | 32.27 | 813.463 | 4.67
D | 4002 | 2018-05-14 | 4 | OFF | 16.8 | 10.3 | 4.51 | 0.1 | 0.05 | 0 | 0 | -0.15 | 0.2 | -0.1 |  | 0 | 0.33 | 0.3 | 0.23 | 32.57 | 819.04 | 4.66
D | 4002 | 2018-05-14 | 5 | OFF | 17.8 | 10.3 | 4.51 | 0.1 | 0.06 | 0 | 0 | 0.03 | -0.12 | -0.1 |  | 0 | 0.33 | 0.3 | 0.23 | 33.44 | 858.442 | 4.67
D | 4002 | 2018-05-14 | 6 | OFF | 25.15 | 10.3 | 4.51 | 0.1 | 0.22 | 0 | 0.55 | -0.06 | 0.3 | -0.1 |  | 0 | 0.33 | 0.3 | 0.23 | 41.83 | 958.652 | 5.38
D | 4002 | 2018-05-14 | 7 | OFF | 39.5 | 10.3 | 4.51 | 0.1 | 0.32 | 0 | 0.51 | -0.08 | 0 | -0.1 |  | 0 | 0.33 | 0.3 | 0.23 | 55.92 | 1125.719 | 5.44
D | 4002 | 2018-05-14 | 8 | ON | 211.73 | 10.3 | 4.51 | 0.1 | 3.02 | -2.25 | 20.35 | 0.29 | 1.62 | -0.1 |  | 0.03 | 0.33 | 0.3 | 0.23 | 250.46 | 1227.141 | 25.76
D | 4002 | 2018-05-14 | 9 | ON | 61.83 | 10.3 | 4.51 | 0.1 | 0.28 | 0.17 | 3.81 | -0.12 | 0.08 | -0.1 |  | 0.02 | 0.33 | 0.3 | 0.23 | 81.74 | 1259.613 | 8.89
D | 4002 | 2018-05-14 | 10 | ON | 50.13 | 10.3 | 4.51 | 0.1 | 0.26 | 0.23 | 1.95 | -0.01 | -0.09 | -0.1 |  | 0.02 | 0.33 | 0.3 | 0.23 | 68.16 | 1284.186 | 7.07
D | 4002 | 2018-05-14 | 11 | ON | 76.37 | 10.3 | 4.51 | 0.1 | 0.67 | 0.27 | 1.82 | -0.01 | 0.11 | -0.1 |  | 0.03 | 0.33 | 0.3 | 0.23 | 94.93 | 1306.614 | 7.4
D | 4002 | 2018-05-14 | 12 | ON | 42.4 | 10.3 | 4.51 | 0.1 | 0.44 | 0.27 | 1.23 | -0.08 | 0.04 | -0.1 |  | 0.01 | 0.33 | 0.3 | 0.23 | 59.98 | 1309.74 | 6.56
D | 4002 | 2018-05-14 | 13 | ON | 20.61 | 10.3 | 4.51 | 0.1 | 0.12 | 0.27 | 0.16 | 0.05 | -0.02 | -0.1 |  | 0 | 0.33 | 0.3 | 0.23 | 36.86 | 1301.733 | 5.16
D | 4002 | 2018-05-14 | 14 | ON | 17.03 | 10.3 | 4.51 | 0.1 | 0.07 | 0.27 | 0.01 | 0.04 | -0.07 | -0.1 |  | 0 | 0.33 | 0.3 | 0.23 | 33.02 | 1310.308 | 4.96
D | 4002 | 2018-05-14 | 15 | ON | 16.69 | 10.3 | 4.51 | 0.1 | 0.07 | 0.27 | 0 | -0.02 | -0.07 | -0.1 |  | 0 | 0.33 | 0.3 | 0.23 | 32.61 | 1319.111 | 4.95
D | 4002 | 2018-05-14 | 16 | ON | 16.54 | 10.3 | 4.51 | 0.1 | 0.05 | 0.27 | 0 | -0.04 | -0.1 | -0.1 |  | 0 | 0.33 | 0.3 | 0.23 | 32.39 | 1326.538 | 4.93
D | 4002 | 2018-05-14 | 17 | ON | 17.49 | 10.3 | 4.51 | 0.1 | 0.06 | 0.26 | 0 | -0.04 | -0.07 | -0.1 |  | 0 | 0.33 | 0.3 | 0.23 | 33.37 | 1341.905 | 4.93
D | 4002 | 2018-05-14 | 18 | ON | 22.95 | 10.3 | 4.51 | 0.1 | 0.08 | 0.25 | 0 | -0.04 | -0.06 | -0.1 |  | 0 | 0.33 | 0.3 | 0.23 | 38.85 | 1366.893 | 4.94
D | 4002 | 2018-05-14 | 19 | ON | 28.76 | 10.3 | 4.51 | 0.1 | 0.08 | 0.25 | 0.26 | 0.04 | -0.06 | -0.1 |  | 0 | 0.33 | 0.3 | 0.23 | 45 | 1370.314 | 5.2
D | 4002 | 2018-05-14 | 20 | ON | 31.79 | 10.3 | 4.51 | 0.1 | 0.09 | 0.25 | 0.46 | -0.04 | -0.03 | -0.1 |  | 0 | 0.33 | 0.3 | 0.23 | 48.19 | 1364.38 | 5.41
D | 4002 | 2018-05-14 | 21 | ON | 27.27 | 10.3 | 4.51 | 0.1 | 0.07 | 0.25 | 0.17 | 0.01 | -0.11 | -0.1 |  | 0 | 0.33 | 0.3 | 0.23 | 43.33 | 1370.417 | 5.1
D | 4002 | 2018-05-14 | 22 | ON | 24.89 | 10.3 | 4.51 | 0.1 | 0.2 | 0.26 | 0.09 | -0.02 | 0.02 | -0.1 |  | 0 | 0.33 | 0.3 | 0.23 | 41.11 | 1272.627 | 5.16
D | 4002 | 2018-05-14 | 23 | ON | 21.38 | 10.3 | 4.51 | 0.1 | 0.22 | 0.29 | 0.02 | 0 | 0.04 | -0.1 |  | 0 | 0.33 | 0.3 | 0.23 | 37.62 | 1126.756 | 5.14
D | 4002 | 2018-05-14 | 24 | OFF | 11.48 | 10.3 | 4.51 | 0.1 | 0.18 | 0 | 0.05 | 0.03 | 0.21 | -0.1 |  | 0 | 0.33 | 0.3 | 0.23 | 27.62 | 1005.422 | 4.84
D | 4002 | 2018-05-15 | 1 | OFF | 14.84 | 10.3 | 4.9 | 0.2 | 0.13 | 0 | 0.18 | 0.03 | -0.2 | -0.1 |  | 0 | 0.33 | 0.3 | 0.23 | 31.14 | 935.147 | 5.41
D | 4002 | 2018-05-15 | 2 | OFF | 24.91 | 10.3 | 4.9 | 0.2 | 0.1 | 0 | 0.57 | -0.02 | -0.03 | -0.1 |  | 0 | 0.33 | 0.3 | 0.23 | 41.69 | 897.407 | 5.77
D | 4002 | 2018-05-15 | 3 | OFF | 18.69 | 10.3 | 4.9 | 0.2 | 0.06 | 0 | 0.14 | -0.04 | -0.02 | -0.1 |  | 0 | 0.33 | 0.3 | 0.23 | 34.99 | 878.505 | 5.3
D | 4002 | 2018-05-15 | 4 | OFF | 20.25 | 10.3 | 4.9 | 0.2 | 0.05 | 0 | 0.29 | -0.06 | -0.01 | -0.1 |  | 0 | 0.33 | 0.3 | 0.23 | 36.68 | 877.752 | 5.44
D | 4002 | 2018-05-15 | 5 | OFF | 21.04 | 10.3 | 4.9 | 0.2 | 0.1 | 0 | 0.37 | -0.07 | -0.1 | -0.1 |  | 0 | 0.33 | 0.3 | 0.23 | 37.5 | 913.44 | 5.57
D | 4002 | 2018-05-15 | 6 | OFF | 19.98 | 10.3 | 4.9 | 0.2 | 0.12 | 0 | 0.15 | 0.08 | -0.04 | -0.1 |  | 0 | 0.33 | 0.3 | 0.23 | 36.45 | 998.462 | 5.37
D | 4002 | 2018-05-15 | 7 | OFF | 17.01 | 10.3 | 4.9 | 0.2 | 0.12 | 0 | 0 | 0.04 | -0.08 | -0.1 |  | 0 | 0.33 | 0.3 | 0.23 | 33.25 | 1157.009 | 5.22
D | 4002 | 2018-05-15 | 8 | ON | 19.59 | 10.3 | 4.9 | 0.2 | 0.13 | 0.26 | 0.08 | -0.01 | -0.06 | -0.1 |  | 0 | 0.33 | 0.3 | 0.23 | 36.15 | 1267.384 | 5.57
D | 4002 | 2018-05-15 | 9 | ON | 24.06 | 10.3 | 4.9 | 0.2 | 0.11 | 0.25 | 0 | -0.01 | -0.1 | -0.1 |  | 0 | 0.33 | 0.3 | 0.23 | 40.47 | 1311.402 | 5.46
D | 4002 | 2018-05-15 | 10 | ON | 23.64 | 10.3 | 4.9 | 0.2 | 0.07 | 0.25 | 0 | 0.01 | -0.14 | -0.1 |  | 0 | 0.33 | 0.3 | 0.23 | 39.99 | 1352.083 | 5.42
D | 4002 | 2018-05-15 | 11 | ON | 22.64 | 10.3 | 4.9 | 0.2 | 0.07 | 0.25 | 0 | 0 | -0.15 | -0.1 |  | 0 | 0.33 | 0.3 | 0.23 | 38.97 | 1409.065 | 5.42
D | 4002 | 2018-05-15 | 12 | ON | 23.11 | 10.3 | 4.9 | 0.2 | 0.06 | 0.24 | 0 | -0.04 | -0.16 | -0.1 |  | 0.01 | 0.33 | 0.3 | 0.23 | 39.38 | 1457.186 | 5.41
D | 4002 | 2018-05-15 | 13 | ON | 25.39 | 10.3 | 4.9 | 0.2 | 0.05 | 0.24 | 0.07 | -0.04 | -0.14 | -0.1 |  | 0.01 | 0.33 | 0.3 | 0.23 | 41.74 | 1470.777 | 5.47
D | 4002 | 2018-05-15 | 14 | ON | 25.14 | 10.3 | 4.9 | 0.2 | 0.05 | 0.23 | 0.08 | -0.02 | -0.18 | -0.1 |  | 0.01 | 0.33 | 0.3 | 0.23 | 41.47 | 1467.73 | 5.47
D | 4002 | 2018-05-15 | 15 | ON | 33.62 | 10.3 | 4.9 | 0.2 | 0.11 | 0.21 | 1.13 | -0.07 | 0 | -0.1 |  | 0.02 | 0.33 | 0.3 | 0.23 | 51.18 | 1489.524 | 6.57
D | 4002 | 2018-05-15 | 16 | ON | 183.45 | 10.3 | 4.9 | 0.2 | 1.55 | -1.47 | 16.17 | -0.2 | 0.77 | -0.1 |  | 0.04 | 0.33 | 0.3 | 0.23 | 216.47 | 1486.025 | 21.39
D | 4002 | 2018-05-15 | 17 | ON | 279.93 | 10.3 | 4.9 | 0.2 | 1.48 | -2.81 | 28.93 | -0.2 | 0.23 | -0.1 |  | 0.05 | 0.33 | 0.3 | 0.23 | 323.77 | 1478.112 | 32.75
D | 4002 | 2018-05-15 | 18 | ON | 135.63 | 10.3 | 4.9 | 0.2 | 0.94 | -1.05 | 18.58 | 0.58 | -0.9 | -0.1 |  | 0.03 | 0.33 | 0.3 | 0.23 | 169.97 | 1471.2 | 23.6
D | 4002 | 2018-05-15 | 19 | ON | 43.41 | 10.3 | 4.9 | 0.2 | 0.21 | 0.19 | 0.8 | -0.12 | 0.12 | -0.1 |  | 0 | 0.33 | 0.3 | 0.23 | 60.77 | 1444.393 | 6.3
D | 4002 | 2018-05-15 | 20 | ON | 37.58 | 10.3 | 4.9 | 0.2 | 0.16 | 0.23 | 0.09 | 0.13 | -0.09 | -0.1 |  | 0 | 0.33 | 0.3 | 0.23 | 54.26 | 1395.002 | 5.58
D | 4002 | 2018-05-15 | 21 | ON | 26.25 | 10.3 | 4.9 | 0.2 | 0.09 | 0.24 | 0.01 | 0.04 | -0.18 | -0.1 |  | 0 | 0.33 | 0.3 | 0.23 | 42.61 | 1361.012 | 5.44
D | 4002 | 2018-05-15 | 22 | ON | 23.44 | 10.3 | 4.9 | 0.2 | 0.14 | 0.25 | 0 | -0.02 | -0.06 | -0.1 |  | 0 | 0.33 | 0.3 | 0.23 | 39.91 | 1263.197 | 5.49
D | 4002 | 2018-05-15 | 23 | ON | 27.13 | 10.3 | 4.9 | 0.2 | 0.25 | 0.23 | 0 | -0.02 | 0.07 | -0.1 |  | 0 | 0.33 | 0.3 | 0.23 | 43.82 | 1127.31 | 5.58
D | 4002 | 2018-05-15 | 24 | OFF | 16.23 | 10.3 | 4.9 | 0.2 | 0.13 | 0 | 0 | 0.1 | -0.11 | -0.1 |  | 0 | 0.33 | 0.3 | 0.23 | 32.51 | 1012.753 | 5.23
D | 4002 | 2018-05-16 | 1 | OFF | 19.94 | 10.3 | 0.64 | 0.06 | 0.06 | 0 | 0 | 0 | -0.05 | -0.1 |  | 0 | 0.33 | 0.3 | 0.23 | 51.65 | 938.758 | 0.76
D | 4002 | 2018-05-16 | 2 | OFF | 18.22 | 10.3 | 0.64 | 0.06 | 0.04 | 0 | 0 | 0.02 | -0.03 | -0.1 |  | 0 | 0.33 | 0.3 | 0.23 | 48.23 | 895.163 | 0.74
D | 4002 | 2018-05-16 | 3 | OFF | 18.14 | 10.3 | 0.64 | 0.06 | 0.04 | 0 | 0 | 0.01 | -0.03 | -0.1 |  | 0 | 0.33 | 0.3 | 0.23 | 48.06 | 871.273 | 0.74
D | 4002 | 2018-05-16 | 4 | OFF | 17.71 | 10.3 | 0.64 | 0.06 | 0.04 | 0 | 0 | -0.03 | -0.05 | -0.1 |  | 0 | 0.33 | 0.3 | 0.23 | 47.14 | 869.937 | 0.74
D | 4002 | 2018-05-16 | 5 | OFF | 17.92 | 10.3 | 0.64 | 0.06 | 0.04 | 0 | 0 | 0.03 | -0.06 | -0.1 |  | 0 | 0.33 | 0.3 | 0.23 | 47.61 | 900.798 | 0.74
D | 4002 | 2018-05-16 | 6 | OFF | 18.59 | 10.3 | 0.64 | 0.06 | 0.08 | 0 | 0 | 0.04 | -0.03 | -0.1 |  | 0 | 0.33 | 0.3 | 0.23 | 49.03 | 993.886 | 0.78
D | 4002 | 2018-05-16 | 7 | OFF | 18.66 | 10.3 | 0.64 | 0.06 | 0.07 | 0 | 0 | 0.06 | -0.09 | -0.1 |  | 0 | 0.33 | 0.3 | 0.23 | 49.12 | 1145.127 | 0.77
D | 4002 | 2018-05-16 | 8 | ON | 21.5 | 10.3 | 0.64 | 0.06 | 0.14 | 0.22 | 0.18 | 0.06 | -0.07 | -0.1 |  | 0 | 0.33 | 0.3 | 0.23 | 55.29 | 1238.613 | 1.24
D | 4002 | 2018-05-16 | 9 | ON | 21.82 | 10.3 | 0.64 | 0.06 | 0.08 | 0.26 | 0.12 | 0.02 | -0.08 | -0.1 |  | 0 | 0.33 | 0.3 | 0.23 | 55.8 | 1265.853 | 1.16
D | 4002 | 2018-05-16 | 10 | ON | 22.35 | 10.3 | 0.64 | 0.06 | 0.1 | 0.26 | 0.19 | -0.01 | -0.07 | -0.1 |  | 0 | 0.33 | 0.3 | 0.23 | 56.93 | 1277.875 | 1.25
D | 4002 | 2018-05-16 | 11 | ON | 25.23 | 10.3 | 0.64 | 0.06 | 0.2 | 0.25 | 0.41 | 0 | -0.1 | -0.1 |  | 0.01 | 0.33 | 0.3 | 0.23 | 62.99 | 1295.048 | 1.57
D | 4002 | 2018-05-16 | 12 | ON | 23.42 | 10.3 | 0.64 | 0.06 | 0.09 | 0.25 | 0.3 | 0.04 | -0.09 | -0.1 |  | 0.01 | 0.33 | 0.3 | 0.23 | 59.2 | 1295.886 | 1.35
D | 4002 | 2018-05-16 | 13 | ON | 23.68 | 10.3 | 0.64 | 0.06 | 0.11 | 0.25 | 0.27 | 0.01 | -0.03 | -0.1 |  | 0.01 | 0.33 | 0.3 | 0.23 | 59.74 | 1282.524 | 1.34
D | 4002 | 2018-05-16 | 14 | ON | 24.9 | 10.3 | 0.64 | 0.06 | 0.08 | 0.18 | 0.33 | 0.02 | -0.11 | -0.1 |  | 0.01 | 0.33 | 0.3 | 0.23 | 62.07 | 1286.781 | 1.3
D | 4002 | 2018-05-16 | 15 | ON | 31.85 | 10.3 | 0.64 | 0.06 | 0.13 | 0.26 | 0.82 | 0.09 | -0.16 | -0.1 |  | 0.01 | 0.33 | 0.3 | 0.23 | 76.61 | 1284.768 | 1.92
D | 4002 | 2018-05-16 | 16 | ON | 30.96 | 10.3 | 0.64 | 0.06 | 0.11 | 0.27 | 0.76 | 0.06 | -0.08 | -0.1 |  | 0.01 | 0.33 | 0.3 | 0.23 | 74.81 | 1286.231 | 1.85
D | 4002 | 2018-05-16 | 17 | ON | 26.65 | 10.3 | 0.64 | 0.06 | 0.1 | 0.26 | 0.53 | 0.09 | -0.11 | -0.1 |  | 0.01 | 0.33 | 0.3 | 0.23 | 65.94 | 1283.598 | 1.6
D | 4002 | 2018-05-16 | 18 | ON | 25.22 | 10.3 | 0.64 | 0.06 | 0.08 | 0.26 | 0.38 | 0.01 | -0.13 | -0.1 |  | 0 | 0.33 | 0.3 | 0.23 | 62.8 | 1295.636 | 1.42
D | 4002 | 2018-05-16 | 19 | ON | 27.15 | 10.3 | 0.64 | 0.06 | 0.08 | 0.29 | 0.47 | -0.01 | -0.13 | -0.1 |  | 0 | 0.33 | 0.3 | 0.23 | 66.76 | 1301.489 | 1.54
D | 4002 | 2018-05-16 | 20 | ON | 28.93 | 10.3 | 0.64 | 0.06 | 0.1 | 0.3 | 0.15 | -0.04 | -0.12 | -0.1 |  | 0 | 0.33 | 0.3 | 0.23 | 70.01 | 1304.091 | 1.25
D | 4002 | 2018-05-16 | 21 | ON | 33.59 | 10.3 | 0.64 | 0.06 | 0.12 | 0.3 | 0.18 | 0.08 | -0.1 | -0.1 |  | 0 | 0.33 | 0.3 | 0.23 | 79.52 | 1316.186 | 1.3
D | 4002 | 2018-05-16 | 22 | ON | 25.57 | 10.3 | 0.64 | 0.06 | 0.21 | 0.32 | 0.09 | 0.02 | 0.03 | -0.1 |  | 0 | 0.33 | 0.3 | 0.23 | 63.57 | 1232.033 | 1.32
D | 4002 | 2018-05-16 | 23 | ON | 18.94 | 10.3 | 0.64 | 0.06 | 0.16 | 0.35 | 0.01 | -0.02 | 0 | -0.1 |  | 0 | 0.33 | 0.3 | 0.23 | 50.14 | 1102.812 | 1.22
D | 4002 | 2018-05-16 | 24 | OFF | 11.27 | 10.3 | 0.64 | 0.06 | 0.1 | 0 | 0 | -0.06 | 0.17 | -0.1 |  | 0 | 0.33 | 0.3 | 0.23 | 34.51 | 997.205 | 0.8
D | 4002 | 2018-05-17 | 1 | OFF | 13.68 | 10.3 | 1.44 | 0.03 | 0.08 | 0 | 0 | -0.04 | -0.07 | -0.1 |  | 0 | 0.33 | 0.3 | 0.23 | 26.18 | 931.821 | 1.55
D | 4002 | 2018-05-17 | 2 | OFF | 18.23 | 10.3 | 1.44 | 0.03 | 0.08 | 0 | 0 | -0.05 | -0.05 | -0.1 |  | 0 | 0.33 | 0.3 | 0.23 | 30.74 | 896.475 | 1.55
D | 4002 | 2018-05-17 | 3 | OFF | 17.26 | 10.3 | 1.44 | 0.03 | 0.05 | 0 | 0 | -0.01 | 0.02 | -0.1 |  | 0 | 0.33 | 0.3 | 0.23 | 29.85 | 876.635 | 1.52
D | 4002 | 2018-05-17 | 4 | OFF | 17.46 | 10.3 | 1.44 | 0.03 | 0.04 | 0 | 0 | -0.04 | 0 | -0.1 |  | 0 | 0.33 | 0.3 | 0.23 | 29.99 | 875.973 | 1.51
D | 4002 | 2018-05-17 | 5 | OFF | 16.62 | 10.3 | 1.44 | 0.03 | 0.04 | 0 | 0 | -0.03 | 0 | -0.1 |  | 0 | 0.33 | 0.3 | 0.23 | 29.16 | 911.172 | 1.51
D | 4002 | 2018-05-17 | 6 | OFF | 19.39 | 10.3 | 1.44 | 0.03 | 0.13 | 0 | 0.03 | 0.01 | -0.02 | -0.1 |  | 0 | 0.33 | 0.3 | 0.23 | 32.07 | 1004.306 | 1.63
D | 4002 | 2018-05-17 | 7 | OFF | 20.19 | 10.3 | 1.44 | 0.03 | 0.15 | 0 | 0.21 | 0.02 | -0.07 | -0.1 |  | 0 | 0.33 | 0.3 | 0.23 | 33.03 | 1158.795 | 1.83
D | 4002 | 2018-05-17 | 8 | ON | 26.52 | 10.3 | 1.44 | 0.03 | 0.18 | 0.32 | 0.33 | 0 | -0.04 | -0.1 |  | 0 | 0.33 | 0.3 | 0.23 | 39.84 | 1255.316 | 2.3
D | 4002 | 2018-05-17 | 9 | ON | 27.26 | 10.3 | 1.44 | 0.03 | 0.09 | 0.31 | 0.11 | -0.02 | -0.1 | -0.1 |  | 0 | 0.33 | 0.3 | 0.23 | 40.18 | 1289.818 | 1.98
D | 4002 | 2018-05-17 | 10 | ON | 26.61 | 10.3 | 1.44 | 0.03 | 0.07 | 0.3 | 0.08 | 0.02 | -0.11 | -0.1 |  | 0 | 0.33 | 0.3 | 0.23 | 39.5 | 1311.003 | 1.92
D | 4002 | 2018-05-17 | 11 | ON | 23.84 | 10.3 | 1.44 | 0.03 | 0.06 | 0.25 | 0.06 | -0.11 | -0.09 | -0.1 |  | 0 | 0.33 | 0.3 | 0.23 | 36.54 | 1330.206 | 1.84
D | 4002 | 2018-05-17 | 12 | ON | 37.63 | 10.3 | 1.44 | 0.03 | 0.06 | 0.3 | 0.71 | -0.06 | -0.13 | -0.1 |  | 0 | 0.33 | 0.3 | 0.23 | 51.04 | 1342.793 | 2.54
D | 4002 | 2018-05-17 | 13 | ON | 34.12 | 10.3 | 1.44 | 0.03 | 0.11 | 0.3 | 0.55 | 0.03 | -0.13 | -0.1 |  | 0 | 0.33 | 0.3 | 0.23 | 47.51 | 1342.77 | 2.43
D | 4002 | 2018-05-17 | 14 | ON | 31.09 | 10.3 | 1.44 | 0.03 | 0.17 | 0.3 | 0.53 | 0 | -0.09 | -0.1 |  | 0 | 0.33 | 0.3 | 0.23 | 44.53 | 1362.866 | 2.47
D | 4002 | 2018-05-17 | 15 | ON | 22.61 | 10.3 | 1.44 | 0.03 | 0.07 | 0.3 | 0.05 | -0.01 | -0.12 | -0.1 |  | 0 | 0.33 | 0.3 | 0.23 | 35.43 | 1371.503 | 1.89
D | 4002 | 2018-05-17 | 16 | ON | 25.75 | 10.3 | 1.44 | 0.03 | 0.07 | 0.3 | 0.12 | -0.02 | -0.09 | -0.1 |  | 0 | 0.33 | 0.3 | 0.23 | 38.66 | 1376.513 | 1.96
D | 4002 | 2018-05-17 | 17 | ON | 35.27 | 10.3 | 1.44 | 0.03 | 0.14 | 0.29 | 0.62 | 0 | -0.08 | -0.1 |  | 0.01 | 0.33 | 0.3 | 0.23 | 48.78 | 1390.102 | 2.53
D | 4002 | 2018-05-17 | 18 | ON | 32.98 | 10.3 | 1.44 | 0.03 | 0.13 | 0.29 | 0.42 | -0.01 | -0.13 | -0.1 |  | 0.01 | 0.33 | 0.3 | 0.23 | 46.22 | 1383.56 | 2.32
D | 4002 | 2018-05-17 | 19 | ON | 32.8 | 10.3 | 1.44 | 0.03 | 0.11 | 0.29 | 0.55 | 0.04 | -0.11 | -0.1 |  | 0 | 0.33 | 0.3 | 0.23 | 46.21 | 1375.021 | 2.42
D | 4002 | 2018-05-17 | 20 | ON | 26.35 | 10.3 | 1.44 | 0.03 | 0.08 | 0.29 | 0.28 | 0 | -0.14 | -0.1 |  | 0 | 0.33 | 0.3 | 0.23 | 39.39 | 1371.511 | 2.12
D | 4002 | 2018-05-17 | 21 | ON | 32.1 | 10.3 | 1.44 | 0.03 | 0.11 | 0.28 | 0.31 | -0.01 | -0.11 | -0.1 |  | 0 | 0.33 | 0.3 | 0.23 | 45.21 | 1377.446 | 2.17
D | 4002 | 2018-05-17 | 22 | ON | 27.69 | 10.3 | 1.44 | 0.03 | 0.27 | 0.3 | 0.17 | 0.02 | 0.07 | -0.1 |  | 0 | 0.33 | 0.3 | 0.23 | 41.05 | 1295.2 | 2.21
D | 4002 | 2018-05-17 | 23 | ON | 17.63 | 10.3 | 1.44 | 0.03 | 0.11 | 0.33 | 0 | -0.1 | -0.02 | -0.1 |  | 0 | 0.33 | 0.3 | 0.23 | 30.48 | 1151.018 | 1.91
D | 4002 | 2018-05-17 | 24 | OFF | 16.3 | 10.3 | 1.44 | 0.03 | 0.1 | 0 | 0 | -0.13 | 0.05 | -0.1 |  | 0 | 0.33 | 0.3 | 0.23 | 28.85 | 1032.126 | 1.57
D | 4002 | 2018-05-18 | 1 | OFF | 16.77 | 10.3 | 0.48 | 0.03 | 0.05 | 0 | 0 | -0.03 | -0.15 | -0.1 |  | 0 | 0.33 | 0.3 | 0.23 | 28.21 | 956.177 | 0.56
D | 4002 | 2018-05-18 | 2 | OFF | 15.59 | 10.3 | 0.48 | 0.03 | 0.03 | 0 | 0 | -0.02 | 0 | -0.1 |  | 0 | 0.33 | 0.3 | 0.23 | 27.17 | 908.563 | 0.54
D | 4002 | 2018-05-18 | 3 | OFF | 12.36 | 10.3 | 0.48 | 0.03 | 0.04 | 0 | 0 | -0.07 | -0.05 | -0.1 |  | 0 | 0.33 | 0.3 | 0.23 | 23.85 | 880.361 | 0.55
D | 4002 | 2018-05-18 | 4 | OFF | 6.03 | 10.3 | 0.48 | 0.03 | 0.05 | 0 | 0 | -0.02 | -0.06 | -0.1 |  | 0 | 0.33 | 0.3 | 0.23 | 17.57 | 875.66 | 0.56
D | 4002 | 2018-05-18 | 5 | OFF | 5.31 | 10.3 | 0.48 | 0.03 | 0.13 | 0 | 0 | 0.05 | 0.05 | -0.1 |  | 0 | 0.33 | 0.3 | 0.23 | 17.11 | 907.242 | 0.64
D | 4002 | 2018-05-18 | 6 | OFF | 16.39 | 10.3 | 0.48 | 0.03 | 0.1 | 0 | 0 | 0.04 | -0.02 | -0.1 |  | 0 | 0.33 | 0.3 | 0.23 | 28.08 | 979.393 | 0.61
D | 4002 | 2018-05-18 | 7 | OFF | 22.17 | 10.3 | 0.48 | 0.03 | 0.28 | 0 | 0.36 | 0.02 | -0.07 | -0.1 |  | 0 | 0.33 | 0.3 | 0.23 | 34.33 | 1121.756 | 1.15
D | 4002 | 2018-05-18 | 8 | ON | 27.9 | 10.3 | 0.48 | 0.03 | 0.33 | 0.33 | 0.6 | -0.01 | -0.09 | -0.1 |  | 0 | 0.33 | 0.3 | 0.23 | 40.63 | 1218.431 | 1.77
D | 4002 | 2018-05-18 | 9 | ON | 25.53 | 10.3 | 0.48 | 0.03 | 0.16 | 0.32 | 0.04 | 0.01 | -0.05 | -0.1 |  | 0 | 0.33 | 0.3 | 0.23 | 37.58 | 1246.93 | 1.03
D | 4002 | 2018-05-18 | 10 | ON | 18.44 | 10.3 | 0.48 | 0.03 | 0.09 | 0.32 | 0 | 0 | -0.07 | -0.1 |  | 0 | 0.33 | 0.3 | 0.23 | 30.35 | 1258.878 | 0.92
D | 4002 | 2018-05-18 | 11 | ON | 19.33 | 10.3 | 0.48 | 0.03 | 0.1 | 0.32 | 0.07 | -0.01 | -0.07 | -0.1 |  | 0 | 0.33 | 0.3 | 0.23 | 31.31 | 1270.305 | 1
D | 4002 | 2018-05-18 | 12 | ON | 17.43 | 10.3 | 0.48 | 0.03 | 0.08 | 0.32 | 0 | -0.03 | -0.05 | -0.1 |  | 0 | 0.33 | 0.3 | 0.23 | 29.32 | 1272.127 | 0.91
D | 4002 | 2018-05-18 | 13 | ON | 16.21 | 10.3 | 0.48 | 0.03 | 0.08 | 0.33 | 0 | -0.05 | -0.06 | -0.1 |  | 0 | 0.33 | 0.3 | 0.23 | 28.08 | 1260.283 | 0.92
D | 4002 | 2018-05-18 | 14 | ON | 16.14 | 10.3 | 0.48 | 0.03 | 0.08 | 0.33 | 0 | -0.03 | -0.06 | -0.1 |  | 0 | 0.33 | 0.3 | 0.23 | 28.03 | 1261.889 | 0.92
D | 4002 | 2018-05-18 | 15 | ON | -4.47 | 10.3 | 0.48 | 0.03 | 0.2 | 0.33 | 0 | 0 | -0.15 | -0.1 |  | 0 | 0.33 | 0.3 | 0.23 | 7.48 | 1253.727 | 1.04
D | 4002 | 2018-05-18 | 16 | ON | 3.48 | 10.3 | 0.48 | 0.03 | 0.2 | 0.33 | 0 | 0 | -0.09 | -0.1 |  | 0 | 0.33 | 0.3 | 0.23 | 15.49 | 1250.851 | 1.04
D | 4002 | 2018-05-18 | 17 | ON | 6 | 10.3 | 0.48 | 0.03 | 0.15 | 0.33 | 0 | -0.01 | -0.08 | -0.1 |  | 0 | 0.33 | 0.3 | 0.23 | 17.96 | 1253.974 | 0.99
D | 4002 | 2018-05-18 | 18 | ON | 19.15 | 10.3 | 0.48 | 0.03 | 0.09 | 0.32 | 0.19 | -0.16 | 0.11 | -0.1 |  | 0 | 0.33 | 0.3 | 0.23 | 31.27 | 1255.066 | 1.11
D | 4002 | 2018-05-18 | 19 | ON | 21.23 | 10.3 | 0.48 | 0.03 | 0.11 | 0.32 | 0.23 | -0.01 | -0.06 | -0.1 |  | 0 | 0.33 | 0.3 | 0.23 | 33.39 | 1237.954 | 1.17
D | 4002 | 2018-05-18 | 20 | ON | 19.47 | 10.3 | 0.48 | 0.03 | 0.1 | 0.32 | 0.12 | -0.03 | -0.07 | -0.1 |  | 0 | 0.33 | 0.3 | 0.23 | 31.48 | 1222.034 | 1.05
D | 4002 | 2018-05-18 | 21 | ON | 23.22 | 10.3 | 0.48 | 0.03 | 0.24 | 0.32 | 0.39 | -0.06 | -0.06 | -0.1 |  | 0 | 0.33 | 0.3 | 0.23 | 35.62 | 1233.591 | 1.46
D | 4002 | 2018-05-18 | 22 | ON | 20.12 | 10.3 | 0.48 | 0.03 | 0.17 | 0.33 | 0.28 | -0.07 | 0.04 | -0.1 |  | 0 | 0.33 | 0.3 | 0.23 | 32.44 | 1179.764 | 1.29
D | 4002 | 2018-05-18 | 23 | ON | 22.43 | 10.3 | 0.48 | 0.03 | 0.28 | 0.36 | 0.41 | -0.04 | -0.11 | -0.1 |  | 0 | 0.33 | 0.3 | 0.23 | 34.9 | 1066.049 | 1.56
D | 4002 | 2018-05-18 | 24 | OFF | 17.94 | 10.3 | 0.48 | 0.03 | 0.28 | 0 | 0.31 | 0.01 | -0.31 | -0.1 |  | 0 | 0.33 | 0.3 | 0.23 | 29.8 | 959.315 | 1.1
D | 4002 | 2018-05-19 | 1 | OFF | 27.19 | 10.3 | 0.7 | 0.06 | 0.26 | 0 | 0.8 | 0.05 | 0.14 | -0.1 |  | 0 | 0.33 | 0.3 | 0.23 | 40.26 | 887.821 | 1.82
D | 4002 | 2018-05-19 | 2 | OFF | 19.3 | 10.3 | 0.7 | 0.06 | 0.14 | 0 | 0 | -0.01 | -0.02 | -0.1 |  | 0 | 0.33 | 0.3 | 0.23 | 31.23 | 848.099 | 0.9
D | 4002 | 2018-05-19 | 3 | OFF | 12.9 | 10.3 | 0.7 | 0.06 | 0.11 | 0 | 0 | -0.06 | -0.03 | -0.1 |  | 0 | 0.33 | 0.3 | 0.23 | 24.74 | 825.416 | 0.87
D | 4002 | 2018-05-19 | 4 | OFF | 14.44 | 10.3 | 0.7 | 0.06 | 0.09 | 0 | 0 | -0.01 | -0.03 | -0.1 |  | 0 | 0.33 | 0.3 | 0.23 | 26.31 | 823.202 | 0.85
D | 4002 | 2018-05-19 | 5 | OFF | 15.89 | 10.3 | 0.7 | 0.06 | 0.08 | 0 | 0 | -0.03 | -0.01 | -0.1 |  | 0 | 0.33 | 0.3 | 0.23 | 27.75 | 838.048 | 0.84
D | 4002 | 2018-05-19 | 6 | OFF | 13.21 | 10.3 | 0.7 | 0.06 | 0.09 | 0 | 0 | 0 | -0.07 | -0.1 |  | 0 | 0.33 | 0.3 | 0.23 | 25.05 | 873.369 | 0.85
D | 4002 | 2018-05-19 | 7 | OFF | 11.64 | 10.3 | 0.7 | 0.06 | 1.02 | 0 | 0 | -0.02 | 0.01 | -0.1 |  | 0 | 0.33 | 0.3 | 0.23 | 24.47 | 941.582 | 1.78
D | 4002 | 2018-05-19 | 8 | OFF | 15.24 | 10.3 | 0.7 | 0.06 | 1.15 | 0 | 0 | 0 | -0.1 | -0.1 |  | 0 | 0.33 | 0.3 | 0.23 | 28.11 | 1014.157 | 1.91
D | 4002 | 2018-05-19 | 9 | OFF | 26.25 | 10.3 | 0.7 | 0.06 | 0.45 | 0 | 0.62 | -0.01 | -0.04 | -0.1 |  | 0 | 0.33 | 0.3 | 0.23 | 39.09 | 1090.141 | 1.83
D | 4002 | 2018-05-19 | 10 | OFF | 20.63 | 10.3 | 0.7 | 0.06 | 0.11 | 0 | 0.21 | 0.01 | -0.04 | -0.1 |  | 0 | 0.33 | 0.3 | 0.23 | 32.74 | 1138.563 | 1.08
D | 4002 | 2018-05-19 | 11 | OFF | 20.66 | 10.3 | 0.7 | 0.06 | 0.11 | 0 | 0.07 | 0 | -0.1 | -0.1 |  | 0 | 0.33 | 0.3 | 0.23 | 32.56 | 1152.743 | 0.94
D | 4002 | 2018-05-19 | 12 | OFF | 22.15 | 10.3 | 0.7 | 0.06 | 0.1 | 0 | 0.1 | -0.01 | -0.08 | -0.1 |  | 0 | 0.33 | 0.3 | 0.23 | 34.08 | 1156.941 | 0.96
D | 4002 | 2018-05-19 | 13 | OFF | 30.03 | 10.3 | 0.7 | 0.06 | 0.29 | 0 | 0.08 | -0.01 | -0.04 | -0.1 |  | 0 | 0.33 | 0.3 | 0.23 | 42.17 | 1165.282 | 1.13
D | 4002 | 2018-05-19 | 14 | OFF | 27.34 | 10.3 | 0.7 | 0.06 | 0.2 | 0 | 0.05 | -0.02 | -0.07 | -0.1 |  | 0 | 0.33 | 0.3 | 0.23 | 39.32 | 1163.582 | 1.01
D | 4002 | 2018-05-19 | 15 | OFF | 18.92 | 10.3 | 0.7 | 0.06 | 0.1 | 0 | 0.08 | 0.03 | -0.06 | -0.1 |  | 0 | 0.33 | 0.3 | 0.23 | 30.89 | 1155.012 | 0.94
D | 4002 | 2018-05-19 | 16 | OFF | 18.11 | 10.3 | 0.7 | 0.06 | 0.09 | 0 | 0.08 | -0.01 | -0.04 | -0.1 |  | 0 | 0.33 | 0.3 | 0.23 | 30.05 | 1161.308 | 0.93
D | 4002 | 2018-05-19 | 17 | OFF | 18.77 | 10.3 | 0.7 | 0.06 | 0.09 | 0 | 0.05 | -0.01 | -0.03 | -0.1 |  | 0 | 0.33 | 0.3 | 0.23 | 30.69 | 1187.206 | 0.9
D | 4002 | 2018-05-19 | 18 | OFF | 20.71 | 10.3 | 0.7 | 0.06 | 0.1 | 0 | 0.11 | 0.03 | -0.1 | -0.1 |  | 0 | 0.33 | 0.3 | 0.23 | 32.67 | 1220.285 | 0.97
D | 4002 | 2018-05-19 | 19 | OFF | 20.17 | 10.3 | 0.7 | 0.06 | 0.1 | 0 | 0.08 | -0.03 | -0.1 | -0.1 |  | 0 | 0.33 | 0.3 | 0.23 | 32.04 | 1222.547 | 0.94
D | 4002 | 2018-05-19 | 20 | OFF | 19.55 | 10.3 | 0.7 | 0.06 | 0.1 | 0 | 0.2 | -0.02 | -0.1 | -0.1 |  | 0 | 0.33 | 0.3 | 0.23 | 31.55 | 1209.829 | 1.06
D | 4002 | 2018-05-19 | 21 | OFF | 20.41 | 10.3 | 0.7 | 0.06 | 0.1 | 0 | 0.15 | -0.03 | -0.14 | -0.1 |  | 0 | 0.33 | 0.3 | 0.23 | 32.31 | 1192.846 | 1.01
D | 4002 | 2018-05-19 | 22 | OFF | 31.3 | 10.3 | 0.7 | 0.06 | 0.26 | 0 | 0.16 | -0.03 | -0.15 | -0.1 |  | 0 | 0.33 | 0.3 | 0.23 | 43.36 | 1124.138 | 1.18
D | 4002 | 2018-05-19 | 23 | OFF | 53.03 | 10.3 | 0.7 | 0.06 | 0.65 | 0 | 1.27 | 0.02 | 0.03 | -0.1 |  | 0 | 0.33 | 0.3 | 0.23 | 66.82 | 1029.463 | 2.68
D | 4002 | 2018-05-19 | 24 | OFF | 29.56 | 10.3 | 0.7 | 0.06 | 0.42 | 0 | 0.82 | 0.02 | 0.22 | -0.1 |  | 0 | 0.33 | 0.3 | 0.23 | 42.86 | 935.709 | 2
D | 4002 | 2018-05-20 | 1 | OFF | 27.44 | 10.3 | 2.22 | 0.05 | 0.2 | 0 | 0.72 | -0.02 | -0.03 | -0.1 |  | 0 | 0.33 | 0.3 | 0.23 | 41.64 | 872.595 | 3.19
D | 4002 | 2018-05-20 | 2 | OFF | 15.4 | 10.3 | 2.22 | 0.05 | 0.07 | 0 | 0 | -0.01 | -0.1 | -0.1 |  | 0 | 0.33 | 0.3 | 0.23 | 28.69 | 836.044 | 2.34
D | 4002 | 2018-05-20 | 3 | OFF | 11.75 | 10.3 | 2.22 | 0.05 | 0.09 | 0 | 0 | -0.01 | -0.09 | -0.1 |  | 0 | 0.33 | 0.3 | 0.23 | 25.07 | 817.272 | 2.36
D | 4002 | 2018-05-20 | 4 | OFF | 14.9 | 10.3 | 2.22 | 0.05 | 0.11 | 0 | 0 | -0.03 | -0.06 | -0.1 |  | 0 | 0.33 | 0.3 | 0.23 | 28.25 | 810.626 | 2.38
D | 4002 | 2018-05-20 | 5 | OFF | 15.02 | 10.3 | 2.22 | 0.05 | 0.05 | 0 | 0 | -0.03 | -0.06 | -0.1 |  | 0 | 0.33 | 0.3 | 0.23 | 28.31 | 816.704 | 2.32
D | 4002 | 2018-05-20 | 6 | OFF | -0.03 | 10.3 | 2.22 | 0.05 | 0.09 | 0 | 0 | 0.04 | -0.14 | -0.1 |  | 0 | 0.33 | 0.3 | 0.23 | 13.29 | 840.303 | 2.36
D | 4002 | 2018-05-20 | 7 | OFF | 3.3 | 10.3 | 2.22 | 0.05 | 0.61 | 0 | 0 | -0.01 | -0.1 | -0.1 |  | 0 | 0.33 | 0.3 | 0.23 | 17.13 | 893.304 | 2.88
D | 4002 | 2018-05-20 | 8 | OFF | 2.08 | 10.3 | 2.22 | 0.05 | 0.44 | 0 | 0 | 0 | -0.01 | -0.1 |  | 0 | 0.33 | 0.3 | 0.23 | 15.84 | 981.591 | 2.71
D | 4002 | 2018-05-20 | 9 | OFF | 15.62 | 10.3 | 2.22 | 0.05 | 0.1 | 0 | 0 | -0.04 | -0.06 | -0.1 |  | 0 | 0.33 | 0.3 | 0.23 | 28.95 | 1086.829 | 2.37
D | 4002 | 2018-05-20 | 10 | OFF | 17.11 | 10.3 | 2.22 | 0.05 | 0.09 | 0 | 0 | 0 | -0.08 | -0.1 |  | 0 | 0.33 | 0.3 | 0.23 | 30.45 | 1167.906 | 2.36
D | 4002 | 2018-05-20 | 11 | OFF | 16.95 | 10.3 | 2.22 | 0.05 | 0.09 | 0 | 0 | 0 | -0.11 | -0.1 |  | 0 | 0.33 | 0.3 | 0.23 | 30.26 | 1208.175 | 2.36
D | 4002 | 2018-05-20 | 12 | OFF | 18.32 | 10.3 | 2.22 | 0.05 | 0.09 | 0 | 0 | 0.05 | -0.11 | -0.1 |  | 0 | 0.33 | 0.3 | 0.23 | 31.68 | 1240.085 | 2.36
D | 4002 | 2018-05-20 | 13 | OFF | 19 | 10.3 | 2.22 | 0.05 | 0.09 | 0 | 0 | -0.03 | -0.1 | -0.1 |  | 0 | 0.33 | 0.3 | 0.23 | 32.29 | 1249.637 | 2.36
D | 4002 | 2018-05-20 | 14 | OFF | 18.45 | 10.3 | 2.22 | 0.05 | 0.08 | 0 | 0 | 0 | -0.11 | -0.1 |  | 0 | 0.33 | 0.3 | 0.23 | 31.75 | 1250.835 | 2.35
D | 4002 | 2018-05-20 | 15 | OFF | 19.36 | 10.3 | 2.22 | 0.05 | 0.09 | 0 | 0 | 0 | -0.12 | -0.1 |  | 0 | 0.33 | 0.3 | 0.23 | 32.66 | 1239.564 | 2.36
D | 4002 | 2018-05-20 | 16 | OFF | 21.11 | 10.3 | 2.22 | 0.05 | 0.09 | 0 | 0 | -0.05 | -0.03 | -0.1 |  | 0 | 0.33 | 0.3 | 0.23 | 34.45 | 1232.367 | 2.36
D | 4002 | 2018-05-20 | 17 | OFF | 30.05 | 10.3 | 2.22 | 0.05 | 0.15 | 0 | 0.18 | -0.08 | 0.09 | -0.1 |  | 0 | 0.33 | 0.3 | 0.23 | 43.72 | 1251.062 | 2.6
D | 4002 | 2018-05-20 | 18 | OFF | 30.34 | 10.3 | 2.22 | 0.05 | 0.09 | 0 | 0.03 | -0.11 | -0.04 | -0.1 |  | 0 | 0.33 | 0.3 | 0.23 | 43.64 | 1280.366 | 2.39
D | 4002 | 2018-05-20 | 19 | OFF | 32 | 10.3 | 2.22 | 0.05 | 0.13 | 0 | 0 | -0.05 | -0.08 | -0.1 |  | 0 | 0.33 | 0.3 | 0.23 | 45.33 | 1281.129 | 2.4
D | 4002 | 2018-05-20 | 20 | OFF | 24.13 | 10.3 | 2.22 | 0.05 | 0.08 | 0 | 0 | -0.08 | -0.08 | -0.1 |  | 0 | 0.33 | 0.3 | 0.23 | 37.38 | 1265.515 | 2.35
D | 4002 | 2018-05-20 | 21 | OFF | 28.65 | 10.3 | 2.22 | 0.05 | 0.12 | 0 | 0.01 | -0.04 | -0.1 | -0.1 |  | 0 | 0.33 | 0.3 | 0.23 | 41.97 | 1267.287 | 2.4
D | 4002 | 2018-05-20 | 22 | OFF | 29.09 | 10.3 | 2.22 | 0.05 | 0.31 | 0 | 0.02 | 0.09 | 0.01 | -0.1 |  | 0 | 0.33 | 0.3 | 0.23 | 42.85 | 1194.138 | 2.6
D | 4002 | 2018-05-20 | 23 | OFF | 19.21 | 10.3 | 2.22 | 0.05 | 0.17 | 0 | 0 | 0.06 | -0.04 | -0.1 |  | 0 | 0.33 | 0.3 | 0.23 | 32.73 | 1076.466 | 2.44
D | 4002 | 2018-05-20 | 24 | OFF | 15.98 | 10.3 | 2.22 | 0.05 | 0.14 | 0 | 0.07 | -0.01 | -0.13 | -0.1 |  | 0 | 0.33 | 0.3 | 0.23 | 29.38 | 965.372 | 2.48
D | 4002 | 2018-05-21 | 1 | OFF | 17.36 | 10.3 | 0.93 | 0.05 | 0.06 | 0 | 0 | 0 | -0.06 | -0.1 |  | 0 | 0.33 | 0.3 | 0.23 | 29.4 | 897.017 | 1.04
D | 4002 | 2018-05-21 | 2 | OFF | 7.04 | 10.3 | 0.93 | 0.05 | 0.09 | 0 | 0 | -0.02 | -0.14 | -0.1 |  | 0 | 0.33 | 0.3 | 0.23 | 19.01 | 854.633 | 1.07
D | 4002 | 2018-05-21 | 3 | OFF | 13.89 | 10.3 | 0.93 | 0.05 | 0.06 | 0 | 0 | -0.02 | -0.07 | -0.1 |  | 0 | 0.33 | 0.3 | 0.23 | 25.9 | 834.331 | 1.04
D | 4002 | 2018-05-21 | 4 | OFF | -6.83 | 10.3 | 0.93 | 0.05 | 0.15 | 0 | 0 | 0.01 | -0.08 | -0.1 |  | 0 | 0.33 | 0.3 | 0.23 | 5.29 | 840.556 | 1.13
D | 4002 | 2018-05-21 | 5 | OFF | -26.08 | 10.3 | 0.93 | 0.05 | 0.33 | 0 | 0 | 0.03 | 0.18 | -0.1 |  | 0 | 0.33 | 0.3 | 0.23 | -13.5 | 873.681 | 1.31
D | 4002 | 2018-05-21 | 6 | OFF | 4.94 | 10.3 | 0.93 | 0.05 | 0.21 | 0 | 0 | 0.04 | -0.12 | -0.1 |  | 0 | 0.33 | 0.3 | 0.23 | 17.11 | 968.036 | 1.19
D | 4002 | 2018-05-21 | 7 | OFF | 11.06 | 10.3 | 0.93 | 0.05 | 0.19 | 0 | 0 | 0 | -0.01 | -0.1 |  | 0 | 0.33 | 0.3 | 0.23 | 23.28 | 1133.491 | 1.17
D | 4002 | 2018-05-21 | 8 | ON | 18.48 | 10.3 | 0.93 | 0.05 | 0.1 | 0.43 | 0 | -0.05 | -0.03 | -0.1 |  | 0 | 0.33 | 0.3 | 0.23 | 30.97 | 1236.556 | 1.51
D | 4002 | 2018-05-21 | 9 | ON | 19.06 | 10.3 | 0.93 | 0.05 | 0.07 | 0.42 | 0 | -0.02 | -0.07 | -0.1 |  | 0 | 0.33 | 0.3 | 0.23 | 31.5 | 1272.777 | 1.47
D | 4002 | 2018-05-21 | 10 | ON | 19.13 | 10.3 | 0.93 | 0.05 | 0.07 | 0.42 | 0 | -0.03 | -0.03 | -0.1 |  | 0 | 0.33 | 0.3 | 0.23 | 31.6 | 1299.321 | 1.47
D | 4002 | 2018-05-21 | 11 | ON | 18.61 | 10.3 | 0.93 | 0.05 | 0.07 | 0.3 | 0 | -0.07 | 0.01 | -0.1 |  | 0 | 0.33 | 0.3 | 0.23 | 30.96 | 1330.625 | 1.35
D | 4002 | 2018-05-21 | 12 | ON | 18.03 | 10.3 | 0.93 | 0.05 | 0.08 | 0.3 | 0 | -0.01 | -0.09 | -0.1 |  | 0 | 0.33 | 0.3 | 0.23 | 30.35 | 1343.199 | 1.36
D | 4002 | 2018-05-21 | 13 | ON | 16.48 | 10.3 | 0.93 | 0.05 | 0.05 | 0.3 | 0 | 0.01 | -0.14 | -0.1 |  | 0 | 0.33 | 0.3 | 0.23 | 28.74 | 1345.021 | 1.33
D | 4002 | 2018-05-21 | 14 | ON | 15.44 | 10.3 | 0.93 | 0.05 | 0.05 | 0.29 | 0 | -0.05 | -0.06 | -0.1 |  | 0 | 0.33 | 0.3 | 0.23 | 27.71 | 1360.664 | 1.32
D | 4002 | 2018-05-21 | 15 | ON | 16.03 | 10.3 | 0.93 | 0.05 | 0.05 | 0.29 | 0 | -0.06 | -0.05 | -0.1 |  | 0 | 0.33 | 0.3 | 0.23 | 28.3 | 1365.145 | 1.32
D | 4002 | 2018-05-21 | 16 | ON | -6.66 | 10.3 | 0.93 | 0.05 | 0.19 | 0.29 | 0 | 0 | -0.16 | -0.1 |  | 0.01 | 0.33 | 0.3 | 0.23 | 5.71 | 1378.768 | 1.47
D | 4002 | 2018-05-21 | 17 | ON | 15.1 | 10.3 | 0.93 | 0.05 | 0.07 | 0.28 | 0 | -0.04 | -0.07 | -0.1 |  | 0.01 | 0.33 | 0.3 | 0.23 | 27.39 | 1397.045 | 1.34
D | 4002 | 2018-05-21 | 18 | ON | 19.31 | 10.3 | 0.93 | 0.05 | 0.06 | 0.27 | 0 | -0.06 | -0.06 | -0.1 |  | 0.01 | 0.33 | 0.3 | 0.23 | 31.57 | 1420.246 | 1.32
D | 4002 | 2018-05-21 | 19 | ON | 19.22 | 10.3 | 0.93 | 0.05 | 0.07 | 0.27 | 0 | -0.04 | -0.09 | -0.1 |  | 0 | 0.33 | 0.3 | 0.23 | 31.47 | 1421.389 | 1.32
D | 4002 | 2018-05-21 | 20 | ON | 18.49 | 10.3 | 0.93 | 0.05 | 0.07 | 0.27 | 0 | -0.03 | -0.09 | -0.1 |  | 0 | 0.33 | 0.3 | 0.23 | 30.75 | 1402.463 | 1.32
D | 4002 | 2018-05-21 | 21 | ON | 19.26 | 10.3 | 0.93 | 0.05 | 0.07 | 0.27 | 0 | -0.04 | -0.11 | -0.1 |  | 0 | 0.33 | 0.3 | 0.23 | 31.49 | 1393.278 | 1.32
D | 4002 | 2018-05-21 | 22 | ON | 18.55 | 10.3 | 0.93 | 0.05 | 0.08 | 0.29 | 0 | -0.04 | -0.06 | -0.1 |  | 0 | 0.33 | 0.3 | 0.23 | 30.86 | 1297.807 | 1.35
D | 4002 | 2018-05-21 | 23 | ON | -1.22 | 10.3 | 0.93 | 0.05 | 0.27 | 0.32 | 0 | -0.04 | 0.43 | -0.1 |  | 0 | 0.33 | 0.3 | 0.23 | 11.8 | 1148 | 1.57
D | 4002 | 2018-05-21 | 24 | OFF | -9.95 | 10.3 | 0.93 | 0.05 | 0.37 | 0 | 0 | -0.02 | -0.01 | -0.1 |  | 0 | 0.33 | 0.3 | 0.23 | 2.43 | 1024.28 | 1.35
D | 4002 | 2018-05-22 | 1 | OFF | 25.21 | 10.3 | 2.55 | 0.08 | 0.29 | 0 | 1.12 | -0.01 | -0.33 | -0.1 |  | 0 | 0.33 | 0.3 | 0.23 | 39.97 | 941.381 | 4.04
D | 4002 | 2018-05-22 | 2 | OFF | 19.11 | 10.3 | 2.55 | 0.08 | 0.08 | 0 | 0.06 | -0.05 | -0.02 | -0.1 |  | 0 | 0.33 | 0.3 | 0.23 | 32.87 | 896.83 | 2.77
D | 4002 | 2018-05-22 | 3 | OFF | 19.64 | 10.3 | 2.55 | 0.08 | 0.07 | 0 | 0 | -0.01 | -0.02 | -0.1 |  | 0 | 0.33 | 0.3 | 0.23 | 33.37 | 872.563 | 2.7
D | 4002 | 2018-05-22 | 4 | OFF | 21.37 | 10.3 | 2.55 | 0.08 | 0.1 | 0 | 0 | 0.1 | -0.04 | -0.1 |  | 0 | 0.33 | 0.3 | 0.23 | 35.22 | 871.105 | 2.73
D | 4002 | 2018-05-22 | 5 | OFF | 20.87 | 10.3 | 2.55 | 0.08 | 0.07 | 0 | 0 | -0.03 | 0 | -0.1 |  | 0 | 0.33 | 0.3 | 0.23 | 34.6 | 904.539 | 2.7
D | 4002 | 2018-05-22 | 6 | OFF | 31.13 | 10.3 | 2.55 | 0.08 | 0.33 | 0 | 0.55 | 0.2 | -0.14 | -0.1 |  | 0 | 0.33 | 0.3 | 0.23 | 45.76 | 989.504 | 3.51
D | 4002 | 2018-05-22 | 7 | OFF | 15.85 | 10.3 | 2.55 | 0.08 | 0.28 | 0 | 0.03 | 0 | 0.04 | -0.1 |  | 0 | 0.33 | 0.3 | 0.23 | 29.89 | 1148.56 | 2.94
D | 4002 | 2018-05-22 | 8 | ON | 24.45 | 10.3 | 2.55 | 0.08 | 0.3 | 0.31 | 0.13 | -0.06 | -0.17 | -0.1 |  | 0.01 | 0.33 | 0.3 | 0.23 | 38.66 | 1245.406 | 3.38
D | 4002 | 2018-05-22 | 9 | ON | 23.2 | 10.3 | 2.55 | 0.08 | 0.11 | 0.3 | 0.04 | -0.05 | -0.09 | -0.1 |  | 0.01 | 0.33 | 0.3 | 0.23 | 37.21 | 1288.335 | 3.09
D | 4002 | 2018-05-22 | 10 | ON | 31.77 | 10.3 | 2.55 | 0.08 | 0.11 | 0.29 | 0.46 | -0.07 | -0.04 | -0.1 |  | 0.01 | 0.33 | 0.3 | 0.23 | 46.22 | 1317.661 | 3.5
D | 4002 | 2018-05-22 | 11 | ON | 34.01 | 10.3 | 2.55 | 0.08 | 0.22 | 0.29 | 0.35 | -0.05 | -0.08 | -0.1 |  | 0.01 | 0.33 | 0.3 | 0.23 | 48.44 | 1347.374 | 3.5
D | 4002 | 2018-05-22 | 12 | ON | 26.31 | 10.3 | 2.55 | 0.08 | 0.14 | 0.29 | 0.03 | -0.02 | -0.13 | -0.1 |  | 0.01 | 0.33 | 0.3 | 0.23 | 40.32 | 1365.54 | 3.1
D | 4002 | 2018-05-22 | 13 | ON | 31.59 | 10.3 | 2.55 | 0.08 | 0.18 | 0.28 | 0.48 | -0.01 | -0.12 | -0.1 |  | 0.01 | 0.33 | 0.3 | 0.23 | 46.1 | 1374.731 | 3.58
D | 4002 | 2018-05-22 | 14 | ON | 51.69 | 10.3 | 2.55 | 0.08 | 0.36 | 0.28 | 1.5 | -0.02 | -0.09 | -0.1 |  | 0.01 | 0.33 | 0.3 | 0.23 | 67.42 | 1374.538 | 4.78
D | 4002 | 2018-05-22 | 15 | ON | 27.53 | 10.3 | 2.55 | 0.08 | 0.28 | 0.29 | 0.37 | 0.04 | -0.09 | -0.1 |  | 0.01 | 0.33 | 0.3 | 0.23 | 42.12 | 1361.233 | 3.58
D | 4002 | 2018-05-22 | 16 | ON | 21.07 | 10.3 | 2.55 | 0.08 | 0.08 | 0.29 | 0.01 | -0.02 | -0.05 | -0.1 |  | 0.01 | 0.33 | 0.3 | 0.23 | 35.08 | 1355.57 | 3.02
D | 4002 | 2018-05-22 | 17 | ON | 22.1 | 10.3 | 2.55 | 0.08 | 0.07 | 0.29 | 0.02 | 0.02 | -0.15 | -0.1 |  | 0.01 | 0.33 | 0.3 | 0.23 | 36.05 | 1363.523 | 3.02
D | 4002 | 2018-05-22 | 18 | ON | 20.86 | 10.3 | 2.55 | 0.08 | 0.06 | 0.28 | 0 | 0.03 | -0.11 | -0.1 |  | 0.01 | 0.33 | 0.3 | 0.23 | 34.82 | 1382.195 | 2.98
D | 4002 | 2018-05-22 | 19 | ON | 20.78 | 10.3 | 2.55 | 0.08 | 0.07 | 0.28 | 0 | 0 | -0.11 | -0.1 |  | 0 | 0.33 | 0.3 | 0.23 | 34.71 | 1377.903 | 2.98
D | 4002 | 2018-05-22 | 20 | ON | 21.96 | 10.3 | 2.55 | 0.08 | 0.08 | 0.29 | 0.01 | -0.07 | -0.02 | -0.1 |  | 0 | 0.33 | 0.3 | 0.23 | 35.94 | 1352.927 | 3.01
D | 4002 | 2018-05-22 | 21 | ON | 32.55 | 10.3 | 2.55 | 0.08 | 0.3 | 0.29 | 0.52 | -0.01 | -0.11 | -0.1 |  | 0 | 0.33 | 0.3 | 0.23 | 47.23 | 1326.993 | 3.74
D | 4002 | 2018-05-22 | 22 | ON | 21.75 | 10.3 | 2.55 | 0.08 | 0.16 | 0.31 | 0.04 | -0.03 | -0.09 | -0.1 |  | 0 | 0.33 | 0.3 | 0.23 | 35.83 | 1229.695 | 3.14
D | 4002 | 2018-05-22 | 23 | ON | 18.76 | 10.3 | 2.55 | 0.08 | 0.15 | 0.34 | 0 | -0.04 | -0.03 | -0.1 |  | 0 | 0.33 | 0.3 | 0.23 | 32.87 | 1094.701 | 3.12
D | 4002 | 2018-05-22 | 24 | OFF | -11.65 | 10.3 | 2.55 | 0.08 | 0.61 | 0 | 0 | -0.09 | -0.12 | -0.1 |  | 0 | 0.33 | 0.3 | 0.23 | 2.44 | 980.825 | 3.24
D | 4002 | 2018-05-23 | 1 | OFF | 15.73 | 10.3 | 0.99 | 0.04 | 0.07 | 0 | 0 | -0.03 | 0.04 | -0.1 |  | 0 | 0.33 | 0.3 | 0.23 | 27.9 | 920.256 | 1.1
D | 4002 | 2018-05-23 | 2 | OFF | 15.64 | 10.3 | 0.99 | 0.04 | 0.04 | 0 | 0 | -0.03 | 0.07 | -0.1 |  | 0 | 0.33 | 0.3 | 0.23 | 27.81 | 886.538 | 1.07
D | 4002 | 2018-05-23 | 3 | OFF | 16.49 | 10.3 | 0.99 | 0.04 | 0.04 | 0 | 0 | -0.01 | 0 | -0.1 |  | 0 | 0.33 | 0.3 | 0.23 | 28.61 | 866.591 | 1.07
D | 4002 | 2018-05-23 | 4 | OFF | 15.6 | 10.3 | 0.99 | 0.04 | 0.05 | 0 | 0 | -0.02 | 0.01 | -0.1 |  | 0 | 0.33 | 0.3 | 0.23 | 27.73 | 866.327 | 1.08
D | 4002 | 2018-05-23 | 5 | OFF | 15.78 | 10.3 | 0.99 | 0.04 | 0.04 | 0 | 0 | -0.01 | -0.01 | -0.1 |  | 0 | 0.33 | 0.3 | 0.23 | 27.89 | 901.836 | 1.07
D | 4002 | 2018-05-23 | 6 | OFF | 16.13 | 10.3 | 0.99 | 0.04 | 0.07 | 0 | 0 | 0.07 | -0.05 | -0.1 |  | 0 | 0.33 | 0.3 | 0.23 | 28.31 | 998.509 | 1.1
D | 4002 | 2018-05-23 | 7 | OFF | 16.6 | 10.3 | 0.99 | 0.04 | 0.1 | 0 | 0 | 0.02 | -0.12 | -0.1 |  | 0 | 0.33 | 0.3 | 0.23 | 28.69 | 1157.772 | 1.13
D | 4002 | 2018-05-23 | 8 | ON | 19.92 | 10.3 | 0.99 | 0.04 | 0.12 | 0.31 | 0 | -0.02 | -0.09 | -0.1 |  | 0.01 | 0.33 | 0.3 | 0.23 | 32.34 | 1258.045 | 1.47
D | 4002 | 2018-05-23 | 9 | ON | 21.33 | 10.3 | 0.99 | 0.04 | 0.09 | 0.3 | 0 | 0 | -0.06 | -0.1 |  | 0.01 | 0.33 | 0.3 | 0.23 | 33.76 | 1295.495 | 1.43
D | 4002 | 2018-05-23 | 10 | ON | 23.17 | 10.3 | 0.99 | 0.04 | 0.1 | 0.3 | 0.15 | -0.04 | -0.07 | -0.1 |  | 0.01 | 0.33 | 0.3 | 0.23 | 35.71 | 1318.225 | 1.59
D | 4002 | 2018-05-23 | 11 | ON | 22.21 | 10.3 | 0.99 | 0.04 | 0.1 | 0.29 | 0.18 | -0.04 | -0.1 | -0.1 |  | 0.01 | 0.33 | 0.3 | 0.23 | 34.74 | 1347.801 | 1.61
D | 4002 | 2018-05-23 | 12 | ON | 18.48 | 10.3 | 0.99 | 0.04 | 0.07 | 0.29 | 0 | 0 | -0.1 | -0.1 |  | 0.01 | 0.33 | 0.3 | 0.23 | 30.84 | 1373.855 | 1.4
D | 4002 | 2018-05-23 | 13 | ON | 17.94 | 10.3 | 0.99 | 0.04 | 0.07 | 0.29 | 0 | -0.03 | -0.09 | -0.1 |  | 0 | 0.33 | 0.3 | 0.23 | 30.27 | 1391.341 | 1.39
D | 4002 | 2018-05-23 | 14 | ON | 18.44 | 10.3 | 0.99 | 0.04 | 0.06 | 0.28 | 0 | -0.03 | -0.11 | -0.1 |  | 0 | 0.33 | 0.3 | 0.23 | 30.73 | 1424.792 | 1.37
D | 4002 | 2018-05-23 | 15 | ON | 20.05 | 10.3 | 0.99 | 0.04 | 0.08 | 0.28 | 0.04 | -0.02 | -0.14 | -0.1 |  | 0 | 0.33 | 0.3 | 0.23 | 32.38 | 1437.491 | 1.43
D | 4002 | 2018-05-23 | 16 | ON | 20.68 | 10.3 | 0.99 | 0.04 | 0.07 | 0.27 | 0 | -0.02 | -0.13 | -0.1 |  | 0 | 0.33 | 0.3 | 0.23 | 32.96 | 1453.348 | 1.37
D | 4002 | 2018-05-23 | 17 | ON | 20.96 | 10.3 | 0.99 | 0.04 | 0.07 | 0.26 | 0 | -0.04 | -0.15 | -0.1 |  | 0.01 | 0.33 | 0.3 | 0.23 | 33.2 | 1459.846 | 1.37
D | 4002 | 2018-05-23 | 18 | ON | 34.5 | 10.3 | 0.99 | 0.04 | 0.19 | 0.26 | 0.34 | -0.06 | -0.09 | -0.1 |  | 0 | 0.33 | 0.3 | 0.23 | 47.23 | 1460.7 | 1.82
D | 4002 | 2018-05-23 | 19 | ON | 53.32 | 10.3 | 0.99 | 0.04 | 0.33 | 0.26 | 1.96 | -0.12 | -0.22 | -0.1 |  | 0 | 0.33 | 0.3 | 0.23 | 67.62 | 1448.937 | 3.58
D | 4002 | 2018-05-23 | 20 | ON | 41.13 | 10.3 | 0.99 | 0.04 | 0.22 | 0.26 | 0.74 | -0.12 | -0.18 | -0.1 |  | 0 | 0.33 | 0.3 | 0.23 | 54.14 | 1431.051 | 2.25
D | 4002 | 2018-05-23 | 21 | ON | 42.04 | 10.3 | 0.99 | 0.04 | 0.16 | 0.26 | 0.05 | -0.17 | -0.15 | -0.1 |  | 0 | 0.33 | 0.3 | 0.23 | 54.28 | 1429.035 | 1.5
D | 4002 | 2018-05-23 | 22 | ON | 41.31 | 10.3 | 0.99 | 0.04 | 0.31 | 0.28 | 0.53 | -0.1 | 0 | -0.1 |  | 0 | 0.33 | 0.3 | 0.23 | 54.42 | 1333.873 | 2.15
D | 4002 | 2018-05-23 | 23 | ON | 30.21 | 10.3 | 0.99 | 0.04 | 0.23 | 0.31 | 0.43 | -0.07 | 0.05 | -0.1 |  | 0 | 0.33 | 0.3 | 0.23 | 43.25 | 1180.479 | 2
D | 4002 | 2018-05-23 | 24 | OFF | 26.82 | 10.3 | 0.99 | 0.04 | 0.09 | 0 | 0.29 | -0.09 | -0.26 | -0.1 |  | 0 | 0.33 | 0.3 | 0.23 | 38.94 | 1050.012 | 1.41
D | 4002 | 2018-05-24 | 1 | OFF | 24.38 | 10.3 | 0.33 | 0.09 | 0.11 | 0 | 0.16 | 0.01 | 0.05 | -0.1 |  | 0 | 0.33 | 0.3 | 0.23 | 36.19 | 965.062 | 0.69
D | 4002 | 2018-05-24 | 2 | OFF | 20.82 | 10.3 | 0.33 | 0.09 | 0.07 | 0 | 0 | 0 | -0.02 | -0.1 |  | 0 | 0.33 | 0.3 | 0.23 | 32.35 | 916.868 | 0.49
D | 4002 | 2018-05-24 | 3 | OFF | 20.9 | 10.3 | 0.33 | 0.09 | 0.07 | 0 | 0 | 0.02 | 0 | -0.1 |  | 0 | 0.33 | 0.3 | 0.23 | 32.47 | 886.97 | 0.49
D | 4002 | 2018-05-24 | 4 | OFF | 20.59 | 10.3 | 0.33 | 0.09 | 0.05 | 0 | 0 | -0.03 | 0 | -0.1 |  | 0 | 0.33 | 0.3 | 0.23 | 32.09 | 878.038 | 0.47
D | 4002 | 2018-05-24 | 5 | OFF | 20.61 | 10.3 | 0.33 | 0.09 | 0.05 | 0 | 0 | -0.02 | -0.02 | -0.1 |  | 0 | 0.33 | 0.3 | 0.23 | 32.1 | 907.327 | 0.47
D | 4002 | 2018-05-24 | 6 | OFF | 20.41 | 10.3 | 0.33 | 0.09 | 0.1 | 0 | 0 | 0.02 | -0.01 | -0.1 |  | 0 | 0.33 | 0.3 | 0.23 | 32 | 993.798 | 0.52
D | 4002 | 2018-05-24 | 7 | OFF | 20.34 | 10.3 | 0.33 | 0.09 | 0.13 | 0 | 0 | 0 | -0.1 | -0.1 |  | 0 | 0.33 | 0.3 | 0.23 | 31.85 | 1152.877 | 0.55
D | 4002 | 2018-05-24 | 8 | ON | 37.62 | 10.3 | 0.33 | 0.09 | 0.28 | 0.31 | 0.53 | -0.08 | -0.12 | -0.1 |  | 0.01 | 0.33 | 0.3 | 0.23 | 50.03 | 1254.299 | 1.55
D | 4002 | 2018-05-24 | 9 | ON | 40.02 | 10.3 | 0.33 | 0.09 | 0.2 | 0.3 | 0.14 | -0.08 | -0.13 | -0.1 |  | 0.01 | 0.33 | 0.3 | 0.23 | 51.94 | 1291.701 | 1.07
D | 4002 | 2018-05-24 | 10 | ON | 46.69 | 10.3 | 0.33 | 0.09 | 0.23 | 0.3 | 1.21 | 0.05 | -0.17 | -0.1 |  | 0.01 | 0.33 | 0.3 | 0.23 | 59.8 | 1311.478 | 2.17
D | 4002 | 2018-05-24 | 11 | ON | 20.98 | 10.3 | 0.33 | 0.09 | 0.11 | 0.3 | 0.1 | -0.03 | -0.11 | -0.1 |  | 0.01 | 0.33 | 0.3 | 0.23 | 32.84 | 1331.783 | 0.94
D | 4002 | 2018-05-24 | 12 | ON | 19.19 | 10.3 | 0.33 | 0.09 | 0.09 | 0.3 | 0 | 0 | -0.14 | -0.1 |  | 0.01 | 0.33 | 0.3 | 0.23 | 30.93 | 1340.673 | 0.82
D | 4002 | 2018-05-24 | 13 | ON | 20.3 | 10.3 | 0.33 | 0.09 | 0.1 | 0.3 | 0.05 | -0.03 | -0.14 | -0.1 |  | 0.01 | 0.33 | 0.3 | 0.23 | 32.07 | 1336.953 | 0.88
D | 4002 | 2018-05-24 | 14 | ON | 20.7 | 10.3 | 0.33 | 0.09 | 0.09 | 0.29 | 0.08 | -0.01 | -0.15 | -0.1 |  | 0.01 | 0.33 | 0.3 | 0.23 | 32.49 | 1348.92 | 0.89
D | 4002 | 2018-05-24 | 15 | ON | 20.62 | 10.3 | 0.33 | 0.09 | 0.09 | 0.29 | 0.03 | 0 | -0.14 | -0.1 |  | 0.01 | 0.33 | 0.3 | 0.23 | 32.38 | 1351.902 | 0.84
D | 4002 | 2018-05-24 | 16 | ON | 26.26 | 10.3 | 0.33 | 0.09 | 0.1 | 0.29 | 0.06 | -0.05 | -0.13 | -0.1 |  | 0.01 | 0.33 | 0.3 | 0.23 | 38.02 | 1362.219 | 0.88
D | 4002 | 2018-05-24 | 17 | ON | 39.58 | 10.3 | 0.33 | 0.09 | 0.18 | 0.28 | 0.29 | 0 | -0.19 | -0.1 |  | 0.01 | 0.33 | 0.3 | 0.23 | 51.63 | 1374.677 | 1.18
D | 4002 | 2018-05-24 | 18 | ON | 35.89 | 10.3 | 0.33 | 0.09 | 0.15 | 0.28 | 0.01 | -0.02 | -0.18 | -0.1 |  | 0.01 | 0.33 | 0.3 | 0.23 | 47.62 | 1385.167 | 0.87
D | 4002 | 2018-05-24 | 19 | ON | 40.95 | 10.3 | 0.33 | 0.09 | 0.22 | 0.28 | 0.4 | 0.24 | -0.55 | -0.1 |  | 0 | 0.33 | 0.3 | 0.23 | 53.02 | 1384.464 | 1.32
D | 4002 | 2018-05-24 | 20 | ON | 39.73 | 10.3 | 0.33 | 0.09 | 0.17 | 0.28 | 0.14 | -0.02 | -0.19 | -0.1 |  | 0 | 0.33 | 0.3 | 0.23 | 51.59 | 1369.218 | 1.01
D | 4002 | 2018-05-24 | 21 | ON | 31.05 | 10.3 | 0.33 | 0.09 | 0.16 | 0.28 | 0.12 | -0.01 | -0.18 | -0.1 |  | 0 | 0.33 | 0.3 | 0.23 | 42.9 | 1368.557 | 0.98
D | 4002 | 2018-05-24 | 22 | ON | 40.56 | 10.3 | 0.33 | 0.09 | 0.33 | 0.3 | 0.91 | 0.13 | -0.09 | -0.1 |  | 0 | 0.33 | 0.3 | 0.23 | 53.62 | 1292.995 | 1.96
D | 4002 | 2018-05-24 | 23 | ON | 32.09 | 10.3 | 0.33 | 0.09 | 0.56 | 0.33 | 0.5 | -0.04 | -0.34 | -0.1 |  | 0 | 0.33 | 0.3 | 0.23 | 44.58 | 1150.011 | 1.81
D | 4002 | 2018-05-24 | 24 | OFF | 28.03 | 10.3 | 0.33 | 0.09 | 0.25 | 0 | 0.77 | -0.06 | -0.09 | -0.1 |  | 0 | 0.33 | 0.3 | 0.23 | 40.38 | 1026.698 | 1.44
D | 4002 | 2018-05-25 | 1 | OFF | 21.7 | 10.3 | 0.19 | 0.03 | 0.07 | 0 | 0 | 0 | -0.08 | -0.1 |  | 0 | 0.33 | 0.3 | 0.23 | 32.97 | 946.637 | 0.29
D | 4002 | 2018-05-25 | 2 | OFF | 19.53 | 10.3 | 0.19 | 0.03 | 0.05 | 0 | 0 | -0.04 | -0.1 | -0.1 |  | 0 | 0.33 | 0.3 | 0.23 | 30.72 | 904.12 | 0.27
D | 4002 | 2018-05-25 | 3 | OFF | 3.15 | 10.3 | 0.19 | 0.03 | 0.05 | 0 | 0 | 0.02 | -0.05 | -0.1 |  | 0 | 0.33 | 0.3 | 0.23 | 14.45 | 880.596 | 0.27
D | 4002 | 2018-05-25 | 4 | OFF | -16.45 | 10.3 | 0.19 | 0.03 | 0.22 | 0 | 0 | -0.01 | -0.07 | -0.1 |  | 0 | 0.33 | 0.3 | 0.23 | -5.03 | 877.815 | 0.44
D | 4002 | 2018-05-25 | 5 | OFF | 3.8 | 10.3 | 0.19 | 0.03 | 0.16 | 0 | 0 | 0 | 0.02 | -0.1 |  | 0 | 0.33 | 0.3 | 0.23 | 15.26 | 907.022 | 0.38
D | 4002 | 2018-05-25 | 6 | OFF | -7.39 | 10.3 | 0.19 | 0.03 | 0.2 | 0 | 0 | -0.04 | -0.36 | -0.1 |  | 0 | 0.33 | 0.3 | 0.23 | 3.69 | 986.698 | 0.42
D | 4002 | 2018-05-25 | 7 | OFF | -14.11 | 10.3 | 0.19 | 0.03 | 0.63 | 0 | 0 | -0.06 | 0.14 | -0.1 |  | 0 | 0.33 | 0.3 | 0.23 | -2.12 | 1139.564 | 0.85
D | 4002 | 2018-05-25 | 8 | ON | 6.33 | 10.3 | 0.19 | 0.03 | 0.34 | 0.3 | 0 | -0.01 | -0.06 | -0.1 |  | 0.01 | 0.33 | 0.3 | 0.23 | 18.19 | 1253.779 | 0.87
D | 4002 | 2018-05-25 | 9 | ON | 14.6 | 10.3 | 0.19 | 0.03 | 0.12 | 0.29 | 0 | 0.03 | -0.14 | -0.1 |  | 0.01 | 0.33 | 0.3 | 0.23 | 26.19 | 1311.964 | 0.64
D | 4002 | 2018-05-25 | 10 | ON | 16.96 | 10.3 | 0.19 | 0.03 | 0.06 | 0.28 | 0 | -0.01 | -0.16 | -0.1 |  | 0.01 | 0.33 | 0.3 | 0.23 | 28.42 | 1357.638 | 0.57
D | 4002 | 2018-05-25 | 11 | ON | 18.09 | 10.3 | 0.19 | 0.03 | 0.06 | 0.27 | 0 | 0 | -0.2 | -0.1 |  | 0.01 | 0.33 | 0.3 | 0.23 | 29.51 | 1396.479 | 0.56
D | 4002 | 2018-05-25 | 12 | ON | 17.66 | 10.3 | 0.19 | 0.03 | 0.06 | 0.27 | 0 | 0.01 | -0.2 | -0.1 |  | 0.01 | 0.33 | 0.3 | 0.23 | 29.09 | 1433.697 | 0.56
D | 4002 | 2018-05-25 | 13 | ON | 13.82 | 10.3 | 0.19 | 0.03 | 0.14 | 0.26 | 0 | -0.01 | -0.2 | -0.1 |  | 0.01 | 0.33 | 0.3 | 0.23 | 25.3 | 1453.712 | 0.63
D | 4002 | 2018-05-25 | 14 | ON | 16.78 | 10.3 | 0.19 | 0.03 | 0.07 | 0.25 | 0 | 0 | -0.22 | -0.1 |  | 0.01 | 0.33 | 0.3 | 0.23 | 28.17 | 1486.014 | 0.55
D | 4002 | 2018-05-25 | 15 | ON | 17.04 | 10.3 | 0.19 | 0.03 | 0.05 | 0.25 | 0 | -0.05 | -0.21 | -0.1 |  | 0.01 | 0.33 | 0.3 | 0.23 | 28.37 | 1503.474 | 0.53
D | 4002 | 2018-05-25 | 16 | ON | 18.72 | 10.3 | 0.19 | 0.03 | 0.09 | 0.24 | 0 | -0.01 | -0.21 | -0.1 |  | 0.01 | 0.33 | 0.3 | 0.23 | 30.12 | 1515.083 | 0.56
D | 4002 | 2018-05-25 | 17 | ON | 19.15 | 10.3 | 0.19 | 0.03 | 0.11 | 0.24 | 0 | 0 | -0.23 | -0.1 |  | 0.02 | 0.33 | 0.3 | 0.23 | 30.57 | 1512.15 | 0.59
D | 4002 | 2018-05-25 | 18 | ON | 19.62 | 10.3 | 0.19 | 0.03 | 0.05 | 0.25 | 0 | -0.01 | -0.23 | -0.1 |  | 0.02 | 0.33 | 0.3 | 0.23 | 30.98 | 1500.063 | 0.54
D | 4002 | 2018-05-25 | 19 | ON | 19.86 | 10.3 | 0.19 | 0.03 | 0.04 | 0.25 | 0 | -0.02 | -0.18 | -0.1 |  | 0 | 0.33 | 0.3 | 0.23 | 31.23 | 1477.835 | 0.51
D | 4002 | 2018-05-25 | 20 | ON | 24.4 | 10.3 | 0.19 | 0.03 | 0.08 | 0.25 | 0.08 | -0.02 | -0.2 | -0.1 |  | 0 | 0.33 | 0.3 | 0.23 | 35.87 | 1453.004 | 0.63
D | 4002 | 2018-05-25 | 21 | ON | 26.49 | 10.3 | 0.19 | 0.03 | 0.07 | 0.26 | 0.14 | -0.02 | -0.21 | -0.1 |  | 0 | 0.33 | 0.3 | 0.23 | 38.01 | 1451.548 | 0.69
D | 4002 | 2018-05-25 | 22 | ON | 24.43 | 10.3 | 0.19 | 0.03 | 0.11 | 0.27 | 0.03 | -0.03 | -0.18 | -0.1 |  | 0 | 0.33 | 0.3 | 0.23 | 35.91 | 1384.944 | 0.63
D | 4002 | 2018-05-25 | 23 | ON | 38.45 | 10.3 | 0.19 | 0.03 | 0.43 | 0.29 | 0.21 | -0.05 | 0.04 | -0.1 |  | 0 | 0.33 | 0.3 | 0.23 | 50.65 | 1265.447 | 1.15
D | 4002 | 2018-05-25 | 24 | OFF | 21.87 | 10.3 | 0.19 | 0.03 | 0.12 | 0 | 0 | -0.03 | -0.16 | -0.1 |  | 0 | 0.33 | 0.3 | 0.23 | 33.08 | 1134.796 | 0.34
D | 4002 | 2018-05-26 | 1 | OFF | 26.25 | 10.3 | 1.11 | 0.11 | 0.07 | 0 | 0.22 | -0.08 | -0.17 | -0.1 |  | 0 | 0.33 | 0.3 | 0.23 | 38.57 | 1041.664 | 1.51
D | 4002 | 2018-05-26 | 2 | OFF | 24.89 | 10.3 | 1.11 | 0.11 | 0.06 | 0 | 0.21 | -0.01 | -0.01 | -0.1 |  | 0 | 0.33 | 0.3 | 0.23 | 37.42 | 980.647 | 1.49
D | 4002 | 2018-05-26 | 3 | OFF | 23.49 | 10.3 | 1.11 | 0.11 | 0.06 | 0 | 0.15 | -0.06 | -0.06 | -0.1 |  | 0 | 0.33 | 0.3 | 0.23 | 35.86 | 943.863 | 1.43
D | 4002 | 2018-05-26 | 4 | OFF | 25.82 | 10.3 | 1.11 | 0.11 | 0.12 | 0 | 0 | -0.03 | -0.04 | -0.1 |  | 0 | 0.33 | 0.3 | 0.23 | 38.15 | 922.996 | 1.34
D | 4002 | 2018-05-26 | 5 | OFF | 24.79 | 10.3 | 1.11 | 0.11 | 0.08 | 0 | 0 | -0.06 | -0.04 | -0.1 |  | 0 | 0.33 | 0.3 | 0.23 | 37.05 | 922.806 | 1.3
D | 4002 | 2018-05-26 | 6 | OFF | 35.39 | 10.3 | 1.11 | 0.11 | 0.17 | 0 | 0 | -0.04 | -0.05 | -0.1 |  | 0 | 0.33 | 0.3 | 0.23 | 47.75 | 941.846 | 1.39
D | 4002 | 2018-05-26 | 7 | OFF | 23.54 | 10.3 | 1.11 | 0.11 | 0.18 | 0 | 0 | 0.02 | -0.03 | -0.1 |  | 0 | 0.33 | 0.3 | 0.23 | 35.99 | 1003.326 | 1.4
D | 4002 | 2018-05-26 | 8 | OFF | 21.2 | 10.3 | 1.11 | 0.11 | 0.16 | 0 | 0 | 0.02 | -0.01 | -0.1 |  | 0 | 0.33 | 0.3 | 0.23 | 33.65 | 1110.895 | 1.38
D | 4002 | 2018-05-26 | 9 | OFF | 18.54 | 10.3 | 1.11 | 0.11 | 0.09 | 0 | 0 | 0.04 | -0.05 | -0.1 |  | 0 | 0.33 | 0.3 | 0.23 | 30.9 | 1231.986 | 1.31
D | 4002 | 2018-05-26 | 10 | OFF | 24.51 | 10.3 | 1.11 | 0.11 | 0.08 | 0 | 0.04 | -0.04 | -0.01 | -0.1 |  | 0 | 0.33 | 0.3 | 0.23 | 36.86 | 1322.843 | 1.34
D | 4002 | 2018-05-26 | 11 | OFF | 34.07 | 10.3 | 1.11 | 0.11 | 0.1 | 0 | 0.03 | -0.01 | -0.08 | -0.1 |  | 0 | 0.33 | 0.3 | 0.23 | 46.39 | 1386.199 | 1.35
D | 4002 | 2018-05-26 | 12 | OFF | 39.26 | 10.3 | 1.11 | 0.11 | 0.15 | 0 | 0.02 | -0.04 | -0.1 | -0.1 |  | 0 | 0.33 | 0.3 | 0.23 | 51.57 | 1411.066 | 1.39
D | 4002 | 2018-05-26 | 13 | OFF | 35.67 | 10.3 | 1.11 | 0.11 | 0.15 | 0 | 0.05 | 0.05 | -0.13 | -0.1 |  | 0 | 0.33 | 0.3 | 0.23 | 48.07 | 1436.025 | 1.42
D | 4002 | 2018-05-26 | 14 | OFF | 33.54 | 10.3 | 1.11 | 0.11 | 0.1 | 0 | 0.03 | -0.05 | -0.11 | -0.1 |  | 0 | 0.33 | 0.3 | 0.23 | 45.79 | 1444.049 | 1.35
D | 4002 | 2018-05-26 | 15 | OFF | 40.04 | 10.3 | 1.11 | 0.11 | 0.16 | 0 | 0.07 | -0.03 | -0.09 | -0.1 |  | 0 | 0.33 | 0.3 | 0.23 | 52.43 | 1452.302 | 1.45
D | 4002 | 2018-05-26 | 16 | OFF | 36.97 | 10.3 | 1.11 | 0.11 | 0.13 | 0 | 0.13 | 0 | -0.09 | -0.1 |  | 0 | 0.33 | 0.3 | 0.23 | 49.42 | 1459.757 | 1.48
D | 4002 | 2018-05-26 | 17 | OFF | 71.2 | 10.3 | 1.11 | 0.11 | 0.29 | 0 | 4.9 | 0.07 | -0.04 | -0.1 |  | 0 | 0.33 | 0.3 | 0.23 | 88.7 | 1472.312 | 6.41
D | 4002 | 2018-05-26 | 18 | OFF | 59.89 | 10.3 | 1.11 | 0.11 | 0.24 | 0 | 3.9 | -0.05 | -0.05 | -0.1 |  | 0 | 0.33 | 0.3 | 0.23 | 76.21 | 1474.122 | 5.36
D | 4002 | 2018-05-26 | 19 | OFF | 55.01 | 10.3 | 1.11 | 0.11 | 0.22 | 0 | 1.49 | -0.01 | -0.03 | -0.1 |  | 0 | 0.33 | 0.3 | 0.23 | 68.96 | 1436.098 | 2.93
D | 4002 | 2018-05-26 | 20 | OFF | 37.75 | 10.3 | 1.11 | 0.11 | 0.17 | 0 | 0.28 | 0.03 | -0.09 | -0.1 |  | 0 | 0.33 | 0.3 | 0.23 | 50.42 | 1390.494 | 1.67
D | 4002 | 2018-05-26 | 21 | OFF | 28.22 | 10.3 | 1.11 | 0.11 | 0.07 | 0 | 0.02 | -0.03 | -0.12 | -0.1 |  | 0 | 0.33 | 0.3 | 0.23 | 40.44 | 1379.982 | 1.31
D | 4002 | 2018-05-26 | 22 | OFF | 39.93 | 10.3 | 1.11 | 0.11 | 0.34 | 0 | 0.42 | -0.05 | -0.05 | -0.1 |  | 0 | 0.33 | 0.3 | 0.23 | 52.87 | 1317.406 | 1.98
D | 4002 | 2018-05-26 | 23 | OFF | 37.37 | 10.3 | 1.11 | 0.11 | 0.38 | 0 | 0.07 | -0.04 | -0.06 | -0.1 |  | 0 | 0.33 | 0.3 | 0.23 | 50 | 1204.924 | 1.67
D | 4002 | 2018-05-26 | 24 | OFF | 30.55 | 10.3 | 1.11 | 0.11 | 0.24 | 0 | 0.35 | -0.01 | 0.02 | -0.1 |  | 0 | 0.33 | 0.3 | 0.23 | 43.43 | 1091.021 | 1.81
D | 4002 | 2018-05-27 | 1 | OFF | 81.42 | 10.3 | 0.91 | 0.09 | 0.5 | 0 | 1.77 | -0.24 | -0.57 | -0.1 |  | 0 | 0.33 | 0.3 | 0.23 | 94.94 | 1010.655 | 3.27
D | 4002 | 2018-05-27 | 2 | OFF | 42.78 | 10.3 | 0.91 | 0.09 | 0.28 | 0 | 0.6 | -0.01 | 0.17 | -0.1 |  | 0 | 0.33 | 0.3 | 0.23 | 55.88 | 954.025 | 1.88
D | 4002 | 2018-05-27 | 3 | OFF | 39.37 | 10.3 | 0.91 | 0.09 | 0.27 | 0 | 0.29 | 0.01 | -0.07 | -0.1 |  | 0 | 0.33 | 0.3 | 0.23 | 51.93 | 911.995 | 1.56
D | 4002 | 2018-05-27 | 4 | OFF | 34.2 | 10.3 | 0.91 | 0.09 | 0.24 | 0 | 0.04 | -0.02 | 0.05 | -0.1 |  | 0 | 0.33 | 0.3 | 0.23 | 46.57 | 881.986 | 1.28
D | 4002 | 2018-05-27 | 5 | OFF | 41.49 | 10.3 | 0.91 | 0.09 | 0.16 | 0 | 0 | -0.04 | 0.04 | -0.1 |  | 0 | 0.33 | 0.3 | 0.23 | 53.71 | 873.619 | 1.16
D | 4002 | 2018-05-27 | 6 | OFF | 34.39 | 10.3 | 0.91 | 0.09 | 0.41 | 0 | 0 | -0.05 | 0 | -0.1 |  | 0 | 0.33 | 0.3 | 0.23 | 46.81 | 881.711 | 1.41
D | 4002 | 2018-05-27 | 7 | OFF | 32.41 | 10.3 | 0.91 | 0.09 | 0.36 | 0 | 0 | -0.02 | 0.03 | -0.1 |  | 0 | 0.33 | 0.3 | 0.23 | 44.84 | 921.162 | 1.36
D | 4002 | 2018-05-27 | 8 | OFF | 28.32 | 10.3 | 0.91 | 0.09 | 0.21 | 0 | 0 | -0.05 | -0.03 | -0.1 |  | 0 | 0.33 | 0.3 | 0.23 | 40.51 | 994.013 | 1.21
D | 4002 | 2018-05-27 | 9 | OFF | 23.39 | 10.3 | 0.91 | 0.09 | 0.13 | 0 | 0.05 | -0.01 | -0.07 | -0.1 |  | 0 | 0.33 | 0.3 | 0.23 | 35.55 | 1085.892 | 1.18
D | 4002 | 2018-05-27 | 10 | OFF | 35.86 | 10.3 | 0.91 | 0.09 | 0.11 | 0 | 0.01 | 0 | -0.07 | -0.1 |  | 0 | 0.33 | 0.3 | 0.23 | 47.97 | 1147.194 | 1.12
D | 4002 | 2018-05-27 | 11 | OFF | 52.89 | 10.3 | 0.91 | 0.09 | 0.23 | 0 | 1.45 | -0.06 | -0.08 | -0.1 |  | 0 | 0.33 | 0.3 | 0.23 | 66.49 | 1174.147 | 2.68
D | 4002 | 2018-05-27 | 12 | OFF | 41.62 | 10.3 | 0.91 | 0.09 | 0.26 | 0 | 0.96 | -0.03 | -0.09 | -0.1 |  | 0 | 0.33 | 0.3 | 0.23 | 54.78 | 1181.264 | 2.22
D | 4002 | 2018-05-27 | 13 | OFF | 25.67 | 10.3 | 0.91 | 0.09 | 0.29 | 0 | 0.09 | -0.02 | -0.08 | -0.1 |  | 0 | 0.33 | 0.3 | 0.23 | 38.01 | 1175.86 | 1.38
D | 4002 | 2018-05-27 | 14 | OFF | 38.96 | 10.3 | 0.91 | 0.09 | 0.29 | 0 | 0.52 | -0.02 | -0.04 | -0.1 |  | 0 | 0.33 | 0.3 | 0.23 | 51.77 | 1155.305 | 1.81
D | 4002 | 2018-05-27 | 15 | OFF | 29.48 | 10.3 | 0.91 | 0.09 | 0.27 | 0 | 0.72 | 0.01 | -0.09 | -0.1 |  | 0 | 0.33 | 0.3 | 0.23 | 42.45 | 1139.175 | 1.99
D | 4002 | 2018-05-27 | 16 | OFF | 27.87 | 10.3 | 0.91 | 0.09 | 0.36 | 0 | 0.07 | 0 | -0.08 | -0.1 |  | 0 | 0.33 | 0.3 | 0.23 | 40.28 | 1132.303 | 1.43
D | 4002 | 2018-05-27 | 17 | OFF | 20.97 | 10.3 | 0.91 | 0.09 | 0.3 | 0 | 0.07 | -0.03 | -0.11 | -0.1 |  | 0 | 0.33 | 0.3 | 0.23 | 33.26 | 1144.156 | 1.37
D | 4002 | 2018-05-27 | 18 | OFF | 22.66 | 10.3 | 0.91 | 0.09 | 0.33 | 0 | 0.21 | -0.02 | -0.06 | -0.1 |  | 0 | 0.33 | 0.3 | 0.23 | 35.18 | 1169.691 | 1.54
D | 4002 | 2018-05-27 | 19 | OFF | 22.43 | 10.3 | 0.91 | 0.09 | 0.34 | 0 | 0.43 | -0.03 | -0.07 | -0.1 |  | 0 | 0.33 | 0.3 | 0.23 | 35.16 | 1175.169 | 1.77
D | 4002 | 2018-05-27 | 20 | OFF | 30.78 | 10.3 | 0.91 | 0.09 | 0.34 | 0 | 1.06 | -0.05 | -0.05 | -0.1 |  | 0 | 0.33 | 0.3 | 0.23 | 44.14 | 1168.732 | 2.4
D | 4002 | 2018-05-27 | 21 | OFF | 21.12 | 10.3 | 0.91 | 0.09 | 0.33 | 0 | 0.37 | -0.02 | -0.06 | -0.1 |  | 0 | 0.33 | 0.3 | 0.23 | 33.8 | 1162.999 | 1.7
D | 4002 | 2018-05-27 | 22 | OFF | 19.35 | 10.3 | 0.91 | 0.09 | 0.27 | 0 | 0.22 | -0.09 | -0.04 | -0.1 |  | 0 | 0.33 | 0.3 | 0.23 | 31.77 | 1107.777 | 1.49
D | 4002 | 2018-05-27 | 23 | OFF | 15.37 | 10.3 | 0.91 | 0.09 | 0.12 | 0 | 0 | -0.08 | -0.03 | -0.1 |  | 0 | 0.33 | 0.3 | 0.23 | 27.44 | 1018.824 | 1.12
D | 4002 | 2018-05-27 | 24 | OFF | 14.88 | 10.3 | 0.91 | 0.09 | 0.08 | 0 | 0 | -0.04 | -0.02 | -0.1 |  | 0 | 0.33 | 0.3 | 0.23 | 26.96 | 933.894 | 1.08
D | 4002 | 2018-05-28 | 1 | OFF | 15.27 | 10.3 | 0.4 | 0.03 | 0.04 | 0 | 0 | -0.1 | 0.04 | -0.1 |  | 0 | 0.33 | 0.3 | 0.23 | 26.74 | 866.27 | 0.47
D | 4002 | 2018-05-28 | 2 | OFF | 15.67 | 10.3 | 0.4 | 0.03 | 0.08 | 0 | 0 | -0.03 | -0.01 | -0.1 |  | 0 | 0.33 | 0.3 | 0.23 | 27.2 | 827.84 | 0.51
D | 4002 | 2018-05-28 | 3 | OFF | 14.7 | 10.3 | 0.4 | 0.03 | 0.1 | 0 | 0 | -0.04 | 0 | -0.1 |  | 0 | 0.33 | 0.3 | 0.23 | 26.25 | 808.055 | 0.53
D | 4002 | 2018-05-28 | 4 | OFF | 17.36 | 10.3 | 0.4 | 0.03 | 0.07 | 0 | 0 | -0.03 | 0 | -0.1 |  | 0 | 0.33 | 0.3 | 0.23 | 28.89 | 803.46 | 0.5
D | 4002 | 2018-05-28 | 5 | OFF | 14.99 | 10.3 | 0.4 | 0.03 | 0.05 | 0 | 0 | 0 | 0.01 | -0.1 |  | 0 | 0.33 | 0.3 | 0.23 | 26.54 | 815.264 | 0.48
D | 4002 | 2018-05-28 | 6 | OFF | 22.78 | 10.3 | 0.4 | 0.03 | 0.09 | 0 | 0 | 0.1 | 0.03 | -0.1 |  | 0 | 0.33 | 0.3 | 0.23 | 34.49 | 842.698 | 0.52
D | 4002 | 2018-05-28 | 7 | OFF | 28.63 | 10.3 | 0.4 | 0.03 | 0.5 | 0 | 0 | 0.06 | 0.1 | -0.1 |  | 0 | 0.33 | 0.3 | 0.23 | 40.78 | 894.77 | 0.93
D | 4002 | 2018-05-28 | 8 | OFF | 22.88 | 10.3 | 0.4 | 0.03 | 0.26 | 0 | 0 | 0.03 | 0.06 | -0.1 |  | 0 | 0.33 | 0.3 | 0.23 | 34.72 | 976.464 | 0.69
D | 4002 | 2018-05-28 | 9 | OFF | 44.76 | 10.3 | 0.4 | 0.03 | 0.33 | 0 | 0.21 | 0 | -0.03 | -0.1 |  | 0 | 0.33 | 0.3 | 0.23 | 56.76 | 1078.858 | 0.97
D | 4002 | 2018-05-28 | 10 | OFF | 23.15 | 10.3 | 0.4 | 0.03 | 0.16 | 0 | 0.01 | 0.05 | -0.13 | -0.1 |  | 0 | 0.33 | 0.3 | 0.23 | 34.73 | 1155.925 | 0.6
D | 4002 | 2018-05-28 | 11 | OFF | 18.83 | 10.3 | 0.4 | 0.03 | 0.19 | 0 | 0.11 | 0.04 | -0.09 | -0.1 |  | 0 | 0.33 | 0.3 | 0.23 | 30.57 | 1189.844 | 0.73
D | 4002 | 2018-05-28 | 12 | OFF | 31.67 | 10.3 | 0.4 | 0.03 | 0.32 | 0 | 0.6 | 0.11 | -0.1 | -0.1 |  | 0 | 0.33 | 0.3 | 0.23 | 44.09 | 1197.252 | 1.35
D | 4002 | 2018-05-28 | 13 | OFF | 19.55 | 10.3 | 0.4 | 0.03 | 0.11 | 0 | 0.15 | 0.07 | -0.07 | -0.1 |  | 0 | 0.33 | 0.3 | 0.23 | 31.3 | 1193.497 | 0.69
D | 4002 | 2018-05-28 | 14 | OFF | 16.36 | 10.3 | 0.4 | 0.03 | 0.06 | 0 | 0 | 0.03 | -0.09 | -0.1 |  | 0 | 0.33 | 0.3 | 0.23 | 27.85 | 1177.444 | 0.49
D | 4002 | 2018-05-28 | 15 | OFF | 16.46 | 10.3 | 0.4 | 0.03 | 0.07 | 0 | 0 | 0.01 | -0.09 | -0.1 |  | 0 | 0.33 | 0.3 | 0.23 | 27.94 | 1161.669 | 0.5
D | 4002 | 2018-05-28 | 16 | OFF | 16.53 | 10.3 | 0.4 | 0.03 | 0.08 | 0 | 0 | -0.02 | -0.11 | -0.1 |  | 0 | 0.33 | 0.3 | 0.23 | 27.97 | 1158.014 | 0.51
D | 4002 | 2018-05-28 | 17 | OFF | 17.64 | 10.3 | 0.4 | 0.03 | 0.1 | 0 | 0.06 | -0.06 | -0.07 | -0.1 |  | 0 | 0.33 | 0.3 | 0.23 | 29.16 | 1182.795 | 0.59
D | 4002 | 2018-05-28 | 18 | OFF | 21.69 | 10.3 | 0.4 | 0.03 | 0.1 | 0 | 0.17 | -0.02 | -0.11 | -0.1 |  | 0 | 0.33 | 0.3 | 0.23 | 33.32 | 1222.488 | 0.7
D | 4002 | 2018-05-28 | 19 | OFF | 23.75 | 10.3 | 0.4 | 0.03 | 0.1 | 0 | 0.21 | -0.03 | -0.09 | -0.1 |  | 0 | 0.33 | 0.3 | 0.23 | 35.43 | 1239.598 | 0.74
D | 4002 | 2018-05-28 | 20 | OFF | 22.7 | 10.3 | 0.4 | 0.03 | 0.08 | 0 | 0 | -0.01 | -0.1 | -0.1 |  | 0 | 0.33 | 0.3 | 0.23 | 34.16 | 1244.689 | 0.51
D | 4002 | 2018-05-28 | 21 | OFF | 24.39 | 10.3 | 0.4 | 0.03 | 0.08 | 0 | 0 | -0.06 | -0.12 | -0.1 |  | 0 | 0.33 | 0.3 | 0.23 | 35.78 | 1251.578 | 0.51
D | 4002 | 2018-05-28 | 22 | OFF | 25.29 | 10.3 | 0.4 | 0.03 | 0.34 | 0 | 0.37 | -0.03 | 0.06 | -0.1 |  | 0 | 0.33 | 0.3 | 0.23 | 37.52 | 1176.894 | 1.14
D | 4002 | 2018-05-28 | 23 | OFF | 16.5 | 10.3 | 0.4 | 0.03 | 0.11 | 0 | 0 | -0.05 | -0.05 | -0.1 |  | 0 | 0.33 | 0.3 | 0.23 | 28 | 1052.585 | 0.54
D | 4002 | 2018-05-28 | 24 | OFF | 17.22 | 10.3 | 0.4 | 0.03 | 0.1 | 0 | 0.13 | -0.06 | 0 | -0.1 |  | 0 | 0.33 | 0.3 | 0.23 | 28.88 | 952.693 | 0.66
D | 4002 | 2018-05-29 | 1 | OFF | 19.37 | 10.3 | 0.42 | 0.7 | 0.07 | 0 | 0 | -0.1 | 0.02 | -0.1 |  | 0 | 0.33 | 0.3 | 0.23 | 31.54 | 888.48 | 1.19
D | 4002 | 2018-05-29 | 2 | OFF | 17.08 | 10.3 | 0.42 | 0.7 | 0.07 | 0 | 0 | -0.11 | -0.08 | -0.1 |  | 0 | 0.33 | 0.3 | 0.23 | 29.14 | 856.681 | 1.19
D | 4002 | 2018-05-29 | 3 | OFF | -4.06 | 10.3 | 0.42 | 0.7 | 0.1 | 0 | 0 | 0.03 | -0.06 | -0.1 |  | 0 | 0.33 | 0.3 | 0.23 | 8.19 | 842.462 | 1.22
D | 4002 | 2018-05-29 | 4 | OFF | 5.66 | 10.3 | 0.42 | 0.7 | 0.19 | 0 | 0 | 0 | -0.06 | -0.1 |  | 0 | 0.33 | 0.3 | 0.23 | 17.97 | 848.528 | 1.31
D | 4002 | 2018-05-29 | 5 | OFF | 18.51 | 10.3 | 0.42 | 0.7 | 0.07 | 0 | 0 | -0.01 | -0.02 | -0.1 |  | 0 | 0.33 | 0.3 | 0.23 | 30.73 | 885.461 | 1.19
D | 4002 | 2018-05-29 | 6 | OFF | 17.46 | 10.3 | 0.42 | 0.7 | 0.11 | 0 | 0 | -0.04 | -0.08 | -0.1 |  | 0 | 0.33 | 0.3 | 0.23 | 29.63 | 980.282 | 1.23
D | 4002 | 2018-05-29 | 7 | OFF | 21.78 | 10.3 | 0.42 | 0.7 | 0.22 | 0 | 0.44 | -0.01 | 0.18 | -0.1 |  | 0 | 0.33 | 0.3 | 0.23 | 34.79 | 1150.145 | 1.78
D | 4002 | 2018-05-29 | 8 | ON | 22.11 | 10.3 | 0.42 | 0.7 | 0.19 | 0.41 | 0.36 | 0.04 | -0.15 | -0.1 |  | 0.01 | 0.33 | 0.3 | 0.23 | 35.15 | 1268.472 | 2.09
D | 4002 | 2018-05-29 | 9 | ON | 19.35 | 10.3 | 0.42 | 0.7 | 0.11 | 0.4 | 0.09 | -0.01 | -0.07 | -0.1 |  | 0.01 | 0.33 | 0.3 | 0.23 | 32.06 | 1328.251 | 1.73
D | 4002 | 2018-05-29 | 10 | ON | 17.64 | 10.3 | 0.42 | 0.7 | 0.11 | 0.38 | 0 | -0.03 | -0.09 | -0.1 |  | 0.01 | 0.33 | 0.3 | 0.23 | 30.2 | 1378.919 | 1.62
D | 4002 | 2018-05-29 | 11 | ON | 18.5 | 10.3 | 0.42 | 0.7 | 0.16 | 0.37 | 0 | 0 | -0.1 | -0.1 |  | 0.02 | 0.33 | 0.3 | 0.23 | 31.13 | 1432.673 | 1.67
D | 4002 | 2018-05-29 | 12 | ON | 20.19 | 10.3 | 0.42 | 0.7 | 0.08 | 0.36 | 0 | -0.03 | -0.14 | -0.1 |  | 0.02 | 0.33 | 0.3 | 0.23 | 32.66 | 1481.193 | 1.58
D | 4002 | 2018-05-29 | 13 | ON | 25.53 | 10.3 | 0.42 | 0.7 | 0.06 | 0.35 | 0.04 | -0.07 | -0.12 | -0.1 |  | 0.02 | 0.33 | 0.3 | 0.23 | 37.99 | 1501.853 | 1.59
D | 4002 | 2018-05-29 | 14 | ON | 39.88 | 10.3 | 0.42 | 0.7 | 0.1 | 0.33 | 0.37 | -0.01 | -0.14 | -0.1 |  | 0.02 | 0.33 | 0.3 | 0.23 | 52.73 | 1532.497 | 1.94
D | 4002 | 2018-05-29 | 15 | ON | 38.29 | 10.3 | 0.42 | 0.7 | 0.16 | 0.32 | 0.39 | 0.01 | -0.18 | -0.1 |  | 0.03 | 0.33 | 0.3 | 0.23 | 51.2 | 1550.779 | 2.02
D | 4002 | 2018-05-29 | 16 | ON | 43.8 | 10.3 | 0.42 | 0.7 | 0.17 | 0.32 | 0.24 | -0.02 | -0.11 | -0.1 |  | 0.04 | 0.33 | 0.3 | 0.23 | 56.62 | 1572.934 | 1.89
D | 4002 | 2018-05-29 | 17 | ON | 44.78 | 10.3 | 0.42 | 0.7 | 0.14 | 0.31 | 0.43 | -0.11 | -0.16 | -0.1 |  | 0.04 | 0.33 | 0.3 | 0.23 | 57.61 | 1597.812 | 2.04
D | 4002 | 2018-05-29 | 18 | ON | 50.97 | 10.3 | 0.42 | 0.7 | 0.09 | 0.31 | 0.77 | -0.05 | -0.19 | -0.1 |  | 0.04 | 0.33 | 0.3 | 0.23 | 64.12 | 1611.234 | 2.33
D | 4002 | 2018-05-29 | 19 | ON | 56.99 | 10.3 | 0.42 | 0.7 | 0.33 | 0.31 | 1.27 | 0 | -0.19 | -0.1 |  | 0 | 0.33 | 0.3 | 0.23 | 70.89 | 1607.677 | 3.03
D | 4002 | 2018-05-29 | 20 | ON | 56.86 | 10.3 | 0.42 | 0.7 | 0.39 | 0.31 | 1.17 | -0.05 | -0.18 | -0.1 |  | 0 | 0.33 | 0.3 | 0.23 | 70.68 | 1569.932 | 2.99
D | 4002 | 2018-05-29 | 21 | ON | 53.81 | 10.3 | 0.42 | 0.7 | 0.33 | 0.32 | 0.82 | -0.09 | -0.19 | -0.1 |  | 0 | 0.33 | 0.3 | 0.23 | 67.18 | 1526.608 | 2.59
D | 4002 | 2018-05-29 | 22 | ON | 48 | 10.3 | 0.42 | 0.7 | 0.41 | 0.32 | 1.06 | -0.03 | -0.01 | -0.1 |  | 0 | 0.33 | 0.3 | 0.23 | 61.93 | 1417.547 | 2.91
D | 4002 | 2018-05-29 | 23 | ON | 38.87 | 10.3 | 0.42 | 0.7 | 0.41 | 0.38 | 0.98 | -0.12 | -0.34 | -0.1 |  | 0 | 0.33 | 0.3 | 0.23 | 52.36 | 1247.489 | 2.89
D | 4002 | 2018-05-29 | 24 | OFF | 30.09 | 10.3 | 0.42 | 0.7 | 0.14 | 0 | 0.67 | -0.11 | -0.08 | -0.1 |  | 0 | 0.33 | 0.3 | 0.23 | 42.89 | 1109.81 | 1.93
D | 4002 | 2018-05-30 | 1 | OFF | 55.72 | 10.3 | 0.81 | 0.83 | 0.24 | 0 | 2.53 | -0.05 | -0.28 | -0.1 |  | 0 | 0.33 | 0.3 | 0.23 | 70.86 | 1013.814 | 4.41
D | 4002 | 2018-05-30 | 2 | OFF | 70.56 | 10.3 | 0.81 | 0.83 | 0.28 | 0 | 2.46 | -0.19 | 0.22 | -0.1 |  | 0 | 0.33 | 0.3 | 0.23 | 86.03 | 958.97 | 4.38
D | 4002 | 2018-05-30 | 3 | OFF | 57.17 | 10.3 | 0.81 | 0.83 | 0.31 | 0 | 1.51 | -0.08 | 0.2 | -0.1 |  | 0 | 0.33 | 0.3 | 0.23 | 71.81 | 927.838 | 3.46
D | 4002 | 2018-05-30 | 4 | OFF | 70.71 | 10.3 | 0.81 | 0.83 | 0.51 | 0 | 0 | -0.02 | 0.2 | -0.1 |  | 0 | 0.33 | 0.3 | 0.23 | 84.1 | 916.398 | 2.15
D | 4002 | 2018-05-30 | 5 | OFF | 53.56 | 10.3 | 0.81 | 0.83 | 0.23 | 0 | 0 | -0.08 | 0.19 | -0.1 |  | 0 | 0.33 | 0.3 | 0.23 | 66.6 | 941.826 | 1.87
D | 4002 | 2018-05-30 | 6 | OFF | 57.95 | 10.3 | 0.81 | 0.83 | 0.62 | 0 | 0 | 0.28 | 0.29 | -0.1 |  | 0 | 0.33 | 0.3 | 0.23 | 71.84 | 1020.659 | 2.26
D | 4002 | 2018-05-30 | 7 | OFF | 70.04 | 10.3 | 0.81 | 0.83 | 0.41 | 0 | 0.04 | 0.3 | -0.18 | -0.1 |  | 0 | 0.33 | 0.3 | 0.23 | 83.31 | 1176.093 | 2.09
D | 4002 | 2018-05-30 | 8 | ON | 46.08 | 10.3 | 0.81 | 0.83 | 0.46 | 0.39 | 0 | -0.11 | -0.11 | -0.1 |  | 0.03 | 0.33 | 0.3 | 0.23 | 59.44 | 1280.931 | 2.52
D | 4002 | 2018-05-30 | 9 | ON | 41.27 | 10.3 | 0.81 | 0.83 | 0.26 | 0.37 | 0.21 | -0.06 | -0.09 | -0.1 |  | 0.03 | 0.33 | 0.3 | 0.23 | 54.69 | 1330.744 | 2.51
D | 4002 | 2018-05-30 | 10 | ON | 39.88 | 10.3 | 0.81 | 0.83 | 0.16 | 0.37 | 0.28 | -0.04 | -0.08 | -0.1 |  | 0.02 | 0.33 | 0.3 | 0.23 | 53.29 | 1363.383 | 2.47
D | 4002 | 2018-05-30 | 11 | ON | 36.16 | 10.3 | 0.81 | 0.83 | 0.12 | 0.36 | 0.1 | -0.13 | -0.08 | -0.1 |  | 0.02 | 0.33 | 0.3 | 0.23 | 49.25 | 1396.159 | 2.24
D | 4002 | 2018-05-30 | 12 | ON | 38.98 | 10.3 | 0.81 | 0.83 | 0.16 | 0.35 | 0.01 | -0.05 | -0.12 | -0.1 |  | 0.02 | 0.33 | 0.3 | 0.23 | 52.05 | 1416.908 | 2.18
D | 4002 | 2018-05-30 | 13 | ON | 40.22 | 10.3 | 0.81 | 0.83 | 0.16 | 0.34 | 0.03 | -0.08 | -0.11 | -0.1 |  | 0.02 | 0.33 | 0.3 | 0.23 | 53.28 | 1425.737 | 2.19
D | 4002 | 2018-05-30 | 14 | ON | 41.78 | 10.3 | 0.81 | 0.83 | 0.17 | 0.34 | 0.09 | -0.11 | -0.12 | -0.1 |  | 0.02 | 0.33 | 0.3 | 0.23 | 54.87 | 1441.768 | 2.26
D | 4002 | 2018-05-30 | 15 | ON | 39.49 | 10.3 | 0.81 | 0.83 | 0.18 | 0.34 | 0.03 | -0.03 | -0.13 | -0.1 |  | 0.02 | 0.33 | 0.3 | 0.23 | 52.6 | 1453.557 | 2.21
D | 4002 | 2018-05-30 | 16 | ON | 43.97 | 10.3 | 0.81 | 0.83 | 0.2 | 0.33 | 0 | 0 | -0.16 | -0.1 |  | 0.01 | 0.33 | 0.3 | 0.23 | 57.05 | 1471.938 | 2.18
D | 4002 | 2018-05-30 | 17 | ON | 48.13 | 10.3 | 0.81 | 0.83 | 0.17 | 0.32 | 0.08 | -0.05 | -0.13 | -0.1 |  | 0.02 | 0.33 | 0.3 | 0.23 | 61.24 | 1490.135 | 2.23
D | 4002 | 2018-05-30 | 18 | ON | 59.83 | 10.3 | 0.81 | 0.83 | 0.31 | 0.32 | 0.5 | -0.02 | -0.18 | -0.1 |  | 0.04 | 0.33 | 0.3 | 0.23 | 73.5 | 1494.584 | 2.81
D | 4002 | 2018-05-30 | 19 | ON | 49.9 | 10.3 | 0.81 | 0.83 | 0.27 | 0.33 | 0.11 | -0.01 | -0.11 | -0.1 |  | 0 | 0.33 | 0.3 | 0.23 | 63.19 | 1475.205 | 2.35
D | 4002 | 2018-05-30 | 20 | ON | 33.77 | 10.3 | 0.81 | 0.83 | 0.18 | 0.35 | 0.16 | 0.07 | -0.05 | -0.1 |  | 0 | 0.33 | 0.3 | 0.23 | 47.18 | 1441.445 | 2.33
D | 4002 | 2018-05-30 | 21 | ON | 33.03 | 10.3 | 0.81 | 0.83 | 0.24 | 0.35 | 0.23 | 0.03 | -0.12 | -0.1 |  | 0 | 0.33 | 0.3 | 0.23 | 46.46 | 1429.036 | 2.46
D | 4002 | 2018-05-30 | 22 | ON | 53.8 | 10.3 | 0.81 | 0.83 | 0.4 | 0.37 | 1.48 | 0.03 | -0.07 | -0.1 |  | 0 | 0.33 | 0.3 | 0.23 | 68.71 | 1343.928 | 3.89
D | 4002 | 2018-05-30 | 23 | ON | 56.28 | 10.3 | 0.81 | 0.83 | 0.74 | 0.41 | 2.15 | 0.12 | 0.23 | -0.1 |  | 0 | 0.33 | 0.3 | 0.23 | 72.63 | 1195.553 | 4.94
D | 4002 | 2018-05-30 | 24 | OFF | 26.28 | 10.3 | 0.81 | 0.83 | 0.27 | 0 | 0.33 | 0.03 | -0.03 | -0.1 |  | 0 | 0.33 | 0.3 | 0.23 | 39.58 | 1064.898 | 2.24
D | 4002 | 2018-05-31 | 1 | OFF | 26.74 | 10.3 | 0.22 | 0.64 | 0.19 | 0 | 0.11 | 0.02 | -0.04 | -0.1 |  | 0 | 0.33 | 0.3 | 0.23 | 38.94 | 984.031 | 1.16
D | 4002 | 2018-05-31 | 2 | OFF | 23.58 | 10.3 | 0.22 | 0.64 | 0.14 | 0 | 0 | 0.04 | -0.04 | -0.1 |  | 0 | 0.33 | 0.3 | 0.23 | 35.64 | 937.122 | 1
D | 4002 | 2018-05-31 | 3 | OFF | 21.76 | 10.3 | 0.22 | 0.64 | 0.07 | 0 | 0 | -0.02 | -0.06 | -0.1 |  | 0 | 0.33 | 0.3 | 0.23 | 33.67 | 911.718 | 0.93
D | 4002 | 2018-05-31 | 4 | OFF | 20.76 | 10.3 | 0.22 | 0.64 | 0.04 | 0 | 0 | -0.02 | -0.08 | -0.1 |  | 0 | 0.33 | 0.3 | 0.23 | 32.62 | 907.2 | 0.9
D | 4002 | 2018-05-31 | 5 | OFF | 21.56 | 10.3 | 0.22 | 0.64 | 0.06 | 0 | 0 | 0.04 | -0.05 | -0.1 |  | 0 | 0.33 | 0.3 | 0.23 | 33.53 | 936.715 | 0.92
D | 4002 | 2018-05-31 | 6 | OFF | 23.32 | 10.3 | 0.22 | 0.64 | 0.13 | 0 | 0 | 0.09 | -0.07 | -0.1 |  | 0 | 0.33 | 0.3 | 0.23 | 35.39 | 1019.692 | 0.99
D | 4002 | 2018-05-31 | 7 | OFF | 20.46 | 10.3 | 0.22 | 0.64 | 0.11 | 0 | 0 | -0.02 | -0.14 | -0.1 |  | 0 | 0.33 | 0.3 | 0.23 | 32.33 | 1166.162 | 0.97
D | 4002 | 2018-05-31 | 8 | ON | 23.46 | 10.3 | 0.22 | 0.64 | 0.14 | 0.46 | 0 | 0.01 | -0.08 | -0.1 |  | 0 | 0.33 | 0.3 | 0.23 | 35.91 | 1282.739 | 1.46
D | 4002 | 2018-05-31 | 9 | ON | 29.77 | 10.3 | 0.22 | 0.64 | 0.13 | 0.45 | 0.01 | 0.03 | -0.09 | -0.1 |  | 0.02 | 0.33 | 0.3 | 0.23 | 42.24 | 1331.856 | 1.47
D | 4002 | 2018-05-31 | 10 | ON | 23.72 | 10.3 | 0.22 | 0.64 | 0.09 | 0.44 | 0 | 0 | -0.11 | -0.1 |  | 0.03 | 0.33 | 0.3 | 0.23 | 36.09 | 1376.77 | 1.42
D | 4002 | 2018-05-31 | 11 | ON | 23.36 | 10.3 | 0.22 | 0.64 | 0.08 | 0.43 | 0 | -0.01 | -0.11 | -0.1 |  | 0.03 | 0.33 | 0.3 | 0.23 | 35.7 | 1420.874 | 1.4
D | 4002 | 2018-05-31 | 12 | ON | 27.55 | 10.3 | 0.22 | 0.64 | 0.09 | 0.42 | 0.01 | 0 | -0.14 | -0.1 |  | 0.03 | 0.33 | 0.3 | 0.23 | 39.88 | 1458.294 | 1.41
D | 4002 | 2018-05-31 | 13 | ON | 32 | 10.3 | 0.22 | 0.64 | 0.11 | 0.41 | 0.04 | -0.01 | -0.13 | -0.1 |  | 0.03 | 0.33 | 0.3 | 0.23 | 44.37 | 1484.74 | 1.45
D | 4002 | 2018-05-31 | 14 | ON | 36.02 | 10.3 | 0.22 | 0.64 | 0.13 | 0.4 | 0.14 | 0.02 | -0.15 | -0.1 |  | 0.03 | 0.33 | 0.3 | 0.23 | 48.51 | 1522.408 | 1.56
D | 4002 | 2018-05-31 | 15 | ON | 35.94 | 10.3 | 0.22 | 0.64 | 0.11 | 0.39 | 0.02 | -0.04 | -0.12 | -0.1 |  | 0.03 | 0.33 | 0.3 | 0.23 | 48.25 | 1552.155 | 1.41
D | 4002 | 2018-05-31 | 16 | ON | 44.27 | 10.3 | 0.22 | 0.64 | 0.2 | 0.38 | 0.14 | 0.01 | -0.14 | -0.1 |  | 0.04 | 0.33 | 0.3 | 0.23 | 56.82 | 1585.305 | 1.62
D | 4002 | 2018-05-31 | 17 | ON | 45.19 | 10.3 | 0.22 | 0.64 | 0.19 | 0.38 | 0.52 | 0.01 | -0.15 | -0.1 |  | 0.04 | 0.33 | 0.3 | 0.23 | 58.1 | 1609.461 | 1.99
D | 4002 | 2018-05-31 | 18 | ON | 44.02 | 10.3 | 0.22 | 0.64 | 0.11 | 0.37 | 0.45 | 0 | -0.16 | -0.1 |  | 0.04 | 0.33 | 0.3 | 0.23 | 56.75 | 1626.267 | 1.83
D | 4002 | 2018-05-31 | 19 | ON | 44.1 | 10.3 | 0.22 | 0.64 | 0.13 | 0.38 | 0.57 | 0.01 | -0.15 | -0.1 |  | 0 | 0.33 | 0.3 | 0.23 | 56.96 | 1619.043 | 1.94
D | 4002 | 2018-05-31 | 20 | ON | 45.36 | 10.3 | 0.22 | 0.64 | 0.13 | 0.39 | 0.61 | -0.08 | -0.1 | -0.1 |  | 0 | 0.33 | 0.3 | 0.23 | 58.23 | 1592.456 | 1.99
D | 4002 | 2018-05-31 | 21 | ON | 40 | 10.3 | 0.22 | 0.64 | 0.16 | 0.39 | 0.46 | -0.02 | -0.12 | -0.1 |  | 0 | 0.33 | 0.3 | 0.23 | 52.79 | 1580.944 | 1.87
D | 4002 | 2018-05-31 | 22 | ON | 32.09 | 10.3 | 0.22 | 0.64 | 0.17 | 0.41 | 0.03 | 0.01 | -0.09 | -0.1 |  | 0 | 0.33 | 0.3 | 0.23 | 44.54 | 1501.717 | 1.47
D | 4002 | 2018-05-31 | 23 | ON | 31.08 | 10.3 | 0.22 | 0.64 | 0.21 | 0.45 | 0 | 0.03 | -0.08 | -0.1 |  | 0 | 0.33 | 0.3 | 0.23 | 43.61 | 1351.243 | 1.52
D | 4002 | 2018-05-31 | 24 | OFF | 31.08 | 10.3 | 0.22 | 0.64 | 0.22 | 0 | 0 | 0.02 | -0.09 | -0.1 |  | 0 | 0.33 | 0.3 | 0.23 | 43.15 | 1213.498 | 1.08
T | 744 lines

## whlsecost_hourly_4002_201806
C | Hourly Wholesale Load Cost Report
C | Filename: whlsecost_hourly_4002_201806.csv
C | Report for: 06 2018
C | Report generated: 04/01/2019 14:10:17 EDT
H | Location ID | Local Date | Local Hour | OnOffPeak | RTLMP | Capacity | First Contingency | Second Contingency | Regulation | Forward Reserves | Real-Time Reserves | Inadvertent | Marginal Loss Rev Fund | Auction Rev Rights | Real-Time Demand Reduction Cost | Price Responsive Demand Cost | ISO Sched 2 | ISO Sched 3 | NEPOOL Exp | Total Cost | RTLO | Total Ancillary & NCPC
H | Number | Date | Number | String | Number | Number | Number | Number | Number | Number | Number | Number | Number | Number | Number | Number | Number | Number | Number | Number | Number
D | 4002 | 2018-06-01 | 1 | OFF | 20.55 | 12.87 | 0.36 | 0.67 | 0.07 | 0 | 0 | -0.01 | -0.08 | -0.09 | 0 |  | 0.33 | 0.31 | 0.23 | 35.21 | 1121.325 | 1.1
D | 4002 | 2018-06-01 | 2 | OFF | 20.55 | 12.87 | 0.36 | 0.67 | 0.08 | 0 | 0 | -0.01 | -0.07 | -0.09 | 0 |  | 0.33 | 0.31 | 0.23 | 35.23 | 1066.2 | 1.11
D | 4002 | 2018-06-01 | 3 | OFF | 23.72 | 12.87 | 0.36 | 0.67 | 0.07 | 0 | 0 | -0.04 | -0.03 | -0.09 | 0 |  | 0.33 | 0.31 | 0.23 | 38.4 | 1032.035 | 1.1
D | 4002 | 2018-06-01 | 4 | OFF | 23.31 | 12.87 | 0.36 | 0.67 | 0.06 | 0 | 0 | -0.02 | -0.04 | -0.09 | 0 |  | 0.33 | 0.31 | 0.23 | 37.99 | 1023.62 | 1.09
D | 4002 | 2018-06-01 | 5 | OFF | 25.16 | 12.87 | 0.36 | 0.67 | 0.06 | 0 | 0 | -0.07 | -0.01 | -0.09 | 0 |  | 0.33 | 0.31 | 0.23 | 39.82 | 1049.522 | 1.09
D | 4002 | 2018-06-01 | 6 | OFF | 25.42 | 12.87 | 0.36 | 0.67 | 0.21 | 0 | 0 | 0.04 | -0.04 | -0.09 | 0 |  | 0.33 | 0.31 | 0.23 | 40.31 | 1130.445 | 1.24
D | 4002 | 2018-06-01 | 7 | OFF | 22.13 | 12.87 | 0.36 | 0.67 | 0.18 | 0 | 0 | 0 | -0.04 | -0.09 | 0 |  | 0.33 | 0.31 | 0.23 | 36.95 | 1290.413 | 1.21
D | 4002 | 2018-06-01 | 8 | ON | 25.59 | 12.87 | 0.36 | 0.67 | 0.28 | 0.84 | 0.13 | -0.03 | -0.14 | -0.09 | 0 |  | 0.33 | 0.31 | 0.23 | 41.35 | 1415.635 | 2.28
D | 4002 | 2018-06-01 | 9 | ON | 27.37 | 12.87 | 0.36 | 0.67 | 0.08 | 0.8 | 0 | -0.05 | -0.09 | -0.09 | 0 |  | 0.33 | 0.31 | 0.23 | 42.79 | 1478.983 | 1.91
D | 4002 | 2018-06-01 | 10 | ON | 35.84 | 12.87 | 0.36 | 0.67 | 0.11 | 0.77 | 0.25 | -0.06 | -0.12 | -0.09 | 0 |  | 0.33 | 0.31 | 0.23 | 51.47 | 1533.158 | 2.16
D | 4002 | 2018-06-01 | 11 | ON | 29.82 | 12.87 | 0.36 | 0.67 | 0.09 | 0.75 | 0 | -0.03 | -0.15 | -0.09 | 0 |  | 0.33 | 0.31 | 0.23 | 45.16 | 1581.279 | 1.87
D | 4002 | 2018-06-01 | 12 | ON | 34.72 | 12.87 | 0.36 | 0.67 | 0.13 | 0.74 | 0.29 | -0.02 | -0.1 | -0.09 | 0 |  | 0.33 | 0.31 | 0.23 | 50.44 | 1614.198 | 2.19
D | 4002 | 2018-06-01 | 13 | ON | 33.77 | 12.87 | 0.36 | 0.67 | 0.21 | 0.73 | 0.18 | -0.02 | -0.19 | -0.09 | 0 |  | 0.33 | 0.31 | 0.23 | 49.36 | 1615.305 | 2.15
D | 4002 | 2018-06-01 | 14 | ON | 32.09 | 12.87 | 0.36 | 0.67 | 0.18 | 0.72 | 0.13 | 0.01 | -0.21 | -0.09 | 0 |  | 0.33 | 0.31 | 0.23 | 47.6 | 1631.312 | 2.06
D | 4002 | 2018-06-01 | 15 | ON | 32.23 | 12.87 | 0.36 | 0.67 | 0.18 | 0.71 | 0.03 | -0.01 | -0.2 | -0.09 | 0 |  | 0.33 | 0.31 | 0.23 | 47.62 | 1636.201 | 1.95
D | 4002 | 2018-06-01 | 16 | ON | 41.72 | 12.87 | 0.36 | 0.67 | 0.2 | 0.71 | 0.11 | -0.05 | -0.24 | -0.09 | 0 |  | 0.33 | 0.31 | 0.23 | 57.13 | 1648.629 | 2.05
D | 4002 | 2018-06-01 | 17 | ON | 32.37 | 12.87 | 0.36 | 0.67 | 0.09 | 0.7 | 0 | 0.03 | -0.29 | -0.09 | 0 |  | 0.33 | 0.31 | 0.23 | 47.58 | 1673.001 | 1.82
D | 4002 | 2018-06-01 | 18 | ON | 31.24 | 12.87 | 0.36 | 0.67 | 0.06 | 0.69 | 0.02 | -0.05 | -0.28 | -0.09 | 0 |  | 0.33 | 0.31 | 0.23 | 46.36 | 1688.54 | 1.8
D | 4002 | 2018-06-01 | 19 | ON | 47.11 | 12.87 | 0.36 | 0.67 | 0.12 | 0.7 | 0.49 | -0.09 | -0.31 | -0.09 | 0 |  | 0.33 | 0.31 | 0.23 | 62.7 | 1672.487 | 2.34
D | 4002 | 2018-06-01 | 20 | ON | 42.49 | 12.87 | 0.36 | 0.67 | 0.22 | 0.71 | 0.48 | -0.07 | -0.25 | -0.09 | 0 |  | 0.33 | 0.31 | 0.23 | 58.26 | 1642.733 | 2.44
D | 4002 | 2018-06-01 | 21 | ON | 52.49 | 12.87 | 0.36 | 0.67 | 0.28 | 0.71 | 0.67 | -0.04 | -0.27 | -0.09 | 0 |  | 0.33 | 0.31 | 0.23 | 68.52 | 1637.288 | 2.69
D | 4002 | 2018-06-01 | 22 | ON | 44.91 | 12.87 | 0.36 | 0.67 | 0.27 | 0.74 | 0.47 | 0.03 | -0.22 | -0.09 | 0 |  | 0.33 | 0.31 | 0.23 | 60.88 | 1572.447 | 2.51
D | 4002 | 2018-06-01 | 23 | ON | 26.13 | 12.87 | 0.36 | 0.67 | 0.18 | 0.8 | 0 | -0.03 | -0.04 | -0.09 | 0 |  | 0.33 | 0.31 | 0.23 | 41.72 | 1434.172 | 2.01
D | 4002 | 2018-06-01 | 24 | OFF | 27.35 | 12.87 | 0.36 | 0.67 | 0.14 | 0 | 0.01 | -0.16 | -0.11 | -0.09 | 0 |  | 0.33 | 0.31 | 0.23 | 41.91 | 1286.93 | 1.18
D | 4002 | 2018-06-02 | 1 | OFF | 44.21 | 12.87 | 4.47 | 2.34 | 0.21 | 0 | 0.01 | 0.11 | -0.15 | -0.09 | 0 |  | 0.33 | 0.31 | 0.23 | 64.85 | 1185.687 | 7.03
D | 4002 | 2018-06-02 | 2 | OFF | 43.15 | 12.87 | 4.47 | 2.34 | 0.17 | 0 | 0.44 | 0.01 | -0.22 | -0.09 | 0 |  | 0.33 | 0.31 | 0.23 | 64.01 | 1113.315 | 7.42
D | 4002 | 2018-06-02 | 3 | OFF | 50.12 | 12.87 | 4.47 | 2.34 | 0.28 | 0 | 0.43 | -0.06 | -0.06 | -0.09 | 0 |  | 0.33 | 0.31 | 0.23 | 71.17 | 1070.008 | 7.52
D | 4002 | 2018-06-02 | 4 | OFF | 36.71 | 12.87 | 4.47 | 2.34 | 0.19 | 0 | 0 | -0.02 | -0.1 | -0.09 | 0 |  | 0.33 | 0.31 | 0.23 | 57.24 | 1050.84 | 7
D | 4002 | 2018-06-02 | 5 | OFF | 32.66 | 12.87 | 4.47 | 2.34 | 0.1 | 0 | 0 | -0.13 | 0.04 | -0.09 | 0 |  | 0.33 | 0.31 | 0.23 | 53.13 | 1054.274 | 6.91
D | 4002 | 2018-06-02 | 6 | OFF | 25.56 | 12.87 | 4.47 | 2.34 | 0.05 | 0 | 0 | 0.09 | -0.12 | -0.09 | 0 |  | 0.33 | 0.31 | 0.23 | 46.04 | 1075.507 | 6.86
D | 4002 | 2018-06-02 | 7 | OFF | 24.01 | 12.87 | 4.47 | 2.34 | 0.14 | 0 | 0 | 0.01 | -0.08 | -0.09 | 0 |  | 0.33 | 0.31 | 0.23 | 44.54 | 1148.964 | 6.95
D | 4002 | 2018-06-02 | 8 | OFF | 31.57 | 12.87 | 4.47 | 2.34 | 0.17 | 0 | 0 | 0.02 | 0.04 | -0.09 | 0 |  | 0.33 | 0.31 | 0.23 | 52.26 | 1264.753 | 6.98
D | 4002 | 2018-06-02 | 9 | OFF | 53.72 | 12.87 | 4.47 | 2.34 | 0.33 | 0 | 0.27 | -0.02 | -0.11 | -0.09 | 0 |  | 0.33 | 0.31 | 0.23 | 74.65 | 1393.716 | 7.41
D | 4002 | 2018-06-02 | 10 | OFF | 85.96 | 12.87 | 4.47 | 2.34 | 0.47 | 0 | 1.41 | -0.28 | -0.13 | -0.09 | 0 |  | 0.33 | 0.31 | 0.23 | 107.89 | 1480.334 | 8.69
D | 4002 | 2018-06-02 | 11 | OFF | 68.62 | 12.87 | 4.47 | 2.34 | 0.36 | 0 | 0.31 | 0.05 | -0.29 | -0.09 | 0 |  | 0.33 | 0.31 | 0.23 | 89.51 | 1527.943 | 7.48
D | 4002 | 2018-06-02 | 12 | OFF | 43.52 | 12.87 | 4.47 | 2.34 | 0.17 | 0 | 0.04 | -0.04 | -0.13 | -0.09 | 0 |  | 0.33 | 0.31 | 0.23 | 64.02 | 1570.637 | 7.02
D | 4002 | 2018-06-02 | 13 | OFF | 48.86 | 12.87 | 4.47 | 2.34 | 0.24 | 0 | 0.33 | 0.02 | -0.16 | -0.09 | 0 |  | 0.33 | 0.31 | 0.23 | 69.75 | 1592.187 | 7.38
D | 4002 | 2018-06-02 | 14 | OFF | 60.42 | 12.87 | 4.47 | 2.34 | 0.17 | 0 | 0.24 | 0.02 | -0.14 | -0.09 | 0 |  | 0.33 | 0.31 | 0.23 | 81.17 | 1586.488 | 7.22
D | 4002 | 2018-06-02 | 15 | OFF | 107.59 | 12.87 | 4.47 | 2.34 | 0.45 | 0 | 1.52 | -0.06 | -0.26 | -0.09 | 0 |  | 0.33 | 0.31 | 0.23 | 129.7 | 1578.779 | 8.78
D | 4002 | 2018-06-02 | 16 | OFF | 228.01 | 12.87 | 4.47 | 2.34 | 1.7 | 0 | 2.32 | 0.59 | -0.3 | -0.09 | 0 |  | 0.33 | 0.31 | 0.23 | 252.78 | 1580.248 | 10.83
D | 4002 | 2018-06-02 | 17 | OFF | 180.97 | 12.87 | 4.47 | 2.34 | 1.61 | 0 | 2.34 | -0.09 | -0.24 | -0.09 | 0 |  | 0.33 | 0.31 | 0.23 | 205.05 | 1591.147 | 10.76
D | 4002 | 2018-06-02 | 18 | OFF | 106.61 | 12.87 | 4.47 | 2.34 | 0.75 | 0 | 1.94 | -0.01 | -0.28 | -0.09 | 0 |  | 0.33 | 0.31 | 0.23 | 129.47 | 1602.097 | 9.5
D | 4002 | 2018-06-02 | 19 | OFF | 171.87 | 12.87 | 4.47 | 2.34 | 1.02 | 0 | 1.72 | -0.03 | -0.51 | -0.09 | 0 |  | 0.33 | 0.31 | 0.23 | 194.53 | 1573.17 | 9.55
D | 4002 | 2018-06-02 | 20 | OFF | 72.87 | 12.87 | 4.47 | 2.34 | 0.43 | 0 | 1.73 | 0.03 | -0.14 | -0.09 | 0 |  | 0.33 | 0.31 | 0.23 | 95.38 | 1507.025 | 8.97
D | 4002 | 2018-06-02 | 21 | OFF | 43.71 | 12.87 | 4.47 | 2.34 | 0.2 | 0 | 0.52 | 0.04 | -0.15 | -0.09 | 0 |  | 0.33 | 0.31 | 0.23 | 64.78 | 1458.607 | 7.53
D | 4002 | 2018-06-02 | 22 | OFF | 52.78 | 12.87 | 4.47 | 2.34 | 0.27 | 0 | 0.73 | -0.03 | -0.32 | -0.09 | 0 |  | 0.33 | 0.31 | 0.23 | 73.89 | 1378.609 | 7.81
D | 4002 | 2018-06-02 | 23 | OFF | 40.9 | 12.87 | 4.47 | 2.34 | 0.32 | 0 | 0.31 | -0.02 | 0.05 | -0.09 | 0 |  | 0.33 | 0.31 | 0.23 | 62.02 | 1249.377 | 7.44
D | 4002 | 2018-06-02 | 24 | OFF | 46.01 | 12.87 | 4.47 | 2.34 | 0.7 | 0 | 0 | 0.02 | -0.09 | -0.09 | 0 |  | 0.33 | 0.31 | 0.23 | 67.1 | 1117.744 | 7.51
D | 4002 | 2018-06-03 | 1 | OFF | 28.84 | 12.87 | 0.32 | 0.05 | 0.23 | 0 | 0 | -0.06 | -0.07 | -0.09 | 0 |  | 0.33 | 0.31 | 0.23 | 71.8 | 1021.638 | 0.6
D | 4002 | 2018-06-03 | 2 | OFF | 23.43 | 12.87 | 0.32 | 0.05 | 0.12 | 0 | 0 | -0.04 | -0.07 | -0.09 | 0 |  | 0.33 | 0.31 | 0.23 | 60.89 | 956.821 | 0.49
D | 4002 | 2018-06-03 | 3 | OFF | 26.81 | 12.87 | 0.32 | 0.05 | 0.11 | 0 | 0 | -0.07 | -0.08 | -0.09 | 0 |  | 0.33 | 0.31 | 0.23 | 67.6 | 915.517 | 0.48
D | 4002 | 2018-06-03 | 4 | OFF | 27.86 | 12.87 | 0.32 | 0.05 | 0.12 | 0 | 0 | -0.11 | -0.04 | -0.09 | 0 |  | 0.33 | 0.31 | 0.23 | 69.71 | 893.846 | 0.49
D | 4002 | 2018-06-03 | 5 | OFF | 44.28 | 12.87 | 0.32 | 0.05 | 0.18 | 0 | 0 | -0.12 | -0.03 | -0.09 | 0 |  | 0.33 | 0.31 | 0.23 | 102.61 | 887.842 | 0.55
D | 4002 | 2018-06-03 | 6 | OFF | 51.15 | 12.87 | 0.32 | 0.05 | 0.54 | 0 | 0 | -0.01 | -0.03 | -0.09 | 0 |  | 0.33 | 0.31 | 0.23 | 116.82 | 880.442 | 0.91
D | 4002 | 2018-06-03 | 7 | OFF | 37.61 | 12.87 | 0.32 | 0.05 | 1.25 | 0 | 0 | -0.01 | 0.01 | -0.09 | 0 |  | 0.33 | 0.31 | 0.23 | 90.49 | 924.959 | 1.62
D | 4002 | 2018-06-03 | 8 | OFF | 13.79 | 12.87 | 0.32 | 0.05 | 0.31 | 0 | 0 | 0.04 | -0.1 | -0.09 | 0 |  | 0.33 | 0.31 | 0.23 | 41.85 | 1006.17 | 0.68
D | 4002 | 2018-06-03 | 9 | OFF | 16.13 | 12.87 | 0.32 | 0.05 | 0.13 | 0 | 0 | 0 | -0.01 | -0.09 | 0 |  | 0.33 | 0.31 | 0.23 | 46.4 | 1092.426 | 0.5
D | 4002 | 2018-06-03 | 10 | OFF | 17.49 | 12.87 | 0.32 | 0.05 | 0.06 | 0 | 0 | 0.01 | -0.04 | -0.09 | 0 |  | 0.33 | 0.31 | 0.23 | 49.03 | 1147.033 | 0.43
D | 4002 | 2018-06-03 | 11 | OFF | 18.01 | 12.87 | 0.32 | 0.05 | 0.07 | 0 | 0 | -0.02 | -0.04 | -0.09 | 0 |  | 0.33 | 0.31 | 0.23 | 50.05 | 1171.802 | 0.44
D | 4002 | 2018-06-03 | 12 | OFF | 16.58 | 12.87 | 0.32 | 0.05 | 0.06 | 0 | 0 | 0.01 | -0.06 | -0.09 | 0 |  | 0.33 | 0.31 | 0.23 | 47.19 | 1181.597 | 0.43
D | 4002 | 2018-06-03 | 13 | OFF | 16.2 | 12.87 | 0.32 | 0.05 | 0.05 | 0 | 0 | -0.01 | -0.06 | -0.09 | 0 |  | 0.33 | 0.31 | 0.23 | 46.4 | 1183.652 | 0.42
D | 4002 | 2018-06-03 | 14 | OFF | 15.99 | 12.87 | 0.32 | 0.05 | 0.05 | 0 | 0 | -0.02 | -0.06 | -0.09 | 0 |  | 0.33 | 0.31 | 0.23 | 45.97 | 1180.44 | 0.42
D | 4002 | 2018-06-03 | 15 | OFF | 16.22 | 12.87 | 0.32 | 0.05 | 0.05 | 0 | 0 | -0.01 | -0.05 | -0.09 | 0 |  | 0.33 | 0.31 | 0.23 | 46.45 | 1182.292 | 0.42
D | 4002 | 2018-06-03 | 16 | OFF | 16.64 | 12.87 | 0.32 | 0.05 | 0.05 | 0 | 0 | 0 | -0.05 | -0.09 | 0 |  | 0.33 | 0.31 | 0.23 | 47.3 | 1195.275 | 0.42
D | 4002 | 2018-06-03 | 17 | OFF | 16.83 | 12.87 | 0.32 | 0.05 | 0.04 | 0 | 0 | -0.03 | -0.06 | -0.09 | 0 |  | 0.33 | 0.31 | 0.23 | 47.63 | 1228.405 | 0.41
D | 4002 | 2018-06-03 | 18 | OFF | 24.67 | 12.87 | 0.32 | 0.05 | 0.08 | 0 | 0.01 | -0.02 | 0.05 | -0.09 | 0 |  | 0.33 | 0.31 | 0.23 | 63.48 | 1267.932 | 0.46
D | 4002 | 2018-06-03 | 19 | OFF | 38.27 | 12.87 | 0.32 | 0.05 | 0.13 | 0 | 0.33 | 0 | -0.05 | -0.09 | 0 |  | 0.33 | 0.31 | 0.23 | 90.97 | 1273.418 | 0.83
D | 4002 | 2018-06-03 | 20 | OFF | 34 | 12.87 | 0.32 | 0.05 | 0.18 | 0 | 0.24 | -0.02 | -0.05 | -0.09 | 0 |  | 0.33 | 0.31 | 0.23 | 82.37 | 1250.924 | 0.79
D | 4002 | 2018-06-03 | 21 | OFF | 32.95 | 12.87 | 0.32 | 0.05 | 0.19 | 0 | 0.09 | -0.01 | -0.08 | -0.09 | 0 |  | 0.33 | 0.31 | 0.23 | 80.11 | 1241.731 | 0.65
D | 4002 | 2018-06-03 | 22 | OFF | 27.9 | 12.87 | 0.32 | 0.05 | 0.17 | 0 | 0.02 | -0.02 | 0.06 | -0.09 | 0 |  | 0.33 | 0.31 | 0.23 | 70.05 | 1175.729 | 0.56
D | 4002 | 2018-06-03 | 23 | OFF | 20.17 | 12.87 | 0.32 | 0.05 | 0.16 | 0 | 0 | -0.03 | -0.07 | -0.09 | 0 |  | 0.33 | 0.31 | 0.23 | 54.42 | 1050.458 | 0.53
D | 4002 | 2018-06-03 | 24 | OFF | 21.59 | 12.87 | 0.32 | 0.05 | 0.22 | 0 | 0 | -0.02 | 0 | -0.09 | 0 |  | 0.33 | 0.31 | 0.23 | 57.4 | 955.779 | 0.59
D | 4002 | 2018-06-04 | 1 | OFF | 21.77 | 12.87 | 0.25 | 0.04 | 0.09 | 0 | 0 | -0.03 | -0.1 | -0.09 | 0 |  | 0.33 | 0.31 | 0.23 | 35.67 | 892.107 | 0.38
D | 4002 | 2018-06-04 | 2 | OFF | 26.68 | 12.87 | 0.25 | 0.04 | 0.09 | 0 | 0 | -0.07 | -0.09 | -0.09 | 0 |  | 0.33 | 0.31 | 0.23 | 40.55 | 859.922 | 0.38
D | 4002 | 2018-06-04 | 3 | OFF | 23.35 | 12.87 | 0.25 | 0.04 | 0.1 | 0 | 0 | -0.03 | -0.08 | -0.09 | 0 |  | 0.33 | 0.31 | 0.23 | 37.28 | 847.056 | 0.39
D | 4002 | 2018-06-04 | 4 | OFF | 21.61 | 12.87 | 0.25 | 0.04 | 0.09 | 0 | 0 | -0.04 | -0.04 | -0.09 | 0 |  | 0.33 | 0.31 | 0.23 | 35.56 | 851.8 | 0.38
D | 4002 | 2018-06-04 | 5 | OFF | 23.24 | 12.87 | 0.25 | 0.04 | 0.1 | 0 | 0 | -0.03 | 0 | -0.09 | 0 |  | 0.33 | 0.31 | 0.23 | 37.25 | 890.573 | 0.39
D | 4002 | 2018-06-04 | 6 | OFF | 19.91 | 12.87 | 0.25 | 0.04 | 0.72 | 0 | 0 | -0.02 | -0.13 | -0.09 | 0 |  | 0.33 | 0.31 | 0.23 | 34.42 | 978.172 | 1.01
D | 4002 | 2018-06-04 | 7 | OFF | 20.93 | 12.87 | 0.25 | 0.04 | 0.31 | 0 | 0 | -0.04 | 0.07 | -0.09 | 0 |  | 0.33 | 0.31 | 0.23 | 35.21 | 1135.056 | 0.6
D | 4002 | 2018-06-04 | 8 | ON | 35.25 | 12.87 | 0.25 | 0.04 | 0.46 | 0.96 | 0.1 | -0.09 | 0.05 | -0.09 | 0 |  | 0.33 | 0.31 | 0.23 | 50.67 | 1248.591 | 1.81
D | 4002 | 2018-06-04 | 9 | ON | 35.89 | 12.87 | 0.25 | 0.04 | 0.18 | 0.93 | 0.13 | -0.02 | -0.01 | -0.09 | 0 |  | 0.33 | 0.31 | 0.23 | 51.04 | 1300.97 | 1.53
D | 4002 | 2018-06-04 | 10 | ON | 31.04 | 12.87 | 0.25 | 0.04 | 0.12 | 0.9 | 0.07 | 0.02 | -0.05 | -0.09 | 0 |  | 0.33 | 0.31 | 0.23 | 46.04 | 1335.371 | 1.38
D | 4002 | 2018-06-04 | 11 | ON | 28.67 | 12.87 | 0.25 | 0.04 | 0.1 | 0.89 | 0.01 | 0.01 | -0.07 | -0.09 | 0 |  | 0.33 | 0.31 | 0.23 | 43.55 | 1366.717 | 1.29
D | 4002 | 2018-06-04 | 12 | ON | 28.79 | 12.87 | 0.25 | 0.04 | 0.11 | 0.89 | 0 | 0.03 | -0.12 | -0.09 | 0 |  | 0.33 | 0.31 | 0.23 | 43.64 | 1375.872 | 1.29
D | 4002 | 2018-06-04 | 13 | ON | 23.86 | 12.87 | 0.25 | 0.04 | 0.07 | 0.9 | 0 | 0.03 | -0.11 | -0.09 | 0 |  | 0.33 | 0.31 | 0.23 | 38.69 | 1370.01 | 1.26
D | 4002 | 2018-06-04 | 14 | ON | 22.81 | 12.87 | 0.25 | 0.04 | 0.06 | 0.9 | 0 | 0 | -0.11 | -0.09 | 0 |  | 0.33 | 0.31 | 0.23 | 37.6 | 1365.707 | 1.25
D | 4002 | 2018-06-04 | 15 | ON | 21.6 | 12.87 | 0.25 | 0.04 | 0.05 | 0.9 | 0 | 0 | -0.13 | -0.09 | 0 |  | 0.33 | 0.31 | 0.23 | 36.36 | 1346.855 | 1.24
D | 4002 | 2018-06-04 | 16 | ON | 21.68 | 12.87 | 0.25 | 0.04 | 0.06 | 0.91 | 0 | 0 | -0.12 | -0.09 | 0 |  | 0.33 | 0.31 | 0.23 | 36.47 | 1340.037 | 1.26
D | 4002 | 2018-06-04 | 17 | ON | 23.9 | 12.87 | 0.25 | 0.04 | 0.06 | 0.9 | 0 | -0.03 | -0.1 | -0.09 | 0 |  | 0.33 | 0.31 | 0.23 | 38.67 | 1348.354 | 1.25
D | 4002 | 2018-06-04 | 18 | ON | 33.89 | 12.87 | 0.25 | 0.04 | 0.1 | 0.88 | 0.02 | -0.02 | -0.07 | -0.09 | 0 |  | 0.33 | 0.31 | 0.23 | 48.74 | 1377.684 | 1.29
D | 4002 | 2018-06-04 | 19 | ON | 41.35 | 12.87 | 0.25 | 0.04 | 0.16 | 0.88 | 0.09 | -0.03 | -0.12 | -0.09 | 0 |  | 0.33 | 0.31 | 0.23 | 56.27 | 1372.186 | 1.42
D | 4002 | 2018-06-04 | 20 | ON | 35.61 | 12.87 | 0.25 | 0.04 | 0.17 | 0.89 | 0.01 | -0.08 | -0.09 | -0.09 | 0 |  | 0.33 | 0.31 | 0.23 | 50.45 | 1350.066 | 1.36
D | 4002 | 2018-06-04 | 21 | ON | 32.4 | 12.87 | 0.25 | 0.04 | 0.1 | 0.9 | 0 | -0.03 | -0.16 | -0.09 | 0 |  | 0.33 | 0.31 | 0.23 | 47.15 | 1320.333 | 1.29
D | 4002 | 2018-06-04 | 22 | ON | 32.02 | 12.87 | 0.25 | 0.04 | 0.16 | 0.95 | 0.02 | -0.03 | -0.02 | -0.09 | 0 |  | 0.33 | 0.31 | 0.23 | 47.04 | 1225.301 | 1.42
D | 4002 | 2018-06-04 | 23 | ON | 32.89 | 12.87 | 0.25 | 0.04 | 0.31 | 1.06 | 0.1 | -0.12 | -0.19 | -0.09 | 0 |  | 0.33 | 0.31 | 0.23 | 47.99 | 1093.131 | 1.76
D | 4002 | 2018-06-04 | 24 | OFF | 30.88 | 12.87 | 0.25 | 0.04 | 0.24 | 0 | 0.22 | -0.07 | -0.04 | -0.09 | 0 |  | 0.33 | 0.31 | 0.23 | 45.17 | 986.07 | 0.75
D | 4002 | 2018-06-05 | 1 | OFF | 17.49 | 12.87 | 0.26 | 0.01 | 0.07 | 0 | 0 | -0.02 | -0.01 | -0.09 | 0 |  | 0.33 | 0.31 | 0.23 | 31.45 | 921.622 | 0.34
D | 4002 | 2018-06-05 | 2 | OFF | 19.72 | 12.87 | 0.26 | 0.01 | 0.05 | 0 | 0 | -0.04 | -0.02 | -0.09 | 0 |  | 0.33 | 0.31 | 0.23 | 33.63 | 886.14 | 0.32
D | 4002 | 2018-06-05 | 3 | OFF | 20.13 | 12.87 | 0.26 | 0.01 | 0.05 | 0 | 0 | 0.03 | -0.04 | -0.09 | 0 |  | 0.33 | 0.31 | 0.23 | 34.09 | 869.163 | 0.32
D | 4002 | 2018-06-05 | 4 | OFF | 21.61 | 12.87 | 0.26 | 0.01 | 0.05 | 0 | 0 | -0.03 | -0.01 | -0.09 | 0 |  | 0.33 | 0.31 | 0.23 | 35.54 | 872.01 | 0.32
D | 4002 | 2018-06-05 | 5 | OFF | 19.72 | 12.87 | 0.26 | 0.01 | 0.05 | 0 | 0 | 0.04 | 0 | -0.09 | 0 |  | 0.33 | 0.31 | 0.23 | 33.73 | 907.613 | 0.32
D | 4002 | 2018-06-05 | 6 | OFF | 20.33 | 12.87 | 0.26 | 0.01 | 0.14 | 0 | 0 | 0.01 | 0 | -0.09 | 0 |  | 0.33 | 0.31 | 0.23 | 34.4 | 1000.038 | 0.41
D | 4002 | 2018-06-05 | 7 | OFF | 25.99 | 12.87 | 0.26 | 0.01 | 0.28 | 0 | 0 | 0 | 0 | -0.09 | 0 |  | 0.33 | 0.31 | 0.23 | 40.19 | 1153.662 | 0.55
D | 4002 | 2018-06-05 | 8 | ON | 24.38 | 12.87 | 0.26 | 0.01 | 0.2 | 0.88 | 0 | 0 | -0.12 | -0.09 | 0 |  | 0.33 | 0.31 | 0.23 | 39.26 | 1246.777 | 1.35
D | 4002 | 2018-06-05 | 9 | ON | 22.52 | 12.87 | 0.26 | 0.01 | 0.09 | 0.88 | 0 | 0.02 | -0.01 | -0.09 | 0 |  | 0.33 | 0.31 | 0.23 | 37.42 | 1278.078 | 1.24
D | 4002 | 2018-06-05 | 10 | ON | 19.77 | 12.87 | 0.26 | 0.01 | 0.06 | 0.95 | 0 | 0.02 | -0.1 | -0.09 | 0 |  | 0.33 | 0.31 | 0.23 | 34.62 | 1298.579 | 1.28
D | 4002 | 2018-06-05 | 11 | ON | 25.32 | 12.87 | 0.26 | 0.01 | 0.06 | 0.92 | 0 | -0.13 | -0.06 | -0.09 | 0 |  | 0.33 | 0.31 | 0.23 | 40.03 | 1324.295 | 1.25
D | 4002 | 2018-06-05 | 12 | ON | 25.65 | 12.87 | 0.26 | 0.01 | 0.13 | 0.9 | 0 | 0.01 | -0.13 | -0.09 | 0 |  | 0.33 | 0.31 | 0.23 | 40.48 | 1346.754 | 1.3
D | 4002 | 2018-06-05 | 13 | ON | 22.96 | 12.87 | 0.26 | 0.01 | 0.08 | 0.89 | 0 | 0 | -0.09 | -0.09 | 0 |  | 0.33 | 0.31 | 0.23 | 37.76 | 1355.213 | 1.24
D | 4002 | 2018-06-05 | 14 | ON | 30.23 | 12.87 | 0.26 | 0.01 | 0.14 | 0.89 | 0 | -0.02 | -0.07 | -0.09 | 0 |  | 0.33 | 0.31 | 0.23 | 45.09 | 1358.912 | 1.3
D | 4002 | 2018-06-05 | 15 | ON | 20.07 | 12.87 | 0.26 | 0.01 | 0.06 | 0.9 | 0 | -0.03 | -0.07 | -0.09 | 0 |  | 0.33 | 0.31 | 0.23 | 34.85 | 1337.877 | 1.23
D | 4002 | 2018-06-05 | 16 | ON | 19.34 | 12.87 | 0.26 | 0.01 | 0.05 | 0.9 | 0 | 0 | -0.07 | -0.09 | 0 |  | 0.33 | 0.31 | 0.23 | 34.14 | 1326.073 | 1.22
D | 4002 | 2018-06-05 | 17 | ON | 19.09 | 12.87 | 0.26 | 0.01 | 0.04 | 0.9 | 0 | 0 | -0.09 | -0.09 | 0 |  | 0.33 | 0.31 | 0.23 | 33.86 | 1335.602 | 1.21
D | 4002 | 2018-06-05 | 18 | ON | 20.17 | 12.87 | 0.26 | 0.01 | 0.04 | 0.88 | 0 | -0.03 | -0.1 | -0.09 | 0 |  | 0.33 | 0.31 | 0.23 | 34.88 | 1361.12 | 1.19
D | 4002 | 2018-06-05 | 19 | ON | 19.82 | 12.87 | 0.26 | 0.01 | 0.03 | 0.88 | 0 | -0.05 | -0.1 | -0.09 | 0 |  | 0.33 | 0.31 | 0.23 | 34.5 | 1363.484 | 1.18
D | 4002 | 2018-06-05 | 20 | ON | 19.45 | 12.87 | 0.26 | 0.01 | 0.03 | 0.89 | 0 | 0 | -0.08 | -0.09 | 0 |  | 0.33 | 0.31 | 0.23 | 34.21 | 1345.455 | 1.19
D | 4002 | 2018-06-05 | 21 | ON | 20.17 | 12.87 | 0.26 | 0.01 | 0.06 | 0.89 | 0 | -0.05 | -0.09 | -0.09 | 0 |  | 0.33 | 0.31 | 0.23 | 34.9 | 1324.828 | 1.22
D | 4002 | 2018-06-05 | 22 | ON | 19.09 | 12.87 | 0.26 | 0.01 | 0.05 | 0.94 | 0 | -0.01 | -0.07 | -0.09 | 0 |  | 0.33 | 0.31 | 0.23 | 33.92 | 1231.504 | 1.26
D | 4002 | 2018-06-05 | 23 | ON | 20.98 | 12.87 | 0.26 | 0.01 | 0.17 | 1.05 | 0 | -0.09 | -0.03 | -0.09 | 0 |  | 0.33 | 0.31 | 0.23 | 36 | 1097.635 | 1.49
D | 4002 | 2018-06-05 | 24 | OFF | 11.95 | 12.87 | 0.26 | 0.01 | 0.26 | 0 | 0 | -0.01 | 0 | -0.09 | 0 |  | 0.33 | 0.31 | 0.23 | 26.12 | 986.997 | 0.53
D | 4002 | 2018-06-06 | 1 | OFF | 20.46 | 12.87 | 0.2 | 0.01 | 0.06 | 0 | 0 | -0.05 | -0.08 | -0.09 | 0 |  | 0.33 | 0.31 | 0.23 | 34.25 | 921.08 | 0.27
D | 4002 | 2018-06-06 | 2 | OFF | 23.4 | 12.87 | 0.2 | 0.01 | 0.05 | 0 | 0 | -0.12 | 0.16 | -0.09 | 0 |  | 0.33 | 0.31 | 0.23 | 37.35 | 882.097 | 0.26
D | 4002 | 2018-06-06 | 3 | OFF | 20.68 | 12.87 | 0.2 | 0.01 | 0.04 | 0 | 0 | -0.02 | 0 | -0.09 | 0 |  | 0.33 | 0.31 | 0.23 | 34.56 | 860.853 | 0.25
D | 4002 | 2018-06-06 | 4 | OFF | 20.54 | 12.87 | 0.2 | 0.01 | 0.05 | 0 | 0 | -0.05 | 0.01 | -0.09 | 0 |  | 0.33 | 0.31 | 0.23 | 34.41 | 862.033 | 0.26
D | 4002 | 2018-06-06 | 5 | OFF | 20.81 | 12.87 | 0.2 | 0.01 | 0.05 | 0 | 0 | -0.03 | -0.02 | -0.09 | 0 |  | 0.33 | 0.31 | 0.23 | 34.67 | 896.456 | 0.26
D | 4002 | 2018-06-06 | 6 | OFF | 23.45 | 12.87 | 0.2 | 0.01 | 0.29 | 0 | 0 | 0 | 0.02 | -0.09 | 0 |  | 0.33 | 0.31 | 0.23 | 37.62 | 989.425 | 0.5
D | 4002 | 2018-06-06 | 7 | OFF | 22.32 | 12.87 | 0.2 | 0.01 | 0.18 | 0 | 0 | -0.04 | 0.04 | -0.09 | 0 |  | 0.33 | 0.31 | 0.23 | 36.36 | 1145.892 | 0.39
D | 4002 | 2018-06-06 | 8 | ON | 32.06 | 12.87 | 0.2 | 0.01 | 0.32 | 0.97 | 0 | -0.03 | -0.08 | -0.09 | 0 |  | 0.33 | 0.31 | 0.23 | 47.1 | 1244.566 | 1.5
D | 4002 | 2018-06-06 | 9 | ON | 30.82 | 12.87 | 0.2 | 0.01 | 0.18 | 0.95 | 0 | -0.04 | -0.07 | -0.09 | 0 |  | 0.33 | 0.31 | 0.23 | 45.7 | 1276.978 | 1.34
D | 4002 | 2018-06-06 | 10 | ON | 26.65 | 12.87 | 0.2 | 0.01 | 0.09 | 0.94 | 0 | 0.02 | -0.09 | -0.09 | 0 |  | 0.33 | 0.31 | 0.23 | 41.47 | 1300.612 | 1.24
D | 4002 | 2018-06-06 | 11 | ON | 19.8 | 12.87 | 0.2 | 0.01 | 0.05 | 0.93 | 0 | 0.01 | -0.07 | -0.09 | 0 |  | 0.33 | 0.31 | 0.23 | 34.58 | 1326.468 | 1.19
D | 4002 | 2018-06-06 | 12 | ON | 19.82 | 12.87 | 0.2 | 0.01 | 0.05 | 0.92 | 0 | 0.01 | -0.08 | -0.09 | 0 |  | 0.33 | 0.31 | 0.23 | 34.58 | 1336.473 | 1.18
D | 4002 | 2018-06-06 | 13 | ON | 19.83 | 12.87 | 0.2 | 0.01 | 0.04 | 0.93 | 0 | 0.02 | -0.07 | -0.09 | 0 |  | 0.33 | 0.31 | 0.23 | 34.61 | 1339.937 | 1.18
D | 4002 | 2018-06-06 | 14 | ON | 19.65 | 12.87 | 0.2 | 0.01 | 0.04 | 0.92 | 0 | -0.01 | -0.07 | -0.09 | 0 |  | 0.33 | 0.31 | 0.23 | 34.39 | 1345.527 | 1.17
D | 4002 | 2018-06-06 | 15 | ON | 19.16 | 12.87 | 0.2 | 0.01 | 0.05 | 0.92 | 0 | -0.07 | -0.08 | -0.09 | 0 |  | 0.33 | 0.31 | 0.23 | 33.84 | 1337.573 | 1.18
D | 4002 | 2018-06-06 | 16 | ON | 19.81 | 12.87 | 0.2 | 0.01 | 0.05 | 0.92 | 0 | -0.01 | -0.08 | -0.09 | 0 |  | 0.33 | 0.31 | 0.23 | 34.55 | 1337.378 | 1.18
D | 4002 | 2018-06-06 | 17 | ON | 20.23 | 12.87 | 0.2 | 0.01 | 0.05 | 0.91 | 0 | -0.03 | -0.09 | -0.09 | 0 |  | 0.33 | 0.31 | 0.23 | 34.93 | 1337.325 | 1.17
D | 4002 | 2018-06-06 | 18 | ON | 19.94 | 12.87 | 0.2 | 0.01 | 0.05 | 0.9 | 0 | 0.01 | -0.07 | -0.09 | 0 |  | 0.33 | 0.31 | 0.23 | 34.69 | 1345.338 | 1.16
D | 4002 | 2018-06-06 | 19 | ON | 20.11 | 12.87 | 0.2 | 0.01 | 0.05 | 0.89 | 0 | -0.02 | -0.05 | -0.09 | 0 |  | 0.33 | 0.31 | 0.23 | 34.84 | 1342.977 | 1.15
D | 4002 | 2018-06-06 | 20 | ON | 20.22 | 12.87 | 0.2 | 0.01 | 0.05 | 0.9 | 0 | -0.02 | -0.05 | -0.09 | 0 |  | 0.33 | 0.31 | 0.23 | 34.96 | 1335.663 | 1.16
D | 4002 | 2018-06-06 | 21 | ON | 20.45 | 12.87 | 0.2 | 0.01 | 0.05 | 0.89 | 0 | 0 | -0.06 | -0.09 | 0 |  | 0.33 | 0.31 | 0.23 | 35.19 | 1338.455 | 1.15
D | 4002 | 2018-06-06 | 22 | ON | 23.14 | 12.87 | 0.2 | 0.01 | 0.13 | 0.93 | 0.02 | 0 | 0.02 | -0.09 | 0 |  | 0.33 | 0.31 | 0.23 | 38.1 | 1264.148 | 1.29
D | 4002 | 2018-06-06 | 23 | ON | 22.03 | 12.87 | 0.2 | 0.01 | 0.12 | 1.03 | 0 | -0.07 | -0.04 | -0.09 | 0 |  | 0.33 | 0.31 | 0.23 | 36.93 | 1129.519 | 1.36
D | 4002 | 2018-06-06 | 24 | OFF | 23 | 12.87 | 0.2 | 0.01 | 0.18 | 0 | 0 | -0.04 | 0.03 | -0.09 | 0 |  | 0.33 | 0.31 | 0.23 | 37.03 | 1011.636 | 0.39
D | 4002 | 2018-06-07 | 1 | OFF | 20.19 | 12.87 | 0.25 | 0.02 | 0.04 | 0 | 0 | -0.08 | 0.02 | -0.09 | 0 |  | 0.33 | 0.31 | 0.23 | 34.09 | 938.395 | 0.31
D | 4002 | 2018-06-07 | 2 | OFF | 19.72 | 12.87 | 0.25 | 0.02 | 0.04 | 0 | 0 | -0.04 | 0.03 | -0.09 | 0 |  | 0.33 | 0.31 | 0.23 | 33.67 | 897.059 | 0.31
D | 4002 | 2018-06-07 | 3 | OFF | 19.19 | 12.87 | 0.25 | 0.02 | 0.05 | 0 | 0 | 0 | 0.01 | -0.09 | 0 |  | 0.33 | 0.31 | 0.23 | 33.17 | 874.714 | 0.32
D | 4002 | 2018-06-07 | 4 | OFF | 22.38 | 12.87 | 0.25 | 0.02 | 0.06 | 0 | 0 | -0.03 | 0.02 | -0.09 | 0 |  | 0.33 | 0.31 | 0.23 | 36.35 | 875.239 | 0.33
D | 4002 | 2018-06-07 | 5 | OFF | 22 | 12.87 | 0.25 | 0.02 | 0.07 | 0 | 0 | 0.02 | 0.01 | -0.09 | 0 |  | 0.33 | 0.31 | 0.23 | 36.02 | 904.805 | 0.34
D | 4002 | 2018-06-07 | 6 | OFF | 20.71 | 12.87 | 0.25 | 0.02 | 0.19 | 0 | 0 | 0.09 | 0.05 | -0.09 | 0 |  | 0.33 | 0.31 | 0.23 | 34.96 | 993.547 | 0.46
D | 4002 | 2018-06-07 | 7 | OFF | 27.91 | 12.87 | 0.25 | 0.02 | 0.37 | 0 | 0 | 0.02 | 0.07 | -0.09 | 0 |  | 0.33 | 0.31 | 0.23 | 42.29 | 1150.671 | 0.64
D | 4002 | 2018-06-07 | 8 | ON | 24.58 | 12.87 | 0.25 | 0.02 | 0.3 | 0.97 | 0 | -0.04 | -0.15 | -0.09 | 0 |  | 0.33 | 0.31 | 0.23 | 39.58 | 1254.868 | 1.54
D | 4002 | 2018-06-07 | 9 | ON | 21.13 | 12.87 | 0.25 | 0.02 | 0.09 | 0.95 | 0 | -0.01 | -0.09 | -0.09 | 0 |  | 0.33 | 0.31 | 0.23 | 35.99 | 1294.537 | 1.31
D | 4002 | 2018-06-07 | 10 | ON | 19.77 | 12.87 | 0.25 | 0.02 | 0.07 | 0.93 | 0 | -0.01 | -0.1 | -0.09 | 0 |  | 0.33 | 0.31 | 0.23 | 34.58 | 1323.188 | 1.27
D | 4002 | 2018-06-07 | 11 | ON | 19.7 | 12.87 | 0.25 | 0.02 | 0.08 | 0.92 | 0 | -0.02 | -0.09 | -0.09 | 0 |  | 0.33 | 0.31 | 0.23 | 34.51 | 1354.626 | 1.27
D | 4002 | 2018-06-07 | 12 | ON | 19.82 | 12.87 | 0.25 | 0.02 | 0.07 | 0.91 | 0 | 0 | -0.09 | -0.09 | 0 |  | 0.33 | 0.31 | 0.23 | 34.63 | 1372.855 | 1.25
D | 4002 | 2018-06-07 | 13 | ON | 19.48 | 12.87 | 0.25 | 0.02 | 0.07 | 0.9 | 0 | 0 | -0.07 | -0.09 | 0 |  | 0.33 | 0.31 | 0.23 | 34.3 | 1383.175 | 1.24
D | 4002 | 2018-06-07 | 14 | ON | 19.93 | 12.87 | 0.25 | 0.02 | 0.07 | 0.89 | 0 | 0 | -0.09 | -0.09 | 0 |  | 0.33 | 0.31 | 0.23 | 34.72 | 1390.172 | 1.23
D | 4002 | 2018-06-07 | 15 | ON | 20.61 | 12.87 | 0.25 | 0.02 | 0.07 | 0.89 | 0 | 0 | -0.09 | -0.09 | 0 |  | 0.33 | 0.31 | 0.23 | 35.4 | 1378.564 | 1.23
D | 4002 | 2018-06-07 | 16 | ON | 20.16 | 12.87 | 0.25 | 0.02 | 0.07 | 0.89 | 0 | 0.02 | -0.07 | -0.09 | 0 |  | 0.33 | 0.31 | 0.23 | 34.99 | 1371.947 | 1.23
D | 4002 | 2018-06-07 | 17 | ON | 20.18 | 12.87 | 0.25 | 0.02 | 0.07 | 0.89 | 0 | 0 | -0.08 | -0.09 | 0 |  | 0.33 | 0.31 | 0.23 | 34.98 | 1367.851 | 1.23
D | 4002 | 2018-06-07 | 18 | ON | 24.57 | 12.87 | 0.25 | 0.02 | 0.07 | 0.88 | 0 | -0.02 | -0.05 | -0.09 | 0 |  | 0.33 | 0.31 | 0.23 | 39.37 | 1369.365 | 1.22
D | 4002 | 2018-06-07 | 19 | ON | 21.26 | 12.87 | 0.25 | 0.02 | 0.07 | 0.89 | 0 | 0.01 | -0.06 | -0.09 | 0 |  | 0.33 | 0.31 | 0.23 | 36.09 | 1364.346 | 1.23
D | 4002 | 2018-06-07 | 20 | ON | 20.98 | 12.87 | 0.25 | 0.02 | 0.07 | 0.89 | 0 | -0.02 | -0.05 | -0.09 | 0 |  | 0.33 | 0.31 | 0.23 | 35.79 | 1356.151 | 1.23
D | 4002 | 2018-06-07 | 21 | ON | 27.89 | 12.87 | 0.25 | 0.02 | 0.13 | 0.89 | 0 | -0.04 | -0.06 | -0.09 | 0 |  | 0.33 | 0.31 | 0.23 | 42.73 | 1360.885 | 1.29
D | 4002 | 2018-06-07 | 22 | ON | 27.15 | 12.87 | 0.25 | 0.02 | 0.12 | 0.92 | 0 | 0.01 | 0.01 | -0.09 | 0 |  | 0.33 | 0.31 | 0.23 | 42.13 | 1294.931 | 1.31
D | 4002 | 2018-06-07 | 23 | ON | 18.64 | 12.87 | 0.25 | 0.02 | 0.13 | 1.02 | 0 | -0.02 | 0 | -0.09 | 0 |  | 0.33 | 0.31 | 0.23 | 33.69 | 1159.608 | 1.42
D | 4002 | 2018-06-07 | 24 | OFF | 2.54 | 12.87 | 0.25 | 0.02 | 0.3 | 0 | 0 | 0.01 | 0.35 | -0.09 | 0 |  | 0.33 | 0.31 | 0.23 | 17.12 | 1039.837 | 0.57
D | 4002 | 2018-06-08 | 1 | OFF | -2.18 | 12.87 | 0.21 | 0.03 | 0.3 | 0 | 0 | 0 | -0.12 | -0.09 | 0 |  | 0.33 | 0.31 | 0.23 | 11.89 | 961.275 | 0.54
D | 4002 | 2018-06-08 | 2 | OFF | 18.11 | 12.87 | 0.21 | 0.03 | 0.07 | 0 | 0 | 0.03 | -0.05 | -0.09 | 0 |  | 0.33 | 0.31 | 0.23 | 32.05 | 917.004 | 0.31
D | 4002 | 2018-06-08 | 3 | OFF | 20.57 | 12.87 | 0.21 | 0.03 | 0.07 | 0 | 0 | 0.03 | -0.04 | -0.09 | 0 |  | 0.33 | 0.31 | 0.23 | 34.52 | 890.09 | 0.31
D | 4002 | 2018-06-08 | 4 | OFF | 18.86 | 12.87 | 0.21 | 0.03 | 0.05 | 0 | 0 | -0.01 | -0.02 | -0.09 | 0 |  | 0.33 | 0.31 | 0.23 | 32.77 | 885.402 | 0.29
D | 4002 | 2018-06-08 | 5 | OFF | 18.08 | 12.87 | 0.21 | 0.03 | 0.06 | 0 | 0 | -0.02 | -0.02 | -0.09 | 0 |  | 0.33 | 0.31 | 0.23 | 31.99 | 915.011 | 0.3
D | 4002 | 2018-06-08 | 6 | OFF | 11.41 | 12.87 | 0.21 | 0.03 | 0.63 | 0 | 0 | 0.03 | -0.08 | -0.09 | 0 |  | 0.33 | 0.31 | 0.23 | 25.88 | 992.634 | 0.87
D | 4002 | 2018-06-08 | 7 | OFF | 17.6 | 12.87 | 0.21 | 0.03 | 0.32 | 0 | 0 | 0 | 0.33 | -0.09 | 0 |  | 0.33 | 0.31 | 0.23 | 32.14 | 1146.891 | 0.56
D | 4002 | 2018-06-08 | 8 | ON | 26.58 | 12.87 | 0.21 | 0.03 | 0.3 | 0.99 | 0 | 0 | -0.02 | -0.09 | 0 |  | 0.33 | 0.31 | 0.23 | 41.74 | 1265.279 | 1.53
D | 4002 | 2018-06-08 | 9 | ON | 26.55 | 12.87 | 0.21 | 0.03 | 0.18 | 0.95 | 0 | -0.01 | -0.05 | -0.09 | 0 |  | 0.33 | 0.31 | 0.23 | 41.51 | 1321.411 | 1.37
D | 4002 | 2018-06-08 | 10 | ON | 19.97 | 12.87 | 0.21 | 0.03 | 0.09 | 0.93 | 0 | 0.02 | -0.02 | -0.09 | 0 |  | 0.33 | 0.31 | 0.23 | 34.88 | 1363.533 | 1.26
D | 4002 | 2018-06-08 | 11 | ON | 19.87 | 12.87 | 0.21 | 0.03 | 0.08 | 0.85 | 0 | 0.02 | -0.03 | -0.09 | 0 |  | 0.33 | 0.31 | 0.23 | 34.68 | 1406.993 | 1.17
D | 4002 | 2018-06-08 | 12 | ON | 18.2 | 12.87 | 0.21 | 0.03 | 0.06 | 0.81 | 0 | 0.05 | -0.06 | -0.09 | 0 |  | 0.33 | 0.31 | 0.23 | 32.95 | 1438.833 | 1.11
D | 4002 | 2018-06-08 | 13 | ON | 17.87 | 12.87 | 0.21 | 0.03 | 0.05 | 0.79 | 0 | -0.02 | -0.07 | -0.09 | 0 |  | 0.33 | 0.31 | 0.23 | 32.51 | 1458.201 | 1.08
D | 4002 | 2018-06-08 | 14 | ON | 23.36 | 12.87 | 0.21 | 0.03 | 0.06 | 0.77 | 0 | -0.04 | -0.06 | -0.09 | 0 |  | 0.33 | 0.31 | 0.23 | 37.98 | 1464.753 | 1.07
D | 4002 | 2018-06-08 | 15 | ON | 23.55 | 12.87 | 0.21 | 0.03 | 0.11 | 0.8 | 0 | -0.03 | -0.09 | -0.09 | 0 |  | 0.33 | 0.31 | 0.23 | 38.23 | 1454.76 | 1.15
D | 4002 | 2018-06-08 | 16 | ON | 22.14 | 12.87 | 0.21 | 0.03 | 0.07 | 0.83 | 0 | -0.02 | -0.1 | -0.09 | 0 |  | 0.33 | 0.31 | 0.23 | 36.81 | 1450.438 | 1.14
D | 4002 | 2018-06-08 | 17 | ON | 26.09 | 12.87 | 0.21 | 0.03 | 0.18 | 0.82 | 0.08 | 0 | -0.09 | -0.09 | 0 |  | 0.33 | 0.31 | 0.23 | 40.97 | 1460.624 | 1.32
D | 4002 | 2018-06-08 | 18 | ON | 25.43 | 12.87 | 0.21 | 0.03 | 0.14 | 0.82 | 0 | -0.04 | -0.08 | -0.09 | 0 |  | 0.33 | 0.31 | 0.23 | 40.16 | 1454.424 | 1.2
D | 4002 | 2018-06-08 | 19 | ON | 25.29 | 12.87 | 0.21 | 0.03 | 0.11 | 0.83 | 0 | -0.02 | -0.06 | -0.09 | 0 |  | 0.33 | 0.31 | 0.23 | 40.04 | 1430.737 | 1.18
D | 4002 | 2018-06-08 | 20 | ON | 26.09 | 12.87 | 0.21 | 0.03 | 0.13 | 0.84 | 0 | -0.03 | -0.05 | -0.09 | 0 |  | 0.33 | 0.31 | 0.23 | 40.87 | 1395.24 | 1.21
D | 4002 | 2018-06-08 | 21 | ON | 29.28 | 12.87 | 0.21 | 0.03 | 0.11 | 0.85 | 0.11 | -0.05 | -0.04 | -0.09 | 0 |  | 0.33 | 0.31 | 0.23 | 44.15 | 1373.622 | 1.31
D | 4002 | 2018-06-08 | 22 | ON | 26.41 | 12.87 | 0.21 | 0.03 | 0.1 | 0.88 | 0.04 | -0.05 | 0.02 | -0.09 | 0 |  | 0.33 | 0.31 | 0.23 | 41.29 | 1315.756 | 1.26
D | 4002 | 2018-06-08 | 23 | ON | 26.32 | 12.87 | 0.21 | 0.03 | 0.21 | 0.96 | 0.09 | -0.02 | -0.12 | -0.09 | 0 |  | 0.33 | 0.31 | 0.23 | 41.33 | 1189.987 | 1.5
D | 4002 | 2018-06-08 | 24 | OFF | 27.49 | 12.87 | 0.21 | 0.03 | 0.32 | 0 | 0.07 | -0.11 | -0.06 | -0.09 | 0 |  | 0.33 | 0.31 | 0.23 | 41.6 | 1060.26 | 0.63
D | 4002 | 2018-06-09 | 1 | OFF | 29.53 | 12.87 | 0.1 | 0.01 | 0.17 | 0 | 0.24 | -0.03 | -0.15 | -0.09 | 0 |  | 0.33 | 0.31 | 0.23 | 43.52 | 972.193 | 0.52
D | 4002 | 2018-06-09 | 2 | OFF | 30.71 | 12.87 | 0.1 | 0.01 | 0.17 | 0 | 0.4 | -0.01 | 0.03 | -0.09 | 0 |  | 0.33 | 0.31 | 0.23 | 45.06 | 918.151 | 0.68
D | 4002 | 2018-06-09 | 3 | OFF | 24.25 | 12.87 | 0.1 | 0.01 | 0.13 | 0 | 0.03 | -0.03 | 0.07 | -0.09 | 0 |  | 0.33 | 0.31 | 0.23 | 38.21 | 885.297 | 0.27
D | 4002 | 2018-06-09 | 4 | OFF | 18.71 | 12.87 | 0.1 | 0.01 | 0.06 | 0 | 0 | -0.04 | 0.02 | -0.09 | 0 |  | 0.33 | 0.31 | 0.23 | 32.51 | 870.656 | 0.17
D | 4002 | 2018-06-09 | 5 | OFF | 17.48 | 12.87 | 0.1 | 0.01 | 0.05 | 0 | 0 | 0.02 | 0 | -0.09 | 0 |  | 0.33 | 0.31 | 0.23 | 31.31 | 871.362 | 0.16
D | 4002 | 2018-06-09 | 6 | OFF | 20.23 | 12.87 | 0.1 | 0.01 | 0.05 | 0 | 0 | -0.01 | 0 | -0.09 | 0 |  | 0.33 | 0.31 | 0.23 | 34.03 | 889.93 | 0.16
D | 4002 | 2018-06-09 | 7 | OFF | 31.73 | 12.87 | 0.1 | 0.01 | 0.2 | 0 | 0.07 | 0 | 0.1 | -0.09 | 0 |  | 0.33 | 0.31 | 0.23 | 45.86 | 961.892 | 0.38
D | 4002 | 2018-06-09 | 8 | OFF | 36.65 | 12.87 | 0.1 | 0.01 | 0.29 | 0 | 0.57 | -0.04 | 0.02 | -0.09 | 0 |  | 0.33 | 0.31 | 0.23 | 51.25 | 1062.296 | 0.97
D | 4002 | 2018-06-09 | 9 | OFF | 18.56 | 12.87 | 0.1 | 0.01 | 0.11 | 0 | 0.01 | -0.02 | -0.08 | -0.09 | 0 |  | 0.33 | 0.31 | 0.23 | 32.34 | 1162.73 | 0.23
D | 4002 | 2018-06-09 | 10 | OFF | 18.31 | 12.87 | 0.1 | 0.01 | 0.08 | 0 | 0 | -0.01 | -0.07 | -0.09 | 0 |  | 0.33 | 0.31 | 0.23 | 32.07 | 1225.045 | 0.19
D | 4002 | 2018-06-09 | 11 | OFF | 17.47 | 12.87 | 0.1 | 0.01 | 0.07 | 0 | 0 | 0 | -0.06 | -0.09 | 0 |  | 0.33 | 0.31 | 0.23 | 31.24 | 1259.04 | 0.18
D | 4002 | 2018-06-09 | 12 | OFF | 18.27 | 12.87 | 0.1 | 0.01 | 0.06 | 0 | 0 | -0.01 | -0.06 | -0.09 | 0 |  | 0.33 | 0.31 | 0.23 | 32.02 | 1278.009 | 0.17
D | 4002 | 2018-06-09 | 13 | OFF | 17.94 | 12.87 | 0.1 | 0.01 | 0.06 | 0 | 0 | -0.02 | -0.06 | -0.09 | 0 |  | 0.33 | 0.31 | 0.23 | 31.68 | 1286.233 | 0.17
D | 4002 | 2018-06-09 | 14 | OFF | 24.55 | 12.87 | 0.1 | 0.01 | 0.1 | 0 | 0 | -0.01 | -0.05 | -0.09 | 0 |  | 0.33 | 0.31 | 0.23 | 38.35 | 1289.162 | 0.21
D | 4002 | 2018-06-09 | 15 | OFF | 22.41 | 12.87 | 0.1 | 0.01 | 0.08 | 0 | 0 | 0.02 | -0.08 | -0.09 | 0 |  | 0.33 | 0.31 | 0.23 | 36.19 | 1286.596 | 0.19
D | 4002 | 2018-06-09 | 16 | OFF | 23.63 | 12.87 | 0.1 | 0.01 | 0.09 | 0 | 0 | -0.04 | -0.07 | -0.09 | 0 |  | 0.33 | 0.31 | 0.23 | 37.37 | 1295.612 | 0.2
D | 4002 | 2018-06-09 | 17 | OFF | 22.78 | 12.87 | 0.1 | 0.01 | 0.06 | 0 | 0 | -0.02 | -0.1 | -0.09 | 0 |  | 0.33 | 0.31 | 0.23 | 36.48 | 1314.718 | 0.17
D | 4002 | 2018-06-09 | 18 | OFF | 21.93 | 12.87 | 0.1 | 0.01 | 0.06 | 0 | 0 | -0.03 | -0.09 | -0.09 | 0 |  | 0.33 | 0.31 | 0.23 | 35.63 | 1326.71 | 0.17
D | 4002 | 2018-06-09 | 19 | OFF | 21.18 | 12.87 | 0.1 | 0.01 | 0.09 | 0 | 0 | -0.01 | -0.1 | -0.09 | 0 |  | 0.33 | 0.31 | 0.23 | 34.92 | 1314.853 | 0.2
D | 4002 | 2018-06-09 | 20 | OFF | 20.44 | 12.87 | 0.1 | 0.01 | 0.08 | 0 | 0 | -0.03 | -0.09 | -0.09 | 0 |  | 0.33 | 0.31 | 0.23 | 34.16 | 1294.532 | 0.19
D | 4002 | 2018-06-09 | 21 | OFF | 20.25 | 12.87 | 0.1 | 0.01 | 0.09 | 0 | 0 | -0.02 | -0.09 | -0.09 | 0 |  | 0.33 | 0.31 | 0.23 | 33.99 | 1279.724 | 0.2
D | 4002 | 2018-06-09 | 22 | OFF | 22.28 | 12.87 | 0.1 | 0.01 | 0.07 | 0 | 0 | -0.02 | -0.04 | -0.09 | 0 |  | 0.33 | 0.31 | 0.23 | 36.05 | 1237.961 | 0.18
D | 4002 | 2018-06-09 | 23 | OFF | 19.84 | 12.87 | 0.1 | 0.01 | 0.13 | 0 | 0.11 | 0 | -0.01 | -0.09 | 0 |  | 0.33 | 0.31 | 0.23 | 33.83 | 1129.679 | 0.35
D | 4002 | 2018-06-09 | 24 | OFF | 17.91 | 12.87 | 0.1 | 0.01 | 0.17 | 0 | 0.12 | 0.03 | 0.04 | -0.09 | 0 |  | 0.33 | 0.31 | 0.23 | 32.03 | 1013.424 | 0.4
D | 4002 | 2018-06-10 | 1 | OFF | 18.99 | 12.87 | 0.41 | 0.03 | 0.12 | 0 | 0.16 | -0.05 | -0.06 | -0.09 | 0 |  | 0.33 | 0.31 | 0.23 | 33.25 | 925.91 | 0.72
D | 4002 | 2018-06-10 | 2 | OFF | 18.8 | 12.87 | 0.41 | 0.03 | 0.06 | 0 | 0.01 | 0.01 | -0.05 | -0.09 | 0 |  | 0.33 | 0.31 | 0.23 | 32.92 | 874.501 | 0.51
D | 4002 | 2018-06-10 | 3 | OFF | 16.78 | 12.87 | 0.41 | 0.03 | 0.04 | 0 | 0 | 0.02 | -0.05 | -0.09 | 0 |  | 0.33 | 0.31 | 0.23 | 30.88 | 843.304 | 0.48
D | 4002 | 2018-06-10 | 4 | OFF | 19.56 | 12.87 | 0.41 | 0.03 | 0.06 | 0 | 0 | -0.05 | -0.04 | -0.09 | 0 |  | 0.33 | 0.31 | 0.23 | 33.62 | 830.54 | 0.5
D | 4002 | 2018-06-10 | 5 | OFF | 16.71 | 12.87 | 0.41 | 0.03 | 0.04 | 0 | 0 | -0.02 | -0.03 | -0.09 | 0 |  | 0.33 | 0.31 | 0.23 | 30.79 | 830.08 | 0.48
D | 4002 | 2018-06-10 | 6 | OFF | 16.28 | 12.87 | 0.41 | 0.03 | 0.04 | 0 | 0 | 0 | -0.01 | -0.09 | 0 |  | 0.33 | 0.31 | 0.23 | 30.4 | 834.747 | 0.48
D | 4002 | 2018-06-10 | 7 | OFF | 15.94 | 12.87 | 0.41 | 0.03 | 0.11 | 0 | 0 | 0 | -0.02 | -0.09 | 0 |  | 0.33 | 0.31 | 0.23 | 30.12 | 886.669 | 0.55
D | 4002 | 2018-06-10 | 8 | OFF | 15.35 | 12.87 | 0.41 | 0.03 | 0.12 | 0 | 0 | 0.04 | -0.05 | -0.09 | 0 |  | 0.33 | 0.31 | 0.23 | 29.55 | 971.737 | 0.56
D | 4002 | 2018-06-10 | 9 | OFF | -13.52 | 12.87 | 0.41 | 0.03 | 0.16 | 0 | 0 | -0.07 | -0.48 | -0.09 | 0 |  | 0.33 | 0.31 | 0.23 | 0.18 | 1072.686 | 0.6
D | 4002 | 2018-06-10 | 10 | OFF | 0.29 | 12.87 | 0.41 | 0.03 | 0.19 | 0 | 0 | 0.05 | -0.06 | -0.09 | 0 |  | 0.33 | 0.31 | 0.23 | 14.56 | 1144.328 | 0.63
D | 4002 | 2018-06-10 | 11 | OFF | -45.76 | 12.87 | 0.41 | 0.03 | 0.4 | 0 | 0 | 0.07 | 0.01 | -0.09 | 0 |  | 0.33 | 0.31 | 0.23 | -31.19 | 1180.96 | 0.84
D | 4002 | 2018-06-10 | 12 | OFF | -1.21 | 12.87 | 0.41 | 0.03 | 0.27 | 0 | 0 | 0.03 | -0.02 | -0.09 | 0 |  | 0.33 | 0.31 | 0.23 | 13.16 | 1200.346 | 0.71
D | 4002 | 2018-06-10 | 13 | OFF | 16.34 | 12.87 | 0.41 | 0.03 | 0.07 | 0 | 0 | -0.01 | -0.11 | -0.09 | 0 |  | 0.33 | 0.31 | 0.23 | 30.38 | 1209.304 | 0.51
D | 4002 | 2018-06-10 | 14 | OFF | -9.11 | 12.87 | 0.41 | 0.03 | 0.23 | 0 | 0 | -0.02 | -0.08 | -0.09 | 0 |  | 0.33 | 0.31 | 0.23 | 5.11 | 1215.499 | 0.67
D | 4002 | 2018-06-10 | 15 | OFF | -17.45 | 12.87 | 0.41 | 0.03 | 0.22 | 0 | 0 | 0 | -0.07 | -0.09 | 0 |  | 0.33 | 0.31 | 0.23 | -3.21 | 1226.159 | 0.66
D | 4002 | 2018-06-10 | 16 | OFF | 16.46 | 12.87 | 0.41 | 0.03 | 0.06 | 0 | 0 | 0.01 | -0.1 | -0.09 | 0 |  | 0.33 | 0.31 | 0.23 | 30.52 | 1249.124 | 0.5
D | 4002 | 2018-06-10 | 17 | OFF | 17.53 | 12.87 | 0.41 | 0.03 | 0.04 | 0 | 0 | -0.03 | -0.09 | -0.09 | 0 |  | 0.33 | 0.31 | 0.23 | 31.54 | 1287.977 | 0.48
D | 4002 | 2018-06-10 | 18 | OFF | 17.26 | 12.87 | 0.41 | 0.03 | 0.04 | 0 | 0 | 0 | -0.11 | -0.09 | 0 |  | 0.33 | 0.31 | 0.23 | 31.28 | 1329.815 | 0.48
D | 4002 | 2018-06-10 | 19 | OFF | 18.23 | 12.87 | 0.41 | 0.03 | 0.05 | 0 | 0 | -0.01 | -0.09 | -0.09 | 0 |  | 0.33 | 0.31 | 0.23 | 32.27 | 1337.588 | 0.49
D | 4002 | 2018-06-10 | 20 | OFF | 18.61 | 12.87 | 0.41 | 0.03 | 0.02 | 0 | 0 | -0.01 | -0.08 | -0.09 | 0 |  | 0.33 | 0.31 | 0.23 | 32.63 | 1311.953 | 0.46
D | 4002 | 2018-06-10 | 21 | OFF | 18.89 | 12.87 | 0.41 | 0.03 | 0.06 | 0 | 0 | -0.01 | -0.07 | -0.09 | 0 |  | 0.33 | 0.31 | 0.23 | 32.96 | 1291.321 | 0.5
D | 4002 | 2018-06-10 | 22 | OFF | 19.74 | 12.87 | 0.41 | 0.03 | 0.11 | 0 | 0 | 0.06 | -0.01 | -0.09 | 0 |  | 0.33 | 0.31 | 0.23 | 33.99 | 1232.55 | 0.55
D | 4002 | 2018-06-10 | 23 | OFF | 16.59 | 12.87 | 0.41 | 0.03 | 0.1 | 0 | 0 | 0 | -0.01 | -0.09 | 0 |  | 0.33 | 0.31 | 0.23 | 30.77 | 1098.103 | 0.54
D | 4002 | 2018-06-10 | 24 | OFF | 15.59 | 12.87 | 0.41 | 0.03 | 0.17 | 0 | 0 | -0.1 | 0.06 | -0.09 | 0 |  | 0.33 | 0.31 | 0.23 | 29.81 | 985.883 | 0.61
D | 4002 | 2018-06-11 | 1 | OFF | 16.49 | 12.87 | 0.14 | 0.02 | 0.05 | 0 | 0 | 0.06 | -0.02 | -0.09 | 0 |  | 0.33 | 0.31 | 0.23 | 30.39 | 916.606 | 0.21
D | 4002 | 2018-06-11 | 2 | OFF | 15.35 | 12.87 | 0.14 | 0.02 | 0.05 | 0 | 0 | 0.02 | -0.01 | -0.09 | 0 |  | 0.33 | 0.31 | 0.23 | 29.22 | 874.98 | 0.21
D | 4002 | 2018-06-11 | 3 | OFF | 16.09 | 12.87 | 0.14 | 0.02 | 0.05 | 0 | 0 | 0.02 | 0.01 | -0.09 | 0 |  | 0.33 | 0.31 | 0.23 | 29.98 | 856.038 | 0.21
D | 4002 | 2018-06-11 | 4 | OFF | 18.14 | 12.87 | 0.14 | 0.02 | 0.05 | 0 | 0 | -0.01 | 0.02 | -0.09 | 0 |  | 0.33 | 0.31 | 0.23 | 32.01 | 857.954 | 0.21
D | 4002 | 2018-06-11 | 5 | OFF | 17.23 | 12.87 | 0.14 | 0.02 | 0.04 | 0 | 0 | 0.02 | 0 | -0.09 | 0 |  | 0.33 | 0.31 | 0.23 | 31.1 | 891.578 | 0.2
D | 4002 | 2018-06-11 | 6 | OFF | 18.55 | 12.87 | 0.14 | 0.02 | 0.21 | 0 | 0 | 0.06 | -0.02 | -0.09 | 0 |  | 0.33 | 0.31 | 0.23 | 32.61 | 977.698 | 0.37
D | 4002 | 2018-06-11 | 7 | OFF | 42.71 | 12.87 | 0.14 | 0.02 | 1.37 | 0 | 0.68 | 0.04 | -0.18 | -0.09 | 0 |  | 0.33 | 0.31 | 0.23 | 58.43 | 1136.463 | 2.21
D | 4002 | 2018-06-11 | 8 | ON | 29.68 | 12.87 | 0.14 | 0.02 | 0.44 | 0.99 | 0.04 | -0.03 | -0.05 | -0.09 | 0 |  | 0.33 | 0.31 | 0.23 | 44.88 | 1247.753 | 1.63
D | 4002 | 2018-06-11 | 9 | ON | 18.65 | 12.87 | 0.14 | 0.02 | 0.09 | 0.96 | 0 | 0.02 | -0.07 | -0.09 | 0 |  | 0.33 | 0.31 | 0.23 | 33.46 | 1302.354 | 1.21
D | 4002 | 2018-06-11 | 10 | ON | 16.92 | 12.87 | 0.14 | 0.02 | 0.06 | 0.95 | 0 | -0.02 | -0.08 | -0.09 | 0 |  | 0.33 | 0.31 | 0.23 | 31.64 | 1333.565 | 1.17
D | 4002 | 2018-06-11 | 11 | ON | 18.27 | 12.87 | 0.14 | 0.02 | 0.05 | 0.94 | 0 | -0.04 | -0.08 | -0.09 | 0 |  | 0.33 | 0.31 | 0.23 | 32.95 | 1365.673 | 1.15
D | 4002 | 2018-06-11 | 12 | ON | 18.59 | 12.87 | 0.14 | 0.02 | 0.05 | 0.93 | 0 | -0.01 | -0.09 | -0.09 | 0 |  | 0.33 | 0.31 | 0.23 | 33.28 | 1381.145 | 1.14
D | 4002 | 2018-06-11 | 13 | ON | 18.42 | 12.87 | 0.14 | 0.02 | 0.05 | 0.93 | 0 | -0.04 | -0.09 | -0.09 | 0 |  | 0.33 | 0.31 | 0.23 | 33.08 | 1385.892 | 1.14
D | 4002 | 2018-06-11 | 14 | ON | 19.98 | 12.87 | 0.14 | 0.02 | 0.06 | 0.92 | 0 | -0.05 | -0.09 | -0.09 | 0 |  | 0.33 | 0.31 | 0.23 | 34.63 | 1397.34 | 1.14
D | 4002 | 2018-06-11 | 15 | ON | 21.77 | 12.87 | 0.14 | 0.02 | 0.06 | 0.91 | 0 | -0.07 | -0.08 | -0.09 | 0 |  | 0.33 | 0.31 | 0.23 | 36.4 | 1397.492 | 1.13
D | 4002 | 2018-06-11 | 16 | ON | 22.1 | 12.87 | 0.14 | 0.02 | 0.08 | 0.9 | 0 | -0.04 | -0.08 | -0.09 | 0 |  | 0.33 | 0.31 | 0.23 | 36.77 | 1399.236 | 1.14
D | 4002 | 2018-06-11 | 17 | ON | 21.48 | 12.87 | 0.14 | 0.02 | 0.07 | 0.89 | 0 | -0.04 | -0.07 | -0.09 | 0 |  | 0.33 | 0.31 | 0.23 | 36.14 | 1404.745 | 1.12
D | 4002 | 2018-06-11 | 18 | ON | 29.25 | 12.87 | 0.14 | 0.02 | 0.12 | 0.87 | 0.08 | -0.11 | -0.03 | -0.09 | 0 |  | 0.33 | 0.31 | 0.23 | 43.99 | 1414.487 | 1.23
D | 4002 | 2018-06-11 | 19 | ON | 32.63 | 12.87 | 0.14 | 0.02 | 0.25 | 0.87 | 0.18 | -0.11 | 0.09 | -0.09 | 0 |  | 0.33 | 0.31 | 0.23 | 47.72 | 1414.053 | 1.46
D | 4002 | 2018-06-11 | 20 | ON | 28.66 | 12.87 | 0.14 | 0.02 | 0.14 | 0.88 | 0.08 | -0.05 | -0.05 | -0.09 | 0 |  | 0.33 | 0.31 | 0.23 | 43.47 | 1386.767 | 1.26
D | 4002 | 2018-06-11 | 21 | ON | 26.48 | 12.87 | 0.14 | 0.02 | 0.11 | 0.9 | 0.05 | -0.06 | -0.06 | -0.09 | 0 |  | 0.33 | 0.31 | 0.23 | 41.23 | 1360.303 | 1.22
D | 4002 | 2018-06-11 | 22 | ON | 24.16 | 12.87 | 0.14 | 0.02 | 0.12 | 0.94 | 0.06 | -0.07 | 0.01 | -0.09 | 0 |  | 0.33 | 0.31 | 0.23 | 39.03 | 1281.765 | 1.28
D | 4002 | 2018-06-11 | 23 | ON | 22.56 | 12.87 | 0.14 | 0.02 | 0.24 | 1.04 | 0.11 | -0.08 | -0.02 | -0.09 | 0 |  | 0.33 | 0.31 | 0.23 | 37.66 | 1135.468 | 1.55
D | 4002 | 2018-06-11 | 24 | OFF | 30.92 | 12.87 | 0.14 | 0.02 | 0.41 | 0 | 0.83 | -0.07 | -0.08 | -0.09 | 0 |  | 0.33 | 0.31 | 0.23 | 45.82 | 1013.749 | 1.4
D | 4002 | 2018-06-12 | 1 | OFF | 24.64 | 12.87 | 0.06 | 0.03 | 0.15 | 0 | 0.44 | 0 | 0.02 | -0.09 | 0 |  | 0.33 | 0.31 | 0.23 | 38.99 | 938.633 | 0.68
D | 4002 | 2018-06-12 | 2 | OFF | 18.36 | 12.87 | 0.06 | 0.03 | 0.05 | 0 | 0 | -0.02 | -0.02 | -0.09 | 0 |  | 0.33 | 0.31 | 0.23 | 32.11 | 896.1 | 0.14
D | 4002 | 2018-06-12 | 3 | OFF | 18.67 | 12.87 | 0.06 | 0.03 | 0.05 | 0 | 0 | -0.04 | -0.02 | -0.09 | 0 |  | 0.33 | 0.31 | 0.23 | 32.4 | 876.345 | 0.14
D | 4002 | 2018-06-12 | 4 | OFF | 16.48 | 12.87 | 0.06 | 0.03 | 0.07 | 0 | 0 | -0.02 | 0 | -0.09 | 0 |  | 0.33 | 0.31 | 0.23 | 30.27 | 876.973 | 0.16
D | 4002 | 2018-06-12 | 5 | OFF | 17.57 | 12.87 | 0.06 | 0.03 | 0.05 | 0 | 0 | 0.01 | -0.01 | -0.09 | 0 |  | 0.33 | 0.31 | 0.23 | 31.36 | 908.45 | 0.14
D | 4002 | 2018-06-12 | 6 | OFF | 12.48 | 12.87 | 0.06 | 0.03 | 0.27 | 0 | 0 | 0.03 | -0.12 | -0.09 | 0 |  | 0.33 | 0.31 | 0.23 | 26.4 | 991.922 | 0.36
D | 4002 | 2018-06-12 | 7 | OFF | 21.18 | 12.87 | 0.06 | 0.03 | 0.27 | 0 | 0.15 | 0.02 | 0.06 | -0.09 | 0 |  | 0.33 | 0.31 | 0.23 | 35.42 | 1151.744 | 0.51
D | 4002 | 2018-06-12 | 8 | ON | 20.83 | 12.87 | 0.06 | 0.03 | 0.2 | 0.99 | 0 | -0.03 | -0.03 | -0.09 | 0 |  | 0.33 | 0.31 | 0.23 | 35.7 | 1262.041 | 1.28
D | 4002 | 2018-06-12 | 9 | ON | 20.56 | 12.87 | 0.06 | 0.03 | 0.12 | 0.97 | 0 | 0.01 | -0.04 | -0.09 | 0 |  | 0.33 | 0.31 | 0.23 | 35.36 | 1311.273 | 1.18
D | 4002 | 2018-06-12 | 10 | ON | 18.79 | 12.87 | 0.06 | 0.03 | 0.06 | 0.95 | 0 | 0 | -0.05 | -0.09 | 0 |  | 0.33 | 0.31 | 0.23 | 33.49 | 1345.947 | 1.1
D | 4002 | 2018-06-12 | 11 | ON | 18.19 | 12.87 | 0.06 | 0.03 | 0.06 | 0.94 | 0 | -0.01 | -0.06 | -0.09 | 0 |  | 0.33 | 0.31 | 0.23 | 32.86 | 1385.919 | 1.09
D | 4002 | 2018-06-12 | 12 | ON | 17.75 | 12.87 | 0.06 | 0.03 | 0.05 | 0.92 | 0 | 0.07 | -0.07 | -0.09 | 0 |  | 0.33 | 0.31 | 0.23 | 32.46 | 1416.675 | 1.06
D | 4002 | 2018-06-12 | 13 | ON | 16.9 | 12.87 | 0.06 | 0.03 | 0.05 | 0.91 | 0 | -0.02 | -0.06 | -0.09 | 0 |  | 0.33 | 0.31 | 0.23 | 48.42 | 1444.873 | 1.05
D | 4002 | 2018-06-12 | 14 | ON | 17.42 | 12.87 | 0.06 | 0.03 | 0.05 | 0.89 | 0 | 0 | -0.07 | -0.09 | 0 |  | 0.33 | 0.31 | 0.23 | 49.45 | 1478.889 | 1.03
D | 4002 | 2018-06-12 | 15 | ON | 17.13 | 12.87 | 0.06 | 0.03 | 0.06 | 0.88 | 0 | 0.01 | -0.07 | -0.09 | 0 |  | 0.33 | 0.31 | 0.23 | 48.88 | 1496.686 | 1.03
D | 4002 | 2018-06-12 | 16 | ON | 17.67 | 12.87 | 0.06 | 0.03 | 0.05 | 0.86 | 0 | -0.01 | -0.06 | -0.09 | 0 |  | 0.33 | 0.31 | 0.23 | 49.92 | 1516.862 | 1
D | 4002 | 2018-06-12 | 17 | ON | 18 | 12.87 | 0.06 | 0.03 | 0.05 | 0.84 | 0 | 0.02 | -0.07 | -0.09 | 0 |  | 0.33 | 0.31 | 0.23 | 50.58 | 1536.863 | 0.98
D | 4002 | 2018-06-12 | 18 | ON | 19.37 | 12.87 | 0.06 | 0.03 | 0.05 | 0.83 | 0 | -0.01 | -0.06 | -0.09 | 0 |  | 0.33 | 0.31 | 0.23 | 53.29 | 1551.379 | 0.97
D | 4002 | 2018-06-12 | 19 | ON | 24.48 | 12.87 | 0.06 | 0.03 | 0.11 | 0.83 | 0.01 | 0.02 | -0.06 | -0.09 | 0 |  | 0.33 | 0.31 | 0.23 | 63.61 | 1536.92 | 1.04
D | 4002 | 2018-06-12 | 20 | ON | 21.65 | 12.87 | 0.06 | 0.03 | 0.1 | 0.85 | 0 | 0 | -0.05 | -0.09 | 0 |  | 0.33 | 0.31 | 0.23 | 57.94 | 1496.674 | 1.04
D | 4002 | 2018-06-12 | 21 | ON | 19.31 | 12.87 | 0.06 | 0.03 | 0.06 | 0.86 | 0 | 0 | -0.08 | -0.09 | 0 |  | 0.33 | 0.31 | 0.23 | 53.2 | 1476.465 | 1.01
D | 4002 | 2018-06-12 | 22 | ON | 20.84 | 12.87 | 0.06 | 0.03 | 0.08 | 0.9 | 0.02 | -0.01 | -0.02 | -0.09 | 0 |  | 0.33 | 0.31 | 0.23 | 56.39 | 1398.544 | 1.09
D | 4002 | 2018-06-12 | 23 | ON | 19.49 | 12.87 | 0.06 | 0.03 | 0.17 | 1 | 0 | -0.02 | -0.09 | -0.09 | 0 |  | 0.33 | 0.31 | 0.23 | 53.78 | 1243.528 | 1.26
D | 4002 | 2018-06-12 | 24 | OFF | 27.25 | 12.87 | 0.06 | 0.03 | 0.4 | 0 | 0.34 | 0 | 0.2 | -0.09 | 0 |  | 0.33 | 0.31 | 0.23 | 69.18 | 1106.073 | 0.83
D | 4002 | 2018-06-13 | 1 | OFF | 13.03 | 12.87 | 0.29 | 0.03 | 0.21 | 0 | 0 | -0.03 | -0.02 | -0.09 | 0 |  | 0.33 | 0.31 | 0.23 | 27.16 | 1020.098 | 0.53
D | 4002 | 2018-06-13 | 2 | OFF | 16.29 | 12.87 | 0.29 | 0.03 | 0.04 | 0 | 0 | 0.05 | -0.04 | -0.09 | 0 |  | 0.33 | 0.31 | 0.23 | 30.31 | 968.289 | 0.36
D | 4002 | 2018-06-13 | 3 | OFF | 13.79 | 12.87 | 0.29 | 0.03 | 0.03 | 0 | 0 | -0.06 | 0.04 | -0.09 | 0 |  | 0.33 | 0.31 | 0.23 | 27.77 | 935.534 | 0.35
D | 4002 | 2018-06-13 | 4 | OFF | 17.01 | 12.87 | 0.29 | 0.03 | 0.06 | 0 | 0 | -0.02 | -0.04 | -0.09 | 0 |  | 0.33 | 0.31 | 0.23 | 30.98 | 927.146 | 0.38
D | 4002 | 2018-06-13 | 5 | OFF | 18.42 | 12.87 | 0.29 | 0.03 | 0.05 | 0 | 0 | -0.02 | -0.04 | -0.09 | 0 |  | 0.33 | 0.31 | 0.23 | 32.38 | 950.42 | 0.37
D | 4002 | 2018-06-13 | 6 | OFF | 17.77 | 12.87 | 0.29 | 0.03 | 0.25 | 0 | 0 | 0.03 | -0.07 | -0.09 | 0 |  | 0.33 | 0.31 | 0.23 | 31.95 | 1029.568 | 0.57
D | 4002 | 2018-06-13 | 7 | OFF | 25.39 | 12.87 | 0.29 | 0.03 | 0.37 | 0 | 0 | -0.01 | 0.09 | -0.09 | 0 |  | 0.33 | 0.31 | 0.23 | 39.81 | 1188.85 | 0.69
D | 4002 | 2018-06-13 | 8 | ON | 27.45 | 12.87 | 0.29 | 0.03 | 0.3 | 0.91 | 0 | -0.01 | -0.07 | -0.09 | 0 |  | 0.33 | 0.31 | 0.23 | 42.55 | 1315.082 | 1.53
D | 4002 | 2018-06-13 | 9 | ON | 36.65 | 12.87 | 0.29 | 0.03 | 0.25 | 0.87 | 0 | -0.02 | -0.04 | -0.09 | 0 |  | 0.33 | 0.31 | 0.23 | 51.68 | 1379.18 | 1.44
D | 4002 | 2018-06-13 | 10 | ON | 28.7 | 12.87 | 0.29 | 0.03 | 0.13 | 0.84 | 0 | 0.02 | -0.07 | -0.09 | 0 |  | 0.33 | 0.31 | 0.23 | 43.59 | 1433.314 | 1.29
D | 4002 | 2018-06-13 | 11 | ON | 28.65 | 12.87 | 0.29 | 0.03 | 0.1 | 0.81 | 0.14 | 0.04 | -0.05 | -0.09 | 0 |  | 0.33 | 0.31 | 0.23 | 43.66 | 1497.228 | 1.37
D | 4002 | 2018-06-13 | 12 | ON | 29.06 | 12.87 | 0.29 | 0.03 | 0.07 | 0.79 | 0.11 | 0 | -0.07 | -0.09 | 0 |  | 0.33 | 0.31 | 0.23 | 43.93 | 1547.468 | 1.29
D | 4002 | 2018-06-13 | 13 | ON | 22.25 | 12.87 | 0.29 | 0.03 | 0.04 | 0.79 | 0 | 0 | -0.05 | -0.09 | 0 |  | 0.33 | 0.31 | 0.23 | 37 | 1552.627 | 1.15
D | 4002 | 2018-06-13 | 14 | ON | 27.46 | 12.87 | 0.29 | 0.03 | 0.08 | 0.78 | 0 | -0.03 | -0.07 | -0.09 | 0 |  | 0.33 | 0.31 | 0.23 | 42.19 | 1552.156 | 1.18
D | 4002 | 2018-06-13 | 15 | ON | 28.69 | 12.87 | 0.29 | 0.03 | 0.1 | 0.77 | 0 | -0.03 | -0.08 | -0.09 | 0 |  | 0.33 | 0.31 | 0.23 | 43.42 | 1536.303 | 1.19
D | 4002 | 2018-06-13 | 16 | ON | 23 | 12.87 | 0.29 | 0.03 | 0.07 | 0.78 | 0 | 0.01 | -0.08 | -0.09 | 0 |  | 0.33 | 0.31 | 0.23 | 37.75 | 1522.153 | 1.17
D | 4002 | 2018-06-13 | 17 | ON | 20.32 | 12.87 | 0.29 | 0.03 | 0.06 | 0.77 | 0 | 0.01 | -0.1 | -0.09 | 0 |  | 0.33 | 0.31 | 0.23 | 35.03 | 1520.357 | 1.15
D | 4002 | 2018-06-13 | 18 | ON | 19.61 | 12.87 | 0.29 | 0.03 | 0.04 | 0.8 | 0 | 0 | -0.1 | -0.09 | 0 |  | 0.33 | 0.31 | 0.23 | 34.32 | 1527.824 | 1.16
D | 4002 | 2018-06-13 | 19 | ON | 19.81 | 12.87 | 0.29 | 0.03 | 0.04 | 0.81 | 0 | -0.03 | -0.09 | -0.09 | 0 |  | 0.33 | 0.31 | 0.23 | 34.51 | 1520.433 | 1.17
D | 4002 | 2018-06-13 | 20 | ON | 19.85 | 12.87 | 0.29 | 0.03 | 0.05 | 0.82 | 0 | -0.04 | -0.09 | -0.09 | 0 |  | 0.33 | 0.31 | 0.23 | 34.56 | 1508.179 | 1.19
D | 4002 | 2018-06-13 | 21 | ON | 19.6 | 12.87 | 0.29 | 0.03 | 0.04 | 0.82 | 0 | -0.03 | -0.09 | -0.09 | 0 |  | 0.33 | 0.31 | 0.23 | 34.31 | 1493.449 | 1.18
D | 4002 | 2018-06-13 | 22 | ON | 22.13 | 12.87 | 0.29 | 0.03 | 0.06 | 0.86 | 0.02 | -0.02 | -0.06 | -0.09 | 0 |  | 0.33 | 0.31 | 0.23 | 36.96 | 1419.122 | 1.26
D | 4002 | 2018-06-13 | 23 | ON | 20.09 | 12.87 | 0.29 | 0.03 | 0.16 | 0.94 | 0 | -0.03 | -0.04 | -0.09 | 0 |  | 0.33 | 0.31 | 0.23 | 35.09 | 1281.712 | 1.42
D | 4002 | 2018-06-13 | 24 | OFF | 21.74 | 12.87 | 0.29 | 0.03 | 0.21 | 0 | 0 | -0.04 | 0.02 | -0.09 | 0 |  | 0.33 | 0.31 | 0.23 | 35.9 | 1161.246 | 0.53
D | 4002 | 2018-06-14 | 1 | OFF | 21.59 | 12.87 | 0.2 | 0.02 | 0.08 | 0 | 0 | -0.03 | -0.1 | -0.09 | 0 |  | 0.33 | 0.31 | 0.23 | 35.41 | 1081.651 | 0.3
D | 4002 | 2018-06-14 | 2 | OFF | 20.2 | 12.87 | 0.2 | 0.02 | 0.04 | 0 | 0 | 0.03 | -0.07 | -0.09 | 0 |  | 0.33 | 0.31 | 0.23 | 34.07 | 1035.556 | 0.26
D | 4002 | 2018-06-14 | 3 | OFF | 21.48 | 12.87 | 0.2 | 0.02 | 0.05 | 0 | 0 | -0.04 | -0.08 | -0.09 | 0 |  | 0.33 | 0.31 | 0.23 | 35.28 | 1007.634 | 0.27
D | 4002 | 2018-06-14 | 4 | OFF | 18.68 | 12.87 | 0.2 | 0.02 | 0.04 | 0 | 0 | 0.02 | -0.08 | -0.09 | 0 |  | 0.33 | 0.31 | 0.23 | 32.53 | 994.899 | 0.26
D | 4002 | 2018-06-14 | 5 | OFF | 17.3 | 12.87 | 0.2 | 0.02 | 0.04 | 0 | 0 | -0.01 | -0.07 | -0.09 | 0 |  | 0.33 | 0.31 | 0.23 | 31.13 | 1016.189 | 0.26
D | 4002 | 2018-06-14 | 6 | OFF | 13.88 | 12.87 | 0.2 | 0.02 | 0.17 | 0 | 0 | 0.01 | -0.1 | -0.09 | 0 |  | 0.33 | 0.31 | 0.23 | 27.83 | 1095.428 | 0.39
D | 4002 | 2018-06-14 | 7 | OFF | 16.25 | 12.87 | 0.2 | 0.02 | 0.18 | 0 | 0 | 0.02 | 0.08 | -0.09 | 0 |  | 0.33 | 0.31 | 0.23 | 30.4 | 1249.375 | 0.4
D | 4002 | 2018-06-14 | 8 | ON | 22.69 | 12.87 | 0.2 | 0.02 | 0.19 | 0.89 | 0 | -0.01 | -0.06 | -0.09 | 0 |  | 0.33 | 0.31 | 0.23 | 37.57 | 1371.995 | 1.3
D | 4002 | 2018-06-14 | 9 | ON | 21.2 | 12.87 | 0.2 | 0.02 | 0.09 | 0.86 | 0 | -0.01 | -0.03 | -0.09 | 0 |  | 0.33 | 0.31 | 0.23 | 35.98 | 1431.092 | 1.17
D | 4002 | 2018-06-14 | 10 | ON | 20.81 | 12.87 | 0.2 | 0.02 | 0.06 | 0.84 | 0 | 0.01 | -0.05 | -0.09 | 0 |  | 0.33 | 0.31 | 0.23 | 35.54 | 1472.402 | 1.12
D | 4002 | 2018-06-14 | 11 | ON | 23.42 | 12.87 | 0.2 | 0.02 | 0.07 | 0.83 | 0 | 0.01 | -0.03 | -0.09 | 0 |  | 0.33 | 0.31 | 0.23 | 38.17 | 1501.362 | 1.12
D | 4002 | 2018-06-14 | 12 | ON | 36.37 | 12.87 | 0.2 | 0.02 | 0.11 | 0.81 | 0.04 | -0.07 | -0.02 | -0.09 | 0 |  | 0.33 | 0.31 | 0.23 | 51.11 | 1517.013 | 1.18
D | 4002 | 2018-06-14 | 13 | ON | 45.4 | 12.87 | 0.2 | 0.02 | 0.21 | 0.8 | 0.24 | -0.06 | -0.07 | -0.09 | 0 |  | 0.33 | 0.31 | 0.23 | 60.39 | 1513.953 | 1.47
D | 4002 | 2018-06-14 | 14 | ON | 41.75 | 12.87 | 0.2 | 0.02 | 0.13 | 0.77 | 0.27 | 0.03 | -0.07 | -0.09 | 0 |  | 0.33 | 0.31 | 0.23 | 56.75 | 1500.62 | 1.39
D | 4002 | 2018-06-14 | 15 | ON | 26.09 | 12.87 | 0.2 | 0.02 | 0.1 | 0.77 | 0.06 | 0.06 | -0.08 | -0.09 | 0 |  | 0.33 | 0.31 | 0.23 | 40.87 | 1481.53 | 1.15
D | 4002 | 2018-06-14 | 16 | ON | 24.02 | 12.87 | 0.2 | 0.02 | 0.07 | 0.76 | 0.02 | -0.04 | -0.07 | -0.09 | 0 |  | 0.33 | 0.31 | 0.23 | 38.63 | 1470 | 1.07
D | 4002 | 2018-06-14 | 17 | ON | 41.47 | 12.87 | 0.2 | 0.02 | 0.2 | 0.79 | 0.04 | -0.02 | -0.08 | -0.09 | 0 |  | 0.33 | 0.31 | 0.23 | 56.27 | 1459.546 | 1.25
D | 4002 | 2018-06-14 | 18 | ON | 34.74 | 12.87 | 0.2 | 0.02 | 0.2 | 0.79 | 0 | -0.01 | -0.09 | -0.09 | 0 |  | 0.33 | 0.31 | 0.23 | 49.5 | 1448.604 | 1.21
D | 4002 | 2018-06-14 | 19 | ON | 28.3 | 12.87 | 0.2 | 0.02 | 0.19 | 0.81 | 0 | 0.03 | -0.07 | -0.09 | 0 |  | 0.33 | 0.31 | 0.23 | 43.13 | 1426.674 | 1.22
D | 4002 | 2018-06-14 | 20 | ON | 22.93 | 12.87 | 0.2 | 0.02 | 0.09 | 0.83 | 0 | -0.02 | -0.06 | -0.09 | 0 |  | 0.33 | 0.31 | 0.23 | 37.64 | 1407.949 | 1.14
D | 4002 | 2018-06-14 | 21 | ON | 28.33 | 12.87 | 0.2 | 0.02 | 0.07 | 0.84 | 0 | 0.02 | -0.07 | -0.09 | 0 |  | 0.33 | 0.31 | 0.23 | 43.06 | 1398.152 | 1.13
D | 4002 | 2018-06-14 | 22 | ON | 26.19 | 12.87 | 0.2 | 0.02 | 0.11 | 0.87 | 0 | 0 | -0.04 | -0.09 | 0 |  | 0.33 | 0.31 | 0.23 | 41 | 1337.509 | 1.2
D | 4002 | 2018-06-14 | 23 | ON | 27.66 | 12.87 | 0.2 | 0.02 | 0.23 | 0.96 | 0.01 | -0.05 | -0.04 | -0.09 | 0 |  | 0.33 | 0.31 | 0.23 | 42.64 | 1204.787 | 1.42
D | 4002 | 2018-06-14 | 24 | OFF | 33.26 | 12.87 | 0.2 | 0.02 | 0.31 | 0 | 0 | -0.07 | -0.08 | -0.09 | 0 |  | 0.33 | 0.31 | 0.23 | 47.29 | 1083.643 | 0.53
D | 4002 | 2018-06-15 | 1 | OFF | 26.26 | 12.87 | 0.31 | 0.04 | 0.1 | 0 | 0.08 | -0.04 | 0.01 | -0.09 | 0 |  | 0.33 | 0.31 | 0.23 | 40.41 | 1004.278 | 0.53
D | 4002 | 2018-06-15 | 2 | OFF | 23.61 | 12.87 | 0.31 | 0.04 | 0.08 | 0 | 0 | -0.01 | -0.03 | -0.09 | 0 |  | 0.33 | 0.31 | 0.23 | 37.65 | 958.238 | 0.43
D | 4002 | 2018-06-15 | 3 | OFF | 21.7 | 12.87 | 0.31 | 0.04 | 0.07 | 0 | 0 | 0 | -0.01 | -0.09 | 0 |  | 0.33 | 0.31 | 0.23 | 35.76 | 927.868 | 0.42
D | 4002 | 2018-06-15 | 4 | OFF | 20.24 | 12.87 | 0.31 | 0.04 | 0.06 | 0 | 0 | -0.03 | 0.03 | -0.09 | 0 |  | 0.33 | 0.31 | 0.23 | 34.3 | 921.895 | 0.41
D | 4002 | 2018-06-15 | 5 | OFF | 19.87 | 12.87 | 0.31 | 0.04 | 0.05 | 0 | 0 | -0.02 | 0.03 | -0.09 | 0 |  | 0.33 | 0.31 | 0.23 | 33.93 | 950.198 | 0.4
D | 4002 | 2018-06-15 | 6 | OFF | 24.01 | 12.87 | 0.31 | 0.04 | 0.21 | 0 | 0 | 0.02 | 0.01 | -0.09 | 0 |  | 0.33 | 0.31 | 0.23 | 38.25 | 1031.361 | 0.56
D | 4002 | 2018-06-15 | 7 | OFF | 32.72 | 12.87 | 0.31 | 0.04 | 0.46 | 0 | 0.04 | -0.03 | 0.22 | -0.09 | 0 |  | 0.33 | 0.31 | 0.23 | 47.41 | 1174.801 | 0.85
D | 4002 | 2018-06-15 | 8 | ON | 40.4 | 12.87 | 0.31 | 0.04 | 0.44 | 0.95 | 0 | -0.06 | -0.03 | -0.09 | 0 |  | 0.33 | 0.31 | 0.23 | 55.7 | 1283.242 | 1.74
D | 4002 | 2018-06-15 | 9 | ON | 40.26 | 12.87 | 0.31 | 0.04 | 0.21 | 0.91 | 0.05 | -0.04 | -0.03 | -0.09 | 0 |  | 0.33 | 0.31 | 0.23 | 55.36 | 1328.612 | 1.52
D | 4002 | 2018-06-15 | 10 | ON | 26.78 | 12.87 | 0.31 | 0.04 | 0.13 | 0.89 | 0.16 | 0.05 | -0.03 | -0.09 | 0 |  | 0.33 | 0.31 | 0.23 | 41.98 | 1360.4 | 1.53
D | 4002 | 2018-06-15 | 11 | ON | 29.1 | 12.87 | 0.31 | 0.04 | 0.12 | 0.88 | 0.14 | 0 | -0.04 | -0.09 | 0 |  | 0.33 | 0.31 | 0.23 | 44.2 | 1386.235 | 1.49
D | 4002 | 2018-06-15 | 12 | ON | 31.42 | 12.87 | 0.31 | 0.04 | 0.15 | 0.87 | 0.34 | 0 | -0.05 | -0.09 | 0 |  | 0.33 | 0.31 | 0.23 | 46.73 | 1387.353 | 1.71
D | 4002 | 2018-06-15 | 13 | ON | 24.76 | 12.87 | 0.31 | 0.04 | 0.1 | 0.88 | 0.13 | 0.01 | -0.05 | -0.09 | 0 |  | 0.33 | 0.31 | 0.23 | 39.83 | 1377.588 | 1.46
D | 4002 | 2018-06-15 | 14 | ON | 22.2 | 12.87 | 0.31 | 0.04 | 0.07 | 0.89 | 0.01 | -0.01 | -0.05 | -0.09 | 0 |  | 0.33 | 0.31 | 0.23 | 37.11 | 1367.539 | 1.32
D | 4002 | 2018-06-15 | 15 | ON | 23.82 | 12.87 | 0.31 | 0.04 | 0.09 | 0.9 | 0.1 | -0.01 | -0.06 | -0.09 | 0 |  | 0.33 | 0.31 | 0.23 | 38.84 | 1353.4 | 1.44
D | 4002 | 2018-06-15 | 16 | ON | 25.34 | 12.87 | 0.31 | 0.04 | 0.1 | 0.91 | 0.07 | -0.02 | -0.08 | -0.09 | 0 |  | 0.33 | 0.31 | 0.23 | 40.32 | 1347.812 | 1.43
D | 4002 | 2018-06-15 | 17 | ON | 24.5 | 12.87 | 0.31 | 0.04 | 0.09 | 0.91 | 0.03 | -0.01 | -0.08 | -0.09 | 0 |  | 0.33 | 0.31 | 0.23 | 39.44 | 1361.573 | 1.38
D | 4002 | 2018-06-15 | 18 | ON | 24.45 | 12.87 | 0.31 | 0.04 | 0.1 | 0.9 | 0.04 | -0.01 | -0.09 | -0.09 | 0 |  | 0.33 | 0.31 | 0.23 | 39.39 | 1372.113 | 1.39
D | 4002 | 2018-06-15 | 19 | ON | 30.39 | 12.87 | 0.31 | 0.04 | 0.15 | 0.9 | 0.16 | 0 | -0.08 | -0.09 | 0 |  | 0.33 | 0.31 | 0.23 | 45.52 | 1367.364 | 1.56
D | 4002 | 2018-06-15 | 20 | ON | 29.07 | 12.87 | 0.31 | 0.04 | 0.12 | 0.91 | 0.34 | -0.02 | -0.05 | -0.09 | 0 |  | 0.33 | 0.31 | 0.23 | 44.37 | 1342.301 | 1.72
D | 4002 | 2018-06-15 | 21 | ON | 21.28 | 12.87 | 0.31 | 0.04 | 0.06 | 0.92 | 0.03 | -0.02 | -0.07 | -0.09 | 0 |  | 0.33 | 0.31 | 0.23 | 36.2 | 1321.382 | 1.36
D | 4002 | 2018-06-15 | 22 | ON | 24.26 | 12.87 | 0.31 | 0.04 | 0.09 | 0.94 | 0.17 | 0.01 | -0.04 | -0.09 | 0 |  | 0.33 | 0.31 | 0.23 | 39.43 | 1275.712 | 1.55
D | 4002 | 2018-06-15 | 23 | ON | 24.07 | 12.87 | 0.31 | 0.04 | 0.21 | 1.02 | 0.19 | 0 | -0.04 | -0.09 | 0 |  | 0.33 | 0.31 | 0.23 | 39.45 | 1162.779 | 1.77
D | 4002 | 2018-06-15 | 24 | OFF | 17.84 | 12.87 | 0.31 | 0.04 | 0.16 | 0 | 0 | -0.07 | -0.01 | -0.09 | 0 |  | 0.33 | 0.31 | 0.23 | 31.92 | 1044.375 | 0.51
D | 4002 | 2018-06-16 | 1 | OFF | 13.73 | 12.87 | 1.53 | 0.01 | 0.04 | 0 | 0 | -0.01 | -0.09 | -0.09 | 0 |  | 0.33 | 0.31 | 0.23 | 28.86 | 957.663 | 1.58
D | 4002 | 2018-06-16 | 2 | OFF | 16.85 | 12.87 | 1.53 | 0.01 | 0.04 | 0 | 0 | -0.05 | -0.01 | -0.09 | 0 |  | 0.33 | 0.31 | 0.23 | 32.02 | 903.455 | 1.58
D | 4002 | 2018-06-16 | 3 | OFF | 20.15 | 12.87 | 1.53 | 0.01 | 0.06 | 0 | 0 | -0.04 | -0.04 | -0.09 | 0 |  | 0.33 | 0.31 | 0.23 | 35.32 | 875.987 | 1.6
D | 4002 | 2018-06-16 | 4 | OFF | 18.93 | 12.87 | 1.53 | 0.01 | 0.05 | 0 | 0 | -0.01 | -0.01 | -0.09 | 0 |  | 0.33 | 0.31 | 0.23 | 34.15 | 864.39 | 1.59
D | 4002 | 2018-06-16 | 5 | OFF | 16.43 | 12.87 | 1.53 | 0.01 | 0.05 | 0 | 0 | 0 | -0.03 | -0.09 | 0 |  | 0.33 | 0.31 | 0.23 | 31.64 | 869.351 | 1.59
D | 4002 | 2018-06-16 | 6 | OFF | -13.64 | 12.87 | 1.53 | 0.01 | 0.05 | 0 | 0 | -0.05 | -0.13 | -0.09 | 0 |  | 0.33 | 0.31 | 0.23 | 1.42 | 891.494 | 1.59
D | 4002 | 2018-06-16 | 7 | OFF | -10.04 | 12.87 | 1.53 | 0.01 | 0.59 | 0 | 0 | 0.02 | 0.15 | -0.09 | 0 |  | 0.33 | 0.31 | 0.23 | 5.91 | 967.744 | 2.13
D | 4002 | 2018-06-16 | 8 | OFF | 17.84 | 12.87 | 1.53 | 0.01 | 0.2 | 0 | 0 | -0.02 | 0.01 | -0.09 | 0 |  | 0.33 | 0.31 | 0.23 | 33.22 | 1077.268 | 1.74
D | 4002 | 2018-06-16 | 9 | OFF | 4.91 | 12.87 | 1.53 | 0.01 | 0.37 | 0 | 0 | -0.01 | 0.04 | -0.09 | 0 |  | 0.33 | 0.31 | 0.23 | 20.5 | 1181.152 | 1.91
D | 4002 | 2018-06-16 | 10 | OFF | 16.36 | 12.87 | 1.53 | 0.01 | 0.2 | 0 | 0 | -0.02 | 0 | -0.09 | 0 |  | 0.33 | 0.31 | 0.23 | 31.73 | 1246.054 | 1.74
D | 4002 | 2018-06-16 | 11 | OFF | 19.09 | 12.87 | 1.53 | 0.01 | 0.09 | 0 | 0 | 0.04 | -0.04 | -0.09 | 0 |  | 0.33 | 0.31 | 0.23 | 34.37 | 1282.458 | 1.63
D | 4002 | 2018-06-16 | 12 | OFF | 16.32 | 12.87 | 1.53 | 0.01 | 0.22 | 0 | 0 | -0.01 | -0.07 | -0.09 | 0 |  | 0.33 | 0.31 | 0.23 | 31.65 | 1310.033 | 1.76
D | 4002 | 2018-06-16 | 13 | OFF | 5.96 | 12.87 | 1.53 | 0.01 | 0.17 | 0 | 0 | -0.02 | -0.15 | -0.09 | 0 |  | 0.33 | 0.31 | 0.23 | 21.15 | 1320.116 | 1.71
D | 4002 | 2018-06-16 | 14 | OFF | -9.72 | 12.87 | 1.53 | 0.01 | 0.47 | 0 | 0 | 0.01 | -0.44 | -0.09 | 0 |  | 0.33 | 0.31 | 0.23 | 5.51 | 1337.128 | 2.01
D | 4002 | 2018-06-16 | 15 | OFF | 15.63 | 12.87 | 1.53 | 0.01 | 0.16 | 0 | 0 | 0.01 | -0.01 | -0.09 | 0 |  | 0.33 | 0.31 | 0.23 | 30.98 | 1347.961 | 1.7
D | 4002 | 2018-06-16 | 16 | OFF | 19.81 | 12.87 | 1.53 | 0.01 | 0.07 | 0 | 0 | -0.02 | -0.15 | -0.09 | 0 |  | 0.33 | 0.31 | 0.23 | 34.9 | 1361.789 | 1.61
D | 4002 | 2018-06-16 | 17 | OFF | 19.75 | 12.87 | 1.53 | 0.01 | 0.09 | 0 | 0 | 0.02 | -0.18 | -0.09 | 0 |  | 0.33 | 0.31 | 0.23 | 34.87 | 1379.25 | 1.63
D | 4002 | 2018-06-16 | 18 | OFF | 19.99 | 12.87 | 1.53 | 0.01 | 0.05 | 0 | 0 | 0.02 | -0.16 | -0.09 | 0 |  | 0.33 | 0.31 | 0.23 | 35.09 | 1421.372 | 1.59
D | 4002 | 2018-06-16 | 19 | OFF | 20.25 | 12.87 | 1.53 | 0.01 | 0.05 | 0 | 0 | -0.02 | -0.12 | -0.09 | 0 |  | 0.33 | 0.31 | 0.23 | 35.35 | 1428.745 | 1.59
D | 4002 | 2018-06-16 | 20 | OFF | 20.32 | 12.87 | 1.53 | 0.01 | 0.06 | 0 | 0 | 0 | -0.09 | -0.09 | 0 |  | 0.33 | 0.31 | 0.23 | 35.48 | 1401.083 | 1.6
D | 4002 | 2018-06-16 | 21 | OFF | 20.09 | 12.87 | 1.53 | 0.01 | 0.06 | 0 | 0 | 0 | -0.11 | -0.09 | 0 |  | 0.33 | 0.31 | 0.23 | 35.23 | 1367.845 | 1.6
D | 4002 | 2018-06-16 | 22 | OFF | 20.08 | 12.87 | 1.53 | 0.01 | 0.11 | 0 | 0 | 0 | -0.09 | -0.09 | 0 |  | 0.33 | 0.31 | 0.23 | 35.29 | 1320.623 | 1.65
D | 4002 | 2018-06-16 | 23 | OFF | 19.47 | 12.87 | 1.53 | 0.01 | 0.15 | 0 | 0 | 0.01 | -0.04 | -0.09 | 0 |  | 0.33 | 0.31 | 0.23 | 34.78 | 1210.084 | 1.69
D | 4002 | 2018-06-16 | 24 | OFF | 19.51 | 12.87 | 1.53 | 0.01 | 0.13 | 0 | 0 | 0.02 | -0.04 | -0.09 | 0 |  | 0.33 | 0.31 | 0.23 | 34.81 | 1090.097 | 1.67
D | 4002 | 2018-06-17 | 1 | OFF | 12.85 | 12.87 | 3.47 | 0.01 | 0.27 | 0 | 0 | 0.01 | -0.05 | -0.09 | 0 |  | 0.33 | 0.31 | 0.23 | 30.21 | 1006.735 | 3.75
D | 4002 | 2018-06-17 | 2 | OFF | 13.76 | 12.87 | 3.47 | 0.01 | 0.06 | 0 | 0 | -0.02 | 0.05 | -0.09 | 0 |  | 0.33 | 0.31 | 0.23 | 30.98 | 954.154 | 3.54
D | 4002 | 2018-06-17 | 3 | OFF | 13.34 | 12.87 | 3.47 | 0.01 | 0.09 | 0 | 0 | -0.02 | -0.06 | -0.09 | 0 |  | 0.33 | 0.31 | 0.23 | 30.48 | 918.824 | 3.57
D | 4002 | 2018-06-17 | 4 | OFF | 18.39 | 12.87 | 3.47 | 0.01 | 0.06 | 0 | 0 | -0.02 | -0.01 | -0.09 | 0 |  | 0.33 | 0.31 | 0.23 | 35.55 | 903.106 | 3.54
D | 4002 | 2018-06-17 | 5 | OFF | 11.79 | 12.87 | 3.47 | 0.01 | 0.04 | 0 | 0 | -0.01 | 0 | -0.09 | 0 |  | 0.33 | 0.31 | 0.23 | 28.95 | 902.348 | 3.52
D | 4002 | 2018-06-17 | 6 | OFF | 7.78 | 12.87 | 3.47 | 0.01 | 0.06 | 0 | 0 | 0.03 | -0.02 | -0.09 | 0 |  | 0.33 | 0.31 | 0.23 | 24.98 | 899.854 | 3.54
D | 4002 | 2018-06-17 | 7 | OFF | -71.04 | 12.87 | 3.47 | 0.01 | 0.03 | 0 | 0 | -0.06 | 0.04 | -0.09 | 0 |  | 0.33 | 0.31 | 0.23 | -53.9 | 948.968 | 3.51
D | 4002 | 2018-06-17 | 8 | OFF | 14.87 | 12.87 | 3.47 | 0.01 | 0.16 | 0 | 0 | -0.02 | -0.1 | -0.09 | 0 |  | 0.33 | 0.31 | 0.23 | 32.04 | 1036.324 | 3.64
D | 4002 | 2018-06-17 | 9 | OFF | 16.89 | 12.87 | 3.47 | 0.01 | 0.13 | 0 | 0 | -0.04 | 0.07 | -0.09 | 0 |  | 0.33 | 0.31 | 0.23 | 34.18 | 1156.076 | 3.61
D | 4002 | 2018-06-17 | 10 | OFF | 20.29 | 12.87 | 3.47 | 0.01 | 0.06 | 0 | 0 | -0.01 | -0.06 | -0.09 | 0 |  | 0.33 | 0.31 | 0.23 | 37.41 | 1247.978 | 3.54
D | 4002 | 2018-06-17 | 11 | OFF | 20.29 | 12.87 | 3.47 | 0.01 | 0.05 | 0 | 0 | -0.01 | -0.1 | -0.09 | 0 |  | 0.33 | 0.31 | 0.23 | 37.36 | 1318.372 | 3.53
D | 4002 | 2018-06-17 | 12 | OFF | 20.21 | 12.87 | 3.47 | 0.01 | 0.05 | 0 | 0 | -0.02 | -0.09 | -0.09 | 0 |  | 0.33 | 0.31 | 0.23 | 37.28 | 1371.702 | 3.53
D | 4002 | 2018-06-17 | 13 | OFF | 19.56 | 12.87 | 3.47 | 0.01 | 0.05 | 0 | 0 | -0.09 | 0.05 | -0.09 | 0 |  | 0.33 | 0.31 | 0.23 | 36.7 | 1405.418 | 3.53
D | 4002 | 2018-06-17 | 14 | OFF | 3.39 | 12.87 | 3.47 | 0.01 | 0.2 | 0 | 0 | 0.04 | -0.08 | -0.09 | 0 |  | 0.33 | 0.31 | 0.23 | 20.68 | 1426.469 | 3.68
D | 4002 | 2018-06-17 | 15 | OFF | -4.52 | 12.87 | 3.47 | 0.01 | 0.14 | 0 | 0 | 0.02 | -0.15 | -0.09 | 0 |  | 0.33 | 0.31 | 0.23 | 12.62 | 1457.839 | 3.62
D | 4002 | 2018-06-17 | 16 | OFF | 18.21 | 12.87 | 3.47 | 0.01 | 0.05 | 0 | 0 | -0.03 | -0.13 | -0.09 | 0 |  | 0.33 | 0.31 | 0.23 | 35.23 | 1497.77 | 3.53
D | 4002 | 2018-06-17 | 17 | OFF | 19.3 | 12.87 | 3.47 | 0.01 | 0.05 | 0 | 0 | -0.02 | -0.17 | -0.09 | 0 |  | 0.33 | 0.31 | 0.23 | 36.29 | 1532.606 | 3.53
D | 4002 | 2018-06-17 | 18 | OFF | 20.64 | 12.87 | 3.47 | 0.01 | 0.04 | 0 | 0 | -0.01 | -0.19 | -0.09 | 0 |  | 0.33 | 0.31 | 0.23 | 37.61 | 1545.298 | 3.52
D | 4002 | 2018-06-17 | 19 | OFF | 20.37 | 12.87 | 3.47 | 0.01 | 0.04 | 0 | 0 | 0.01 | -0.16 | -0.09 | 0 |  | 0.33 | 0.31 | 0.23 | 37.39 | 1529.709 | 3.52
D | 4002 | 2018-06-17 | 20 | OFF | 20.43 | 12.87 | 3.47 | 0.01 | 0.04 | 0 | 0 | 0 | -0.14 | -0.09 | 0 |  | 0.33 | 0.31 | 0.23 | 37.46 | 1489.828 | 3.52
D | 4002 | 2018-06-17 | 21 | OFF | 20.2 | 12.87 | 3.47 | 0.01 | 0.04 | 0 | 0 | -0.02 | -0.16 | -0.09 | 0 |  | 0.33 | 0.31 | 0.23 | 37.19 | 1469.263 | 3.52
D | 4002 | 2018-06-17 | 22 | OFF | 20.21 | 12.87 | 3.47 | 0.01 | 0.04 | 0 | 0 | 0.05 | -0.15 | -0.09 | 0 |  | 0.33 | 0.31 | 0.23 | 37.28 | 1404.778 | 3.52
D | 4002 | 2018-06-17 | 23 | OFF | 18.99 | 12.87 | 3.47 | 0.01 | 0.12 | 0 | 0 | -0.04 | -0.15 | -0.09 | 0 |  | 0.33 | 0.31 | 0.23 | 36.05 | 1259.656 | 3.6
D | 4002 | 2018-06-17 | 24 | OFF | 17.58 | 12.87 | 3.47 | 0.01 | 0.11 | 0 | 0 | 0.04 | -0.12 | -0.09 | 0 |  | 0.33 | 0.31 | 0.23 | 34.74 | 1129.589 | 3.59
D | 4002 | 2018-06-18 | 1 | OFF | 3.54 | 12.87 | 0.41 | 0.02 | 0.12 | 0 | 0 | -0.02 | -0.05 | -0.09 | 0 |  | 0.33 | 0.31 | 0.23 | 17.67 | 1043.273 | 0.55
D | 4002 | 2018-06-18 | 2 | OFF | 14.05 | 12.87 | 0.41 | 0.02 | 0.06 | 0 | 0 | -0.05 | 0.1 | -0.09 | 0 |  | 0.33 | 0.31 | 0.23 | 28.24 | 991.915 | 0.49
D | 4002 | 2018-06-18 | 3 | OFF | 16.26 | 12.87 | 0.41 | 0.02 | 0.06 | 0 | 0 | -0.03 | -0.02 | -0.09 | 0 |  | 0.33 | 0.31 | 0.23 | 30.35 | 967.246 | 0.49
D | 4002 | 2018-06-18 | 4 | OFF | 8.21 | 12.87 | 0.41 | 0.02 | 0.13 | 0 | 0 | 0.03 | -0.07 | -0.09 | 0 |  | 0.33 | 0.31 | 0.23 | 22.38 | 966.35 | 0.56
D | 4002 | 2018-06-18 | 5 | OFF | -11.58 | 12.87 | 0.41 | 0.02 | 0.13 | 0 | 0 | -0.14 | -0.14 | -0.09 | 0 |  | 0.33 | 0.31 | 0.23 | 2.35 | 997.523 | 0.56
D | 4002 | 2018-06-18 | 6 | OFF | -133.77 | 12.87 | 0.41 | 0.02 | 0.01 | 0 | 0 | -0.44 | -0.2 | -0.09 | 0 |  | 0.33 | 0.31 | 0.23 | -120.32 | 1086.142 | 0.44
D | 4002 | 2018-06-18 | 7 | OFF | 8.47 | 12.87 | 0.41 | 0.02 | 0.18 | 0 | 0 | 0.05 | 0.84 | -0.09 | 0 |  | 0.33 | 0.31 | 0.23 | 23.62 | 1251.735 | 0.61
D | 4002 | 2018-06-18 | 8 | ON | 18.7 | 12.87 | 0.41 | 0.02 | 0.19 | 0.86 | 0 | 0.01 | -0.06 | -0.09 | 0 |  | 0.33 | 0.31 | 0.23 | 33.78 | 1399.834 | 1.48
D | 4002 | 2018-06-18 | 9 | ON | 20.41 | 12.87 | 0.41 | 0.02 | 0.06 | 0.8 | 0 | 0.01 | -0.09 | -0.09 | 0 |  | 0.33 | 0.31 | 0.23 | 35.27 | 1505.818 | 1.29
D | 4002 | 2018-06-18 | 10 | ON | 20.23 | 12.87 | 0.41 | 0.02 | 0.04 | 0.76 | 0 | -0.01 | 0.05 | -0.09 | 0 |  | 0.33 | 0.31 | 0.23 | 35.15 | 1473.424 | 1.23
D | 4002 | 2018-06-18 | 11 | ON | 21.38 | 12.87 | 0.41 | 0.02 | 0.03 | 0.72 | 0 | -0.01 | 0 | -0.09 | 0 |  | 0.33 | 0.31 | 0.23 | 36.2 | 1593.977 | 1.18
D | 4002 | 2018-06-18 | 12 | ON | 22.32 | 12.87 | 0.41 | 0.02 | 0.07 | 0.68 | 0 | -0.01 | -0.13 | -0.09 | 0 |  | 0.33 | 0.31 | 0.23 | 37.01 | 1774.929 | 1.18
D | 4002 | 2018-06-18 | 13 | ON | 30.87 | 12.87 | 0.41 | 0.02 | 0.06 | 0.65 | 0 | -0.04 | -0.22 | -0.09 | 0 |  | 0.33 | 0.31 | 0.23 | 45.4 | 1858.284 | 1.14
D | 4002 | 2018-06-18 | 14 | ON | 38.5 | 12.87 | 0.41 | 0.02 | 0.08 | 0.63 | 0 | -0.13 | -0.21 | -0.09 | 0 |  | 0.33 | 0.31 | 0.23 | 52.95 | 1904.275 | 1.14
D | 4002 | 2018-06-18 | 15 | ON | 34.87 | 12.87 | 0.41 | 0.02 | 0.11 | 0.62 | 0 | -0.01 | -0.28 | -0.09 | 0 |  | 0.33 | 0.31 | 0.23 | 49.39 | 1935.052 | 1.16
D | 4002 | 2018-06-18 | 16 | ON | 37.43 | 12.87 | 0.41 | 0.02 | 0.2 | 0.61 | 0 | -0.01 | -0.36 | -0.09 | 0 |  | 0.33 | 0.31 | 0.23 | 51.95 | 1983.292 | 1.24
D | 4002 | 2018-06-18 | 17 | ON | 36.98 | 12.87 | 0.41 | 0.02 | 0.16 | 0.6 | 0 | -0.03 | -0.34 | -0.09 | 0 |  | 0.33 | 0.31 | 0.23 | 51.45 | 1995.071 | 1.19
D | 4002 | 2018-06-18 | 18 | ON | 38.9 | 12.87 | 0.41 | 0.02 | 1.45 | 0.6 | 0 | 0.03 | -0.36 | -0.09 | 0 |  | 0.33 | 0.31 | 0.23 | 54.7 | 1940.437 | 2.48
D | 4002 | 2018-06-18 | 19 | ON | 31.61 | 12.87 | 0.41 | 0.02 | 1.05 | 0.62 | 0 | 0.02 | -0.22 | -0.09 | 0 |  | 0.33 | 0.31 | 0.23 | 47.16 | 1729.215 | 2.1
D | 4002 | 2018-06-18 | 20 | ON | 25.31 | 12.87 | 0.41 | 0.02 | 0.18 | 0.65 | 0 | 0.07 | -0.18 | -0.09 | 0 |  | 0.33 | 0.31 | 0.23 | 40.11 | 1633.258 | 1.26
D | 4002 | 2018-06-18 | 21 | ON | 22.57 | 12.87 | 0.41 | 0.02 | 0.05 | 0.67 | 0 | 0.03 | -0.22 | -0.09 | 0 |  | 0.33 | 0.31 | 0.23 | 37.18 | 1621.497 | 1.15
D | 4002 | 2018-06-18 | 22 | ON | 21.27 | 12.87 | 0.41 | 0.02 | 0.04 | 0.71 | 0 | 0.01 | -0.2 | -0.09 | 0 |  | 0.33 | 0.31 | 0.23 | 35.91 | 1550.943 | 1.18
D | 4002 | 2018-06-18 | 23 | ON | 20.77 | 12.87 | 0.41 | 0.02 | 0.11 | 0.78 | 0 | 0.02 | -0.1 | -0.09 | 0 |  | 0.33 | 0.31 | 0.23 | 35.66 | 1430.7 | 1.32
D | 4002 | 2018-06-18 | 24 | OFF | 20.5 | 12.87 | 0.41 | 0.02 | 0.14 | 0 | 0 | -0.03 | -0.08 | -0.09 | 0 |  | 0.33 | 0.31 | 0.23 | 34.61 | 1315.951 | 0.57
D | 4002 | 2018-06-19 | 1 | OFF | 22.22 | 12.87 | 0.18 | 0.04 | 0.05 | 0 | 0 | -0.04 | 0.01 | -0.09 | 0 |  | 0.33 | 0.31 | 0.23 | 36.11 | 1240.328 | 0.27
D | 4002 | 2018-06-19 | 2 | OFF | 28.78 | 12.87 | 0.18 | 0.04 | 0.06 | 0 | 0 | -0.07 | 0.02 | -0.09 | 0 |  | 0.33 | 0.31 | 0.23 | 42.66 | 1192.157 | 0.28
D | 4002 | 2018-06-19 | 3 | OFF | 30.46 | 12.87 | 0.18 | 0.04 | 0.07 | 0 | 0 | -0.05 | -0.01 | -0.09 | 0 |  | 0.33 | 0.31 | 0.23 | 44.34 | 1164.003 | 0.29
D | 4002 | 2018-06-19 | 4 | OFF | 26.96 | 12.87 | 0.18 | 0.04 | 0.06 | 0 | 0 | -0.11 | 0.04 | -0.09 | 0 |  | 0.33 | 0.31 | 0.23 | 40.82 | 1153.009 | 0.28
D | 4002 | 2018-06-19 | 5 | OFF | 27.32 | 12.87 | 0.18 | 0.04 | 0.05 | 0 | 0 | -0.04 | -0.02 | -0.09 | 0 |  | 0.33 | 0.31 | 0.23 | 41.18 | 1165.356 | 0.27
D | 4002 | 2018-06-19 | 6 | OFF | 31.95 | 12.87 | 0.18 | 0.04 | 0.27 | 0 | 0 | -0.01 | -0.06 | -0.09 | 0 |  | 0.33 | 0.31 | 0.23 | 46.02 | 1232.305 | 0.49
D | 4002 | 2018-06-19 | 7 | OFF | 28.56 | 12.87 | 0.18 | 0.04 | 0.3 | 0 | 0 | 0 | 0.01 | -0.09 | 0 |  | 0.33 | 0.31 | 0.23 | 42.74 | 1374.994 | 0.52
D | 4002 | 2018-06-19 | 8 | ON | 36.3 | 12.87 | 0.18 | 0.04 | 0.34 | 0.79 | 0 | -0.01 | -0.04 | -0.09 | 0 |  | 0.33 | 0.31 | 0.23 | 51.25 | 1490.783 | 1.35
D | 4002 | 2018-06-19 | 9 | ON | 29.6 | 12.87 | 0.18 | 0.04 | 0.17 | 0.74 | 0 | 0.06 | -0.09 | -0.09 | 0 |  | 0.33 | 0.31 | 0.23 | 44.35 | 1554.966 | 1.13
D | 4002 | 2018-06-19 | 10 | ON | 28.27 | 12.87 | 0.18 | 0.04 | 0.15 | 0.7 | 0.02 | 0.04 | -0.09 | -0.09 | 0 |  | 0.33 | 0.31 | 0.23 | 42.96 | 1591.551 | 1.09
D | 4002 | 2018-06-19 | 11 | ON | 22.54 | 12.87 | 0.18 | 0.04 | 0.07 | 0.69 | 0 | 0.05 | -0.1 | -0.09 | 0 |  | 0.33 | 0.31 | 0.23 | 37.12 | 1615.163 | 0.98
D | 4002 | 2018-06-19 | 12 | ON | 21.54 | 12.87 | 0.18 | 0.04 | 0.07 | 0.68 | 0 | 0.04 | -0.1 | -0.09 | 0 |  | 0.33 | 0.31 | 0.23 | 36.1 | 1621.553 | 0.97
D | 4002 | 2018-06-19 | 13 | ON | 21.66 | 12.87 | 0.18 | 0.04 | 0.16 | 0.67 | 0 | 0.03 | -0.15 | -0.09 | 0 |  | 0.33 | 0.31 | 0.23 | 36.24 | 1630.41 | 1.05
D | 4002 | 2018-06-19 | 14 | ON | 22.96 | 12.87 | 0.18 | 0.04 | 0.14 | 0.68 | 0 | 0.03 | -0.16 | -0.09 | 0 |  | 0.33 | 0.31 | 0.23 | 37.52 | 1650.655 | 1.04
D | 4002 | 2018-06-19 | 15 | ON | 25.43 | 12.87 | 0.18 | 0.04 | 0.13 | 0.66 | 0 | 0.01 | -0.17 | -0.09 | 0 |  | 0.33 | 0.31 | 0.23 | 39.93 | 1660.563 | 1.01
D | 4002 | 2018-06-19 | 16 | ON | 32.52 | 12.87 | 0.18 | 0.04 | 0.2 | 0.65 | 0.11 | -0.08 | -0.2 | -0.09 | 0 |  | 0.33 | 0.31 | 0.23 | 47.07 | 1672.194 | 1.18
D | 4002 | 2018-06-19 | 17 | ON | 33.11 | 12.87 | 0.18 | 0.04 | 0.18 | 0.67 | 0 | -0.02 | -0.18 | -0.09 | 0 |  | 0.33 | 0.31 | 0.23 | 47.63 | 1687.751 | 1.07
D | 4002 | 2018-06-19 | 18 | ON | 32.21 | 12.87 | 0.18 | 0.04 | 0.08 | 0.66 | 0.01 | -0.04 | -0.17 | -0.09 | 0 |  | 0.33 | 0.31 | 0.23 | 46.62 | 1687.738 | 0.97
D | 4002 | 2018-06-19 | 19 | ON | 31.81 | 12.87 | 0.18 | 0.04 | 0.04 | 0.67 | 0 | 0.01 | -0.16 | -0.09 | 0 |  | 0.33 | 0.31 | 0.23 | 46.24 | 1660.176 | 0.93
D | 4002 | 2018-06-19 | 20 | ON | 31.19 | 12.87 | 0.18 | 0.04 | 0.06 | 0.7 | 0 | 0.01 | -0.13 | -0.09 | 0 |  | 0.33 | 0.31 | 0.23 | 45.7 | 1603.559 | 0.98
D | 4002 | 2018-06-19 | 21 | ON | 28.61 | 12.87 | 0.18 | 0.04 | 0.08 | 0.73 | 0 | 0.03 | -0.14 | -0.09 | 0 |  | 0.33 | 0.31 | 0.23 | 43.18 | 1550.28 | 1.03
D | 4002 | 2018-06-19 | 22 | ON | 31.21 | 12.87 | 0.18 | 0.04 | 0.1 | 0.77 | 0 | 0.04 | -0.08 | -0.09 | 0 |  | 0.33 | 0.31 | 0.23 | 45.91 | 1464.173 | 1.09
D | 4002 | 2018-06-19 | 23 | ON | 29.98 | 12.87 | 0.18 | 0.04 | 0.23 | 0.86 | 0 | 0.02 | -0.02 | -0.09 | 0 |  | 0.33 | 0.31 | 0.23 | 44.94 | 1301.102 | 1.31
D | 4002 | 2018-06-19 | 24 | OFF | 24.36 | 12.87 | 0.18 | 0.04 | 0.19 | 0 | 0 | -0.06 | -0.03 | -0.09 | 0 |  | 0.33 | 0.31 | 0.23 | 38.33 | 1152.957 | 0.41
D | 4002 | 2018-06-20 | 1 | OFF | 31.47 | 12.87 | 0.44 | 0.05 | 0.1 | 0 | 0.15 | -0.14 | -0.14 | -0.09 | 0 |  | 0.33 | 0.31 | 0.23 | 45.58 | 1054.212 | 0.74
D | 4002 | 2018-06-20 | 2 | OFF | 35.54 | 12.87 | 0.44 | 0.05 | 0.16 | 0 | 0.03 | -0.05 | 0.07 | -0.09 | 0 |  | 0.33 | 0.31 | 0.23 | 49.89 | 996.06 | 0.68
D | 4002 | 2018-06-20 | 3 | OFF | 24.39 | 12.87 | 0.44 | 0.05 | 0.08 | 0 | 0 | -0.01 | -0.01 | -0.09 | 0 |  | 0.33 | 0.31 | 0.23 | 38.59 | 961.436 | 0.57
D | 4002 | 2018-06-20 | 4 | OFF | 22.12 | 12.87 | 0.44 | 0.05 | 0.06 | 0 | 0 | -0.02 | 0.02 | -0.09 | 0 |  | 0.33 | 0.31 | 0.23 | 36.32 | 949.815 | 0.55
D | 4002 | 2018-06-20 | 5 | OFF | 22.52 | 12.87 | 0.44 | 0.05 | 0.06 | 0 | 0 | -0.03 | 0.01 | -0.09 | 0 |  | 0.33 | 0.31 | 0.23 | 36.7 | 973.714 | 0.55
D | 4002 | 2018-06-20 | 6 | OFF | 35.42 | 12.87 | 0.44 | 0.05 | 0.34 | 0 | 0 | -0.08 | 0.09 | -0.09 | 0 |  | 0.33 | 0.31 | 0.23 | 49.91 | 1047.29 | 0.83
D | 4002 | 2018-06-20 | 7 | OFF | 44.36 | 12.87 | 0.44 | 0.05 | 0.66 | 0 | 0.73 | -0.08 | 0.09 | -0.09 | 0 |  | 0.33 | 0.31 | 0.23 | 59.9 | 1195.37 | 1.88
D | 4002 | 2018-06-20 | 8 | ON | 56.67 | 12.87 | 0.44 | 0.05 | 1.44 | 0.92 | 0.96 | -0.07 | -0.22 | -0.09 | 0 |  | 0.33 | 0.31 | 0.23 | 73.84 | 1317.405 | 3.81
D | 4002 | 2018-06-20 | 9 | ON | 32.47 | 12.87 | 0.44 | 0.05 | 0.36 | 0.88 | 0.01 | -0.02 | -0.07 | -0.09 | 0 |  | 0.33 | 0.31 | 0.23 | 47.77 | 1388.519 | 1.74
D | 4002 | 2018-06-20 | 10 | ON | 26.59 | 12.87 | 0.44 | 0.05 | 0.14 | 0.85 | 0 | 0 | -0.04 | -0.09 | 0 |  | 0.33 | 0.31 | 0.23 | 41.68 | 1438.131 | 1.48
D | 4002 | 2018-06-20 | 11 | ON | 33.75 | 12.87 | 0.44 | 0.05 | 0.22 | 0.81 | 0.41 | 0.02 | -0.11 | -0.09 | 0 |  | 0.33 | 0.31 | 0.23 | 49.24 | 1493.658 | 1.93
D | 4002 | 2018-06-20 | 12 | ON | 22.14 | 12.87 | 0.44 | 0.05 | 0.08 | 0.79 | 0.01 | -0.02 | -0.11 | -0.09 | 0 |  | 0.33 | 0.31 | 0.23 | 37.03 | 1531.923 | 1.37
D | 4002 | 2018-06-20 | 13 | ON | 24.31 | 12.87 | 0.44 | 0.05 | 0.07 | 0.77 | 0.07 | 0 | -0.12 | -0.09 | 0 |  | 0.33 | 0.31 | 0.23 | 39.24 | 1555.407 | 1.4
D | 4002 | 2018-06-20 | 14 | ON | 27.93 | 12.87 | 0.44 | 0.05 | 0.07 | 0.76 | 0.02 | -0.04 | -0.14 | -0.09 | 0 |  | 0.33 | 0.31 | 0.23 | 42.74 | 1592.539 | 1.34
D | 4002 | 2018-06-20 | 15 | ON | 30.21 | 12.87 | 0.44 | 0.05 | 0.1 | 0.74 | 0.03 | -0.04 | -0.13 | -0.09 | 0 |  | 0.33 | 0.31 | 0.23 | 45.05 | 1596.691 | 1.36
D | 4002 | 2018-06-20 | 16 | ON | 41.63 | 12.87 | 0.44 | 0.05 | 0.13 | 0.73 | 0 | -0.01 | -0.15 | -0.09 | 0 |  | 0.33 | 0.31 | 0.23 | 56.47 | 1603.132 | 1.35
D | 4002 | 2018-06-20 | 17 | ON | 28.87 | 12.87 | 0.44 | 0.05 | 0.07 | 0.73 | 0 | -0.04 | -0.14 | -0.09 | 0 |  | 0.33 | 0.31 | 0.23 | 43.63 | 1613.299 | 1.29
D | 4002 | 2018-06-20 | 18 | ON | 27.95 | 12.87 | 0.44 | 0.05 | 0.08 | 0.73 | 0 | 0.01 | -0.13 | -0.09 | 0 |  | 0.33 | 0.31 | 0.23 | 42.78 | 1609.839 | 1.3
D | 4002 | 2018-06-20 | 19 | ON | 38.85 | 12.87 | 0.44 | 0.05 | 0.22 | 0.74 | 0.24 | 0.06 | -0.12 | -0.09 | 0 |  | 0.33 | 0.31 | 0.23 | 54.13 | 1590.787 | 1.69
D | 4002 | 2018-06-20 | 20 | ON | 30.05 | 12.87 | 0.44 | 0.05 | 0.11 | 0.75 | 0.04 | -0.03 | -0.14 | -0.09 | 0 |  | 0.33 | 0.31 | 0.23 | 44.92 | 1554.683 | 1.39
D | 4002 | 2018-06-20 | 21 | ON | 26.39 | 12.87 | 0.44 | 0.05 | 0.09 | 0.76 | 0.03 | 0.01 | -0.13 | -0.09 | 0 |  | 0.33 | 0.31 | 0.23 | 41.29 | 1518.928 | 1.37
D | 4002 | 2018-06-20 | 22 | ON | 35.55 | 12.87 | 0.44 | 0.05 | 0.15 | 0.79 | 0.18 | -0.02 | -0.14 | -0.09 | 0 |  | 0.33 | 0.31 | 0.23 | 50.65 | 1451.332 | 1.61
D | 4002 | 2018-06-20 | 23 | ON | 33.92 | 12.87 | 0.44 | 0.05 | 0.29 | 0.87 | 0.08 | 0.02 | -0.08 | -0.09 | 0 |  | 0.33 | 0.31 | 0.23 | 49.24 | 1299.374 | 1.73
D | 4002 | 2018-06-20 | 24 | OFF | 22.89 | 12.87 | 0.44 | 0.05 | 0.18 | 0 | 0 | -0.04 | -0.03 | -0.09 | 0 |  | 0.33 | 0.31 | 0.23 | 37.14 | 1155.362 | 0.67
D | 4002 | 2018-06-21 | 1 | OFF | 33.66 | 12.87 | 1.35 | 0.46 | 0.17 | 0 | 0.74 | -0.03 | -0.29 | -0.09 | 0 |  | 0.33 | 0.31 | 0.23 | 49.71 | 1060.435 | 2.72
D | 4002 | 2018-06-21 | 2 | OFF | 28.68 | 12.87 | 1.35 | 0.46 | 0.08 | 0 | 0 | -0.02 | -0.02 | -0.09 | 0 |  | 0.33 | 0.31 | 0.23 | 44.18 | 1005.397 | 1.89
D | 4002 | 2018-06-21 | 3 | OFF | 42.65 | 12.87 | 1.35 | 0.46 | 0.17 | 0 | 0 | 0.02 | -0.12 | -0.09 | 0 |  | 0.33 | 0.31 | 0.23 | 58.18 | 971.88 | 1.98
D | 4002 | 2018-06-21 | 4 | OFF | 29.99 | 12.87 | 1.35 | 0.46 | 0.07 | 0 | 0 | -0.04 | -0.04 | -0.09 | 0 |  | 0.33 | 0.31 | 0.23 | 45.44 | 962.591 | 1.88
D | 4002 | 2018-06-21 | 5 | OFF | 28.2 | 12.87 | 1.35 | 0.46 | 0.07 | 0 | 0 | 0.01 | -0.04 | -0.09 | 0 |  | 0.33 | 0.31 | 0.23 | 43.7 | 988.714 | 1.88
D | 4002 | 2018-06-21 | 6 | OFF | 24.77 | 12.87 | 1.35 | 0.46 | 0.17 | 0 | 0 | 0.06 | 0.02 | -0.09 | 0 |  | 0.33 | 0.31 | 0.23 | 40.48 | 1065.413 | 1.98
D | 4002 | 2018-06-21 | 7 | OFF | 26.92 | 12.87 | 1.35 | 0.46 | 0.23 | 0 | 0 | 0 | 0.03 | -0.09 | 0 |  | 0.33 | 0.31 | 0.23 | 42.64 | 1210.172 | 2.04
D | 4002 | 2018-06-21 | 8 | ON | 48.17 | 12.87 | 1.35 | 0.46 | 0.58 | 0.89 | 0.11 | -0.02 | 0.01 | -0.09 | 0 |  | 0.33 | 0.31 | 0.23 | 65.2 | 1341.756 | 3.39
D | 4002 | 2018-06-21 | 9 | ON | 41.09 | 12.87 | 1.35 | 0.46 | 0.47 | 0.85 | 0 | 0.07 | -0.19 | -0.09 | 0 |  | 0.33 | 0.31 | 0.23 | 57.75 | 1420.175 | 3.13
D | 4002 | 2018-06-21 | 10 | ON | 37.01 | 12.87 | 1.35 | 0.46 | 0.3 | 0.82 | 0.39 | 0.01 | 0.03 | -0.09 | 0 |  | 0.33 | 0.31 | 0.23 | 54.02 | 1478.413 | 3.32
D | 4002 | 2018-06-21 | 11 | ON | 66.75 | 12.87 | 1.35 | 0.46 | 0.36 | 0.8 | 1.02 | 0.05 | -0.08 | -0.09 | 0 |  | 0.33 | 0.31 | 0.23 | 84.36 | 1533.047 | 3.99
D | 4002 | 2018-06-21 | 12 | ON | 62.82 | 12.87 | 1.35 | 0.46 | 0.43 | 0.77 | 0.86 | 0.07 | -0.22 | -0.09 | 0 |  | 0.33 | 0.31 | 0.23 | 80.19 | 1570.02 | 3.87
D | 4002 | 2018-06-21 | 13 | ON | 35.26 | 12.87 | 1.35 | 0.46 | 0.16 | 0.76 | 0.07 | 0.04 | -0.04 | -0.09 | 0 |  | 0.33 | 0.31 | 0.23 | 51.71 | 1581.289 | 2.8
D | 4002 | 2018-06-21 | 14 | ON | 42.12 | 12.87 | 1.35 | 0.46 | 0.16 | 0.74 | 0.03 | 0.01 | -0.09 | -0.09 | 0 |  | 0.33 | 0.31 | 0.23 | 58.43 | 1591.181 | 2.74
D | 4002 | 2018-06-21 | 15 | ON | 63.47 | 12.87 | 1.35 | 0.46 | 0.3 | 0.72 | 0.24 | -0.08 | -0.08 | -0.09 | 0 |  | 0.33 | 0.31 | 0.23 | 80.03 | 1594.135 | 3.07
D | 4002 | 2018-06-21 | 16 | ON | 58.47 | 12.87 | 1.35 | 0.46 | 0.26 | 0.72 | 0 | 0.04 | -0.15 | -0.09 | 0 |  | 0.33 | 0.31 | 0.23 | 74.8 | 1610.655 | 2.79
D | 4002 | 2018-06-21 | 17 | ON | 57.87 | 12.87 | 1.35 | 0.46 | 0.23 | 0.71 | 0.1 | -0.05 | -0.09 | -0.09 | 0 |  | 0.33 | 0.31 | 0.23 | 74.23 | 1617.642 | 2.85
D | 4002 | 2018-06-21 | 18 | ON | 61.02 | 12.87 | 1.35 | 0.46 | 0.26 | 0.71 | 0.11 | -0.03 | -0.15 | -0.09 | 0 |  | 0.33 | 0.31 | 0.23 | 77.38 | 1611.661 | 2.89
D | 4002 | 2018-06-21 | 19 | ON | 83.32 | 12.87 | 1.35 | 0.46 | 0.19 | 0.72 | 1.03 | -0.26 | -0.2 | -0.09 | 0 |  | 0.33 | 0.31 | 0.23 | 100.26 | 1591.112 | 3.75
D | 4002 | 2018-06-21 | 20 | ON | 83.25 | 12.87 | 1.35 | 0.46 | 0.67 | 0.75 | 1.88 | 0.04 | -0.07 | -0.09 | 0 |  | 0.33 | 0.31 | 0.23 | 101.98 | 1540.08 | 5.11
D | 4002 | 2018-06-21 | 21 | ON | 45.94 | 12.87 | 1.35 | 0.46 | 0.32 | 0.77 | 0.81 | 0.03 | -0.09 | -0.09 | 0 |  | 0.33 | 0.31 | 0.23 | 63.24 | 1487.05 | 3.71
D | 4002 | 2018-06-21 | 22 | ON | 27.09 | 12.87 | 1.35 | 0.46 | 0.14 | 0.8 | 0.08 | 0 | -0.03 | -0.09 | 0 |  | 0.33 | 0.31 | 0.23 | 43.54 | 1417.494 | 2.83
D | 4002 | 2018-06-21 | 23 | ON | 35.04 | 12.87 | 1.35 | 0.46 | 0.34 | 0.88 | 0.39 | 0.03 | -0.26 | -0.09 | 0 |  | 0.33 | 0.31 | 0.23 | 51.88 | 1269.504 | 3.42
D | 4002 | 2018-06-21 | 24 | OFF | 22.98 | 12.87 | 1.35 | 0.46 | 0.15 | 0 | 0 | 0.01 | -0.07 | -0.09 | 0 |  | 0.33 | 0.31 | 0.23 | 38.53 | 1128.319 | 1.96
D | 4002 | 2018-06-22 | 1 | OFF | 22.6 | 12.87 | 0.33 | 0.02 | 0.06 | 0 | 0 | 0.01 | -0.07 | -0.09 | 0 |  | 0.33 | 0.31 | 0.23 | 36.6 | 1032.698 | 0.41
D | 4002 | 2018-06-22 | 2 | OFF | 24.79 | 12.87 | 0.33 | 0.02 | 0.06 | 0 | 0 | -0.01 | -0.07 | -0.09 | 0 |  | 0.33 | 0.31 | 0.23 | 38.77 | 975.19 | 0.41
D | 4002 | 2018-06-22 | 3 | OFF | 33.02 | 12.87 | 0.33 | 0.02 | 0.14 | 0 | 0 | 0 | -0.04 | -0.09 | 0 |  | 0.33 | 0.31 | 0.23 | 47.12 | 939.042 | 0.49
D | 4002 | 2018-06-22 | 4 | OFF | 32.46 | 12.87 | 0.33 | 0.02 | 0.14 | 0 | 0 | 0 | -0.05 | -0.09 | 0 |  | 0.33 | 0.31 | 0.23 | 46.55 | 927.08 | 0.49
D | 4002 | 2018-06-22 | 5 | OFF | 24.5 | 12.87 | 0.33 | 0.02 | 0.08 | 0 | 0 | 0.01 | -0.08 | -0.09 | 0 |  | 0.33 | 0.31 | 0.23 | 38.51 | 945.921 | 0.43
D | 4002 | 2018-06-22 | 6 | OFF | 23.63 | 12.87 | 0.33 | 0.02 | 0.16 | 0 | 0 | -0.01 | -0.02 | -0.09 | 0 |  | 0.33 | 0.31 | 0.23 | 37.76 | 1009.768 | 0.51
D | 4002 | 2018-06-22 | 7 | OFF | 29.61 | 12.87 | 0.33 | 0.02 | 0.33 | 0 | 0 | 0.03 | -0.09 | -0.09 | 0 |  | 0.33 | 0.31 | 0.23 | 43.88 | 1140.622 | 0.68
D | 4002 | 2018-06-22 | 8 | ON | 29.23 | 12.87 | 0.33 | 0.02 | 0.29 | 0.95 | 0 | -0.02 | -0.11 | -0.09 | 0 |  | 0.33 | 0.31 | 0.23 | 44.34 | 1260.109 | 1.59
D | 4002 | 2018-06-22 | 9 | ON | 29.2 | 12.87 | 0.33 | 0.02 | 0.18 | 0.91 | 0 | 0.02 | -0.11 | -0.09 | 0 |  | 0.33 | 0.31 | 0.23 | 44.2 | 1328.617 | 1.44
D | 4002 | 2018-06-22 | 10 | ON | 25.6 | 12.87 | 0.33 | 0.02 | 0.1 | 0.89 | 0 | 0.04 | -0.08 | -0.09 | 0 |  | 0.33 | 0.31 | 0.23 | 40.55 | 1374.584 | 1.34
D | 4002 | 2018-06-22 | 11 | ON | 23.12 | 12.87 | 0.33 | 0.02 | 0.06 | 0.86 | 0 | 0.03 | -0.11 | -0.09 | 0 |  | 0.33 | 0.31 | 0.23 | 37.96 | 1414.154 | 1.27
D | 4002 | 2018-06-22 | 12 | ON | 27.88 | 12.87 | 0.33 | 0.02 | 0.06 | 0.84 | 0.04 | 0.01 | -0.12 | -0.09 | 0 |  | 0.33 | 0.31 | 0.23 | 42.71 | 1447.432 | 1.29
D | 4002 | 2018-06-22 | 13 | ON | 33.1 | 12.87 | 0.33 | 0.02 | 0.1 | 0.83 | 0.08 | 0.04 | -0.13 | -0.09 | 0 |  | 0.33 | 0.31 | 0.23 | 48.02 | 1467.224 | 1.36
D | 4002 | 2018-06-22 | 14 | ON | 33.78 | 12.87 | 0.33 | 0.02 | 0.1 | 0.81 | 0.03 | 0.03 | -0.12 | -0.09 | 0 |  | 0.33 | 0.31 | 0.23 | 48.63 | 1496.441 | 1.29
D | 4002 | 2018-06-22 | 15 | ON | 29.4 | 12.87 | 0.33 | 0.02 | 0.07 | 0.8 | 0.03 | 0 | -0.1 | -0.09 | 0 |  | 0.33 | 0.31 | 0.23 | 44.2 | 1507.834 | 1.25
D | 4002 | 2018-06-22 | 16 | ON | 34.41 | 12.87 | 0.33 | 0.02 | 0.1 | 0.8 | 0.07 | -0.02 | -0.08 | -0.09 | 0 |  | 0.33 | 0.31 | 0.23 | 49.28 | 1508.4 | 1.32
D | 4002 | 2018-06-22 | 17 | ON | 32.5 | 12.87 | 0.33 | 0.02 | 0.1 | 0.79 | 0.04 | 0.04 | -0.1 | -0.09 | 0 |  | 0.33 | 0.31 | 0.23 | 47.37 | 1508.109 | 1.28
D | 4002 | 2018-06-22 | 18 | ON | 28.65 | 12.87 | 0.33 | 0.02 | 0.1 | 0.8 | 0.01 | 0.02 | -0.07 | -0.09 | 0 |  | 0.33 | 0.31 | 0.23 | 43.51 | 1491.921 | 1.26
D | 4002 | 2018-06-22 | 19 | ON | 25.78 | 12.87 | 0.33 | 0.02 | 0.08 | 0.82 | 0.04 | -0.02 | -0.06 | -0.09 | 0 |  | 0.33 | 0.31 | 0.23 | 40.64 | 1452.074 | 1.29
D | 4002 | 2018-06-22 | 20 | ON | 22.57 | 12.87 | 0.33 | 0.02 | 0.07 | 0.85 | 0 | -0.02 | -0.07 | -0.09 | 0 |  | 0.33 | 0.31 | 0.23 | 37.4 | 1400.715 | 1.27
D | 4002 | 2018-06-22 | 21 | ON | 22.33 | 12.87 | 0.33 | 0.02 | 0.07 | 0.86 | 0 | -0.01 | -0.08 | -0.09 | 0 |  | 0.33 | 0.31 | 0.23 | 37.17 | 1375.747 | 1.28
D | 4002 | 2018-06-22 | 22 | ON | 24.8 | 12.87 | 0.33 | 0.02 | 0.11 | 0.89 | 0.02 | -0.03 | -0.05 | -0.09 | 0 |  | 0.33 | 0.31 | 0.23 | 39.74 | 1332.098 | 1.37
D | 4002 | 2018-06-22 | 23 | ON | 24.14 | 12.87 | 0.33 | 0.02 | 0.18 | 0.97 | 0.02 | -0.03 | -0.04 | -0.09 | 0 |  | 0.33 | 0.31 | 0.23 | 39.24 | 1215.763 | 1.52
D | 4002 | 2018-06-22 | 24 | OFF | 21.31 | 12.87 | 0.33 | 0.02 | 0.17 | 0 | 0 | -0.02 | -0.04 | -0.09 | 0 |  | 0.33 | 0.31 | 0.23 | 35.42 | 1091.49 | 0.52
D | 4002 | 2018-06-23 | 1 | OFF | 20.02 | 12.87 | 0.14 | 0.01 | 0.06 | 0 | 0 | 0 | -0.02 | -0.09 | 0 |  | 0.33 | 0.31 | 0.23 | 33.86 | 1003.11 | 0.21
D | 4002 | 2018-06-23 | 2 | OFF | 20.24 | 12.87 | 0.14 | 0.01 | 0.06 | 0 | 0 | -0.01 | -0.03 | -0.09 | 0 |  | 0.33 | 0.31 | 0.23 | 34.06 | 948.257 | 0.21
D | 4002 | 2018-06-23 | 3 | OFF | 19.53 | 12.87 | 0.14 | 0.01 | 0.06 | 0 | 0 | -0.03 | -0.04 | -0.09 | 0 |  | 0.33 | 0.31 | 0.23 | 33.32 | 914.854 | 0.21
D | 4002 | 2018-06-23 | 4 | OFF | 18.36 | 12.87 | 0.14 | 0.01 | 0.04 | 0 | 0 | -0.01 | -0.07 | -0.09 | 0 |  | 0.33 | 0.31 | 0.23 | 32.12 | 900.621 | 0.19
D | 4002 | 2018-06-23 | 5 | OFF | 18.12 | 12.87 | 0.14 | 0.01 | 0.04 | 0 | 0 | -0.01 | -0.05 | -0.09 | 0 |  | 0.33 | 0.31 | 0.23 | 31.9 | 905.895 | 0.19
D | 4002 | 2018-06-23 | 6 | OFF | 20.3 | 12.87 | 0.14 | 0.01 | 0.05 | 0 | 0 | -0.02 | -0.05 | -0.09 | 0 |  | 0.33 | 0.31 | 0.23 | 34.08 | 933.261 | 0.2
D | 4002 | 2018-06-23 | 7 | OFF | 22.99 | 12.87 | 0.14 | 0.01 | 0.16 | 0 | 0 | 0.02 | 0.01 | -0.09 | 0 |  | 0.33 | 0.31 | 0.23 | 36.98 | 993.699 | 0.31
D | 4002 | 2018-06-23 | 8 | OFF | 30.09 | 12.87 | 0.14 | 0.01 | 0.31 | 0 | 0 | 0.08 | 0.1 | -0.09 | 0 |  | 0.33 | 0.31 | 0.23 | 44.38 | 1080.174 | 0.46
D | 4002 | 2018-06-23 | 9 | OFF | 30.7 | 12.87 | 0.14 | 0.01 | 0.23 | 0 | 0.16 | 0.01 | -0.05 | -0.09 | 0 |  | 0.33 | 0.31 | 0.23 | 44.85 | 1174.389 | 0.54
D | 4002 | 2018-06-23 | 10 | OFF | 33.36 | 12.87 | 0.14 | 0.01 | 0.18 | 0 | 0.2 | 0.04 | 0 | -0.09 | 0 |  | 0.33 | 0.31 | 0.23 | 47.58 | 1239.348 | 0.53
D | 4002 | 2018-06-23 | 11 | OFF | 25.41 | 12.87 | 0.14 | 0.01 | 0.12 | 0 | 0.17 | 0.06 | -0.05 | -0.09 | 0 |  | 0.33 | 0.31 | 0.23 | 39.51 | 1271.356 | 0.44
D | 4002 | 2018-06-23 | 12 | OFF | 20.46 | 12.87 | 0.14 | 0.01 | 0.08 | 0 | 0 | 0.02 | -0.05 | -0.09 | 0 |  | 0.33 | 0.31 | 0.23 | 34.31 | 1277.978 | 0.23
D | 4002 | 2018-06-23 | 13 | OFF | 22.27 | 12.87 | 0.14 | 0.01 | 0.11 | 0 | 0.05 | 0 | -0.05 | -0.09 | 0 |  | 0.33 | 0.31 | 0.23 | 36.18 | 1268.411 | 0.31
D | 4002 | 2018-06-23 | 14 | OFF | 20.33 | 12.87 | 0.14 | 0.01 | 0.09 | 0 | 0 | 0.03 | -0.04 | -0.09 | 0 |  | 0.33 | 0.31 | 0.23 | 34.21 | 1246.894 | 0.24
D | 4002 | 2018-06-23 | 15 | OFF | 19.6 | 12.87 | 0.14 | 0.01 | 0.09 | 0 | 0 | 0.02 | -0.04 | -0.09 | 0 |  | 0.33 | 0.31 | 0.23 | 33.47 | 1224.23 | 0.24
D | 4002 | 2018-06-23 | 16 | OFF | 18.58 | 12.87 | 0.14 | 0.01 | 0.07 | 0 | 0 | 0.04 | -0.03 | -0.09 | 0 |  | 0.33 | 0.31 | 0.23 | 32.46 | 1212.709 | 0.22
D | 4002 | 2018-06-23 | 17 | OFF | 18.51 | 12.87 | 0.14 | 0.01 | 0.09 | 0 | 0 | -0.02 | -0.04 | -0.09 | 0 |  | 0.33 | 0.31 | 0.23 | 32.34 | 1217.189 | 0.24
D | 4002 | 2018-06-23 | 18 | OFF | 18.64 | 12.87 | 0.14 | 0.01 | 0.08 | 0 | 0 | -0.03 | -0.04 | -0.09 | 0 |  | 0.33 | 0.31 | 0.23 | 32.45 | 1238.614 | 0.23
D | 4002 | 2018-06-23 | 19 | OFF | 17.91 | 12.87 | 0.14 | 0.01 | 0.08 | 0 | 0 | -0.03 | -0.04 | -0.09 | 0 |  | 0.33 | 0.31 | 0.23 | 31.72 | 1236.459 | 0.23
D | 4002 | 2018-06-23 | 20 | OFF | 17.41 | 12.87 | 0.14 | 0.01 | 0.06 | 0 | 0 | -0.07 | -0.04 | -0.09 | 0 |  | 0.33 | 0.31 | 0.23 | 31.16 | 1216.791 | 0.21
D | 4002 | 2018-06-23 | 21 | OFF | 17.4 | 12.87 | 0.14 | 0.01 | 0.07 | 0 | 0 | -0.03 | -0.06 | -0.09 | 0 |  | 0.33 | 0.31 | 0.23 | 31.18 | 1199.996 | 0.22
D | 4002 | 2018-06-23 | 22 | OFF | 17.95 | 12.87 | 0.14 | 0.01 | 0.07 | 0 | 0 | -0.03 | -0.02 | -0.09 | 0 |  | 0.33 | 0.31 | 0.23 | 31.77 | 1150.91 | 0.22
D | 4002 | 2018-06-23 | 23 | OFF | 15.92 | 12.87 | 0.14 | 0.01 | 0.11 | 0 | 0 | -0.08 | 0.01 | -0.09 | 0 |  | 0.33 | 0.31 | 0.23 | 29.76 | 1058.335 | 0.26
D | 4002 | 2018-06-23 | 24 | OFF | 12.36 | 12.87 | 0.14 | 0.01 | 0.18 | 0 | 0 | -0.01 | -0.01 | -0.09 | 0 |  | 0.33 | 0.31 | 0.23 | 26.32 | 966.766 | 0.33
D | 4002 | 2018-06-24 | 1 | OFF | 17.84 | 12.87 | 0.2 | 0.02 | 0.16 | 0 | 0 | -0.02 | -0.01 | -0.09 | 0 |  | 0.33 | 0.31 | 0.23 | 31.84 | 899.591 | 0.38
D | 4002 | 2018-06-24 | 2 | OFF | 18.37 | 12.87 | 0.2 | 0.02 | 0.07 | 0 | 0 | -0.03 | 0 | -0.09 | 0 |  | 0.33 | 0.31 | 0.23 | 32.28 | 860.859 | 0.29
D | 4002 | 2018-06-24 | 3 | OFF | 17.32 | 12.87 | 0.2 | 0.02 | 0.05 | 0 | 0 | -0.02 | -0.02 | -0.09 | 0 |  | 0.33 | 0.31 | 0.23 | 31.2 | 838.86 | 0.27
D | 4002 | 2018-06-24 | 4 | OFF | 17.25 | 12.87 | 0.2 | 0.02 | 0.05 | 0 | 0 | -0.02 | -0.04 | -0.09 | 0 |  | 0.33 | 0.31 | 0.23 | 31.11 | 831.977 | 0.27
D | 4002 | 2018-06-24 | 5 | OFF | 16.84 | 12.87 | 0.2 | 0.02 | 0.04 | 0 | 0 | -0.01 | -0.01 | -0.09 | 0 |  | 0.33 | 0.31 | 0.23 | 30.73 | 837.209 | 0.26
D | 4002 | 2018-06-24 | 6 | OFF | 16.75 | 12.87 | 0.2 | 0.02 | 0.04 | 0 | 0 | 0.07 | -0.02 | -0.09 | 0 |  | 0.33 | 0.31 | 0.23 | 30.71 | 852.646 | 0.26
D | 4002 | 2018-06-24 | 7 | OFF | 16.85 | 12.87 | 0.2 | 0.02 | 0.12 | 0 | 0 | 0 | 0 | -0.09 | 0 |  | 0.33 | 0.31 | 0.23 | 30.84 | 898.325 | 0.34
D | 4002 | 2018-06-24 | 8 | OFF | 17.34 | 12.87 | 0.2 | 0.02 | 0.11 | 0 | 0 | 0.02 | -0.02 | -0.09 | 0 |  | 0.33 | 0.31 | 0.23 | 31.32 | 982.449 | 0.33
D | 4002 | 2018-06-24 | 9 | OFF | 17.52 | 12.87 | 0.2 | 0.02 | 0.12 | 0 | 0 | 0 | -0.05 | -0.09 | 0 |  | 0.33 | 0.31 | 0.23 | 31.46 | 1080.3 | 0.34
D | 4002 | 2018-06-24 | 10 | OFF | 17.4 | 12.87 | 0.2 | 0.02 | 0.08 | 0 | 0 | 0.05 | -0.06 | -0.09 | 0 |  | 0.33 | 0.31 | 0.23 | 31.34 | 1160.082 | 0.3
D | 4002 | 2018-06-24 | 11 | OFF | 17.41 | 12.87 | 0.2 | 0.02 | 0.07 | 0 | 0 | 0.01 | -0.07 | -0.09 | 0 |  | 0.33 | 0.31 | 0.23 | 31.29 | 1212.826 | 0.29
D | 4002 | 2018-06-24 | 12 | OFF | 17.53 | 12.87 | 0.2 | 0.02 | 0.07 | 0 | 0 | -0.01 | -0.07 | -0.09 | 0 |  | 0.33 | 0.31 | 0.23 | 31.39 | 1243.945 | 0.29
D | 4002 | 2018-06-24 | 13 | OFF | 17.47 | 12.87 | 0.2 | 0.02 | 0.07 | 0 | 0 | -0.01 | -0.07 | -0.09 | 0 |  | 0.33 | 0.31 | 0.23 | 31.33 | 1272.472 | 0.29
D | 4002 | 2018-06-24 | 14 | OFF | 18.1 | 12.87 | 0.2 | 0.02 | 0.07 | 0 | 0 | -0.05 | -0.1 | -0.09 | 0 |  | 0.33 | 0.31 | 0.23 | 31.89 | 1287.679 | 0.29
D | 4002 | 2018-06-24 | 15 | OFF | 23.17 | 12.87 | 0.2 | 0.02 | 0.08 | 0 | 0 | -0.03 | -0.09 | -0.09 | 0 |  | 0.33 | 0.31 | 0.23 | 37 | 1305.538 | 0.3
D | 4002 | 2018-06-24 | 16 | OFF | 26.59 | 12.87 | 0.2 | 0.02 | 0.06 | 0 | 0 | 0 | -0.08 | -0.09 | 0 |  | 0.33 | 0.31 | 0.23 | 40.44 | 1333.27 | 0.28
D | 4002 | 2018-06-24 | 17 | OFF | 28.44 | 12.87 | 0.2 | 0.02 | 0.04 | 0 | 0 | 0.01 | -0.07 | -0.09 | 0 |  | 0.33 | 0.31 | 0.23 | 42.29 | 1366.378 | 0.26
D | 4002 | 2018-06-24 | 18 | OFF | 35.66 | 12.87 | 0.2 | 0.02 | 0.16 | 0 | 0 | 0.04 | -0.08 | -0.09 | 0 |  | 0.33 | 0.31 | 0.23 | 49.65 | 1400.646 | 0.38
D | 4002 | 2018-06-24 | 19 | OFF | 32.17 | 12.87 | 0.2 | 0.02 | 0.11 | 0 | 0 | 0.04 | -0.07 | -0.09 | 0 |  | 0.33 | 0.31 | 0.23 | 46.12 | 1402.669 | 0.33
D | 4002 | 2018-06-24 | 20 | OFF | 35.68 | 12.87 | 0.2 | 0.02 | 0.1 | 0 | 0.08 | -0.05 | -0.04 | -0.09 | 0 |  | 0.33 | 0.31 | 0.23 | 49.64 | 1378.227 | 0.4
D | 4002 | 2018-06-24 | 21 | OFF | 37.03 | 12.87 | 0.2 | 0.02 | 0.14 | 0 | 0.01 | -0.06 | -0.06 | -0.09 | 0 |  | 0.33 | 0.31 | 0.23 | 50.93 | 1352.017 | 0.37
D | 4002 | 2018-06-24 | 22 | OFF | 29.51 | 12.87 | 0.2 | 0.02 | 0.08 | 0 | 0 | -0.02 | 0.01 | -0.09 | 0 |  | 0.33 | 0.31 | 0.23 | 43.45 | 1291.088 | 0.3
D | 4002 | 2018-06-24 | 23 | OFF | 24.59 | 12.87 | 0.2 | 0.02 | 0.24 | 0 | 0 | -0.05 | -0.03 | -0.09 | 0 |  | 0.33 | 0.31 | 0.23 | 38.62 | 1176.77 | 0.46
D | 4002 | 2018-06-24 | 24 | OFF | 22.1 | 12.87 | 0.2 | 0.02 | 0.17 | 0 | 0 | -0.06 | -0.02 | -0.09 | 0 |  | 0.33 | 0.31 | 0.23 | 36.06 | 1074.143 | 0.39
D | 4002 | 2018-06-25 | 1 | OFF | 20.48 | 12.87 | 0.16 | 0.02 | 0.06 | 0 | 0 | -0.01 | -0.02 | -0.09 | 0 |  | 0.33 | 0.31 | 0.23 | 34.34 | 1003.348 | 0.24
D | 4002 | 2018-06-25 | 2 | OFF | 22.03 | 12.87 | 0.16 | 0.02 | 0.07 | 0 | 0 | -0.02 | -0.04 | -0.09 | 0 |  | 0.33 | 0.31 | 0.23 | 35.87 | 961.788 | 0.25
D | 4002 | 2018-06-25 | 3 | OFF | 20.53 | 12.87 | 0.16 | 0.02 | 0.07 | 0 | 0 | -0.05 | -0.05 | -0.09 | 0 |  | 0.33 | 0.31 | 0.23 | 34.33 | 940.519 | 0.25
D | 4002 | 2018-06-25 | 4 | OFF | 18.37 | 12.87 | 0.16 | 0.02 | 0.05 | 0 | 0 | -0.02 | -0.06 | -0.09 | 0 |  | 0.33 | 0.31 | 0.23 | 32.17 | 940.503 | 0.23
D | 4002 | 2018-06-25 | 5 | OFF | 20.28 | 12.87 | 0.16 | 0.02 | 0.04 | 0 | 0 | -0.04 | -0.01 | -0.09 | 0 |  | 0.33 | 0.31 | 0.23 | 34.1 | 969.39 | 0.22
D | 4002 | 2018-06-25 | 6 | OFF | 21.83 | 12.87 | 0.16 | 0.02 | 0.15 | 0 | 0 | 0.03 | -0.02 | -0.09 | 0 |  | 0.33 | 0.31 | 0.23 | 35.82 | 1046.278 | 0.33
D | 4002 | 2018-06-25 | 7 | OFF | 22.16 | 12.87 | 0.16 | 0.02 | 0.23 | 0 | 0 | 0.02 | 0.02 | -0.09 | 0 |  | 0.33 | 0.31 | 0.23 | 36.26 | 1190.969 | 0.41
D | 4002 | 2018-06-25 | 8 | ON | 28.68 | 12.87 | 0.16 | 0.02 | 0.3 | 0.89 | 0 | 0.02 | -0.01 | -0.09 | 0 |  | 0.33 | 0.31 | 0.23 | 43.71 | 1319.018 | 1.37
D | 4002 | 2018-06-25 | 9 | ON | 26.58 | 12.87 | 0.16 | 0.02 | 0.15 | 0.84 | 0 | 0 | -0.06 | -0.09 | 0 |  | 0.33 | 0.31 | 0.23 | 41.34 | 1386.667 | 1.17
D | 4002 | 2018-06-25 | 10 | ON | 29.94 | 12.87 | 0.16 | 0.02 | 0.13 | 0.83 | 0.01 | 0.03 | -0.06 | -0.09 | 0 |  | 0.33 | 0.31 | 0.23 | 44.71 | 1420.422 | 1.15
D | 4002 | 2018-06-25 | 11 | ON | 27.34 | 12.87 | 0.16 | 0.02 | 0.12 | 0.82 | 0 | 0.03 | -0.06 | -0.09 | 0 |  | 0.33 | 0.31 | 0.23 | 42.08 | 1446.422 | 1.12
D | 4002 | 2018-06-25 | 12 | ON | 24.03 | 12.87 | 0.16 | 0.02 | 0.09 | 0.81 | 0 | 0.02 | -0.05 | -0.09 | 0 |  | 0.33 | 0.31 | 0.23 | 38.73 | 1459.129 | 1.08
D | 4002 | 2018-06-25 | 13 | ON | 25.11 | 12.87 | 0.16 | 0.02 | 0.1 | 0.82 | 0 | 0 | -0.06 | -0.09 | 0 |  | 0.33 | 0.31 | 0.23 | 39.8 | 1470.294 | 1.1
D | 4002 | 2018-06-25 | 14 | ON | 27.44 | 12.87 | 0.16 | 0.02 | 0.11 | 0.81 | 0 | 0.01 | -0.06 | -0.09 | 0 |  | 0.33 | 0.31 | 0.23 | 42.14 | 1484.182 | 1.1
D | 4002 | 2018-06-25 | 15 | ON | 29.44 | 12.87 | 0.16 | 0.02 | 0.07 | 0.81 | 0 | 0.04 | -0.06 | -0.09 | 0 |  | 0.33 | 0.31 | 0.23 | 44.13 | 1477.378 | 1.06
D | 4002 | 2018-06-25 | 16 | ON | 26.15 | 12.87 | 0.16 | 0.02 | 0.07 | 0.8 | 0.02 | 0.01 | -0.06 | -0.09 | 0 |  | 0.33 | 0.31 | 0.23 | 40.82 | 1476.397 | 1.07
D | 4002 | 2018-06-25 | 17 | ON | 26 | 12.87 | 0.16 | 0.02 | 0.08 | 0.79 | 0 | -0.03 | -0.04 | -0.09 | 0 |  | 0.33 | 0.31 | 0.23 | 40.63 | 1471.119 | 1.05
D | 4002 | 2018-06-25 | 18 | ON | 32.94 | 12.87 | 0.16 | 0.02 | 0.06 | 0.77 | 0.01 | -0.06 | -0.02 | -0.09 | 0 |  | 0.33 | 0.31 | 0.23 | 47.53 | 1476.522 | 1.02
D | 4002 | 2018-06-25 | 19 | ON | 41.87 | 12.87 | 0.16 | 0.02 | 0.21 | 0.78 | 0 | 0 | -0.04 | -0.09 | 0 |  | 0.33 | 0.31 | 0.23 | 56.65 | 1456.423 | 1.17
D | 4002 | 2018-06-25 | 20 | ON | 35.61 | 12.87 | 0.16 | 0.02 | 0.17 | 0.81 | 0.03 | -0.02 | -0.02 | -0.09 | 0 |  | 0.33 | 0.31 | 0.23 | 50.41 | 1414.668 | 1.19
D | 4002 | 2018-06-25 | 21 | ON | 27.16 | 12.87 | 0.16 | 0.02 | 0.14 | 0.83 | 0 | -0.04 | -0.04 | -0.09 | 0 |  | 0.33 | 0.31 | 0.23 | 41.88 | 1373.739 | 1.15
D | 4002 | 2018-06-25 | 22 | ON | 29.34 | 12.87 | 0.16 | 0.02 | 0.08 | 0.86 | 0.16 | 0 | -0.01 | -0.09 | 0 |  | 0.33 | 0.31 | 0.23 | 44.26 | 1306.082 | 1.28
D | 4002 | 2018-06-25 | 23 | ON | 21.42 | 12.87 | 0.16 | 0.02 | 0.16 | 0.95 | 0.03 | -0.01 | 0.03 | -0.09 | 0 |  | 0.33 | 0.31 | 0.23 | 36.41 | 1164.995 | 1.32
D | 4002 | 2018-06-25 | 24 | OFF | 19.46 | 12.87 | 0.16 | 0.02 | 0.26 | 0 | 0 | -0.04 | -0.02 | -0.09 | 0 |  | 0.33 | 0.31 | 0.23 | 33.49 | 1040.768 | 0.44
D | 4002 | 2018-06-26 | 1 | OFF | 21.27 | 12.87 | 0.76 | 0.04 | 0.06 | 0 | 0.04 | -0.11 | -0.03 | -0.09 | 0 |  | 0.33 | 0.31 | 0.23 | 35.68 | 957.975 | 0.9
D | 4002 | 2018-06-26 | 2 | OFF | 23.22 | 12.87 | 0.76 | 0.04 | 0.08 | 0 | 0 | 0.01 | -0.01 | -0.09 | 0 |  | 0.33 | 0.31 | 0.23 | 37.75 | 911.136 | 0.88
D | 4002 | 2018-06-26 | 3 | OFF | 25.61 | 12.87 | 0.76 | 0.04 | 0.1 | 0 | 0 | -0.04 | -0.02 | -0.09 | 0 |  | 0.33 | 0.31 | 0.23 | 40.1 | 886.793 | 0.9
D | 4002 | 2018-06-26 | 4 | OFF | 26.94 | 12.87 | 0.76 | 0.04 | 0.11 | 0 | 0 | 0.04 | -0.03 | -0.09 | 0 |  | 0.33 | 0.31 | 0.23 | 41.51 | 881.146 | 0.91
D | 4002 | 2018-06-26 | 5 | OFF | 26.43 | 12.87 | 0.76 | 0.04 | 0.08 | 0 | 0 | -0.04 | -0.02 | -0.09 | 0 |  | 0.33 | 0.31 | 0.23 | 40.9 | 911.418 | 0.88
D | 4002 | 2018-06-26 | 6 | OFF | 25.16 | 12.87 | 0.76 | 0.04 | 0.32 | 0 | 0 | 0.01 | -0.04 | -0.09 | 0 |  | 0.33 | 0.31 | 0.23 | 39.9 | 985.543 | 1.12
D | 4002 | 2018-06-26 | 7 | OFF | 22.98 | 12.87 | 0.76 | 0.04 | 0.26 | 0 | 0 | 0 | -0.05 | -0.09 | 0 |  | 0.33 | 0.31 | 0.23 | 37.64 | 1120.834 | 1.06
D | 4002 | 2018-06-26 | 8 | ON | 22.87 | 12.87 | 0.76 | 0.04 | 0.22 | 0.97 | 0 | -0.04 | -0.05 | -0.09 | 0 |  | 0.33 | 0.31 | 0.23 | 38.42 | 1230.012 | 1.99
D | 4002 | 2018-06-26 | 9 | ON | 22.85 | 12.87 | 0.76 | 0.04 | 0.13 | 0.93 | 0 | -0.01 | -0.05 | -0.09 | 0 |  | 0.33 | 0.31 | 0.23 | 38.3 | 1294.698 | 1.86
D | 4002 | 2018-06-26 | 10 | ON | 22.4 | 12.87 | 0.76 | 0.04 | 0.08 | 0.91 | 0 | -0.01 | -0.07 | -0.09 | 0 |  | 0.33 | 0.31 | 0.23 | 37.76 | 1337.474 | 1.79
D | 4002 | 2018-06-26 | 11 | ON | 20.14 | 12.87 | 0.76 | 0.04 | 0.06 | 0.84 | 0 | -0.02 | -0.07 | -0.09 | 0 |  | 0.33 | 0.31 | 0.23 | 35.4 | 1380.824 | 1.7
D | 4002 | 2018-06-26 | 12 | ON | 19.11 | 12.87 | 0.76 | 0.04 | 0.05 | 0.82 | 0 | -0.01 | -0.07 | -0.09 | 0 |  | 0.33 | 0.31 | 0.23 | 34.35 | 1405.766 | 1.67
D | 4002 | 2018-06-26 | 13 | ON | 19.31 | 12.87 | 0.76 | 0.04 | 0.05 | 0.81 | 0 | -0.03 | -0.08 | -0.09 | 0 |  | 0.33 | 0.31 | 0.23 | 34.51 | 1420.664 | 1.66
D | 4002 | 2018-06-26 | 14 | ON | 20.26 | 12.87 | 0.76 | 0.04 | 0.04 | 0.79 | 0 | 0.03 | -0.07 | -0.09 | 0 |  | 0.33 | 0.31 | 0.23 | 35.5 | 1447.891 | 1.63
D | 4002 | 2018-06-26 | 15 | ON | 21.47 | 12.87 | 0.76 | 0.04 | 0.05 | 0.78 | 0 | -0.06 | -0.1 | -0.09 | 0 |  | 0.33 | 0.31 | 0.23 | 36.59 | 1466.779 | 1.63
D | 4002 | 2018-06-26 | 16 | ON | 23.89 | 12.87 | 0.76 | 0.04 | 0.07 | 0.76 | 0.03 | -0.02 | -0.09 | -0.09 | 0 |  | 0.33 | 0.31 | 0.23 | 39.09 | 1489.452 | 1.66
D | 4002 | 2018-06-26 | 17 | ON | 25.84 | 12.87 | 0.76 | 0.04 | 0.09 | 0.74 | 0.01 | -0.03 | -0.1 | -0.09 | 0 |  | 0.33 | 0.31 | 0.23 | 41 | 1509.596 | 1.64
D | 4002 | 2018-06-26 | 18 | ON | 36.69 | 12.87 | 0.76 | 0.04 | 0.1 | 0.73 | 0.17 | -0.06 | -0.09 | -0.09 | 0 |  | 0.33 | 0.31 | 0.23 | 51.99 | 1527.059 | 1.8
D | 4002 | 2018-06-26 | 19 | ON | 35.04 | 12.87 | 0.76 | 0.04 | 0.08 | 0.73 | 0.09 | -0.03 | -0.11 | -0.09 | 0 |  | 0.33 | 0.31 | 0.23 | 50.25 | 1520.753 | 1.7
D | 4002 | 2018-06-26 | 20 | ON | 33.53 | 12.87 | 0.76 | 0.04 | 0.19 | 0.8 | 0.42 | -0.01 | -0.07 | -0.09 | 0 |  | 0.33 | 0.31 | 0.23 | 49.31 | 1473.784 | 2.21
D | 4002 | 2018-06-26 | 21 | ON | 24.51 | 12.87 | 0.76 | 0.04 | 0.11 | 0.81 | 0.07 | -0.03 | -0.07 | -0.09 | 0 |  | 0.33 | 0.31 | 0.23 | 39.85 | 1440.041 | 1.79
D | 4002 | 2018-06-26 | 22 | ON | 22.19 | 12.87 | 0.76 | 0.04 | 0.08 | 0.84 | 0.02 | 0.02 | -0.03 | -0.09 | 0 |  | 0.33 | 0.31 | 0.23 | 37.57 | 1368.06 | 1.74
D | 4002 | 2018-06-26 | 23 | ON | 20.42 | 12.87 | 0.76 | 0.04 | 0.17 | 0.92 | 0 | 0.02 | -0.04 | -0.09 | 0 |  | 0.33 | 0.31 | 0.23 | 35.94 | 1222.524 | 1.89
D | 4002 | 2018-06-26 | 24 | OFF | 21.12 | 12.87 | 0.76 | 0.04 | 0.16 | 0 | 0 | -0.05 | -0.02 | -0.09 | 0 |  | 0.33 | 0.31 | 0.23 | 35.66 | 1089.648 | 0.96
D | 4002 | 2018-06-27 | 1 | OFF | 34.03 | 12.87 | 0.22 | 0.02 | 0.15 | 0 | 0 | 0.05 | -0.07 | -0.09 | 0 |  | 0.33 | 0.31 | 0.23 | 48.05 | 1002.494 | 0.39
D | 4002 | 2018-06-27 | 2 | OFF | 33.04 | 12.87 | 0.22 | 0.02 | 0.18 | 0 | 0 | -0.02 | 0.06 | -0.09 | 0 |  | 0.33 | 0.31 | 0.23 | 47.15 | 955.325 | 0.42
D | 4002 | 2018-06-27 | 3 | OFF | 22.26 | 12.87 | 0.22 | 0.02 | 0.09 | 0 | 0 | -0.06 | 0.09 | -0.09 | 0 |  | 0.33 | 0.31 | 0.23 | 36.27 | 930.205 | 0.33
D | 4002 | 2018-06-27 | 4 | OFF | 21.78 | 12.87 | 0.22 | 0.02 | 0.06 | 0 | 0 | -0.02 | 0 | -0.09 | 0 |  | 0.33 | 0.31 | 0.23 | 35.71 | 922.789 | 0.3
D | 4002 | 2018-06-27 | 5 | OFF | 20.79 | 12.87 | 0.22 | 0.02 | 0.05 | 0 | 0 | -0.07 | 0.15 | -0.09 | 0 |  | 0.33 | 0.31 | 0.23 | 34.81 | 952.155 | 0.29
D | 4002 | 2018-06-27 | 6 | OFF | 23.3 | 12.87 | 0.22 | 0.02 | 0.13 | 0 | 0 | -0.02 | 0.09 | -0.09 | 0 |  | 0.33 | 0.31 | 0.23 | 37.39 | 1030.251 | 0.37
D | 4002 | 2018-06-27 | 7 | OFF | 22.67 | 12.87 | 0.22 | 0.02 | 0.23 | 0 | 0 | 0.05 | -0.02 | -0.09 | 0 |  | 0.33 | 0.31 | 0.23 | 36.82 | 1164.569 | 0.47
D | 4002 | 2018-06-27 | 8 | ON | 23.95 | 12.87 | 0.22 | 0.02 | 0.22 | 0.94 | 0 | -0.01 | -0.08 | -0.09 | 0 |  | 0.33 | 0.31 | 0.23 | 38.91 | 1288.01 | 1.4
D | 4002 | 2018-06-27 | 9 | ON | 24.56 | 12.87 | 0.22 | 0.02 | 0.12 | 0.9 | 0 | 0 | -0.07 | -0.09 | 0 |  | 0.33 | 0.31 | 0.23 | 39.4 | 1351.502 | 1.26
D | 4002 | 2018-06-27 | 10 | ON | 23.57 | 12.87 | 0.22 | 0.02 | 0.08 | 0.87 | 0 | 0.03 | -0.08 | -0.09 | 0 |  | 0.33 | 0.31 | 0.23 | 38.36 | 1404.962 | 1.19
D | 4002 | 2018-06-27 | 11 | ON | 21.35 | 12.87 | 0.22 | 0.02 | 0.05 | 0.85 | 0 | 0 | -0.08 | -0.09 | 0 |  | 0.33 | 0.31 | 0.23 | 36.06 | 1457.83 | 1.14
D | 4002 | 2018-06-27 | 12 | ON | 22.24 | 12.87 | 0.22 | 0.02 | 0.03 | 0.83 | 0 | 0.01 | -0.1 | -0.09 | 0 |  | 0.33 | 0.31 | 0.23 | 36.9 | 1491.58 | 1.1
D | 4002 | 2018-06-27 | 13 | ON | 22.32 | 12.87 | 0.22 | 0.02 | 0.05 | 0.81 | 0 | 0.01 | -0.1 | -0.09 | 0 |  | 0.33 | 0.31 | 0.23 | 36.98 | 1511.147 | 1.1
D | 4002 | 2018-06-27 | 14 | ON | 24.95 | 12.87 | 0.22 | 0.02 | 0.05 | 0.79 | 0 | -0.01 | -0.08 | -0.09 | 0 |  | 0.33 | 0.31 | 0.23 | 39.59 | 1532.758 | 1.08
D | 4002 | 2018-06-27 | 15 | ON | 28.07 | 12.87 | 0.22 | 0.02 | 0.07 | 0.79 | 0 | 0.03 | -0.09 | -0.09 | 0 |  | 0.33 | 0.31 | 0.23 | 42.76 | 1539.416 | 1.1
D | 4002 | 2018-06-27 | 16 | ON | 24.6 | 12.87 | 0.22 | 0.02 | 0.05 | 0.79 | 0 | 0 | -0.11 | -0.09 | 0 |  | 0.33 | 0.31 | 0.23 | 39.22 | 1530.336 | 1.08
D | 4002 | 2018-06-27 | 17 | ON | 23.71 | 12.87 | 0.22 | 0.02 | 0.07 | 0.8 | 0 | -0.02 | -0.11 | -0.09 | 0 |  | 0.33 | 0.31 | 0.23 | 38.34 | 1516.096 | 1.11
D | 4002 | 2018-06-27 | 18 | ON | 21.88 | 12.87 | 0.22 | 0.02 | 0.05 | 0.8 | 0 | 0 | -0.08 | -0.09 | 0 |  | 0.33 | 0.31 | 0.23 | 36.54 | 1507.19 | 1.09
D | 4002 | 2018-06-27 | 19 | ON | 22.34 | 12.87 | 0.22 | 0.02 | 0.05 | 0.81 | 0 | 0.01 | -0.1 | -0.09 | 0 |  | 0.33 | 0.31 | 0.23 | 37 | 1495.931 | 1.1
D | 4002 | 2018-06-27 | 20 | ON | 22.04 | 12.87 | 0.22 | 0.02 | 0.05 | 0.82 | 0 | 0 | -0.09 | -0.09 | 0 |  | 0.33 | 0.31 | 0.23 | 36.71 | 1478.903 | 1.11
D | 4002 | 2018-06-27 | 21 | ON | 22.06 | 12.87 | 0.22 | 0.02 | 0.06 | 0.83 | 0 | 0 | -0.1 | -0.09 | 0 |  | 0.33 | 0.31 | 0.23 | 36.74 | 1464.281 | 1.13
D | 4002 | 2018-06-27 | 22 | ON | 22.65 | 12.87 | 0.22 | 0.02 | 0.14 | 0.86 | 0 | -0.04 | -0.01 | -0.09 | 0 |  | 0.33 | 0.31 | 0.23 | 37.49 | 1386.896 | 1.24
D | 4002 | 2018-06-27 | 23 | ON | 24.48 | 12.87 | 0.22 | 0.02 | 0.18 | 0.94 | 0.09 | -0.08 | 0.07 | -0.09 | 0 |  | 0.33 | 0.31 | 0.23 | 39.57 | 1244.682 | 1.45
D | 4002 | 2018-06-27 | 24 | OFF | 20.18 | 12.87 | 0.22 | 0.02 | 0.17 | 0 | 0 | -0.05 | 0.08 | -0.09 | 0 |  | 0.33 | 0.31 | 0.23 | 34.27 | 1118.628 | 0.41
D | 4002 | 2018-06-28 | 1 | OFF | 20.99 | 12.87 | 0.22 | 0.1 | 0.05 | 0 | 0 | -0.06 | 0.04 | -0.09 | 0 |  | 0.33 | 0.31 | 0.23 | 34.99 | 1034.484 | 0.37
D | 4002 | 2018-06-28 | 2 | OFF | 22.32 | 12.87 | 0.22 | 0.1 | 0.06 | 0 | 0 | -0.06 | 0.02 | -0.09 | 0 |  | 0.33 | 0.31 | 0.23 | 36.31 | 993.102 | 0.38
D | 4002 | 2018-06-28 | 3 | OFF | 25.68 | 12.87 | 0.22 | 0.1 | 0.09 | 0 | 0 | -0.02 | -0.04 | -0.09 | 0 |  | 0.33 | 0.31 | 0.23 | 39.68 | 968.72 | 0.41
D | 4002 | 2018-06-28 | 4 | OFF | 25.91 | 12.87 | 0.22 | 0.1 | 0.09 | 0 | 0 | -0.01 | -0.04 | -0.09 | 0 |  | 0.33 | 0.31 | 0.23 | 39.92 | 965.017 | 0.41
D | 4002 | 2018-06-28 | 5 | OFF | 22.94 | 12.87 | 0.22 | 0.1 | 0.07 | 0 | 0 | 0.03 | 0.02 | -0.09 | 0 |  | 0.33 | 0.31 | 0.23 | 37.03 | 994.488 | 0.39
D | 4002 | 2018-06-28 | 6 | OFF | 28.16 | 12.87 | 0.22 | 0.1 | 0.18 | 0 | 0 | -0.01 | 0.12 | -0.09 | 0 |  | 0.33 | 0.31 | 0.23 | 42.42 | 1080.97 | 0.5
D | 4002 | 2018-06-28 | 7 | OFF | 36.83 | 12.87 | 0.22 | 0.1 | 0.45 | 0 | 0.18 | -0.06 | 0.03 | -0.09 | 0 |  | 0.33 | 0.31 | 0.23 | 51.4 | 1230.871 | 0.95
D | 4002 | 2018-06-28 | 8 | ON | 25.35 | 12.87 | 0.22 | 0.1 | 0.2 | 0.87 | 0 | -0.06 | 0.03 | -0.09 | 0 |  | 0.33 | 0.31 | 0.23 | 40.36 | 1363.089 | 1.39
D | 4002 | 2018-06-28 | 9 | ON | 30.89 | 12.87 | 0.22 | 0.1 | 0.1 | 0.82 | 0.07 | -0.04 | 0.05 | -0.09 | 0 |  | 0.33 | 0.31 | 0.23 | 45.86 | 1444.553 | 1.31
D | 4002 | 2018-06-28 | 10 | ON | 40.85 | 12.87 | 0.22 | 0.1 | 0.19 | 0.79 | 0.01 | -0.04 | 0.01 | -0.09 | 0 |  | 0.33 | 0.31 | 0.23 | 55.78 | 1497.332 | 1.31
D | 4002 | 2018-06-28 | 11 | ON | 39.44 | 12.87 | 0.22 | 0.1 | 0.2 | 0.77 | 0.03 | 0.04 | -0.05 | -0.09 | 0 |  | 0.33 | 0.31 | 0.23 | 54.4 | 1543.887 | 1.32
D | 4002 | 2018-06-28 | 12 | ON | 33.13 | 12.87 | 0.22 | 0.1 | 0.15 | 0.76 | 0.04 | -0.01 | -0.07 | -0.09 | 0 |  | 0.33 | 0.31 | 0.23 | 47.97 | 1566.027 | 1.27
D | 4002 | 2018-06-28 | 13 | ON | 40.27 | 12.87 | 0.22 | 0.1 | 0.13 | 0.76 | 0.28 | 0 | -0.09 | -0.09 | 0 |  | 0.33 | 0.31 | 0.23 | 55.32 | 1569.688 | 1.49
D | 4002 | 2018-06-28 | 14 | ON | 36.09 | 12.87 | 0.22 | 0.1 | 0.12 | 0.75 | 0.23 | -0.03 | -0.1 | -0.09 | 0 |  | 0.33 | 0.31 | 0.23 | 51.03 | 1582.75 | 1.42
D | 4002 | 2018-06-28 | 15 | ON | 37.06 | 12.87 | 0.22 | 0.1 | 0.1 | 0.74 | 0.06 | -0.1 | -0.1 | -0.09 | 0 |  | 0.33 | 0.31 | 0.23 | 51.73 | 1585.146 | 1.22
D | 4002 | 2018-06-28 | 16 | ON | 43.84 | 12.87 | 0.22 | 0.1 | 0.13 | 0.74 | 0.24 | -0.02 | -0.07 | -0.09 | -0.06 |  | 0.33 | 0.31 | 0.23 | 58.77 | 1585.509 | 1.37
D | 4002 | 2018-06-28 | 17 | ON | 43.64 | 12.87 | 0.22 | 0.1 | 0.12 | 0.74 | 0.09 | -0.12 | -0.1 | -0.09 | -0.08 |  | 0.33 | 0.31 | 0.23 | 58.26 | 1590.547 | 1.19
D | 4002 | 2018-06-28 | 18 | ON | 46.84 | 12.87 | 0.22 | 0.1 | 0.16 | 0.74 | 0.19 | -0.01 | -0.14 | -0.09 | 0 |  | 0.33 | 0.31 | 0.23 | 61.75 | 1598.743 | 1.41
D | 4002 | 2018-06-28 | 19 | ON | 42.52 | 12.87 | 0.22 | 0.1 | 0.19 | 0.74 | 0.25 | 0.04 | -0.13 | -0.09 | 0 |  | 0.33 | 0.31 | 0.23 | 57.58 | 1585.471 | 1.5
D | 4002 | 2018-06-28 | 20 | ON | 32.18 | 12.87 | 0.22 | 0.1 | 0.15 | 0.75 | 0.12 | 0.01 | -0.1 | -0.09 | 0 |  | 0.33 | 0.31 | 0.23 | 47.08 | 1558.887 | 1.34
D | 4002 | 2018-06-28 | 21 | ON | 26.16 | 12.87 | 0.22 | 0.1 | 0.1 | 0.76 | 0.07 | -0.05 | -0.14 | -0.09 | 0 |  | 0.33 | 0.31 | 0.23 | 40.87 | 1540.406 | 1.25
D | 4002 | 2018-06-28 | 22 | ON | 27.36 | 12.87 | 0.22 | 0.1 | 0.06 | 0.78 | 0.06 | -0.01 | -0.11 | -0.09 | 0 |  | 0.33 | 0.31 | 0.23 | 42.11 | 1484.772 | 1.22
D | 4002 | 2018-06-28 | 23 | ON | 34.85 | 12.87 | 0.22 | 0.1 | 0.24 | 0.85 | 0.01 | -0.11 | -0.12 | -0.09 | 0 |  | 0.33 | 0.31 | 0.23 | 49.69 | 1354.368 | 1.42
D | 4002 | 2018-06-28 | 24 | OFF | 33.05 | 12.87 | 0.22 | 0.1 | 0.31 | 0 | 0.47 | 0 | -0.12 | -0.09 | 0 |  | 0.33 | 0.31 | 0.23 | 47.68 | 1224.52 | 1.1
D | 4002 | 2018-06-29 | 1 | OFF | 24.9 | 12.87 | 0.76 | 0.05 | 0.1 | 0 | 0.04 | -0.02 | 0 | -0.09 | 0 |  | 0.33 | 0.31 | 0.23 | 39.48 | 1129.359 | 0.95
D | 4002 | 2018-06-29 | 2 | OFF | 23.82 | 12.87 | 0.76 | 0.05 | 0.06 | 0 | 0 | 0.02 | -0.03 | -0.09 | 0 |  | 0.33 | 0.31 | 0.23 | 38.33 | 1067.089 | 0.87
D | 4002 | 2018-06-29 | 3 | OFF | 24.03 | 12.87 | 0.76 | 0.05 | 0.04 | 0 | 0 | -0.07 | -0.06 | -0.09 | 0 |  | 0.33 | 0.31 | 0.23 | 38.4 | 1028.826 | 0.85
D | 4002 | 2018-06-29 | 4 | OFF | 24.28 | 12.87 | 0.76 | 0.05 | 0.04 | 0 | 0 | -0.02 | -0.06 | -0.09 | 0 |  | 0.33 | 0.31 | 0.23 | 38.7 | 1014.241 | 0.85
D | 4002 | 2018-06-29 | 5 | OFF | 21.26 | 12.87 | 0.76 | 0.05 | 0.04 | 0 | 0 | 0.04 | -0.04 | -0.09 | 0 |  | 0.33 | 0.31 | 0.23 | 35.76 | 1036.294 | 0.85
D | 4002 | 2018-06-29 | 6 | OFF | 22.57 | 12.87 | 0.76 | 0.05 | 0.14 | 0 | 0 | 0 | -0.04 | -0.09 | 0 |  | 0.33 | 0.31 | 0.23 | 37.13 | 1109.514 | 0.95
D | 4002 | 2018-06-29 | 7 | OFF | 22.26 | 12.87 | 0.76 | 0.05 | 0.15 | 0 | 0 | 0.03 | 0 | -0.09 | 0 |  | 0.33 | 0.31 | 0.23 | 36.9 | 1255.377 | 0.96
D | 4002 | 2018-06-29 | 8 | ON | 23.08 | 12.87 | 0.76 | 0.05 | 0.14 | 0.77 | 0 | 0.02 | -0.05 | -0.09 | 0 |  | 0.33 | 0.31 | 0.23 | 38.42 | 1418.161 | 1.72
D | 4002 | 2018-06-29 | 9 | ON | 29.85 | 12.87 | 0.76 | 0.05 | 0.12 | 0.72 | 0 | -0.01 | -0.05 | -0.09 | 0 |  | 0.33 | 0.31 | 0.23 | 45.09 | 1538.678 | 1.65
D | 4002 | 2018-06-29 | 10 | ON | 32.3 | 12.87 | 0.76 | 0.05 | 0.11 | 0.69 | 0.01 | -0.06 | -0.08 | -0.09 | 0 |  | 0.33 | 0.31 | 0.23 | 47.43 | 1627.804 | 1.62
D | 4002 | 2018-06-29 | 11 | ON | 38.38 | 12.87 | 0.76 | 0.05 | 0.14 | 0.66 | 0.02 | 0 | -0.06 | -0.09 | 0 |  | 0.33 | 0.31 | 0.23 | 53.6 | 1707.665 | 1.63
D | 4002 | 2018-06-29 | 12 | ON | 45.51 | 12.87 | 0.76 | 0.05 | 0.12 | 0.62 | 0.03 | -0.08 | -0.03 | -0.09 | 0 |  | 0.33 | 0.31 | 0.23 | 60.63 | 1763.271 | 1.58
D | 4002 | 2018-06-29 | 13 | ON | 32.95 | 12.87 | 0.76 | 0.05 | 0.09 | 0.6 | 0.01 | 0.06 | -0.11 | -0.09 | 0 |  | 0.33 | 0.31 | 0.23 | 48.06 | 1804.093 | 1.51
D | 4002 | 2018-06-29 | 14 | ON | 30.78 | 12.87 | 0.76 | 0.05 | 0.09 | 0.58 | 0 | 0.01 | -0.06 | -0.09 | 0 |  | 0.33 | 0.31 | 0.23 | 45.86 | 1856.547 | 1.48
D | 4002 | 2018-06-29 | 15 | ON | 34.72 | 12.87 | 0.76 | 0.05 | 0.06 | 0.63 | 0 | -0.01 | -0.07 | -0.09 | 0 |  | 0.33 | 0.31 | 0.23 | 49.79 | 1892.501 | 1.5
D | 4002 | 2018-06-29 | 16 | ON | 32.6 | 12.87 | 0.76 | 0.05 | 0.09 | 0.63 | 0 | 0 | -0.12 | -0.09 | 0 |  | 0.33 | 0.31 | 0.23 | 47.66 | 1916.639 | 1.53
D | 4002 | 2018-06-29 | 17 | ON | 29.1 | 12.87 | 0.76 | 0.05 | 0.06 | 0.62 | 0 | 0.01 | -0.14 | -0.09 | 0 |  | 0.33 | 0.31 | 0.23 | 44.11 | 1935.224 | 1.49
D | 4002 | 2018-06-29 | 18 | ON | 41.01 | 12.87 | 0.76 | 0.05 | 0.07 | 0.61 | 0 | -0.01 | -0.11 | -0.09 | 0 |  | 0.33 | 0.31 | 0.23 | 56.03 | 1938.243 | 1.49
D | 4002 | 2018-06-29 | 19 | ON | 51.96 | 12.87 | 0.76 | 0.05 | 0.14 | 0.62 | 0.02 | -0.07 | -0.1 | -0.09 | 0 |  | 0.33 | 0.31 | 0.23 | 67.03 | 1906.735 | 1.59
D | 4002 | 2018-06-29 | 20 | ON | 52.34 | 12.87 | 0.76 | 0.05 | 0.28 | 0.64 | 0.1 | 0.06 | -0.03 | -0.09 | 0 |  | 0.33 | 0.31 | 0.23 | 67.85 | 1837.453 | 1.83
D | 4002 | 2018-06-29 | 21 | ON | 27.96 | 12.87 | 0.76 | 0.05 | 0.17 | 0.67 | 0.01 | 0.04 | -0.09 | -0.09 | 0 |  | 0.33 | 0.31 | 0.23 | 43.22 | 1775.804 | 1.66
D | 4002 | 2018-06-29 | 22 | ON | 34.03 | 12.87 | 0.76 | 0.05 | 0.15 | 0.7 | 0.08 | 0.07 | -0.09 | -0.09 | 0 |  | 0.33 | 0.31 | 0.23 | 49.4 | 1694.739 | 1.74
D | 4002 | 2018-06-29 | 23 | ON | 26.11 | 12.87 | 0.76 | 0.05 | 0.12 | 0.76 | 0 | -0.02 | -0.05 | -0.09 | 0 |  | 0.33 | 0.31 | 0.23 | 41.38 | 1538.806 | 1.69
D | 4002 | 2018-06-29 | 24 | OFF | 27.23 | 12.87 | 0.76 | 0.05 | 0.12 | 0 | 0 | 0.01 | -0.01 | -0.09 | 0 |  | 0.33 | 0.31 | 0.23 | 41.81 | 1370.99 | 0.93
D | 4002 | 2018-06-30 | 1 | OFF | 36.2 | 12.87 | 0.28 | 0.07 | 0.09 | 0 | 0 | 0.06 | -0.02 | -0.09 | 0 |  | 0.33 | 0.31 | 0.23 | 50.33 | 1245.393 | 0.44
D | 4002 | 2018-06-30 | 2 | OFF | 24.03 | 12.87 | 0.28 | 0.07 | 0.05 | 0 | 0 | 0.09 | 0.02 | -0.09 | 0 |  | 0.33 | 0.31 | 0.23 | 38.19 | 1162.331 | 0.4
D | 4002 | 2018-06-30 | 3 | OFF | 23.8 | 12.87 | 0.28 | 0.07 | 0.03 | 0 | 0 | 0.02 | -0.05 | -0.09 | 0 |  | 0.33 | 0.31 | 0.23 | 37.8 | 1106.316 | 0.38
D | 4002 | 2018-06-30 | 4 | OFF | 29.13 | 12.87 | 0.28 | 0.07 | 0.06 | 0 | 0 | 0.02 | -0.05 | -0.09 | 0 |  | 0.33 | 0.31 | 0.23 | 43.16 | 1075.485 | 0.41
D | 4002 | 2018-06-30 | 5 | OFF | 30.5 | 12.87 | 0.28 | 0.07 | 0.07 | 0 | 0 | -0.02 | -0.04 | -0.09 | 0 |  | 0.33 | 0.31 | 0.23 | 44.51 | 1071.382 | 0.42
D | 4002 | 2018-06-30 | 6 | OFF | 30.91 | 12.87 | 0.28 | 0.07 | 0.08 | 0 | 0 | 0.04 | 0.01 | -0.09 | 0 |  | 0.33 | 0.31 | 0.23 | 45.04 | 1086.116 | 0.43
D | 4002 | 2018-06-30 | 7 | OFF | 27.32 | 12.87 | 0.28 | 0.07 | 0.11 | 0 | 0 | 0 | -0.02 | -0.09 | 0 |  | 0.33 | 0.31 | 0.23 | 41.41 | 1152.535 | 0.46
D | 4002 | 2018-06-30 | 8 | OFF | 26.39 | 12.87 | 0.28 | 0.07 | 0.13 | 0 | 0 | 0.01 | -0.03 | -0.09 | 0 |  | 0.33 | 0.31 | 0.23 | 40.5 | 1283.874 | 0.48
D | 4002 | 2018-06-30 | 9 | OFF | 47.39 | 12.87 | 0.28 | 0.07 | 0.38 | 0 | 0.13 | 0.01 | 0 | -0.09 | 0 |  | 0.33 | 0.31 | 0.23 | 61.91 | 1441.838 | 0.86
D | 4002 | 2018-06-30 | 10 | OFF | 40.39 | 12.87 | 0.28 | 0.07 | 0.09 | 0 | 0 | -0.09 | -0.12 | -0.09 | 0 |  | 0.33 | 0.31 | 0.23 | 54.27 | 1586.042 | 0.44
D | 4002 | 2018-06-30 | 11 | OFF | 33.84 | 12.87 | 0.28 | 0.07 | 0.11 | 0 | 0.07 | 0.04 | -0.06 | -0.09 | 0 |  | 0.33 | 0.31 | 0.23 | 48 | 1702.386 | 0.53
D | 4002 | 2018-06-30 | 12 | OFF | 29.81 | 12.87 | 0.28 | 0.07 | 0.07 | 0 | 0.02 | -0.01 | -0.06 | -0.09 | 0 |  | 0.33 | 0.31 | 0.23 | 43.83 | 1776.049 | 0.44
D | 4002 | 2018-06-30 | 13 | OFF | 33.48 | 12.87 | 0.28 | 0.07 | 0.08 | 0 | 0.05 | -0.02 | -0.03 | -0.09 | 0 |  | 0.33 | 0.31 | 0.23 | 47.56 | 1814.63 | 0.48
D | 4002 | 2018-06-30 | 14 | OFF | 33.32 | 12.87 | 0.28 | 0.07 | 0.1 | 0 | 0.06 | 0.08 | -0.07 | -0.09 | 0 |  | 0.33 | 0.31 | 0.23 | 47.49 | 1848.178 | 0.51
D | 4002 | 2018-06-30 | 15 | OFF | 30.4 | 12.87 | 0.28 | 0.07 | 0.06 | 0 | 0 | -0.02 | -0.07 | -0.09 | 0 |  | 0.33 | 0.31 | 0.23 | 44.37 | 1869.955 | 0.41
D | 4002 | 2018-06-30 | 16 | OFF | 30.88 | 12.87 | 0.28 | 0.07 | 0.07 | 0 | 0 | -0.04 | -0.04 | -0.09 | 0 |  | 0.33 | 0.31 | 0.23 | 44.87 | 1887.293 | 0.42
D | 4002 | 2018-06-30 | 17 | OFF | 52.22 | 12.87 | 0.28 | 0.07 | 0.1 | 0 | 0.37 | -0.16 | -0.04 | -0.09 | 0 |  | 0.33 | 0.31 | 0.23 | 66.49 | 1921.164 | 0.82
D | 4002 | 2018-06-30 | 18 | OFF | 46.24 | 12.87 | 0.28 | 0.07 | 0.18 | 0 | 0.02 | -0.12 | -0.14 | -0.09 | 0 |  | 0.33 | 0.31 | 0.23 | 60.18 | 1941.962 | 0.55
D | 4002 | 2018-06-30 | 19 | OFF | 55.39 | 12.87 | 0.28 | 0.07 | 0.18 | 0 | 0.08 | -0.02 | -0.09 | -0.09 | 0 |  | 0.33 | 0.31 | 0.23 | 69.54 | 1927.592 | 0.61
D | 4002 | 2018-06-30 | 20 | OFF | 47.47 | 12.87 | 0.28 | 0.07 | 0.15 | 0 | 0 | -0.03 | -0.05 | -0.09 | 0 |  | 0.33 | 0.31 | 0.23 | 61.54 | 1875.093 | 0.5
D | 4002 | 2018-06-30 | 21 | OFF | 43.58 | 12.87 | 0.28 | 0.07 | 0.13 | 0 | 0 | -0.06 | -0.08 | -0.09 | 0 |  | 0.33 | 0.31 | 0.23 | 57.57 | 1825.383 | 0.48
D | 4002 | 2018-06-30 | 22 | OFF | 35.16 | 12.87 | 0.28 | 0.07 | 0.08 | 0 | 0.04 | -0.07 | 0.01 | -0.09 | 0 |  | 0.33 | 0.31 | 0.23 | 49.22 | 1758.914 | 0.47
D | 4002 | 2018-06-30 | 23 | OFF | 45.96 | 12.87 | 0.28 | 0.07 | 0.26 | 0 | 0 | -0.11 | 0.02 | -0.09 | 0 |  | 0.33 | 0.31 | 0.23 | 60.13 | 1610.401 | 0.61
D | 4002 | 2018-06-30 | 24 | OFF | 37.55 | 12.87 | 0.28 | 0.07 | 0.39 | 0 | 0 | 0.04 | -0.11 | -0.09 | 0 |  | 0.33 | 0.31 | 0.23 | 51.87 | 1457.307 | 0.74
T | 720 lines

## whlsecost_hourly_4002_201807
C | Hourly Wholesale Load Cost Report
C | Filename: whlsecost_hourly_4002_201807.csv
C | Report for: 07 2018
C | Report generated: 04/01/2019 14:10:17 EDT
H | Location ID | Local Date | Local Hour | OnOffPeak | RTLMP | Capacity | First Contingency | Second Contingency | Regulation | Forward Reserves | Real-Time Reserves | Inadvertent | Marginal Loss Rev Fund | Auction Rev Rights | Real-Time Demand Reduction Cost | Price Responsive Demand Cost | ISO Sched 2 | ISO Sched 3 | NEPOOL Exp | Total Cost | RTLO | Total Ancillary & NCPC
H | Number | Date | Number | String | Number | Number | Number | Number | Number | Number | Number | Number | Number | Number | Number | Number | Number | Number | Number | Number | Number
D | 4002 | 2018-07-01 | 1 | OFF | 31.61 | 12.5 | 1.46 | 0.16 | 0.17 | 0 | 0 | -0.07 | 0 | -0.05 | 0 |  | 0.33 | 0.3 | 0.23 | 46.64 | 1344.123 | 1.79
D | 4002 | 2018-07-01 | 2 | OFF | 26.93 | 12.5 | 1.46 | 0.16 | 0.07 | 0 | 0 | 0.04 | -0.04 | -0.05 | 0 |  | 0.33 | 0.3 | 0.23 | 41.93 | 1264.216 | 1.69
D | 4002 | 2018-07-01 | 3 | OFF | 26.92 | 12.5 | 1.46 | 0.16 | 0.03 | 0 | 0 | -0.02 | -0.15 | -0.05 | 0 |  | 0.33 | 0.3 | 0.23 | 41.71 | 1210.685 | 1.65
D | 4002 | 2018-07-01 | 4 | OFF | 24.86 | 12.5 | 1.46 | 0.16 | 0.04 | 0 | 0 | 0.01 | -0.1 | -0.05 | 0 |  | 0.33 | 0.3 | 0.23 | 39.74 | 1181.165 | 1.66
D | 4002 | 2018-07-01 | 5 | OFF | 23.93 | 12.5 | 1.46 | 0.16 | 0.03 | 0 | 0 | 0 | -0.09 | -0.05 | 0 |  | 0.33 | 0.3 | 0.23 | 38.8 | 1169.995 | 1.65
D | 4002 | 2018-07-01 | 6 | OFF | 23.25 | 12.5 | 1.46 | 0.16 | 0.03 | 0 | 0 | 0 | -0.06 | -0.05 | 0 |  | 0.33 | 0.3 | 0.23 | 38.15 | 1175.563 | 1.65
D | 4002 | 2018-07-01 | 7 | OFF | 21 | 12.5 | 1.46 | 0.16 | 0.11 | 0 | 0 | -0.03 | -0.04 | -0.05 | 0 |  | 0.33 | 0.3 | 0.23 | 35.97 | 1224.975 | 1.73
D | 4002 | 2018-07-01 | 8 | OFF | 20.92 | 12.5 | 1.46 | 0.16 | 0.11 | 0 | 0 | 0.01 | -0.03 | -0.05 | 0 |  | 0.33 | 0.3 | 0.23 | 35.94 | 1347.529 | 1.73
D | 4002 | 2018-07-01 | 9 | OFF | 22.58 | 12.5 | 1.46 | 0.16 | 0.07 | 0 | 0 | 0.02 | -0.04 | -0.05 | 0 |  | 0.33 | 0.3 | 0.23 | 37.56 | 1511.382 | 1.69
D | 4002 | 2018-07-01 | 10 | OFF | 24.84 | 12.5 | 1.46 | 0.16 | 0.04 | 0 | 0 | -0.01 | -0.09 | -0.05 | 0 |  | 0.33 | 0.3 | 0.23 | 39.71 | 1669.979 | 1.66
D | 4002 | 2018-07-01 | 11 | OFF | 37.77 | 12.5 | 1.46 | 0.16 | 0.13 | 0 | 0 | -0.1 | 0.03 | -0.05 | 0 |  | 0.33 | 0.3 | 0.23 | 52.76 | 1792.63 | 1.75
D | 4002 | 2018-07-01 | 12 | OFF | 64.05 | 12.5 | 1.46 | 0.16 | 0.17 | 0 | 0 | -0.14 | -0.09 | -0.05 | 0 |  | 0.33 | 0.3 | 0.23 | 78.92 | 1903.1 | 1.79
D | 4002 | 2018-07-01 | 13 | OFF | 63.24 | 12.5 | 1.46 | 0.16 | 0.15 | 0 | 0 | -0.02 | -0.29 | -0.05 | 0 |  | 0.33 | 0.3 | 0.23 | 78.01 | 1982.671 | 1.77
D | 4002 | 2018-07-01 | 14 | OFF | 73.91 | 12.5 | 1.46 | 0.16 | 0.3 | 0 | 0 | -0.09 | -0.32 | -0.05 | 0 |  | 0.33 | 0.3 | 0.23 | 88.73 | 2027.995 | 1.92
D | 4002 | 2018-07-01 | 15 | OFF | 80.14 | 12.5 | 1.46 | 0.16 | 0.22 | 0 | 0 | -0.11 | -0.35 | -0.05 | 0 |  | 0.33 | 0.3 | 0.23 | 94.83 | 2050.151 | 1.84
D | 4002 | 2018-07-01 | 16 | OFF | 68.15 | 12.5 | 1.46 | 0.16 | 0.18 | 0 | 0 | -0.01 | -0.4 | -0.05 | 0 |  | 0.33 | 0.3 | 0.23 | 82.85 | 2077.379 | 1.8
D | 4002 | 2018-07-01 | 17 | OFF | 67.37 | 12.5 | 1.46 | 0.16 | 0.2 | 0 | 0.01 | -0.02 | -0.38 | -0.05 | 0 |  | 0.33 | 0.3 | 0.23 | 82.11 | 2096.757 | 1.83
D | 4002 | 2018-07-01 | 18 | OFF | 60.48 | 12.5 | 1.46 | 0.16 | 0.15 | 0 | 0 | 0.01 | -0.34 | -0.05 | 0 |  | 0.33 | 0.3 | 0.23 | 75.23 | 2104.85 | 1.77
D | 4002 | 2018-07-01 | 19 | OFF | 76.28 | 12.5 | 1.46 | 0.16 | 0.36 | 0 | 0.11 | -0.05 | -0.3 | -0.05 | 0 |  | 0.33 | 0.3 | 0.23 | 91.33 | 2061.404 | 2.09
D | 4002 | 2018-07-01 | 20 | OFF | 63.67 | 12.5 | 1.46 | 0.16 | 0.66 | 0 | 0 | -0.01 | -0.23 | -0.05 | 0 |  | 0.33 | 0.3 | 0.23 | 79.02 | 1990.182 | 2.28
D | 4002 | 2018-07-01 | 21 | OFF | 78.8 | 12.5 | 1.46 | 0.16 | 0.4 | 0 | 0 | -0.03 | -0.29 | -0.05 | 0 |  | 0.33 | 0.3 | 0.23 | 93.81 | 1931.862 | 2.02
D | 4002 | 2018-07-01 | 22 | OFF | 70.26 | 12.5 | 1.46 | 0.16 | 0.27 | 0 | 0.01 | 0.04 | -0.04 | -0.05 | 0 |  | 0.33 | 0.3 | 0.23 | 85.47 | 1848.605 | 1.9
D | 4002 | 2018-07-01 | 23 | OFF | 56.89 | 12.5 | 1.46 | 0.16 | 0.49 | 0 | 0.01 | 0.08 | -0.16 | -0.05 | 0 |  | 0.33 | 0.3 | 0.23 | 72.24 | 1672.166 | 2.12
D | 4002 | 2018-07-01 | 24 | OFF | 50.42 | 12.5 | 1.46 | 0.16 | 0.5 | 0 | 0 | -0.02 | -0.06 | -0.05 | 0 |  | 0.33 | 0.3 | 0.23 | 65.77 | 1505.109 | 2.12
D | 4002 | 2018-07-02 | 1 | OFF | 45.73 | 12.5 | 5.57 | 0.02 | 0.17 | 0 | 0 | 0.03 | 0.01 | -0.05 | 0 |  | 0.33 | 0.3 | 0.23 | 64.84 | 1380.573 | 5.76
D | 4002 | 2018-07-02 | 2 | OFF | 37.47 | 12.5 | 5.57 | 0.02 | 0.07 | 0 | 0 | 0.06 | -0.14 | -0.05 | 0 |  | 0.33 | 0.3 | 0.23 | 56.36 | 1304.246 | 5.66
D | 4002 | 2018-07-02 | 3 | OFF | 36.05 | 12.5 | 5.57 | 0.02 | 0.06 | 0 | 0 | 0.03 | -0.1 | -0.05 | 0 |  | 0.33 | 0.3 | 0.23 | 54.94 | 1255.067 | 5.65
D | 4002 | 2018-07-02 | 4 | OFF | 29.85 | 12.5 | 5.57 | 0.02 | 0.03 | 0 | 0 | 0.02 | -0.11 | -0.05 | 0 |  | 0.33 | 0.3 | 0.23 | 48.69 | 1232.198 | 5.62
D | 4002 | 2018-07-02 | 5 | OFF | 30.18 | 12.5 | 5.57 | 0.02 | 0.03 | 0 | 0 | 0.01 | -0.1 | -0.05 | 0 |  | 0.33 | 0.3 | 0.23 | 49.02 | 1243.537 | 5.62
D | 4002 | 2018-07-02 | 6 | OFF | 33.55 | 12.5 | 5.57 | 0.02 | 0.24 | 0 | 0 | 0.03 | -0.09 | -0.05 | 0 |  | 0.33 | 0.3 | 0.23 | 52.63 | 1307.638 | 5.83
D | 4002 | 2018-07-02 | 7 | OFF | 29.48 | 12.5 | 5.57 | 0.02 | 0.21 | 0 | 0 | 0.08 | -0.01 | -0.05 | 0 |  | 0.33 | 0.3 | 0.23 | 48.66 | 1447.33 | 5.8
D | 4002 | 2018-07-02 | 8 | ON | 28.4 | 12.5 | 5.57 | 0.02 | 0.15 | 0.65 | 0 | 0.06 | -0.08 | -0.05 | 0 |  | 0.33 | 0.3 | 0.23 | 48.08 | 1597.431 | 6.39
D | 4002 | 2018-07-02 | 9 | ON | 27.91 | 12.5 | 5.57 | 0.02 | 0.08 | 0.62 | 0 | 0.02 | -0.13 | -0.05 | 0 |  | 0.33 | 0.3 | 0.23 | 47.4 | 1738.162 | 6.29
D | 4002 | 2018-07-02 | 10 | ON | 28.35 | 12.5 | 5.57 | 0.02 | 0.05 | 0.6 | 0 | 0.04 | -0.16 | -0.05 | 0 |  | 0.33 | 0.3 | 0.23 | 47.78 | 1846.248 | 6.24
D | 4002 | 2018-07-02 | 11 | ON | 33.11 | 12.5 | 5.57 | 0.02 | 0.04 | 0.57 | 0 | 0 | -0.18 | -0.05 | 0 |  | 0.33 | 0.3 | 0.23 | 52.44 | 1930.607 | 6.2
D | 4002 | 2018-07-02 | 12 | ON | 57.97 | 12.5 | 5.57 | 0.02 | 0.18 | 0.55 | 0 | 0.09 | -0.16 | -0.05 | 0 |  | 0.33 | 0.3 | 0.23 | 77.53 | 2006.045 | 6.32
D | 4002 | 2018-07-02 | 13 | ON | 50.91 | 12.5 | 5.57 | 0.02 | 0.24 | 0.53 | 0 | 0.05 | -0.38 | -0.05 | 0 |  | 0.33 | 0.3 | 0.23 | 70.25 | 2070.907 | 6.36
D | 4002 | 2018-07-02 | 14 | ON | 50.48 | 12.5 | 5.57 | 0.02 | 0.14 | 0.53 | 0 | 0.03 | -0.35 | -0.05 | 0 |  | 0.33 | 0.3 | 0.23 | 69.73 | 2127.866 | 6.26
D | 4002 | 2018-07-02 | 15 | ON | 51.23 | 12.5 | 5.57 | 0.02 | 0.11 | 0.52 | 0 | 0.04 | -0.39 | -0.05 | 0 |  | 0.33 | 0.3 | 0.23 | 70.41 | 2157.624 | 6.22
D | 4002 | 2018-07-02 | 16 | ON | 51.06 | 12.5 | 5.57 | 0.02 | 0.14 | 0.51 | 0 | 0.03 | -0.47 | -0.05 | 0 |  | 0.33 | 0.3 | 0.23 | 70.17 | 2182.646 | 6.24
D | 4002 | 2018-07-02 | 17 | ON | 53.58 | 12.5 | 5.57 | 0.02 | 0.14 | 0.5 | 0 | 0.03 | -0.39 | -0.05 | 0 |  | 0.33 | 0.3 | 0.23 | 72.76 | 2189.782 | 6.23
D | 4002 | 2018-07-02 | 18 | ON | 62.65 | 12.5 | 5.57 | 0.02 | 0.23 | 0.5 | 0 | 0.02 | -0.48 | -0.05 | 0 |  | 0.33 | 0.3 | 0.23 | 81.82 | 2186.083 | 6.32
D | 4002 | 2018-07-02 | 19 | ON | 39.84 | 12.5 | 5.57 | 0.02 | 0.09 | 0.51 | 0 | 0 | -0.35 | -0.05 | 0 |  | 0.33 | 0.3 | 0.23 | 58.99 | 2154.702 | 6.19
D | 4002 | 2018-07-02 | 20 | ON | 48.67 | 12.5 | 5.57 | 0.02 | 0.2 | 0.52 | 0 | 0.07 | -0.2 | -0.05 | 0 |  | 0.33 | 0.3 | 0.23 | 68.16 | 2092.628 | 6.31
D | 4002 | 2018-07-02 | 21 | ON | 37.55 | 12.5 | 5.57 | 0.02 | 0.08 | 0.54 | 0 | 0.05 | -0.24 | -0.05 | 0 |  | 0.33 | 0.3 | 0.23 | 56.88 | 2027.147 | 6.21
D | 4002 | 2018-07-02 | 22 | ON | 42.91 | 12.5 | 5.57 | 0.02 | 0.12 | 0.56 | 0 | 0.02 | -0.1 | -0.05 | 0 |  | 0.33 | 0.3 | 0.23 | 62.41 | 1923.755 | 6.27
D | 4002 | 2018-07-02 | 23 | ON | 34.55 | 12.5 | 5.57 | 0.02 | 0.13 | 0.62 | 0 | 0.06 | -0.11 | -0.05 | 0 |  | 0.33 | 0.3 | 0.23 | 54.15 | 1729.158 | 6.34
D | 4002 | 2018-07-02 | 24 | OFF | 34.42 | 12.5 | 5.57 | 0.02 | 0.19 | 0 | 0 | 0.01 | -0.03 | -0.05 | 0 |  | 0.33 | 0.3 | 0.23 | 53.49 | 1556.062 | 5.78
D | 4002 | 2018-07-03 | 1 | OFF | 53.63 | 12.5 | 0.25 | 0.63 | 0.18 | 0 | 0 | 0.04 | -0.23 | -0.05 | 0 |  | 0.33 | 0.3 | 0.23 | 67.81 | 1430.792 | 1.06
D | 4002 | 2018-07-03 | 2 | OFF | 41.28 | 12.5 | 0.25 | 0.63 | 0.1 | 0 | 0 | 0.04 | -0.03 | -0.05 | 0 |  | 0.33 | 0.3 | 0.23 | 55.58 | 1350.551 | 0.98
D | 4002 | 2018-07-03 | 3 | OFF | 34.26 | 12.5 | 0.25 | 0.63 | 0.07 | 0 | 0 | 0 | -0.1 | -0.05 | 0 |  | 0.33 | 0.3 | 0.23 | 48.42 | 1299.414 | 0.95
D | 4002 | 2018-07-03 | 4 | OFF | 35.24 | 12.5 | 0.25 | 0.63 | 0.04 | 0 | 0 | -0.04 | -0.09 | -0.05 | 0 |  | 0.33 | 0.3 | 0.23 | 49.34 | 1275.831 | 0.92
D | 4002 | 2018-07-03 | 5 | OFF | 35.61 | 12.5 | 0.25 | 0.63 | 0.04 | 0 | 0 | -0.01 | -0.06 | -0.05 | 0 |  | 0.33 | 0.3 | 0.23 | 49.77 | 1284.979 | 0.92
D | 4002 | 2018-07-03 | 6 | OFF | 31.34 | 12.5 | 0.25 | 0.63 | 0.15 | 0 | 0 | 0.02 | -0.03 | -0.05 | 0 |  | 0.33 | 0.3 | 0.23 | 45.67 | 1345.821 | 1.03
D | 4002 | 2018-07-03 | 7 | OFF | 31.6 | 12.5 | 0.25 | 0.63 | 0.18 | 0 | 0 | 0.02 | -0.01 | -0.05 | 0 |  | 0.33 | 0.3 | 0.23 | 45.98 | 1495.233 | 1.06
D | 4002 | 2018-07-03 | 8 | ON | 30.45 | 12.5 | 0.25 | 0.63 | 0.14 | 0.67 | 0 | 0.01 | -0.07 | -0.05 | 0 |  | 0.33 | 0.3 | 0.23 | 45.39 | 1676.654 | 1.69
D | 4002 | 2018-07-03 | 9 | ON | 28.69 | 12.5 | 0.25 | 0.63 | 0.04 | 0.63 | 0 | 0.02 | -0.06 | -0.05 | 0 |  | 0.33 | 0.3 | 0.23 | 43.51 | 1841.669 | 1.55
D | 4002 | 2018-07-03 | 10 | ON | 29.83 | 12.5 | 0.25 | 0.63 | 0.06 | 0.59 | 0 | 0.01 | -0.06 | -0.05 | 0 |  | 0.33 | 0.3 | 0.23 | 44.62 | 1985.699 | 1.53
D | 4002 | 2018-07-03 | 11 | ON | 36.47 | 12.5 | 0.25 | 0.63 | 0.06 | 0.53 | 0 | 0 | -0.05 | -0.05 | 0 |  | 0.33 | 0.3 | 0.23 | 51.2 | 2104.455 | 1.47
D | 4002 | 2018-07-03 | 12 | ON | 44.07 | 12.5 | 0.25 | 0.63 | 0.07 | 0.51 | 0.09 | 0 | -0.06 | -0.05 | 0 |  | 0.33 | 0.3 | 0.23 | 58.87 | 2195.838 | 1.55
D | 4002 | 2018-07-03 | 13 | ON | 53.93 | 12.5 | 0.25 | 0.63 | 0.08 | 0.49 | 0.12 | -0.07 | -0.28 | -0.05 | 0 |  | 0.33 | 0.3 | 0.23 | 68.46 | 2251.428 | 1.57
D | 4002 | 2018-07-03 | 14 | ON | 63.91 | 12.5 | 0.25 | 0.63 | 0.16 | 0.47 | 0.21 | -0.02 | -0.26 | -0.05 | 0 |  | 0.33 | 0.3 | 0.23 | 78.66 | 2308.875 | 1.72
D | 4002 | 2018-07-03 | 15 | ON | 59.48 | 12.5 | 0.25 | 0.63 | 0.05 | 0.46 | 0.14 | -0.08 | -0.37 | -0.05 | 0 |  | 0.33 | 0.3 | 0.23 | 73.87 | 2312.36 | 1.53
D | 4002 | 2018-07-03 | 16 | ON | 57.48 | 12.5 | 0.25 | 0.63 | 0.16 | 0.46 | 0.02 | -0.01 | -0.42 | -0.05 | 0 |  | 0.33 | 0.3 | 0.23 | 71.88 | 2291.779 | 1.52
D | 4002 | 2018-07-03 | 17 | ON | 55.13 | 12.5 | 0.25 | 0.63 | 0.1 | 0.46 | 0 | -0.03 | -0.43 | -0.05 | 0 |  | 0.33 | 0.3 | 0.23 | 69.42 | 2289.041 | 1.44
D | 4002 | 2018-07-03 | 18 | ON | 52.92 | 12.5 | 0.25 | 0.63 | 0.13 | 0.47 | 0 | 0.01 | -0.41 | -0.05 | 0 |  | 0.33 | 0.3 | 0.23 | 67.31 | 2299.837 | 1.48
D | 4002 | 2018-07-03 | 19 | ON | 48.47 | 12.5 | 0.25 | 0.63 | 0.07 | 0.47 | 0 | -0.03 | -0.35 | -0.05 | 0 |  | 0.33 | 0.3 | 0.23 | 62.82 | 2273.291 | 1.42
D | 4002 | 2018-07-03 | 20 | ON | 43.37 | 12.5 | 0.25 | 0.63 | 0.06 | 0.49 | 0 | -0.02 | -0.22 | -0.05 | 0 |  | 0.33 | 0.3 | 0.23 | 57.87 | 2194.91 | 1.43
D | 4002 | 2018-07-03 | 21 | ON | 34.96 | 12.5 | 0.25 | 0.63 | 0.04 | 0.5 | 0 | 0 | -0.19 | -0.05 | 0 |  | 0.33 | 0.3 | 0.23 | 49.5 | 2101.28 | 1.42
D | 4002 | 2018-07-03 | 22 | ON | 50.82 | 12.5 | 0.25 | 0.63 | 0.13 | 0.53 | 0.16 | -0.14 | -0.3 | -0.05 | 0 |  | 0.33 | 0.3 | 0.23 | 65.39 | 1993.694 | 1.7
D | 4002 | 2018-07-03 | 23 | ON | 49.36 | 12.5 | 0.25 | 0.63 | 0.49 | 0.57 | 0.17 | 0 | -0.06 | -0.05 | 0 |  | 0.33 | 0.3 | 0.23 | 64.72 | 1811.469 | 2.11
D | 4002 | 2018-07-03 | 24 | OFF | 67.95 | 12.5 | 0.25 | 0.63 | 0.63 | 0 | 0.44 | -0.03 | -0.22 | -0.05 | 0 |  | 0.33 | 0.3 | 0.23 | 82.96 | 1622.74 | 1.95
D | 4002 | 2018-07-04 | 1 | OFF | 44.86 | 12.5 | 0.12 | 0.22 | 0.32 | 0 | 0 | 0.04 | -0.04 | -0.05 | 0 |  | 0.33 | 0.3 | 0.23 | 58.83 | 1463.962 | 0.66
D | 4002 | 2018-07-04 | 2 | OFF | 40.22 | 12.5 | 0.12 | 0.22 | 0.14 | 0 | 0 | 0.03 | 0 | -0.05 | 0 |  | 0.33 | 0.3 | 0.23 | 54.04 | 1361.109 | 0.48
D | 4002 | 2018-07-04 | 3 | OFF | 32.76 | 12.5 | 0.12 | 0.22 | 0.07 | 0 | 0 | 0.01 | -0.05 | -0.05 | 0 |  | 0.33 | 0.3 | 0.23 | 46.44 | 1287.082 | 0.41
D | 4002 | 2018-07-04 | 4 | OFF | 43.23 | 12.5 | 0.12 | 0.22 | 0.13 | 0 | 0 | 0.1 | -0.13 | -0.05 | 0 |  | 0.33 | 0.3 | 0.23 | 56.98 | 1238.564 | 0.47
D | 4002 | 2018-07-04 | 5 | OFF | 43.89 | 12.5 | 0.12 | 0.22 | 0.16 | 0 | 0 | 0.12 | -0.05 | -0.05 | 0 |  | 0.33 | 0.3 | 0.23 | 57.77 | 1217.294 | 0.5
D | 4002 | 2018-07-04 | 6 | OFF | 27.47 | 12.5 | 0.12 | 0.22 | 0.06 | 0 | 0 | 0.09 | -0.06 | -0.05 | 0 |  | 0.33 | 0.3 | 0.23 | 41.21 | 1215.392 | 0.4
D | 4002 | 2018-07-04 | 7 | OFF | 28.62 | 12.5 | 0.12 | 0.22 | 0.12 | 0 | 0 | -0.02 | -0.05 | -0.05 | 0 |  | 0.33 | 0.3 | 0.23 | 42.32 | 1280.282 | 0.46
D | 4002 | 2018-07-04 | 8 | OFF | 32.31 | 12.5 | 0.12 | 0.22 | 0.13 | 0 | 0 | 0.03 | -0.03 | -0.05 | 0 |  | 0.33 | 0.3 | 0.23 | 46.09 | 1402.643 | 0.47
D | 4002 | 2018-07-04 | 9 | OFF | 39.64 | 12.5 | 0.12 | 0.22 | 0.17 | 0 | 0 | -0.03 | 0.07 | -0.05 | 0 |  | 0.33 | 0.3 | 0.23 | 53.5 | 1561.878 | 0.51
D | 4002 | 2018-07-04 | 10 | OFF | 54.95 | 12.5 | 0.12 | 0.22 | 0.2 | 0 | 0.08 | -0.03 | -0.08 | -0.05 | 0 |  | 0.33 | 0.3 | 0.23 | 68.77 | 1715.646 | 0.62
D | 4002 | 2018-07-04 | 11 | OFF | 52.36 | 12.5 | 0.12 | 0.22 | 0.19 | 0 | 0.11 | 0.01 | -0.11 | -0.05 | 0 |  | 0.33 | 0.3 | 0.23 | 66.21 | 1834.997 | 0.64
D | 4002 | 2018-07-04 | 12 | OFF | 55 | 12.5 | 0.12 | 0.22 | 0.2 | 0 | 0.16 | -0.04 | -0.08 | -0.05 | 0 |  | 0.33 | 0.3 | 0.23 | 68.89 | 1914.818 | 0.7
D | 4002 | 2018-07-04 | 13 | OFF | 52.97 | 12.5 | 0.12 | 0.22 | 0.11 | 0 | 0.03 | -0.01 | -0.12 | -0.05 | 0 |  | 0.33 | 0.3 | 0.23 | 66.63 | 1959.275 | 0.48
D | 4002 | 2018-07-04 | 14 | OFF | 53.31 | 12.5 | 0.12 | 0.22 | 0.07 | 0 | 0.01 | 0.02 | -0.1 | -0.05 | 0 |  | 0.33 | 0.3 | 0.23 | 66.96 | 1982.036 | 0.42
D | 4002 | 2018-07-04 | 15 | OFF | 57.54 | 12.5 | 0.12 | 0.22 | 0.09 | 0 | 0 | -0.05 | -0.12 | -0.05 | 0 |  | 0.33 | 0.3 | 0.23 | 71.11 | 1995.642 | 0.43
D | 4002 | 2018-07-04 | 16 | OFF | 61.86 | 12.5 | 0.12 | 0.22 | 0.12 | 0 | 0.03 | -0.1 | -0.13 | -0.05 | 0 |  | 0.33 | 0.3 | 0.23 | 75.43 | 2017.247 | 0.49
D | 4002 | 2018-07-04 | 17 | OFF | 62.73 | 12.5 | 0.12 | 0.22 | 0.21 | 0 | 0 | -0.09 | -0.12 | -0.05 | 0 |  | 0.33 | 0.3 | 0.23 | 76.38 | 2047.126 | 0.55
D | 4002 | 2018-07-04 | 18 | OFF | 69.67 | 12.5 | 0.12 | 0.22 | 0.23 | 0 | 0.03 | -0.13 | -0.13 | -0.05 | 0 |  | 0.33 | 0.3 | 0.23 | 83.32 | 2070.331 | 0.6
D | 4002 | 2018-07-04 | 19 | OFF | 77.55 | 12.5 | 0.12 | 0.22 | 0.23 | 0 | 0.15 | -0.02 | -0.15 | -0.05 | 0 |  | 0.33 | 0.3 | 0.23 | 91.41 | 2041.277 | 0.72
D | 4002 | 2018-07-04 | 20 | OFF | 64.18 | 12.5 | 0.12 | 0.22 | 0.13 | 0 | 0.18 | -0.03 | -0.09 | -0.05 | 0 |  | 0.33 | 0.3 | 0.23 | 78.02 | 1968.268 | 0.65
D | 4002 | 2018-07-04 | 21 | OFF | 50.63 | 12.5 | 0.12 | 0.22 | 0.15 | 0 | 0.03 | 0.01 | -0.06 | -0.05 | 0 |  | 0.33 | 0.3 | 0.23 | 64.41 | 1879.682 | 0.52
D | 4002 | 2018-07-04 | 22 | OFF | 51.35 | 12.5 | 0.12 | 0.22 | 0.22 | 0 | 0.23 | -0.02 | -0.02 | -0.05 | 0 |  | 0.33 | 0.3 | 0.23 | 65.41 | 1778.665 | 0.79
D | 4002 | 2018-07-04 | 23 | OFF | 50.27 | 12.5 | 0.12 | 0.22 | 0.28 | 0 | 0.2 | -0.1 | -0.05 | -0.05 | 0 |  | 0.33 | 0.3 | 0.23 | 64.25 | 1649.9 | 0.82
D | 4002 | 2018-07-04 | 24 | OFF | 58.34 | 12.5 | 0.12 | 0.22 | 0.58 | 0 | 0.09 | -0.12 | -0.05 | -0.05 | 0 |  | 0.33 | 0.3 | 0.23 | 72.49 | 1501.216 | 1.01
D | 4002 | 2018-07-05 | 1 | OFF | 37.35 | 12.5 | 4.94 | 1 | 0.19 | 0 | 0 | 0.04 | 0.15 | -0.05 | 0 |  | 0.33 | 0.3 | 0.23 | 56.98 | 1372.089 | 6.13
D | 4002 | 2018-07-05 | 2 | OFF | 31.05 | 12.5 | 4.94 | 1 | 0.06 | 0 | 0 | 0.07 | 0.01 | -0.05 | 0 |  | 0.33 | 0.3 | 0.23 | 50.44 | 1287.639 | 6
D | 4002 | 2018-07-05 | 3 | OFF | 27.39 | 12.5 | 4.94 | 1 | 0.02 | 0 | 0 | 0 | -0.04 | -0.05 | 0 |  | 0.33 | 0.3 | 0.23 | 46.62 | 1233.738 | 5.96
D | 4002 | 2018-07-05 | 4 | OFF | 26.46 | 12.5 | 4.94 | 1 | 0.02 | 0 | 0 | -0.05 | -0.04 | -0.05 | 0 |  | 0.33 | 0.3 | 0.23 | 45.64 | 1206.857 | 5.96
D | 4002 | 2018-07-05 | 5 | OFF | 25.5 | 12.5 | 4.94 | 1 | 0.01 | 0 | 0 | -0.01 | -0.03 | -0.05 | 0 |  | 0.33 | 0.3 | 0.23 | 44.72 | 1211.069 | 5.95
D | 4002 | 2018-07-05 | 6 | OFF | 26.23 | 12.5 | 4.94 | 1 | 0.11 | 0 | 0 | -0.06 | -0.03 | -0.05 | 0 |  | 0.33 | 0.3 | 0.23 | 45.5 | 1263.011 | 6.05
D | 4002 | 2018-07-05 | 7 | OFF | 47.85 | 12.5 | 4.94 | 1 | 0.43 | 0 | 0 | -0.03 | 0.23 | -0.05 | 0 |  | 0.33 | 0.3 | 0.23 | 67.73 | 1402.364 | 6.37
D | 4002 | 2018-07-05 | 8 | ON | 55.27 | 12.5 | 4.94 | 1 | 0.6 | 0.67 | 0.12 | 0 | -0.02 | -0.05 | 0 |  | 0.33 | 0.3 | 0.23 | 75.89 | 1588.433 | 7.33
D | 4002 | 2018-07-05 | 9 | ON | 61.09 | 12.5 | 4.94 | 1 | 0.25 | 0.62 | 0.32 | 0.13 | -0.1 | -0.05 | 0 |  | 0.33 | 0.3 | 0.23 | 81.56 | 1768.29 | 7.13
D | 4002 | 2018-07-05 | 10 | ON | 70.53 | 12.5 | 4.94 | 1 | 0.19 | 0.58 | 0.64 | -0.01 | 0.01 | -0.05 | 0 |  | 0.33 | 0.3 | 0.23 | 91.19 | 1936.907 | 7.35
D | 4002 | 2018-07-05 | 11 | ON | 78.14 | 12.5 | 4.94 | 1 | 0.17 | 0.55 | 0.44 | 0.03 | -0.1 | -0.05 | 0 |  | 0.33 | 0.3 | 0.23 | 98.48 | 2076.139 | 7.1
D | 4002 | 2018-07-05 | 12 | ON | 83.5 | 12.5 | 4.94 | 1 | 0.18 | 0.54 | 0.68 | 0.03 | -0.11 | -0.05 | 0 |  | 0.33 | 0.3 | 0.23 | 104.07 | 2172.132 | 7.34
D | 4002 | 2018-07-05 | 13 | ON | 72.27 | 12.5 | 4.94 | 1 | 0.16 | 0.55 | 0.65 | 0 | -0.13 | -0.05 | 0 |  | 0.33 | 0.3 | 0.23 | 92.75 | 2229.741 | 7.3
D | 4002 | 2018-07-05 | 14 | ON | 86.4 | 12.5 | 4.94 | 1 | 0.19 | 0.54 | 0.81 | -0.14 | -0.09 | -0.05 | 0 |  | 0.33 | 0.3 | 0.23 | 106.96 | 2287.731 | 7.48
D | 4002 | 2018-07-05 | 15 | ON | 263.13 | 12.5 | 4.94 | 1 | 1.24 | 0.43 | 14.98 | 0.5 | -0.39 | -0.05 | 0 |  | 0.33 | 0.3 | 0.23 | 299.14 | 2312.592 | 22.59
D | 4002 | 2018-07-05 | 16 | ON | 237.7 | 12.5 | 4.94 | 1 | 0.77 | 0.42 | 14.92 | 0.01 | -0.23 | -0.05 | 0 |  | 0.33 | 0.3 | 0.23 | 272.84 | 2327.581 | 22.05
D | 4002 | 2018-07-05 | 17 | ON | 207.55 | 12.5 | 4.94 | 1 | 0.69 | 0.24 | 13.63 | 0.15 | -0.3 | -0.05 | 0 |  | 0.33 | 0.3 | 0.23 | 241.21 | 2324.646 | 20.5
D | 4002 | 2018-07-05 | 18 | ON | 227.1 | 12.5 | 4.94 | 1 | 0.34 | 0.48 | 11.46 | -0.05 | -0.27 | -0.05 | 0 |  | 0.33 | 0.3 | 0.23 | 258.31 | 2327.431 | 18.22
D | 4002 | 2018-07-05 | 19 | ON | 195.51 | 12.5 | 4.94 | 1 | 0.66 | 0.49 | 13.47 | 0.03 | -0.02 | -0.05 | 0 |  | 0.33 | 0.3 | 0.23 | 229.39 | 2297.804 | 20.56
D | 4002 | 2018-07-05 | 20 | ON | 104.35 | 12.5 | 4.94 | 1 | 0.5 | 0.54 | 1.76 | 0.11 | 0.21 | -0.05 | 0 |  | 0.33 | 0.3 | 0.23 | 126.72 | 2242.389 | 8.74
D | 4002 | 2018-07-05 | 21 | ON | 68.68 | 12.5 | 4.94 | 1 | 0.23 | 0.53 | 0.16 | -0.09 | -0.07 | -0.05 | 0 |  | 0.33 | 0.3 | 0.23 | 88.69 | 2176.315 | 6.86
D | 4002 | 2018-07-05 | 22 | ON | 82.38 | 12.5 | 4.94 | 1 | 0.37 | 0.59 | 1.15 | -0.07 | -0.22 | -0.05 | 0 |  | 0.33 | 0.3 | 0.23 | 103.45 | 2081.49 | 8.05
D | 4002 | 2018-07-05 | 23 | ON | 71.93 | 12.5 | 4.94 | 1 | 0.61 | 0.64 | 0.83 | 0.02 | -0.03 | -0.05 | 0 |  | 0.33 | 0.3 | 0.23 | 93.25 | 1889.299 | 8.02
D | 4002 | 2018-07-05 | 24 | OFF | 57.68 | 12.5 | 4.94 | 1 | 0.54 | 0 | 0.44 | -0.17 | -0.01 | -0.05 | 0 |  | 0.33 | 0.3 | 0.23 | 77.73 | 1715.921 | 6.92
D | 4002 | 2018-07-06 | 1 | OFF | 47.25 | 12.5 | 0.22 | 0.03 | 0.27 | 0 | 0.08 | 0 | 0.11 | -0.05 | 0 |  | 0.33 | 0.3 | 0.23 | 61.27 | 1586.968 | 0.6
D | 4002 | 2018-07-06 | 2 | OFF | 43.87 | 12.5 | 0.22 | 0.03 | 0.11 | 0 | 0 | -0.08 | -0.1 | -0.05 | 0 |  | 0.33 | 0.3 | 0.23 | 57.36 | 1503.83 | 0.36
D | 4002 | 2018-07-06 | 3 | OFF | 39.63 | 12.5 | 0.22 | 0.03 | 0.13 | 0 | 0 | -0.02 | -0.07 | -0.05 | 0 |  | 0.33 | 0.3 | 0.23 | 53.23 | 1447.587 | 0.38
D | 4002 | 2018-07-06 | 4 | OFF | 38.61 | 12.5 | 0.22 | 0.03 | 0.1 | 0 | 0 | -0.03 | -0.16 | -0.05 | 0 |  | 0.33 | 0.3 | 0.23 | 52.08 | 1442.476 | 0.35
D | 4002 | 2018-07-06 | 5 | OFF | 47.68 | 12.5 | 0.22 | 0.03 | 0.15 | 0 | 0 | -0.04 | -0.17 | -0.05 | 0 |  | 0.33 | 0.3 | 0.23 | 61.18 | 1451.028 | 0.4
D | 4002 | 2018-07-06 | 6 | OFF | 55.68 | 12.5 | 0.22 | 0.03 | 0.38 | 0 | 0 | -0.04 | -0.08 | -0.05 | 0 |  | 0.33 | 0.3 | 0.23 | 69.5 | 1503.096 | 0.63
D | 4002 | 2018-07-06 | 7 | OFF | 45.71 | 12.5 | 0.22 | 0.03 | 0.41 | 0 | 0 | -0.03 | -0.09 | -0.05 | 0 |  | 0.33 | 0.3 | 0.23 | 59.56 | 1628.025 | 0.66
D | 4002 | 2018-07-06 | 8 | ON | 46.04 | 12.5 | 0.22 | 0.03 | 0.33 | 0.66 | 0 | -0.03 | -0.14 | -0.05 | 0 |  | 0.33 | 0.3 | 0.23 | 60.42 | 1753.831 | 1.24
D | 4002 | 2018-07-06 | 9 | ON | 53.1 | 12.5 | 0.22 | 0.03 | 0.3 | 0.62 | 0 | 0.02 | -0.08 | -0.05 | 0 |  | 0.33 | 0.3 | 0.23 | 67.52 | 1819.054 | 1.17
D | 4002 | 2018-07-06 | 10 | ON | 52.18 | 12.5 | 0.22 | 0.03 | 0.18 | 0.59 | 0 | 0.01 | -0.09 | -0.05 | 0 |  | 0.33 | 0.3 | 0.23 | 66.43 | 1881.746 | 1.02
D | 4002 | 2018-07-06 | 11 | ON | 60.69 | 12.5 | 0.22 | 0.03 | 0.19 | 0.58 | 0.29 | -0.02 | -0.11 | -0.05 | 0 |  | 0.33 | 0.3 | 0.23 | 75.18 | 1939 | 1.31
D | 4002 | 2018-07-06 | 12 | ON | 59.32 | 12.5 | 0.22 | 0.03 | 0.22 | 0.58 | 0 | 0.02 | -0.09 | -0.05 | 0 |  | 0.33 | 0.3 | 0.23 | 73.61 | 1947.885 | 1.05
D | 4002 | 2018-07-06 | 13 | ON | 47.21 | 12.5 | 0.22 | 0.03 | 0.14 | 0.59 | 0 | 0.01 | -0.08 | -0.05 | 0 |  | 0.33 | 0.3 | 0.23 | 61.43 | 1950.668 | 0.98
D | 4002 | 2018-07-06 | 14 | ON | 32.15 | 12.5 | 0.22 | 0.03 | 0.06 | 0.6 | 0 | -0.06 | -0.12 | -0.05 | 0 |  | 0.33 | 0.3 | 0.23 | 46.19 | 1982.001 | 0.91
D | 4002 | 2018-07-06 | 15 | ON | 27.38 | 12.5 | 0.22 | 0.03 | 0.04 | 0.6 | 0 | -0.02 | -0.11 | -0.05 | 0 |  | 0.33 | 0.3 | 0.23 | 41.45 | 1995.893 | 0.89
D | 4002 | 2018-07-06 | 16 | ON | 25.97 | 12.5 | 0.22 | 0.03 | 0.04 | 0.62 | 0 | -0.03 | -0.11 | -0.05 | 0 |  | 0.33 | 0.3 | 0.23 | 40.05 | 1956.851 | 0.91
D | 4002 | 2018-07-06 | 17 | ON | 25.91 | 12.5 | 0.22 | 0.03 | 0.04 | 0.62 | 0 | -0.03 | -0.1 | -0.05 | 0 |  | 0.33 | 0.3 | 0.23 | 40 | 1911.344 | 0.91
D | 4002 | 2018-07-06 | 18 | ON | 25.19 | 12.5 | 0.22 | 0.03 | 0.05 | 0.63 | 0 | -0.01 | -0.09 | -0.05 | 0 |  | 0.33 | 0.3 | 0.23 | 39.33 | 1847.756 | 0.93
D | 4002 | 2018-07-06 | 19 | ON | 22.64 | 12.5 | 0.22 | 0.03 | 0.04 | 0.66 | 0 | -0.01 | -0.08 | -0.05 | 0 |  | 0.33 | 0.3 | 0.23 | 36.81 | 1739.483 | 0.95
D | 4002 | 2018-07-06 | 20 | ON | 19.96 | 12.5 | 0.22 | 0.03 | 0.04 | 0.7 | 0 | -0.01 | -0.08 | -0.05 | 0 |  | 0.33 | 0.3 | 0.23 | 34.17 | 1605.537 | 0.99
D | 4002 | 2018-07-06 | 21 | ON | 19.2 | 12.5 | 0.22 | 0.03 | 0.05 | 0.74 | 0 | -0.02 | -0.1 | -0.05 | 0 |  | 0.33 | 0.3 | 0.23 | 33.43 | 1521.438 | 1.04
D | 4002 | 2018-07-06 | 22 | ON | 19.47 | 12.5 | 0.22 | 0.03 | 0.04 | 0.78 | 0 | 0.05 | -0.08 | -0.05 | 0 |  | 0.33 | 0.3 | 0.23 | 33.82 | 1434.225 | 1.07
D | 4002 | 2018-07-06 | 23 | ON | 18.19 | 12.5 | 0.22 | 0.03 | 0.1 | 0.87 | 0 | -0.01 | -0.03 | -0.05 | 0 |  | 0.33 | 0.3 | 0.23 | 32.68 | 1289.647 | 1.22
D | 4002 | 2018-07-06 | 24 | OFF | 10.84 | 12.5 | 0.22 | 0.03 | 0.21 | 0 | 0 | 0.02 | -0.14 | -0.05 | 0 |  | 0.33 | 0.3 | 0.23 | 24.49 | 1149.863 | 0.46
D | 4002 | 2018-07-07 | 1 | OFF | 13.27 | 12.5 | 0.13 | 0.01 | 0.15 | 0 | 0 | 0 | -0.24 | -0.05 | 0 |  | 0.33 | 0.3 | 0.23 | 26.63 | 1044.184 | 0.29
D | 4002 | 2018-07-07 | 2 | OFF | 19.21 | 12.5 | 0.13 | 0.01 | 0.04 | 0 | 0 | 0.04 | -0.11 | -0.05 | 0 |  | 0.33 | 0.3 | 0.23 | 32.63 | 977.388 | 0.18
D | 4002 | 2018-07-07 | 3 | OFF | 18.5 | 12.5 | 0.13 | 0.01 | 0.04 | 0 | 0 | 0.05 | -0.1 | -0.05 | 0 |  | 0.33 | 0.3 | 0.23 | 31.94 | 934.414 | 0.18
D | 4002 | 2018-07-07 | 4 | OFF | 18.51 | 12.5 | 0.13 | 0.01 | 0.05 | 0 | 0 | 0.04 | -0.17 | -0.05 | 0 |  | 0.33 | 0.3 | 0.23 | 31.88 | 913.321 | 0.19
D | 4002 | 2018-07-07 | 5 | OFF | 18.48 | 12.5 | 0.13 | 0.01 | 0.04 | 0 | 0 | -0.01 | -0.11 | -0.05 | 0 |  | 0.33 | 0.3 | 0.23 | 31.85 | 910.257 | 0.18
D | 4002 | 2018-07-07 | 6 | OFF | 14.97 | 12.5 | 0.13 | 0.01 | 0.07 | 0 | 0 | 0.01 | -0.14 | -0.05 | 0 |  | 0.33 | 0.3 | 0.23 | 28.36 | 921.559 | 0.21
D | 4002 | 2018-07-07 | 7 | OFF | 16.23 | 12.5 | 0.13 | 0.01 | 0.18 | 0 | 0 | -0.01 | -0.08 | -0.05 | 0 |  | 0.33 | 0.3 | 0.23 | 29.77 | 980.234 | 0.32
D | 4002 | 2018-07-07 | 8 | OFF | 14.55 | 12.5 | 0.13 | 0.01 | 0.15 | 0 | 0 | 0.02 | -0.06 | -0.05 | 0 |  | 0.33 | 0.3 | 0.23 | 28.11 | 1070.512 | 0.29
D | 4002 | 2018-07-07 | 9 | OFF | 17.25 | 12.5 | 0.13 | 0.01 | 0.1 | 0 | 0 | 0.02 | -0.01 | -0.05 | 0 |  | 0.33 | 0.3 | 0.23 | 30.81 | 1173.494 | 0.24
D | 4002 | 2018-07-07 | 10 | OFF | 19.24 | 12.5 | 0.13 | 0.01 | 0.06 | 0 | 0 | 0.03 | -0.04 | -0.05 | 0 |  | 0.33 | 0.3 | 0.23 | 32.74 | 1248.063 | 0.2
D | 4002 | 2018-07-07 | 11 | OFF | 18.94 | 12.5 | 0.13 | 0.01 | 0.06 | 0 | 0 | 0 | -0.08 | -0.05 | 0 |  | 0.33 | 0.3 | 0.23 | 32.37 | 1288.546 | 0.2
D | 4002 | 2018-07-07 | 12 | OFF | 19.34 | 12.5 | 0.13 | 0.01 | 0.05 | 0 | 0 | 0.01 | -0.1 | -0.05 | 0 |  | 0.33 | 0.3 | 0.23 | 32.75 | 1305.409 | 0.19
D | 4002 | 2018-07-07 | 13 | OFF | 19.52 | 12.5 | 0.13 | 0.01 | 0.05 | 0 | 0 | 0 | -0.07 | -0.05 | 0 |  | 0.33 | 0.3 | 0.23 | 32.95 | 1313.48 | 0.19
D | 4002 | 2018-07-07 | 14 | OFF | 16.37 | 12.5 | 0.13 | 0.01 | 0.07 | 0 | 0 | 0.02 | -0.04 | -0.05 | 0 |  | 0.33 | 0.3 | 0.23 | 29.87 | 1315.938 | 0.21
D | 4002 | 2018-07-07 | 15 | OFF | 14.13 | 12.5 | 0.13 | 0.01 | 0.14 | 0 | 0 | -0.02 | -0.06 | -0.05 | 0 |  | 0.33 | 0.3 | 0.23 | 27.64 | 1332.044 | 0.28
D | 4002 | 2018-07-07 | 16 | OFF | 17.05 | 12.5 | 0.13 | 0.01 | 0.07 | 0 | 0 | 0 | -0.05 | -0.05 | 0 |  | 0.33 | 0.3 | 0.23 | 30.52 | 1358.963 | 0.21
D | 4002 | 2018-07-07 | 17 | OFF | 20.41 | 12.5 | 0.13 | 0.01 | 0.05 | 0 | 0 | 0 | -0.05 | -0.05 | 0 |  | 0.33 | 0.3 | 0.23 | 33.86 | 1393.497 | 0.19
D | 4002 | 2018-07-07 | 18 | OFF | 21.53 | 12.5 | 0.13 | 0.01 | 0.06 | 0 | 0 | 0.01 | -0.06 | -0.05 | 0 |  | 0.33 | 0.3 | 0.23 | 34.99 | 1429.467 | 0.2
D | 4002 | 2018-07-07 | 19 | OFF | 21.15 | 12.5 | 0.13 | 0.01 | 0.07 | 0 | 0.02 | -0.01 | -0.07 | -0.05 | 0 |  | 0.33 | 0.3 | 0.23 | 34.61 | 1425.929 | 0.23
D | 4002 | 2018-07-07 | 20 | OFF | 24.25 | 12.5 | 0.13 | 0.01 | 0.07 | 0 | 0.05 | -0.01 | -0.05 | -0.05 | 0 |  | 0.33 | 0.3 | 0.23 | 37.76 | 1387.947 | 0.26
D | 4002 | 2018-07-07 | 21 | OFF | 19.8 | 12.5 | 0.13 | 0.01 | 0.06 | 0 | 0 | 0.01 | -0.07 | -0.05 | 0 |  | 0.33 | 0.3 | 0.23 | 33.25 | 1352.699 | 0.2
D | 4002 | 2018-07-07 | 22 | OFF | 20.54 | 12.5 | 0.13 | 0.01 | 0.07 | 0 | 0 | 0.01 | -0.02 | -0.05 | 0 |  | 0.33 | 0.3 | 0.23 | 34.05 | 1304.412 | 0.21
D | 4002 | 2018-07-07 | 23 | OFF | 17.18 | 12.5 | 0.13 | 0.01 | 0.11 | 0 | 0 | -0.02 | 0.03 | -0.05 | 0 |  | 0.33 | 0.3 | 0.23 | 30.75 | 1203.289 | 0.25
D | 4002 | 2018-07-07 | 24 | OFF | 15.12 | 12.5 | 0.13 | 0.01 | 0.22 | 0 | 0 | -0.01 | -0.04 | -0.05 | 0 |  | 0.33 | 0.3 | 0.23 | 28.74 | 1092.976 | 0.36
D | 4002 | 2018-07-08 | 1 | OFF | -11.67 | 12.5 | 0.67 | 0.04 | 0.39 | 0 | 0 | -0.01 | 0.07 | -0.05 | 0 |  | 0.33 | 0.3 | 0.23 | 2.8 | 1005.657 | 1.1
D | 4002 | 2018-07-08 | 2 | OFF | 9.02 | 12.5 | 0.67 | 0.04 | 0.17 | 0 | 0 | 0.01 | -0.13 | -0.05 | 0 |  | 0.33 | 0.3 | 0.23 | 23.09 | 946.425 | 0.88
D | 4002 | 2018-07-08 | 3 | OFF | 17.31 | 12.5 | 0.67 | 0.04 | 0.08 | 0 | 0 | 0 | 0.01 | -0.05 | 0 |  | 0.33 | 0.3 | 0.23 | 31.42 | 911.433 | 0.79
D | 4002 | 2018-07-08 | 4 | OFF | 17.25 | 12.5 | 0.67 | 0.04 | 0.05 | 0 | 0 | 0.01 | 0 | -0.05 | 0 |  | 0.33 | 0.3 | 0.23 | 31.33 | 891.702 | 0.76
D | 4002 | 2018-07-08 | 5 | OFF | 16.28 | 12.5 | 0.67 | 0.04 | 0.04 | 0 | 0 | 0.01 | 0.01 | -0.05 | 0 |  | 0.33 | 0.3 | 0.23 | 30.36 | 890.059 | 0.75
D | 4002 | 2018-07-08 | 6 | OFF | 11.2 | 12.5 | 0.67 | 0.04 | 0.08 | 0 | 0 | 0.04 | -0.03 | -0.05 | 0 |  | 0.33 | 0.3 | 0.23 | 25.31 | 894.086 | 0.79
D | 4002 | 2018-07-08 | 7 | OFF | -17.26 | 12.5 | 0.67 | 0.04 | 0.25 | 0 | 0 | -0.04 | -0.23 | -0.05 | 0 |  | 0.33 | 0.3 | 0.23 | -3.26 | 939.559 | 0.96
D | 4002 | 2018-07-08 | 8 | OFF | -12 | 12.5 | 0.67 | 0.04 | 0.59 | 0 | 0 | 0 | 0 | -0.05 | 0 |  | 0.33 | 0.3 | 0.23 | 2.61 | 1025.681 | 1.3
D | 4002 | 2018-07-08 | 9 | OFF | -14.38 | 12.5 | 0.67 | 0.04 | 0.09 | 0 | 0 | 0.04 | 0.33 | -0.05 | 0 |  | 0.33 | 0.3 | 0.23 | 0.1 | 1131.117 | 0.8
D | 4002 | 2018-07-08 | 10 | OFF | 17.7 | 12.5 | 0.67 | 0.04 | 0.06 | 0 | 0 | 0 | 0 | -0.05 | 0 |  | 0.33 | 0.3 | 0.23 | 31.78 | 1230.024 | 0.77
D | 4002 | 2018-07-08 | 11 | OFF | 18.15 | 12.5 | 0.67 | 0.04 | 0.07 | 0 | 0 | 0.01 | -0.04 | -0.05 | 0 |  | 0.33 | 0.3 | 0.23 | 32.21 | 1304.159 | 0.78
D | 4002 | 2018-07-08 | 12 | OFF | 18.06 | 12.5 | 0.67 | 0.04 | 0.08 | 0 | 0 | 0.01 | -0.05 | -0.05 | 0 |  | 0.33 | 0.3 | 0.23 | 32.12 | 1360.479 | 0.79
D | 4002 | 2018-07-08 | 13 | OFF | 17.35 | 12.5 | 0.67 | 0.04 | 0.07 | 0 | 0 | 0 | -0.08 | -0.05 | 0 |  | 0.33 | 0.3 | 0.23 | 31.36 | 1403.867 | 0.78
D | 4002 | 2018-07-08 | 14 | OFF | 17.75 | 12.5 | 0.67 | 0.04 | 0.07 | 0 | 0 | -0.01 | -0.09 | -0.05 | 0 |  | 0.33 | 0.3 | 0.23 | 31.74 | 1439.439 | 0.78
D | 4002 | 2018-07-08 | 15 | OFF | 17.84 | 12.5 | 0.67 | 0.04 | 0.06 | 0 | 0 | 0.02 | -0.1 | -0.05 | 0 |  | 0.33 | 0.3 | 0.23 | 31.84 | 1479.269 | 0.77
D | 4002 | 2018-07-08 | 16 | OFF | 17.65 | 12.5 | 0.67 | 0.04 | 0.08 | 0 | 0 | 0 | -0.09 | -0.05 | 0 |  | 0.33 | 0.3 | 0.23 | 31.66 | 1528.116 | 0.79
D | 4002 | 2018-07-08 | 17 | OFF | 21.58 | 12.5 | 0.67 | 0.04 | 0.06 | 0 | 0 | 0.02 | -0.1 | -0.05 | 0 |  | 0.33 | 0.3 | 0.23 | 35.58 | 1587.99 | 0.77
D | 4002 | 2018-07-08 | 18 | OFF | 30.38 | 12.5 | 0.67 | 0.04 | 0.11 | 0 | 0.11 | -0.01 | -0.09 | -0.05 | 0 |  | 0.33 | 0.3 | 0.23 | 44.52 | 1639.254 | 0.93
D | 4002 | 2018-07-08 | 19 | OFF | 39.08 | 12.5 | 0.67 | 0.04 | 0.19 | 0 | 0.07 | 0.04 | -0.13 | -0.05 | 0 |  | 0.33 | 0.3 | 0.23 | 53.27 | 1641.819 | 0.97
D | 4002 | 2018-07-08 | 20 | OFF | 30.84 | 12.5 | 0.67 | 0.04 | 0.13 | 0 | 0.22 | -0.01 | -0.1 | -0.05 | 0 |  | 0.33 | 0.3 | 0.23 | 45.1 | 1592.058 | 1.06
D | 4002 | 2018-07-08 | 21 | OFF | 32.13 | 12.5 | 0.67 | 0.04 | 0.17 | 0 | 0.2 | -0.03 | -0.13 | -0.05 | 0 |  | 0.33 | 0.3 | 0.23 | 46.36 | 1540.132 | 1.08
D | 4002 | 2018-07-08 | 22 | OFF | 40.72 | 12.5 | 0.67 | 0.04 | 0.14 | 0 | 0.43 | 0.02 | -0.09 | -0.05 | 0 |  | 0.33 | 0.3 | 0.23 | 55.24 | 1471.097 | 1.28
D | 4002 | 2018-07-08 | 23 | OFF | 29.97 | 12.5 | 0.67 | 0.04 | 0.28 | 0 | 0.05 | 0.06 | -0.04 | -0.05 | 0 |  | 0.33 | 0.3 | 0.23 | 44.34 | 1325.599 | 1.04
D | 4002 | 2018-07-08 | 24 | OFF | 25.02 | 12.5 | 0.67 | 0.04 | 0.28 | 0 | 0.18 | -0.01 | -0.06 | -0.05 | 0 |  | 0.33 | 0.3 | 0.23 | 39.43 | 1193.299 | 1.17
D | 4002 | 2018-07-09 | 1 | OFF | 22.39 | 12.5 | 0.17 | 0.04 | 0.15 | 0 | 0.23 | 0 | 0.09 | -0.05 | 0 |  | 0.33 | 0.3 | 0.23 | 36.38 | 1097.013 | 0.59
D | 4002 | 2018-07-09 | 2 | OFF | 17.89 | 12.5 | 0.17 | 0.04 | 0.05 | 0 | 0 | 0 | 0.04 | -0.05 | 0 |  | 0.33 | 0.3 | 0.23 | 31.5 | 1039.211 | 0.26
D | 4002 | 2018-07-09 | 3 | OFF | 17.7 | 12.5 | 0.17 | 0.04 | 0.03 | 0 | 0 | 0.05 | -0.08 | -0.05 | 0 |  | 0.33 | 0.3 | 0.23 | 31.22 | 1003.323 | 0.24
D | 4002 | 2018-07-09 | 4 | OFF | 16.82 | 12.5 | 0.17 | 0.04 | 0.04 | 0 | 0 | 0 | -0.07 | -0.05 | 0 |  | 0.33 | 0.3 | 0.23 | 30.31 | 989.612 | 0.25
D | 4002 | 2018-07-09 | 5 | OFF | -5.72 | 12.5 | 0.17 | 0.04 | 0.15 | 0 | 0 | 0.01 | -0.05 | -0.05 | 0 |  | 0.33 | 0.3 | 0.23 | 7.91 | 1014.753 | 0.36
D | 4002 | 2018-07-09 | 6 | OFF | 15.3 | 12.5 | 0.17 | 0.04 | 0.15 | 0 | 0 | 0.01 | -0.1 | -0.05 | 0 |  | 0.33 | 0.3 | 0.23 | 28.88 | 1087.18 | 0.36
D | 4002 | 2018-07-09 | 7 | OFF | 13.58 | 12.5 | 0.17 | 0.04 | 0.38 | 0 | 0 | 0.03 | 0.04 | -0.05 | 0 |  | 0.33 | 0.3 | 0.23 | 27.55 | 1226.021 | 0.59
D | 4002 | 2018-07-09 | 8 | ON | 18.09 | 12.5 | 0.17 | 0.04 | 0.19 | 0.91 | 0 | 0 | 0.02 | -0.05 | 0 |  | 0.33 | 0.3 | 0.23 | 32.73 | 1370.398 | 1.31
D | 4002 | 2018-07-09 | 9 | ON | 22.96 | 12.5 | 0.17 | 0.04 | 0.1 | 0.86 | 0 | 0.05 | -0.06 | -0.05 | 0 |  | 0.33 | 0.3 | 0.23 | 37.43 | 1482.282 | 1.17
D | 4002 | 2018-07-09 | 10 | ON | 20.44 | 12.5 | 0.17 | 0.04 | 0.04 | 0.82 | 0 | 0.04 | -0.06 | -0.05 | 0 |  | 0.33 | 0.3 | 0.23 | 34.8 | 1582.269 | 1.07
D | 4002 | 2018-07-09 | 11 | ON | 21.94 | 12.5 | 0.17 | 0.04 | 0.06 | 0.77 | 0 | 0.01 | -0.08 | -0.05 | 0 |  | 0.33 | 0.3 | 0.23 | 36.22 | 1689.713 | 1.04
D | 4002 | 2018-07-09 | 12 | ON | 23.16 | 12.5 | 0.17 | 0.04 | 0.06 | 0.74 | 0 | -0.01 | -0.08 | -0.05 | 0 |  | 0.33 | 0.3 | 0.23 | 37.39 | 1754.469 | 1.01
D | 4002 | 2018-07-09 | 13 | ON | 23.47 | 12.5 | 0.17 | 0.04 | 0.06 | 0.71 | 0 | 0.03 | -0.12 | -0.05 | 0 |  | 0.33 | 0.3 | 0.23 | 37.67 | 1813.6 | 0.98
D | 4002 | 2018-07-09 | 14 | ON | 25.46 | 12.5 | 0.17 | 0.04 | 0.05 | 0.68 | 0 | -0.01 | -0.09 | -0.05 | 0 |  | 0.33 | 0.3 | 0.23 | 39.61 | 1878.635 | 0.94
D | 4002 | 2018-07-09 | 15 | ON | 29.37 | 12.5 | 0.17 | 0.04 | 0.05 | 0.66 | 0 | 0 | -0.11 | -0.05 | -0.01 |  | 0.33 | 0.3 | 0.23 | 43.48 | 1936.711 | 0.91
D | 4002 | 2018-07-09 | 16 | ON | 35.23 | 12.5 | 0.17 | 0.04 | 0.05 | 0.64 | 0 | -0.03 | -0.13 | -0.05 | -0.03 |  | 0.33 | 0.3 | 0.23 | 49.25 | 1985.305 | 0.87
D | 4002 | 2018-07-09 | 17 | ON | 50.62 | 12.5 | 0.17 | 0.04 | 0.1 | 0.62 | 0.21 | -0.06 | -0.12 | -0.05 | -0.01 |  | 0.33 | 0.3 | 0.23 | 64.88 | 2026.178 | 1.13
D | 4002 | 2018-07-09 | 18 | ON | 61.39 | 12.5 | 0.17 | 0.04 | 0.22 | 0.61 | 0.33 | -0.05 | -0.28 | -0.05 | 0 |  | 0.33 | 0.3 | 0.23 | 75.74 | 2056.451 | 1.37
D | 4002 | 2018-07-09 | 19 | ON | 55.62 | 12.5 | 0.17 | 0.04 | 0.24 | 0.61 | 0.17 | 0.06 | -0.13 | -0.05 | 0 |  | 0.33 | 0.3 | 0.23 | 70.09 | 2048.705 | 1.23
D | 4002 | 2018-07-09 | 20 | ON | 47.17 | 12.5 | 0.17 | 0.04 | 0.21 | 0.63 | 0.05 | 0.01 | -0.07 | -0.05 | 0 |  | 0.33 | 0.3 | 0.23 | 61.52 | 1980.721 | 1.1
D | 4002 | 2018-07-09 | 21 | ON | 31.83 | 12.5 | 0.17 | 0.04 | 0.12 | 0.66 | 0 | 0.03 | -0.08 | -0.05 | 0 |  | 0.33 | 0.3 | 0.23 | 46.08 | 1889.656 | 0.99
D | 4002 | 2018-07-09 | 22 | ON | 33.14 | 12.5 | 0.17 | 0.04 | 0.08 | 0.69 | 0.02 | 0.03 | 0.01 | -0.05 | 0 |  | 0.33 | 0.3 | 0.23 | 47.49 | 1772.937 | 1
D | 4002 | 2018-07-09 | 23 | ON | 28.13 | 12.5 | 0.17 | 0.04 | 0.19 | 0.76 | 0.05 | 0.05 | -0.01 | -0.05 | 0 |  | 0.33 | 0.3 | 0.23 | 42.69 | 1576.959 | 1.21
D | 4002 | 2018-07-09 | 24 | OFF | 21.16 | 12.5 | 0.17 | 0.04 | 0.11 | 0 | 0 | 0.04 | 0 | -0.05 | 0 |  | 0.33 | 0.3 | 0.23 | 34.83 | 1401.179 | 0.32
D | 4002 | 2018-07-10 | 1 | OFF | 23.2 | 12.5 | 0.12 | 0.46 | 0.04 | 0 | 0 | 0.02 | -0.07 | -0.05 | 0 |  | 0.33 | 0.3 | 0.23 | 37.08 | 1279.582 | 0.62
D | 4002 | 2018-07-10 | 2 | OFF | 23.66 | 12.5 | 0.12 | 0.46 | 0.03 | 0 | 0 | 0.02 | -0.08 | -0.05 | 0 |  | 0.33 | 0.3 | 0.23 | 37.52 | 1203.761 | 0.61
D | 4002 | 2018-07-10 | 3 | OFF | 22.93 | 12.5 | 0.12 | 0.46 | 0.03 | 0 | 0 | 0.02 | -0.05 | -0.05 | 0 |  | 0.33 | 0.3 | 0.23 | 36.82 | 1149.436 | 0.61
D | 4002 | 2018-07-10 | 4 | OFF | 22.46 | 12.5 | 0.12 | 0.46 | 0.04 | 0 | 0 | 0 | -0.06 | -0.05 | 0 |  | 0.33 | 0.3 | 0.23 | 36.33 | 1123.529 | 0.62
D | 4002 | 2018-07-10 | 5 | OFF | 22.27 | 12.5 | 0.12 | 0.46 | 0.04 | 0 | 0 | 0.02 | -0.07 | -0.05 | 0 |  | 0.33 | 0.3 | 0.23 | 36.15 | 1134.747 | 0.62
D | 4002 | 2018-07-10 | 6 | OFF | 23.46 | 12.5 | 0.12 | 0.46 | 0.17 | 0 | 0 | 0.02 | -0.06 | -0.05 | 0 |  | 0.33 | 0.3 | 0.23 | 37.48 | 1192.266 | 0.75
D | 4002 | 2018-07-10 | 7 | OFF | 24.16 | 12.5 | 0.12 | 0.46 | 0.17 | 0 | 0 | 0.05 | -0.08 | -0.05 | 0 |  | 0.33 | 0.3 | 0.23 | 38.19 | 1335.704 | 0.75
D | 4002 | 2018-07-10 | 8 | ON | 22.91 | 12.5 | 0.12 | 0.46 | 0.2 | 0.84 | 0 | 0.02 | -0.09 | -0.05 | 0 |  | 0.33 | 0.3 | 0.23 | 37.77 | 1489.602 | 1.62
D | 4002 | 2018-07-10 | 9 | ON | 22.32 | 12.5 | 0.12 | 0.46 | 0.09 | 0.78 | 0 | 0.02 | -0.1 | -0.05 | 0 |  | 0.33 | 0.3 | 0.23 | 37 | 1596.708 | 1.45
D | 4002 | 2018-07-10 | 10 | ON | 22.44 | 12.5 | 0.12 | 0.46 | 0.05 | 0.74 | 0 | 0.03 | -0.1 | -0.05 | 0 |  | 0.33 | 0.3 | 0.23 | 37.05 | 1704.738 | 1.37
D | 4002 | 2018-07-10 | 11 | ON | 23.99 | 12.5 | 0.12 | 0.46 | 0.05 | 0.7 | 0 | 0.04 | -0.12 | -0.05 | 0 |  | 0.33 | 0.3 | 0.23 | 38.55 | 1822.618 | 1.33
D | 4002 | 2018-07-10 | 12 | ON | 26.91 | 12.5 | 0.12 | 0.46 | 0.07 | 0.66 | 0 | 0.01 | -0.1 | -0.05 | 0 |  | 0.33 | 0.3 | 0.23 | 41.44 | 1922.019 | 1.31
D | 4002 | 2018-07-10 | 13 | ON | 35.61 | 12.5 | 0.12 | 0.46 | 0.05 | 0.63 | 0.1 | -0.06 | -0.11 | -0.05 | 0 |  | 0.33 | 0.3 | 0.23 | 50.11 | 1986.771 | 1.36
D | 4002 | 2018-07-10 | 14 | ON | 41.17 | 12.5 | 0.12 | 0.46 | 0.07 | 0.61 | 0.15 | -0.06 | -0.15 | -0.05 | 0 |  | 0.33 | 0.3 | 0.23 | 55.68 | 2048.21 | 1.41
D | 4002 | 2018-07-10 | 15 | ON | 49.28 | 12.5 | 0.12 | 0.46 | 0.12 | 0.59 | 0.39 | -0.07 | -0.25 | -0.05 | 0 |  | 0.33 | 0.3 | 0.23 | 63.95 | 2091.54 | 1.68
D | 4002 | 2018-07-10 | 16 | ON | 41.44 | 12.5 | 0.12 | 0.46 | 0.12 | 0.57 | 0.02 | 0.05 | -0.23 | -0.05 | 0 |  | 0.33 | 0.3 | 0.23 | 55.86 | 2130.883 | 1.29
D | 4002 | 2018-07-10 | 17 | ON | 59.74 | 12.5 | 0.12 | 0.46 | 0.16 | 0.56 | 0.13 | -0.12 | -0.13 | -0.05 | 0 |  | 0.33 | 0.3 | 0.23 | 74.23 | 2155.253 | 1.43
D | 4002 | 2018-07-10 | 18 | ON | 54.05 | 12.5 | 0.12 | 0.46 | 0.09 | 0.56 | 0.23 | 0.05 | -0.23 | -0.05 | 0 |  | 0.33 | 0.3 | 0.23 | 68.64 | 2133.988 | 1.46
D | 4002 | 2018-07-10 | 19 | ON | 47.16 | 12.5 | 0.12 | 0.46 | 0.1 | 0.57 | 0.16 | 0.02 | -0.2 | -0.05 | 0 |  | 0.33 | 0.3 | 0.23 | 61.7 | 2050.132 | 1.41
D | 4002 | 2018-07-10 | 20 | ON | 46.79 | 12.5 | 0.12 | 0.46 | 0.12 | 0.59 | 0.13 | -0.05 | -0.13 | -0.05 | 0 |  | 0.33 | 0.3 | 0.23 | 61.34 | 1960.825 | 1.42
D | 4002 | 2018-07-10 | 21 | ON | 39.65 | 12.5 | 0.12 | 0.46 | 0.06 | 0.61 | 0 | -0.02 | -0.14 | -0.05 | 0 |  | 0.33 | 0.3 | 0.23 | 54.05 | 1883.593 | 1.25
D | 4002 | 2018-07-10 | 22 | ON | 36.79 | 12.5 | 0.12 | 0.46 | 0.06 | 0.64 | 0.01 | -0.03 | -0.04 | -0.05 | 0 |  | 0.33 | 0.3 | 0.23 | 51.32 | 1763.524 | 1.29
D | 4002 | 2018-07-10 | 23 | ON | 32.59 | 12.5 | 0.12 | 0.46 | 0.14 | 0.71 | 0.12 | -0.02 | 0 | -0.05 | 0 |  | 0.33 | 0.3 | 0.23 | 47.43 | 1581.37 | 1.55
D | 4002 | 2018-07-10 | 24 | OFF | 33.69 | 12.5 | 0.12 | 0.46 | 0.25 | 0 | 0.26 | 0 | -0.07 | -0.05 | 0 |  | 0.33 | 0.3 | 0.23 | 48.02 | 1421.346 | 1.09
D | 4002 | 2018-07-11 | 1 | OFF | 25.31 | 12.5 | 0.14 | 0.01 | 0.05 | 0 | 0 | -0.04 | -0.07 | -0.05 | 0 |  | 0.33 | 0.3 | 0.23 | 38.71 | 1306.644 | 0.2
D | 4002 | 2018-07-11 | 2 | OFF | 29.95 | 12.5 | 0.14 | 0.01 | 0.08 | 0 | 0.01 | 0.02 | -0.06 | -0.05 | 0 |  | 0.33 | 0.3 | 0.23 | 43.46 | 1233.017 | 0.24
D | 4002 | 2018-07-11 | 3 | OFF | 36.56 | 12.5 | 0.14 | 0.01 | 0.12 | 0 | 0 | 0.01 | 0.02 | -0.05 | 0 |  | 0.33 | 0.3 | 0.23 | 50.17 | 1188.142 | 0.27
D | 4002 | 2018-07-11 | 4 | OFF | 26.64 | 12.5 | 0.14 | 0.01 | 0.06 | 0 | 0 | 0.02 | -0.08 | -0.05 | 0 |  | 0.33 | 0.3 | 0.23 | 40.1 | 1167.362 | 0.21
D | 4002 | 2018-07-11 | 5 | OFF | 27.86 | 12.5 | 0.14 | 0.01 | 0.05 | 0 | 0 | 0.03 | -0.06 | -0.05 | 0 |  | 0.33 | 0.3 | 0.23 | 41.34 | 1180.343 | 0.2
D | 4002 | 2018-07-11 | 6 | OFF | 26.17 | 12.5 | 0.14 | 0.01 | 0.15 | 0 | 0 | -0.04 | -0.03 | -0.05 | 0 |  | 0.33 | 0.3 | 0.23 | 39.71 | 1239.489 | 0.3
D | 4002 | 2018-07-11 | 7 | OFF | 33.86 | 12.5 | 0.14 | 0.01 | 0.27 | 0 | 0 | -0.02 | -0.03 | -0.05 | 0 |  | 0.33 | 0.3 | 0.23 | 47.54 | 1361.687 | 0.42
D | 4002 | 2018-07-11 | 8 | ON | 39.54 | 12.5 | 0.14 | 0.01 | 0.26 | 0.81 | 0 | -0.05 | -0.03 | -0.05 | 0 |  | 0.33 | 0.3 | 0.23 | 53.99 | 1493.893 | 1.22
D | 4002 | 2018-07-11 | 9 | ON | 46.43 | 12.5 | 0.14 | 0.01 | 0.46 | 0.78 | 0.11 | -0.01 | -0.1 | -0.05 | 0 |  | 0.33 | 0.3 | 0.23 | 61.13 | 1568.405 | 1.5
D | 4002 | 2018-07-11 | 10 | ON | 43.67 | 12.5 | 0.14 | 0.01 | 0.23 | 0.75 | 0.23 | -0.01 | -0.12 | -0.05 | 0 |  | 0.33 | 0.3 | 0.23 | 58.21 | 1620.104 | 1.36
D | 4002 | 2018-07-11 | 11 | ON | 29.26 | 12.5 | 0.14 | 0.01 | 0.12 | 0.73 | 0 | 0.02 | -0.1 | -0.05 | 0 |  | 0.33 | 0.3 | 0.23 | 43.49 | 1671.261 | 1
D | 4002 | 2018-07-11 | 12 | ON | 31.31 | 12.5 | 0.14 | 0.01 | 0.14 | 0.72 | 0.01 | -0.01 | -0.09 | -0.05 | 0 |  | 0.33 | 0.3 | 0.23 | 45.54 | 1700.829 | 1.02
D | 4002 | 2018-07-11 | 13 | ON | 29.15 | 12.5 | 0.14 | 0.01 | 0.08 | 0.71 | 0 | -0.02 | -0.09 | -0.05 | 0 |  | 0.33 | 0.3 | 0.23 | 43.29 | 1719.561 | 0.94
D | 4002 | 2018-07-11 | 14 | ON | 34.85 | 12.5 | 0.14 | 0.01 | 0.09 | 0.7 | 0.01 | 0 | -0.11 | -0.05 | 0 |  | 0.33 | 0.3 | 0.23 | 49 | 1749.521 | 0.95
D | 4002 | 2018-07-11 | 15 | ON | 34.51 | 12.5 | 0.14 | 0.01 | 0.09 | 0.69 | 0.04 | -0.04 | -0.12 | -0.05 | 0 |  | 0.33 | 0.3 | 0.23 | 48.63 | 1759.37 | 0.97
D | 4002 | 2018-07-11 | 16 | ON | 45.64 | 12.5 | 0.14 | 0.01 | 0.11 | 0.67 | 0.3 | -0.04 | -0.09 | -0.05 | 0 |  | 0.33 | 0.3 | 0.23 | 60.05 | 1771.314 | 1.23
D | 4002 | 2018-07-11 | 17 | ON | 49.98 | 12.5 | 0.14 | 0.01 | 0.13 | 0.64 | 0.41 | -0.01 | -0.14 | -0.05 | 0 |  | 0.33 | 0.3 | 0.23 | 64.47 | 1774.247 | 1.33
D | 4002 | 2018-07-11 | 18 | ON | 41.4 | 12.5 | 0.14 | 0.01 | 0.14 | 0.64 | 0.04 | -0.01 | -0.11 | -0.05 | 0 |  | 0.33 | 0.3 | 0.23 | 55.56 | 1777.583 | 0.97
D | 4002 | 2018-07-11 | 19 | ON | 36.7 | 12.5 | 0.14 | 0.01 | 0.16 | 0.65 | 0.01 | 0 | -0.11 | -0.05 | 0 |  | 0.33 | 0.3 | 0.23 | 50.87 | 1741.231 | 0.97
D | 4002 | 2018-07-11 | 20 | ON | 35.34 | 12.5 | 0.14 | 0.01 | 0.11 | 0.67 | 0 | 0 | -0.06 | -0.05 | 0 |  | 0.33 | 0.3 | 0.23 | 49.52 | 1668.228 | 0.93
D | 4002 | 2018-07-11 | 21 | ON | 31.23 | 12.5 | 0.14 | 0.01 | 0.11 | 0.69 | 0 | 0.01 | -0.09 | -0.05 | 0 |  | 0.33 | 0.3 | 0.23 | 45.41 | 1606.549 | 0.95
D | 4002 | 2018-07-11 | 22 | ON | 29.18 | 12.5 | 0.14 | 0.01 | 0.16 | 0.72 | 0 | 0 | -0.04 | -0.05 | 0 |  | 0.33 | 0.3 | 0.23 | 43.48 | 1514.959 | 1.03
D | 4002 | 2018-07-11 | 23 | ON | 23.63 | 12.5 | 0.14 | 0.01 | 0.14 | 0.8 | 0 | -0.02 | -0.03 | -0.05 | 0 |  | 0.33 | 0.3 | 0.23 | 37.98 | 1352.755 | 1.09
D | 4002 | 2018-07-11 | 24 | OFF | 21.63 | 12.5 | 0.14 | 0.01 | 0.09 | 0 | 0 | -0.02 | -0.07 | -0.05 | 0 |  | 0.33 | 0.3 | 0.23 | 35.09 | 1206.631 | 0.24
D | 4002 | 2018-07-12 | 1 | OFF | 26.08 | 12.5 | 1.92 | 0.07 | 0.07 | 0 | 0 | 0 | -0.07 | -0.05 | 0 |  | 0.33 | 0.3 | 0.23 | 41.38 | 1105.041 | 2.06
D | 4002 | 2018-07-12 | 2 | OFF | 25.37 | 12.5 | 1.92 | 0.07 | 0.07 | 0 | 0 | -0.03 | -0.04 | -0.05 | 0 |  | 0.33 | 0.3 | 0.23 | 40.67 | 1041.528 | 2.06
D | 4002 | 2018-07-12 | 3 | OFF | 26.31 | 12.5 | 1.92 | 0.07 | 0.08 | 0 | 0 | -0.01 | -0.08 | -0.05 | 0 |  | 0.33 | 0.3 | 0.23 | 41.6 | 1001.874 | 2.07
D | 4002 | 2018-07-12 | 4 | OFF | 26.38 | 12.5 | 1.92 | 0.07 | 0.08 | 0 | 0 | 0.07 | -0.05 | -0.05 | 0 |  | 0.33 | 0.3 | 0.23 | 41.78 | 986.483 | 2.07
D | 4002 | 2018-07-12 | 5 | OFF | 25.16 | 12.5 | 1.92 | 0.07 | 0.08 | 0 | 0 | 0 | -0.05 | -0.05 | 0 |  | 0.33 | 0.3 | 0.23 | 40.49 | 1006.614 | 2.07
D | 4002 | 2018-07-12 | 6 | OFF | 24.52 | 12.5 | 1.92 | 0.07 | 0.18 | 0 | 0 | -0.01 | -0.06 | -0.05 | 0 |  | 0.33 | 0.3 | 0.23 | 39.93 | 1068.326 | 2.17
D | 4002 | 2018-07-12 | 7 | OFF | 24.18 | 12.5 | 1.92 | 0.07 | 0.23 | 0 | 0 | 0.02 | -0.09 | -0.05 | 0 |  | 0.33 | 0.3 | 0.23 | 39.64 | 1193.854 | 2.22
D | 4002 | 2018-07-12 | 8 | ON | 24.1 | 12.5 | 1.92 | 0.07 | 0.21 | 0.91 | 0 | 0.01 | -0.07 | -0.05 | 0 |  | 0.33 | 0.3 | 0.23 | 40.46 | 1325.798 | 3.11
D | 4002 | 2018-07-12 | 9 | ON | 23.7 | 12.5 | 1.92 | 0.07 | 0.11 | 0.87 | 0 | 0.04 | -0.08 | -0.05 | 0 |  | 0.33 | 0.3 | 0.23 | 39.94 | 1413.617 | 2.97
D | 4002 | 2018-07-12 | 10 | ON | 24.78 | 12.5 | 1.92 | 0.07 | 0.09 | 0.84 | 0 | 0.03 | -0.02 | -0.05 | 0 |  | 0.33 | 0.3 | 0.23 | 41.02 | 1473.357 | 2.92
D | 4002 | 2018-07-12 | 11 | ON | 24.44 | 12.5 | 1.92 | 0.07 | 0.08 | 0.81 | 0 | 0.04 | -0.11 | -0.05 | 0 |  | 0.33 | 0.3 | 0.23 | 40.56 | 1526.437 | 2.88
D | 4002 | 2018-07-12 | 12 | ON | 26.24 | 12.5 | 1.92 | 0.07 | 0.09 | 0.8 | 0 | 0.04 | -0.11 | -0.05 | 0 |  | 0.33 | 0.3 | 0.23 | 42.36 | 1563.279 | 2.88
D | 4002 | 2018-07-12 | 13 | ON | 25.93 | 12.5 | 1.92 | 0.07 | 0.06 | 0.78 | 0 | 0.01 | -0.11 | -0.05 | 0 |  | 0.33 | 0.3 | 0.23 | 41.97 | 1595.525 | 2.83
D | 4002 | 2018-07-12 | 14 | ON | 27.64 | 12.5 | 1.92 | 0.07 | 0.06 | 0.75 | 0 | -0.01 | -0.1 | -0.05 | 0 |  | 0.33 | 0.3 | 0.23 | 43.64 | 1636.158 | 2.8
D | 4002 | 2018-07-12 | 15 | ON | 33.2 | 12.5 | 1.92 | 0.07 | 0.09 | 0.74 | 0 | 0.02 | -0.09 | -0.05 | 0 |  | 0.33 | 0.3 | 0.23 | 49.26 | 1658.556 | 2.82
D | 4002 | 2018-07-12 | 16 | ON | 31.96 | 12.5 | 1.92 | 0.07 | 0.07 | 0.72 | 0.01 | -0.02 | -0.12 | -0.05 | 0 |  | 0.33 | 0.3 | 0.23 | 47.92 | 1674.62 | 2.79
D | 4002 | 2018-07-12 | 17 | ON | 38.6 | 12.5 | 1.92 | 0.07 | 0.13 | 0.71 | 0.03 | -0.02 | -0.09 | -0.05 | 0 |  | 0.33 | 0.3 | 0.23 | 54.66 | 1675.618 | 2.86
D | 4002 | 2018-07-12 | 18 | ON | 55.68 | 12.5 | 1.92 | 0.07 | 0.28 | 0.7 | 0.56 | 0.05 | -0.1 | -0.05 | 0 |  | 0.33 | 0.3 | 0.23 | 72.47 | 1682.157 | 3.53
D | 4002 | 2018-07-12 | 19 | ON | 31.74 | 12.5 | 1.92 | 0.07 | 0.2 | 0.7 | 0.06 | 0.01 | -0.08 | -0.05 | 0 |  | 0.33 | 0.3 | 0.23 | 47.93 | 1649.25 | 2.95
D | 4002 | 2018-07-12 | 20 | ON | 29.63 | 12.5 | 1.92 | 0.07 | 0.1 | 0.72 | 0 | 0.04 | -0.1 | -0.05 | 0 |  | 0.33 | 0.3 | 0.23 | 45.69 | 1595.418 | 2.81
D | 4002 | 2018-07-12 | 21 | ON | 29.63 | 12.5 | 1.92 | 0.07 | 0.11 | 0.65 | 0 | 0.09 | -0.08 | -0.05 | 0 |  | 0.33 | 0.3 | 0.23 | 45.7 | 1548.497 | 2.75
D | 4002 | 2018-07-12 | 22 | ON | 29.63 | 12.5 | 1.92 | 0.07 | 0.15 | 0.72 | 0 | 0.21 | -0.07 | -0.05 | 0 |  | 0.33 | 0.3 | 0.23 | 45.94 | 1475.94 | 2.86
D | 4002 | 2018-07-12 | 23 | ON | 29.63 | 12.5 | 1.92 | 0.07 | 0.08 | 0.86 | 0 | 0.19 | -0.04 | -0.05 | 0 |  | 0.33 | 0.3 | 0.23 | 46.02 | 1337.326 | 2.93
D | 4002 | 2018-07-12 | 24 | OFF | 29.63 | 12.5 | 1.92 | 0.07 | 0.01 | 0 | 0 | 0.09 | -0.04 | -0.05 | 0 |  | 0.33 | 0.3 | 0.23 | 44.99 | 1201.319 | 2
D | 4002 | 2018-07-13 | 1 | OFF | 28.19 | 12.5 | 0.41 | 0.1 | 0.07 | 0 | 0 | 0.07 | 0.06 | -0.05 | 0 |  | 0.33 | 0.3 | 0.23 | 42.21 | 1104.78 | 0.58
D | 4002 | 2018-07-13 | 2 | OFF | 22.65 | 12.5 | 0.41 | 0.1 | 0.06 | 0 | 0 | 0.09 | -0.01 | -0.05 | 0 |  | 0.33 | 0.3 | 0.23 | 36.61 | 1045.091 | 0.57
D | 4002 | 2018-07-13 | 3 | OFF | 22.78 | 12.5 | 0.41 | 0.1 | 0.05 | 0 | 0 | 0.02 | -0.03 | -0.05 | 0 |  | 0.33 | 0.3 | 0.23 | 36.64 | 1007.729 | 0.56
D | 4002 | 2018-07-13 | 4 | OFF | 21.74 | 12.5 | 0.41 | 0.1 | 0.05 | 0 | 0 | 0.02 | -0.04 | -0.05 | 0 |  | 0.33 | 0.3 | 0.23 | 35.59 | 993.383 | 0.56
D | 4002 | 2018-07-13 | 5 | OFF | 21.48 | 12.5 | 0.41 | 0.1 | 0.05 | 0 | 0 | 0.05 | -0.03 | -0.05 | 0 |  | 0.33 | 0.3 | 0.23 | 35.37 | 1011.263 | 0.56
D | 4002 | 2018-07-13 | 6 | OFF | 23.4 | 12.5 | 0.41 | 0.1 | 0.17 | 0 | 0 | 0.06 | -0.03 | -0.05 | 0 |  | 0.33 | 0.3 | 0.23 | 37.42 | 1071.566 | 0.68
D | 4002 | 2018-07-13 | 7 | OFF | 23.42 | 12.5 | 0.41 | 0.1 | 0.17 | 0 | 0 | 0.03 | -0.07 | -0.05 | 0 |  | 0.33 | 0.3 | 0.23 | 37.37 | 1191.053 | 0.68
D | 4002 | 2018-07-13 | 8 | ON | 24.15 | 12.5 | 0.41 | 0.1 | 0.17 | 0.9 | 0 | 0.02 | -0.04 | -0.05 | 0 |  | 0.33 | 0.3 | 0.23 | 39.02 | 1335.116 | 1.58
D | 4002 | 2018-07-13 | 9 | ON | 33.27 | 12.5 | 0.41 | 0.1 | 0.18 | 0.85 | 0.11 | 0.06 | -0.04 | -0.05 | 0 |  | 0.33 | 0.3 | 0.23 | 48.25 | 1432.895 | 1.65
D | 4002 | 2018-07-13 | 10 | ON | 42.54 | 12.5 | 0.41 | 0.1 | 0.18 | 0.81 | 0.22 | -0.02 | -0.04 | -0.05 | 0 |  | 0.33 | 0.3 | 0.23 | 57.51 | 1511.209 | 1.72
D | 4002 | 2018-07-13 | 11 | ON | 46.44 | 12.5 | 0.41 | 0.1 | 0.17 | 0.79 | 0.26 | 0.08 | -0.17 | -0.05 | 0 |  | 0.33 | 0.3 | 0.23 | 61.39 | 1575.162 | 1.73
D | 4002 | 2018-07-13 | 12 | ON | 45.47 | 12.5 | 0.41 | 0.1 | 0.15 | 0.76 | 0.39 | 0.01 | -0.12 | -0.05 | 0 |  | 0.33 | 0.3 | 0.23 | 60.48 | 1632.597 | 1.81
D | 4002 | 2018-07-13 | 13 | ON | 49.13 | 12.5 | 0.41 | 0.1 | 0.14 | 0.71 | 0.43 | -0.04 | -0.14 | -0.05 | 0 |  | 0.33 | 0.3 | 0.23 | 64.05 | 1672.824 | 1.79
D | 4002 | 2018-07-13 | 14 | ON | 50.28 | 12.5 | 0.41 | 0.1 | 0.21 | 0.68 | 0.07 | 0.02 | -0.14 | -0.05 | 0 |  | 0.33 | 0.3 | 0.23 | 64.94 | 1716.104 | 1.47
D | 4002 | 2018-07-13 | 15 | ON | 55.12 | 12.5 | 0.41 | 0.1 | 0.23 | 0.68 | 0.18 | 0.01 | -0.15 | -0.05 | 0 |  | 0.33 | 0.3 | 0.23 | 69.89 | 1734.613 | 1.6
D | 4002 | 2018-07-13 | 16 | ON | 66.62 | 12.5 | 0.41 | 0.1 | 0.27 | 0.69 | 0.75 | -0.03 | -0.15 | -0.05 | 0 |  | 0.33 | 0.3 | 0.23 | 81.97 | 1744.09 | 2.22
D | 4002 | 2018-07-13 | 17 | ON | 62.9 | 12.5 | 0.41 | 0.1 | 0.15 | 0.68 | 0.59 | 0.03 | -0.19 | -0.05 | 0 |  | 0.33 | 0.3 | 0.23 | 77.98 | 1742.395 | 1.93
D | 4002 | 2018-07-13 | 18 | ON | 59.04 | 12.5 | 0.41 | 0.1 | 0.26 | 0.69 | 0.26 | 0.04 | -0.16 | -0.05 | 0 |  | 0.33 | 0.3 | 0.23 | 73.95 | 1717.195 | 1.72
D | 4002 | 2018-07-13 | 19 | ON | 58.17 | 12.5 | 0.41 | 0.1 | 0.42 | 0.71 | 0.11 | 0.06 | -0.09 | -0.05 | 0 |  | 0.33 | 0.3 | 0.23 | 73.2 | 1657.795 | 1.75
D | 4002 | 2018-07-13 | 20 | ON | 44.13 | 12.5 | 0.41 | 0.1 | 0.27 | 0.74 | 0.1 | 0.04 | -0.06 | -0.05 | 0 |  | 0.33 | 0.3 | 0.23 | 59.04 | 1574.83 | 1.62
D | 4002 | 2018-07-13 | 21 | ON | 32.97 | 12.5 | 0.41 | 0.1 | 0.17 | 0.77 | 0.02 | -0.01 | -0.1 | -0.05 | 0 |  | 0.33 | 0.3 | 0.23 | 47.64 | 1531.552 | 1.47
D | 4002 | 2018-07-13 | 22 | ON | 32.05 | 12.5 | 0.41 | 0.1 | 0.2 | 0.8 | 0.02 | -0.02 | -0.11 | -0.05 | 0 |  | 0.33 | 0.3 | 0.23 | 46.76 | 1462.173 | 1.53
D | 4002 | 2018-07-13 | 23 | ON | 32.42 | 12.5 | 0.41 | 0.1 | 0.27 | 0.82 | 0.01 | 0 | -0.06 | -0.05 | 0 |  | 0.33 | 0.3 | 0.23 | 47.28 | 1332.087 | 1.61
D | 4002 | 2018-07-13 | 24 | OFF | 25.93 | 12.5 | 0.41 | 0.1 | 0.3 | 0 | 0 | -0.01 | -0.02 | -0.05 | 0 |  | 0.33 | 0.3 | 0.23 | 40.02 | 1200.878 | 0.81
D | 4002 | 2018-07-14 | 1 | OFF | 23.68 | 12.5 | 0.26 | 0.01 | 0.07 | 0 | 0.04 | -0.05 | -0.05 | -0.05 | 0 |  | 0.33 | 0.3 | 0.23 | 37.27 | 1094.671 | 0.38
D | 4002 | 2018-07-14 | 2 | OFF | 22.08 | 12.5 | 0.26 | 0.01 | 0.04 | 0 | 0 | 0.11 | -0.01 | -0.05 | 0 |  | 0.33 | 0.3 | 0.23 | 35.8 | 1031.494 | 0.31
D | 4002 | 2018-07-14 | 3 | OFF | 21.98 | 12.5 | 0.26 | 0.01 | 0.05 | 0 | 0 | 0.03 | -0.03 | -0.05 | 0 |  | 0.33 | 0.3 | 0.23 | 35.61 | 992.054 | 0.32
D | 4002 | 2018-07-14 | 4 | OFF | 22.33 | 12.5 | 0.26 | 0.01 | 0.05 | 0 | 0 | 0.02 | -0.05 | -0.05 | 0 |  | 0.33 | 0.3 | 0.23 | 35.93 | 971.734 | 0.32
D | 4002 | 2018-07-14 | 5 | OFF | 22.54 | 12.5 | 0.26 | 0.01 | 0.06 | 0 | 0 | 0.01 | -0.06 | -0.05 | 0 |  | 0.33 | 0.3 | 0.23 | 36.13 | 974.03 | 0.33
D | 4002 | 2018-07-14 | 6 | OFF | 21.05 | 12.5 | 0.26 | 0.01 | 0.04 | 0 | 0 | 0 | -0.08 | -0.05 | 0 |  | 0.33 | 0.3 | 0.23 | 34.59 | 992.993 | 0.31
D | 4002 | 2018-07-14 | 7 | OFF | 10.09 | 12.5 | 0.26 | 0.01 | 0.27 | 0 | 0 | -0.02 | 0.06 | -0.05 | 0 |  | 0.33 | 0.3 | 0.23 | 23.98 | 1050.323 | 0.54
D | 4002 | 2018-07-14 | 8 | OFF | 30.17 | 12.5 | 0.26 | 0.01 | 0.15 | 0 | 0 | -0.04 | 0.13 | -0.05 | 0 |  | 0.33 | 0.3 | 0.23 | 43.99 | 1152.136 | 0.42
D | 4002 | 2018-07-14 | 9 | OFF | 24.44 | 12.5 | 0.26 | 0.01 | 0.15 | 0 | 0.04 | 0.04 | -0.03 | -0.05 | 0 |  | 0.33 | 0.3 | 0.23 | 38.22 | 1257.394 | 0.46
D | 4002 | 2018-07-14 | 10 | OFF | 27.07 | 12.5 | 0.26 | 0.01 | 0.1 | 0 | 0.09 | 0.06 | -0.06 | -0.05 | 0 |  | 0.33 | 0.3 | 0.23 | 40.84 | 1335.322 | 0.46
D | 4002 | 2018-07-14 | 11 | OFF | 25.91 | 12.5 | 0.26 | 0.01 | 0.08 | 0 | 0.06 | -0.01 | -0.08 | -0.05 | 0 |  | 0.33 | 0.3 | 0.23 | 39.54 | 1387.229 | 0.41
D | 4002 | 2018-07-14 | 12 | OFF | 25.33 | 12.5 | 0.26 | 0.01 | 0.07 | 0 | 0 | 0.02 | -0.08 | -0.05 | 0 |  | 0.33 | 0.3 | 0.23 | 38.92 | 1411.148 | 0.34
D | 4002 | 2018-07-14 | 13 | OFF | 25.44 | 12.5 | 0.26 | 0.01 | 0.08 | 0 | 0 | 0.04 | -0.11 | -0.05 | 0 |  | 0.33 | 0.3 | 0.23 | 39.03 | 1418.063 | 0.35
D | 4002 | 2018-07-14 | 14 | OFF | 24.86 | 12.5 | 0.26 | 0.01 | 0.06 | 0 | 0 | -0.02 | -0.11 | -0.05 | 0 |  | 0.33 | 0.3 | 0.23 | 38.37 | 1419.949 | 0.33
D | 4002 | 2018-07-14 | 15 | OFF | 25.64 | 12.5 | 0.26 | 0.01 | 0.05 | 0 | 0 | 0 | -0.14 | -0.05 | 0 |  | 0.33 | 0.3 | 0.23 | 39.13 | 1419.701 | 0.32
D | 4002 | 2018-07-14 | 16 | OFF | 27.33 | 12.5 | 0.26 | 0.01 | 0.06 | 0 | 0.01 | 0.01 | -0.14 | -0.05 | 0 |  | 0.33 | 0.3 | 0.23 | 40.85 | 1417.102 | 0.34
D | 4002 | 2018-07-14 | 17 | OFF | 37.4 | 12.5 | 0.26 | 0.01 | 0.13 | 0 | 0.29 | 0.03 | -0.11 | -0.05 | 0 |  | 0.33 | 0.3 | 0.23 | 51.32 | 1425.334 | 0.69
D | 4002 | 2018-07-14 | 18 | OFF | 34.81 | 12.5 | 0.26 | 0.01 | 0.11 | 0 | 0 | 0.05 | -0.15 | -0.05 | 0 |  | 0.33 | 0.3 | 0.23 | 48.4 | 1435.843 | 0.38
D | 4002 | 2018-07-14 | 19 | OFF | 29.03 | 12.5 | 0.26 | 0.01 | 0.07 | 0 | 0 | 0.05 | -0.14 | -0.05 | 0 |  | 0.33 | 0.3 | 0.23 | 42.59 | 1419.452 | 0.34
D | 4002 | 2018-07-14 | 20 | OFF | 33.78 | 12.5 | 0.26 | 0.01 | 0.09 | 0 | 0.02 | 0 | -0.16 | -0.05 | 0 |  | 0.33 | 0.3 | 0.23 | 47.31 | 1392.03 | 0.38
D | 4002 | 2018-07-14 | 21 | OFF | 33.2 | 12.5 | 0.26 | 0.01 | 0.09 | 0 | 0.25 | 0.01 | -0.11 | -0.05 | 0 |  | 0.33 | 0.3 | 0.23 | 47.02 | 1385.753 | 0.61
D | 4002 | 2018-07-14 | 22 | OFF | 31.64 | 12.5 | 0.26 | 0.01 | 0.1 | 0 | 0.22 | -0.01 | -0.05 | -0.05 | 0 |  | 0.33 | 0.3 | 0.23 | 45.48 | 1341.391 | 0.59
D | 4002 | 2018-07-14 | 23 | OFF | 26.98 | 12.5 | 0.26 | 0.01 | 0.19 | 0 | 0.05 | 0.01 | -0.03 | -0.05 | 0 |  | 0.33 | 0.3 | 0.23 | 40.78 | 1245.342 | 0.51
D | 4002 | 2018-07-14 | 24 | OFF | 22.94 | 12.5 | 0.26 | 0.01 | 0.16 | 0 | 0 | 0.01 | -0.05 | -0.05 | 0 |  | 0.33 | 0.3 | 0.23 | 36.64 | 1139.969 | 0.43
D | 4002 | 2018-07-15 | 1 | OFF | 23.41 | 12.5 | 0.2 | 0.07 | 0.15 | 0 | 0 | 0.01 | -0.05 | -0.05 | 0 |  | 0.33 | 0.3 | 0.23 | 37.1 | 1060.055 | 0.42
D | 4002 | 2018-07-15 | 2 | OFF | 24.05 | 12.5 | 0.2 | 0.07 | 0.07 | 0 | 0 | 0.03 | 0 | -0.05 | 0 |  | 0.33 | 0.3 | 0.23 | 37.73 | 1008.809 | 0.34
D | 4002 | 2018-07-15 | 3 | OFF | 23.17 | 12.5 | 0.2 | 0.07 | 0.05 | 0 | 0 | 0 | -0.01 | -0.05 | 0 |  | 0.33 | 0.3 | 0.23 | 36.79 | 979.726 | 0.32
D | 4002 | 2018-07-15 | 4 | OFF | 22.57 | 12.5 | 0.2 | 0.07 | 0.05 | 0 | 0 | 0.02 | -0.03 | -0.05 | 0 |  | 0.33 | 0.3 | 0.23 | 36.19 | 966.407 | 0.32
D | 4002 | 2018-07-15 | 5 | OFF | 22.61 | 12.5 | 0.2 | 0.07 | 0.05 | 0 | 0 | -0.02 | -0.05 | -0.05 | 0 |  | 0.33 | 0.3 | 0.23 | 36.17 | 969.89 | 0.32
D | 4002 | 2018-07-15 | 6 | OFF | 23.68 | 12.5 | 0.2 | 0.07 | 0.04 | 0 | 0 | 0.03 | 0 | -0.05 | 0 |  | 0.33 | 0.3 | 0.23 | 37.33 | 982.351 | 0.31
D | 4002 | 2018-07-15 | 7 | OFF | 23.8 | 12.5 | 0.2 | 0.07 | 0.11 | 0 | 0 | 0.01 | 0 | -0.05 | 0 |  | 0.33 | 0.3 | 0.23 | 37.5 | 1025.601 | 0.38
D | 4002 | 2018-07-15 | 8 | OFF | 23.04 | 12.5 | 0.2 | 0.07 | 0.13 | 0 | 0 | 0.05 | -0.02 | -0.05 | 0 |  | 0.33 | 0.3 | 0.23 | 36.78 | 1109.004 | 0.4
D | 4002 | 2018-07-15 | 9 | OFF | 22.07 | 12.5 | 0.2 | 0.07 | 0.07 | 0 | 0 | 0.03 | -0.04 | -0.05 | 0 |  | 0.33 | 0.3 | 0.23 | 35.71 | 1221.35 | 0.34
D | 4002 | 2018-07-15 | 10 | OFF | 21.42 | 12.5 | 0.2 | 0.07 | 0.04 | 0 | 0 | 0.06 | -0.05 | -0.05 | 0 |  | 0.33 | 0.3 | 0.23 | 35.05 | 1320.178 | 0.31
D | 4002 | 2018-07-15 | 11 | OFF | 21.74 | 12.5 | 0.2 | 0.07 | 0.05 | 0 | 0 | 0 | -0.11 | -0.05 | 0 |  | 0.33 | 0.3 | 0.23 | 35.26 | 1395.855 | 0.32
D | 4002 | 2018-07-15 | 12 | OFF | 25.01 | 12.5 | 0.2 | 0.07 | 0.07 | 0 | 0 | 0.03 | -0.1 | -0.05 | 0 |  | 0.33 | 0.3 | 0.23 | 38.59 | 1457.494 | 0.34
D | 4002 | 2018-07-15 | 13 | OFF | 26.23 | 12.5 | 0.2 | 0.07 | 0.06 | 0 | 0 | -0.01 | -0.15 | -0.05 | 0 |  | 0.33 | 0.3 | 0.23 | 39.71 | 1521.028 | 0.33
D | 4002 | 2018-07-15 | 14 | OFF | 29.56 | 12.5 | 0.2 | 0.07 | 0.05 | 0 | 0.06 | -0.01 | -0.12 | -0.05 | 0 |  | 0.33 | 0.3 | 0.23 | 43.12 | 1581.551 | 0.38
D | 4002 | 2018-07-15 | 15 | OFF | 36.58 | 12.5 | 0.2 | 0.07 | 0.11 | 0 | 0.16 | 0.01 | -0.14 | -0.05 | 0 |  | 0.33 | 0.3 | 0.23 | 50.3 | 1634.204 | 0.54
D | 4002 | 2018-07-15 | 16 | OFF | 38.53 | 12.5 | 0.2 | 0.07 | 0.12 | 0 | 0.01 | -0.01 | -0.15 | -0.05 | 0 |  | 0.33 | 0.3 | 0.23 | 52.08 | 1676.225 | 0.4
D | 4002 | 2018-07-15 | 17 | OFF | 38.43 | 12.5 | 0.2 | 0.07 | 0.08 | 0 | 0.02 | -0.01 | -0.11 | -0.05 | 0 |  | 0.33 | 0.3 | 0.23 | 51.99 | 1715.679 | 0.37
D | 4002 | 2018-07-15 | 18 | OFF | 53.64 | 12.5 | 0.2 | 0.07 | 0.17 | 0 | 0.56 | 0.03 | -0.15 | -0.05 | 0 |  | 0.33 | 0.3 | 0.23 | 67.83 | 1749.323 | 1
D | 4002 | 2018-07-15 | 19 | OFF | 66.39 | 12.5 | 0.2 | 0.07 | 0.37 | 0 | 0.08 | -0.02 | -0.18 | -0.05 | 0 |  | 0.33 | 0.3 | 0.23 | 80.22 | 1747.229 | 0.72
D | 4002 | 2018-07-15 | 20 | OFF | 54.11 | 12.5 | 0.2 | 0.07 | 0.28 | 0 | 0 | 0.01 | -0.12 | -0.05 | 0 |  | 0.33 | 0.3 | 0.23 | 67.86 | 1705.539 | 0.55
D | 4002 | 2018-07-15 | 21 | OFF | 63.75 | 12.5 | 0.2 | 0.07 | 0.25 | 0 | 0 | -0.1 | -0.19 | -0.05 | 0 |  | 0.33 | 0.3 | 0.23 | 77.29 | 1661.483 | 0.52
D | 4002 | 2018-07-15 | 22 | OFF | 59.25 | 12.5 | 0.2 | 0.07 | 0.28 | 0 | 0.44 | 0 | -0.09 | -0.05 | 0 |  | 0.33 | 0.3 | 0.23 | 73.46 | 1586.575 | 0.99
D | 4002 | 2018-07-15 | 23 | OFF | 39.11 | 12.5 | 0.2 | 0.07 | 0.52 | 0 | 0.31 | 0.02 | 0.11 | -0.05 | 0 |  | 0.33 | 0.3 | 0.23 | 53.65 | 1430.212 | 1.1
D | 4002 | 2018-07-15 | 24 | OFF | 26.73 | 12.5 | 0.2 | 0.07 | 0.22 | 0 | 0 | -0.04 | -0.06 | -0.05 | 0 |  | 0.33 | 0.3 | 0.23 | 40.43 | 1290.138 | 0.49
D | 4002 | 2018-07-16 | 1 | OFF | 25.13 | 12.5 | 0.89 | 0.07 | 0.08 | 0 | 0 | 0.01 | -0.01 | -0.05 | 0 |  | 0.33 | 0.3 | 0.23 | 39.48 | 1189.545 | 1.04
D | 4002 | 2018-07-16 | 2 | OFF | 25.02 | 12.5 | 0.89 | 0.07 | 0.07 | 0 | 0 | 0.02 | -0.01 | -0.05 | 0 |  | 0.33 | 0.3 | 0.23 | 39.37 | 1129.687 | 1.03
D | 4002 | 2018-07-16 | 3 | OFF | 24.4 | 12.5 | 0.89 | 0.07 | 0.07 | 0 | 0 | 0.04 | -0.04 | -0.05 | 0 |  | 0.33 | 0.3 | 0.23 | 38.74 | 1091.572 | 1.03
D | 4002 | 2018-07-16 | 4 | OFF | 24.84 | 12.5 | 0.89 | 0.07 | 0.07 | 0 | 0 | -0.02 | -0.03 | -0.05 | 0 |  | 0.33 | 0.3 | 0.23 | 39.13 | 1078.369 | 1.03
D | 4002 | 2018-07-16 | 5 | OFF | 24.84 | 12.5 | 0.89 | 0.07 | 0.07 | 0 | 0 | -0.02 | -0.02 | -0.05 | 0 |  | 0.33 | 0.3 | 0.23 | 39.14 | 1103.974 | 1.03
D | 4002 | 2018-07-16 | 6 | OFF | 29.19 | 12.5 | 0.89 | 0.07 | 0.23 | 0 | 0 | 0 | -0.05 | -0.05 | 0 |  | 0.33 | 0.3 | 0.23 | 43.64 | 1179.115 | 1.19
D | 4002 | 2018-07-16 | 7 | OFF | 26.57 | 12.5 | 0.89 | 0.07 | 0.23 | 0 | 0.04 | 0.01 | 0.03 | -0.05 | 0 |  | 0.33 | 0.3 | 0.23 | 41.15 | 1315.022 | 1.23
D | 4002 | 2018-07-16 | 8 | ON | 51.53 | 12.5 | 0.89 | 0.07 | 0.38 | 0.8 | 0.79 | -0.05 | 0.13 | -0.05 | 0 |  | 0.33 | 0.3 | 0.23 | 67.85 | 1455.871 | 2.93
D | 4002 | 2018-07-16 | 9 | ON | 46.84 | 12.5 | 0.89 | 0.07 | 0.28 | 0.75 | 0.65 | -0.06 | -0.04 | -0.05 | 0 |  | 0.33 | 0.3 | 0.23 | 62.69 | 1545.147 | 2.64
D | 4002 | 2018-07-16 | 10 | ON | 38.97 | 12.5 | 0.89 | 0.07 | 0.21 | 0.71 | 0.35 | 0.02 | -0.19 | -0.05 | 0 |  | 0.33 | 0.3 | 0.23 | 54.34 | 1625.668 | 2.23
D | 4002 | 2018-07-16 | 11 | ON | 41.97 | 12.5 | 0.89 | 0.07 | 0.12 | 0.67 | 0.31 | -0.12 | -0.05 | -0.05 | 0 |  | 0.33 | 0.3 | 0.23 | 57.17 | 1713.782 | 2.06
D | 4002 | 2018-07-16 | 12 | ON | 64.34 | 12.5 | 0.89 | 0.07 | 0.13 | 0.64 | 0.52 | -0.13 | -0.03 | -0.05 | 0 |  | 0.33 | 0.3 | 0.23 | 79.74 | 1798.422 | 2.25
D | 4002 | 2018-07-16 | 13 | ON | 67.3 | 12.5 | 0.89 | 0.07 | 0.16 | 0.61 | 0.59 | -0.06 | -0.18 | -0.05 | 0 |  | 0.33 | 0.3 | 0.23 | 82.69 | 1878.422 | 2.32
D | 4002 | 2018-07-16 | 14 | ON | 73.78 | 12.5 | 0.89 | 0.07 | 0.25 | 0.59 | 0.33 | -0.07 | -0.14 | -0.05 | 0 |  | 0.33 | 0.3 | 0.23 | 89.01 | 1956.745 | 2.13
D | 4002 | 2018-07-16 | 15 | ON | 82.85 | 12.5 | 0.89 | 0.07 | 0.71 | 0.57 | 0.95 | 0.01 | -0.23 | -0.05 | 0 |  | 0.33 | 0.3 | 0.23 | 99.13 | 2002.133 | 3.19
D | 4002 | 2018-07-16 | 16 | ON | 70.96 | 12.5 | 0.89 | 0.07 | 0.21 | 0.49 | 0.41 | 0.12 | -0.22 | -0.05 | 0 |  | 0.33 | 0.3 | 0.23 | 86.24 | 2043.196 | 2.07
D | 4002 | 2018-07-16 | 17 | ON | 64.33 | 12.5 | 0.89 | 0.07 | 0.21 | 0.5 | 0.48 | 0.06 | -0.24 | -0.05 | 0 |  | 0.33 | 0.3 | 0.23 | 79.61 | 2063.2 | 2.15
D | 4002 | 2018-07-16 | 18 | ON | 88.81 | 12.5 | 0.89 | 0.07 | 0.4 | 0.55 | 1.26 | -0.07 | -0.22 | -0.05 | 0 |  | 0.33 | 0.3 | 0.23 | 105 | 2069.395 | 3.17
D | 4002 | 2018-07-16 | 19 | ON | 87.84 | 12.5 | 0.89 | 0.07 | 0.31 | 0.56 | 0.75 | -0.17 | -0.15 | -0.05 | 0 |  | 0.33 | 0.3 | 0.23 | 103.41 | 2044.962 | 2.58
D | 4002 | 2018-07-16 | 20 | ON | 60.05 | 12.5 | 0.89 | 0.07 | 0.22 | 0.58 | 0.27 | 0.01 | -0.1 | -0.05 | 0 |  | 0.33 | 0.3 | 0.23 | 75.3 | 1987.438 | 2.03
D | 4002 | 2018-07-16 | 21 | ON | 51.38 | 12.5 | 0.89 | 0.07 | 0.13 | 0.6 | 0.41 | 0 | -0.13 | -0.05 | 0 |  | 0.33 | 0.3 | 0.23 | 66.66 | 1936.645 | 2.1
D | 4002 | 2018-07-16 | 22 | ON | 50.1 | 12.5 | 0.89 | 0.07 | 0.17 | 0.63 | 0.41 | -0.11 | 0.1 | -0.05 | 0 |  | 0.33 | 0.3 | 0.23 | 65.57 | 1822.043 | 2.17
D | 4002 | 2018-07-16 | 23 | ON | 31.22 | 12.5 | 0.89 | 0.07 | 0.16 | 0.69 | 0 | 0.02 | 0.04 | -0.05 | 0 |  | 0.33 | 0.3 | 0.23 | 46.4 | 1635.621 | 1.81
D | 4002 | 2018-07-16 | 24 | OFF | 36.46 | 12.5 | 0.89 | 0.07 | 0.23 | 0 | 0.33 | -0.08 | -0.21 | -0.05 | 0 |  | 0.33 | 0.3 | 0.23 | 51 | 1476.246 | 1.52
D | 4002 | 2018-07-17 | 1 | OFF | 28.8 | 12.5 | 0.18 | 0.19 | 0.11 | 0 | 0 | 0.04 | -0.01 | -0.05 | 0 |  | 0.33 | 0.3 | 0.23 | 42.62 | 1365.41 | 0.48
D | 4002 | 2018-07-17 | 2 | OFF | 27.41 | 12.5 | 0.18 | 0.19 | 0.08 | 0 | 0 | 0 | -0.05 | -0.05 | 0 |  | 0.33 | 0.3 | 0.23 | 41.12 | 1295.723 | 0.45
D | 4002 | 2018-07-17 | 3 | OFF | 26.54 | 12.5 | 0.18 | 0.19 | 0.08 | 0 | 0 | 0.01 | -0.08 | -0.05 | 0 |  | 0.33 | 0.3 | 0.23 | 40.23 | 1254.611 | 0.45
D | 4002 | 2018-07-17 | 4 | OFF | 24.97 | 12.5 | 0.18 | 0.19 | 0.07 | 0 | 0 | 0.01 | -0.11 | -0.05 | 0 |  | 0.33 | 0.3 | 0.23 | 38.62 | 1236.987 | 0.44
D | 4002 | 2018-07-17 | 5 | OFF | 26.74 | 12.5 | 0.18 | 0.19 | 0.07 | 0 | 0 | 0.03 | -0.11 | -0.05 | 0 |  | 0.33 | 0.3 | 0.23 | 40.41 | 1257.497 | 0.44
D | 4002 | 2018-07-17 | 6 | OFF | 30.64 | 12.5 | 0.18 | 0.19 | 0.23 | 0 | 0 | 0.07 | -0.06 | -0.05 | 0 |  | 0.33 | 0.3 | 0.23 | 44.56 | 1318.644 | 0.6
D | 4002 | 2018-07-17 | 7 | OFF | 33.64 | 12.5 | 0.18 | 0.19 | 0.38 | 0 | 0 | 0.14 | -0.01 | -0.05 | 0 |  | 0.33 | 0.3 | 0.23 | 47.83 | 1457.457 | 0.75
D | 4002 | 2018-07-17 | 8 | ON | 28.98 | 12.5 | 0.18 | 0.19 | 0.25 | 0.73 | 0 | 0.01 | -0.05 | -0.05 | 0 |  | 0.33 | 0.3 | 0.23 | 43.6 | 1612.369 | 1.35
D | 4002 | 2018-07-17 | 9 | ON | 28.02 | 12.5 | 0.18 | 0.19 | 0.13 | 0.68 | 0 | -0.02 | -0.07 | -0.05 | 0 |  | 0.33 | 0.3 | 0.23 | 42.42 | 1736.613 | 1.18
D | 4002 | 2018-07-17 | 10 | ON | 37.72 | 12.5 | 0.18 | 0.19 | 0.1 | 0.64 | 0.06 | -0.04 | -0.02 | -0.05 | 0 |  | 0.33 | 0.3 | 0.23 | 52.14 | 1833.085 | 1.17
D | 4002 | 2018-07-17 | 11 | ON | 45.03 | 12.5 | 0.18 | 0.19 | 0.16 | 0.61 | 0.33 | -0.06 | -0.18 | -0.05 | 0 |  | 0.33 | 0.3 | 0.23 | 59.57 | 1942.642 | 1.47
D | 4002 | 2018-07-17 | 12 | ON | 57.49 | 12.5 | 0.18 | 0.19 | 0.14 | 0.58 | 0.58 | -0.1 | -0.14 | -0.05 | 0 |  | 0.33 | 0.3 | 0.23 | 72.23 | 1989.011 | 1.67
D | 4002 | 2018-07-17 | 13 | ON | 55.73 | 12.5 | 0.18 | 0.19 | 0.24 | 0.58 | 0.29 | 0.05 | -0.13 | -0.05 | 0 |  | 0.33 | 0.3 | 0.23 | 70.44 | 1886.616 | 1.48
D | 4002 | 2018-07-17 | 14 | ON | 54.33 | 12.5 | 0.18 | 0.19 | 0.18 | 0.57 | 0.37 | 0.11 | -0.1 | -0.05 | 0 |  | 0.33 | 0.3 | 0.23 | 69.14 | 1807.556 | 1.49
D | 4002 | 2018-07-17 | 15 | ON | 35.73 | 12.5 | 0.18 | 0.19 | 0.07 | 0.59 | 0.01 | 0.05 | -0.1 | -0.05 | 0 |  | 0.33 | 0.3 | 0.23 | 50.03 | 1767.596 | 1.04
D | 4002 | 2018-07-17 | 16 | ON | 32.25 | 12.5 | 0.18 | 0.19 | 0.05 | 0.61 | 0 | 0.01 | -0.09 | -0.05 | 0 |  | 0.33 | 0.3 | 0.23 | 46.51 | 1733.758 | 1.03
D | 4002 | 2018-07-17 | 17 | ON | 28.43 | 12.5 | 0.18 | 0.19 | 0.06 | 0.54 | 0 | -0.04 | -0.12 | -0.05 | 0 |  | 0.33 | 0.3 | 0.23 | 42.55 | 1726.067 | 0.97
D | 4002 | 2018-07-17 | 18 | ON | 27.45 | 12.5 | 0.18 | 0.19 | 0.06 | 0.53 | 0 | 0 | -0.13 | -0.05 | 0 |  | 0.33 | 0.3 | 0.23 | 41.59 | 1733.559 | 0.96
D | 4002 | 2018-07-17 | 19 | ON | 24.53 | 12.5 | 0.18 | 0.19 | 0.07 | 0.54 | 0 | -0.01 | -0.11 | -0.05 | 0 |  | 0.33 | 0.3 | 0.23 | 38.7 | 1715.677 | 0.98
D | 4002 | 2018-07-17 | 20 | ON | 22.8 | 12.5 | 0.18 | 0.19 | 0.06 | 0.56 | 0 | -0.01 | -0.11 | -0.05 | 0 |  | 0.33 | 0.3 | 0.23 | 36.98 | 1673.17 | 0.99
D | 4002 | 2018-07-17 | 21 | ON | 23.58 | 12.5 | 0.18 | 0.19 | 0.06 | 0.57 | 0 | -0.01 | -0.1 | -0.05 | 0 |  | 0.33 | 0.3 | 0.23 | 37.78 | 1646.162 | 1
D | 4002 | 2018-07-17 | 22 | ON | 22.83 | 12.5 | 0.18 | 0.19 | 0.06 | 0.6 | 0 | -0.01 | -0.06 | -0.05 | 0 |  | 0.33 | 0.3 | 0.23 | 37.1 | 1563.499 | 1.03
D | 4002 | 2018-07-17 | 23 | ON | 21.53 | 12.5 | 0.18 | 0.19 | 0.09 | 0.65 | 0 | -0.01 | -0.02 | -0.05 | 0 |  | 0.33 | 0.3 | 0.23 | 35.92 | 1429.131 | 1.11
D | 4002 | 2018-07-17 | 24 | OFF | 21.02 | 12.5 | 0.18 | 0.19 | 0.1 | 0 | 0 | -0.05 | -0.04 | -0.05 | 0 |  | 0.33 | 0.3 | 0.23 | 34.71 | 1299.299 | 0.47
D | 4002 | 2018-07-18 | 1 | OFF | 22.55 | 12.5 | 0.1 | 0.01 | 0.06 | 0 | 0 | -0.08 | -0.04 | -0.05 | 0 |  | 0.33 | 0.3 | 0.23 | 35.91 | 1210.741 | 0.17
D | 4002 | 2018-07-18 | 2 | OFF | 21.83 | 12.5 | 0.1 | 0.01 | 0.05 | 0 | 0 | 0.02 | -0.06 | -0.05 | 0 |  | 0.33 | 0.3 | 0.23 | 35.26 | 1154.463 | 0.16
D | 4002 | 2018-07-18 | 3 | OFF | 21.77 | 12.5 | 0.1 | 0.01 | 0.05 | 0 | 0 | -0.01 | -0.07 | -0.05 | 0 |  | 0.33 | 0.3 | 0.23 | 35.16 | 1119.623 | 0.16
D | 4002 | 2018-07-18 | 4 | OFF | 22 | 12.5 | 0.1 | 0.01 | 0.05 | 0 | 0 | 0.02 | -0.08 | -0.05 | 0 |  | 0.33 | 0.3 | 0.23 | 35.41 | 1104.719 | 0.16
D | 4002 | 2018-07-18 | 5 | OFF | 21.78 | 12.5 | 0.1 | 0.01 | 0.05 | 0 | 0 | 0.01 | -0.08 | -0.05 | 0 |  | 0.33 | 0.3 | 0.23 | 35.18 | 1127.523 | 0.16
D | 4002 | 2018-07-18 | 6 | OFF | 21.22 | 12.5 | 0.1 | 0.01 | 0.12 | 0 | 0 | 0.03 | -0.08 | -0.05 | 0 |  | 0.33 | 0.3 | 0.23 | 34.71 | 1195.914 | 0.23
D | 4002 | 2018-07-18 | 7 | OFF | 21.08 | 12.5 | 0.1 | 0.01 | 0.13 | 0 | 0 | 0.03 | -0.09 | -0.05 | 0 |  | 0.33 | 0.3 | 0.23 | 34.57 | 1309.994 | 0.24
D | 4002 | 2018-07-18 | 8 | ON | 21.06 | 12.5 | 0.1 | 0.01 | 0.11 | 0.68 | 0 | 0 | -0.1 | -0.05 | 0 |  | 0.33 | 0.3 | 0.23 | 35.17 | 1432.751 | 0.9
D | 4002 | 2018-07-18 | 9 | ON | 21.23 | 12.5 | 0.1 | 0.01 | 0.06 | 0.65 | 0 | -0.03 | -0.08 | -0.05 | 0 |  | 0.33 | 0.3 | 0.23 | 35.25 | 1507.237 | 0.82
D | 4002 | 2018-07-18 | 10 | ON | 21.17 | 12.5 | 0.1 | 0.01 | 0.05 | 0.67 | 0 | 0 | -0.09 | -0.05 | 0 |  | 0.33 | 0.3 | 0.23 | 35.22 | 1556.712 | 0.83
D | 4002 | 2018-07-18 | 11 | ON | 21.02 | 12.5 | 0.1 | 0.01 | 0.05 | 0.65 | 0 | 0.03 | -0.1 | -0.05 | 0 |  | 0.33 | 0.3 | 0.23 | 35.07 | 1585.963 | 0.81
D | 4002 | 2018-07-18 | 12 | ON | 21.05 | 12.5 | 0.1 | 0.01 | 0.05 | 0.64 | 0 | -0.04 | -0.01 | -0.05 | 0 |  | 0.33 | 0.3 | 0.23 | 35.11 | 1604.904 | 0.8
D | 4002 | 2018-07-18 | 13 | ON | 23.62 | 12.5 | 0.1 | 0.01 | 0.07 | 0.66 | 0 | 0 | -0.12 | -0.05 | 0 |  | 0.33 | 0.3 | 0.23 | 37.65 | 1617.379 | 0.84
D | 4002 | 2018-07-18 | 14 | ON | 23.57 | 12.5 | 0.1 | 0.01 | 0.06 | 0.65 | 0 | -0.01 | -0.15 | -0.05 | 0 |  | 0.33 | 0.3 | 0.23 | 37.54 | 1641.77 | 0.82
D | 4002 | 2018-07-18 | 15 | ON | 23.6 | 12.5 | 0.1 | 0.01 | 0.05 | 0.64 | 0 | -0.06 | -0.14 | -0.05 | 0 |  | 0.33 | 0.3 | 0.23 | 37.51 | 1656.523 | 0.8
D | 4002 | 2018-07-18 | 16 | ON | 26.32 | 12.5 | 0.1 | 0.01 | 0.08 | 0.63 | 0 | -0.03 | -0.13 | -0.05 | 0 |  | 0.33 | 0.3 | 0.23 | 40.29 | 1670.171 | 0.82
D | 4002 | 2018-07-18 | 17 | ON | 30.83 | 12.5 | 0.1 | 0.01 | 0.09 | 0.61 | 0.08 | -0.02 | -0.12 | -0.05 | 0 |  | 0.33 | 0.3 | 0.23 | 44.89 | 1683.821 | 0.89
D | 4002 | 2018-07-18 | 18 | ON | 31.49 | 12.5 | 0.1 | 0.01 | 0.1 | 0.61 | 0.04 | -0.01 | -0.11 | -0.05 | 0 |  | 0.33 | 0.3 | 0.23 | 45.54 | 1684.603 | 0.86
D | 4002 | 2018-07-18 | 19 | ON | 36.29 | 12.5 | 0.1 | 0.01 | 0.15 | 0.62 | 0.03 | 0.01 | -0.11 | -0.05 | 0 |  | 0.33 | 0.3 | 0.23 | 50.41 | 1654.873 | 0.91
D | 4002 | 2018-07-18 | 20 | ON | 34.89 | 12.5 | 0.1 | 0.01 | 0.19 | 0.65 | 0.01 | 0.04 | -0.06 | -0.05 | 0 |  | 0.33 | 0.3 | 0.23 | 49.14 | 1589.801 | 0.96
D | 4002 | 2018-07-18 | 21 | ON | 26.04 | 12.5 | 0.1 | 0.01 | 0.13 | 0.7 | 0.01 | 0 | -0.09 | -0.05 | 0 |  | 0.33 | 0.3 | 0.23 | 40.21 | 1542.042 | 0.95
D | 4002 | 2018-07-18 | 22 | ON | 22.77 | 12.5 | 0.1 | 0.01 | 0.1 | 0.74 | 0 | 0.03 | -0.05 | -0.05 | 0 |  | 0.33 | 0.3 | 0.23 | 37.01 | 1455.396 | 0.95
D | 4002 | 2018-07-18 | 23 | ON | 22.84 | 12.5 | 0.1 | 0.01 | 0.15 | 0.82 | 0 | 0 | -0.08 | -0.05 | 0 |  | 0.33 | 0.3 | 0.23 | 37.15 | 1303.52 | 1.08
D | 4002 | 2018-07-18 | 24 | OFF | 21.15 | 12.5 | 0.1 | 0.01 | 0.12 | 0 | 0 | -0.03 | -0.04 | -0.05 | 0 |  | 0.33 | 0.3 | 0.23 | 34.62 | 1163.707 | 0.23
D | 4002 | 2018-07-19 | 1 | OFF | 22.92 | 12.5 | 0.16 | 0.14 | 0.08 | 0 | 0 | -0.02 | -0.02 | -0.05 | 0 |  | 0.33 | 0.3 | 0.23 | 36.57 | 1064.953 | 0.38
D | 4002 | 2018-07-19 | 2 | OFF | 21.53 | 12.5 | 0.16 | 0.14 | 0.11 | 0 | 0 | 0.07 | -0.01 | -0.05 | 0 |  | 0.33 | 0.3 | 0.23 | 35.31 | 1005.501 | 0.41
D | 4002 | 2018-07-19 | 3 | OFF | 18.66 | 12.5 | 0.16 | 0.14 | 0.05 | 0 | 0 | -0.01 | -0.05 | -0.05 | 0 |  | 0.33 | 0.3 | 0.23 | 32.26 | 970.698 | 0.35
D | 4002 | 2018-07-19 | 4 | OFF | 18.83 | 12.5 | 0.16 | 0.14 | 0.1 | 0 | 0 | 0.01 | -0.05 | -0.05 | 0 |  | 0.33 | 0.3 | 0.23 | 32.5 | 957.756 | 0.4
D | 4002 | 2018-07-19 | 5 | OFF | 19.65 | 12.5 | 0.16 | 0.14 | 0.07 | 0 | 0 | 0 | -0.04 | -0.05 | 0 |  | 0.33 | 0.3 | 0.23 | 33.29 | 979.834 | 0.37
D | 4002 | 2018-07-19 | 6 | OFF | 20.34 | 12.5 | 0.16 | 0.14 | 0.2 | 0 | 0 | 0 | -0.02 | -0.05 | 0 |  | 0.33 | 0.3 | 0.23 | 34.13 | 1046.19 | 0.5
D | 4002 | 2018-07-19 | 7 | OFF | 21.86 | 12.5 | 0.16 | 0.14 | 0.24 | 0 | 0 | 0.02 | -0.01 | -0.05 | 0 |  | 0.33 | 0.3 | 0.23 | 35.72 | 1171.351 | 0.54
D | 4002 | 2018-07-19 | 8 | ON | 29.22 | 12.5 | 0.16 | 0.14 | 0.4 | 0.89 | 0 | -0.01 | -0.05 | -0.05 | 0 |  | 0.33 | 0.3 | 0.23 | 44.06 | 1296.56 | 1.59
D | 4002 | 2018-07-19 | 9 | ON | 28.9 | 12.5 | 0.16 | 0.14 | 0.31 | 0.85 | 0 | -0.02 | -0.06 | -0.05 | 0 |  | 0.33 | 0.3 | 0.23 | 43.59 | 1373.135 | 1.46
D | 4002 | 2018-07-19 | 10 | ON | 25.52 | 12.5 | 0.16 | 0.14 | 0.15 | 0.82 | 0 | 0 | -0.06 | -0.05 | 0 |  | 0.33 | 0.3 | 0.23 | 40.04 | 1427.825 | 1.27
D | 4002 | 2018-07-19 | 11 | ON | 24.86 | 12.5 | 0.16 | 0.14 | 0.09 | 0.8 | 0.03 | 0 | -0.06 | -0.05 | 0 |  | 0.33 | 0.3 | 0.23 | 39.33 | 1485.305 | 1.22
D | 4002 | 2018-07-19 | 12 | ON | 22.62 | 12.5 | 0.16 | 0.14 | 0.06 | 0.78 | 0 | 0 | -0.08 | -0.05 | 0 |  | 0.33 | 0.3 | 0.23 | 36.99 | 1515.657 | 1.14
D | 4002 | 2018-07-19 | 13 | ON | 24.52 | 12.5 | 0.16 | 0.14 | 0.08 | 0.77 | 0 | -0.03 | -0.08 | -0.05 | 0 |  | 0.33 | 0.3 | 0.23 | 38.87 | 1531.726 | 1.15
D | 4002 | 2018-07-19 | 14 | ON | 24.65 | 12.5 | 0.16 | 0.14 | 0.09 | 0.74 | 0 | -0.01 | -0.09 | -0.05 | 0 |  | 0.33 | 0.3 | 0.23 | 38.99 | 1567.305 | 1.13
D | 4002 | 2018-07-19 | 15 | ON | 25.42 | 12.5 | 0.16 | 0.14 | 0.07 | 0.73 | 0.01 | -0.02 | -0.09 | -0.05 | 0 |  | 0.33 | 0.3 | 0.23 | 39.73 | 1594.812 | 1.11
D | 4002 | 2018-07-19 | 16 | ON | 26.34 | 12.5 | 0.16 | 0.14 | 0.07 | 0.71 | 0.01 | 0 | -0.1 | -0.05 | -0.03 |  | 0.33 | 0.3 | 0.23 | 40.61 | 1623.151 | 1.06
D | 4002 | 2018-07-19 | 17 | ON | 32.51 | 12.5 | 0.16 | 0.14 | 0.1 | 0.69 | 0.09 | -0.02 | -0.06 | -0.05 | -0.25 |  | 0.33 | 0.3 | 0.23 | 46.67 | 1639.538 | 0.93
D | 4002 | 2018-07-19 | 18 | ON | 45.55 | 12.5 | 0.16 | 0.14 | 0.2 | 0.68 | 0.39 | -0.05 | -0.15 | -0.05 | -0.31 |  | 0.33 | 0.3 | 0.23 | 59.92 | 1658.96 | 1.26
D | 4002 | 2018-07-19 | 19 | ON | 38.14 | 12.5 | 0.16 | 0.14 | 0.16 | 0.68 | 0.08 | -0.05 | -0.12 | -0.05 | 0 |  | 0.33 | 0.3 | 0.23 | 52.5 | 1653.295 | 1.22
D | 4002 | 2018-07-19 | 20 | ON | 43.28 | 12.5 | 0.16 | 0.14 | 0.12 | 0.7 | 0.51 | -0.04 | -0.14 | -0.05 | 0 |  | 0.33 | 0.3 | 0.23 | 58.04 | 1601.988 | 1.63
D | 4002 | 2018-07-19 | 21 | ON | 33.77 | 12.5 | 0.16 | 0.14 | 0.12 | 0.73 | 0.26 | 0.01 | -0.09 | -0.05 | 0 |  | 0.33 | 0.3 | 0.23 | 48.41 | 1554.081 | 1.41
D | 4002 | 2018-07-19 | 22 | ON | 33.08 | 12.5 | 0.16 | 0.14 | 0.14 | 0.76 | 0.25 | 0.01 | -0.09 | -0.05 | 0 |  | 0.33 | 0.3 | 0.23 | 47.76 | 1474.947 | 1.45
D | 4002 | 2018-07-19 | 23 | ON | 22.26 | 12.5 | 0.16 | 0.14 | 0.17 | 0.84 | 0 | -0.02 | -0.06 | -0.05 | 0 |  | 0.33 | 0.3 | 0.23 | 36.8 | 1320.866 | 1.31
D | 4002 | 2018-07-19 | 24 | OFF | 24.12 | 12.5 | 0.16 | 0.14 | 0.2 | 0 | 0 | -0.09 | -0.07 | -0.05 | 0 |  | 0.33 | 0.3 | 0.23 | 37.77 | 1178.672 | 0.5
D | 4002 | 2018-07-20 | 1 | OFF | 21.7 | 12.5 | 0.08 | 0.13 | 0.14 | 0 | 0 | 0 | 0.05 | -0.05 | 0 |  | 0.33 | 0.3 | 0.23 | 35.41 | 1080.449 | 0.35
D | 4002 | 2018-07-20 | 2 | OFF | 21.37 | 12.5 | 0.08 | 0.13 | 0.1 | 0 | 0 | 0.02 | -0.03 | -0.05 | 0 |  | 0.33 | 0.3 | 0.23 | 34.98 | 1018.547 | 0.31
D | 4002 | 2018-07-20 | 3 | OFF | 22.07 | 12.5 | 0.08 | 0.13 | 0.09 | 0 | 0 | 0.02 | -0.03 | -0.05 | 0 |  | 0.33 | 0.3 | 0.23 | 35.67 | 982.185 | 0.3
D | 4002 | 2018-07-20 | 4 | OFF | 19.08 | 12.5 | 0.08 | 0.13 | 0.09 | 0 | 0 | 0 | -0.02 | -0.05 | 0 |  | 0.33 | 0.3 | 0.23 | 32.67 | 968.845 | 0.3
D | 4002 | 2018-07-20 | 5 | OFF | 14.93 | 12.5 | 0.08 | 0.13 | 0.12 | 0 | 0 | 0 | 0 | -0.05 | 0 |  | 0.33 | 0.3 | 0.23 | 28.57 | 989.324 | 0.33
D | 4002 | 2018-07-20 | 6 | OFF | 19.85 | 12.5 | 0.08 | 0.13 | 0.16 | 0 | 0 | 0.04 | -0.01 | -0.05 | 0 |  | 0.33 | 0.3 | 0.23 | 33.56 | 1050 | 0.37
D | 4002 | 2018-07-20 | 7 | OFF | 20.54 | 12.5 | 0.08 | 0.13 | 0.27 | 0 | 0 | 0.07 | -0.01 | -0.05 | 0 |  | 0.33 | 0.3 | 0.23 | 34.39 | 1173.676 | 0.48
D | 4002 | 2018-07-20 | 8 | ON | 23.84 | 12.5 | 0.08 | 0.13 | 0.25 | 0.91 | 0 | 0.01 | -0.04 | -0.05 | 0 |  | 0.33 | 0.3 | 0.23 | 38.49 | 1307.421 | 1.37
D | 4002 | 2018-07-20 | 9 | ON | 26.96 | 12.5 | 0.08 | 0.13 | 0.24 | 0.86 | 0 | 0.02 | -0.06 | -0.05 | 0 |  | 0.33 | 0.3 | 0.23 | 41.54 | 1403.436 | 1.31
D | 4002 | 2018-07-20 | 10 | ON | 23.48 | 12.5 | 0.08 | 0.13 | 0.08 | 0.82 | 0 | 0.01 | -0.05 | -0.05 | 0 |  | 0.33 | 0.3 | 0.23 | 37.86 | 1483.91 | 1.11
D | 4002 | 2018-07-20 | 11 | ON | 25.24 | 12.5 | 0.08 | 0.13 | 0.09 | 0.79 | 0 | 0 | -0.08 | -0.05 | 0 |  | 0.33 | 0.3 | 0.23 | 39.56 | 1553.721 | 1.09
D | 4002 | 2018-07-20 | 12 | ON | 29.62 | 12.5 | 0.08 | 0.13 | 0.11 | 0.76 | 0.21 | 0.01 | -0.1 | -0.05 | 0 |  | 0.33 | 0.3 | 0.23 | 44.13 | 1603.335 | 1.29
D | 4002 | 2018-07-20 | 13 | ON | 27.41 | 12.5 | 0.08 | 0.13 | 0.11 | 0.74 | 0.05 | 0 | -0.14 | -0.05 | 0 |  | 0.33 | 0.3 | 0.23 | 41.69 | 1637.524 | 1.11
D | 4002 | 2018-07-20 | 14 | ON | 31.91 | 12.5 | 0.08 | 0.13 | 0.09 | 0.72 | 0.02 | 0 | -0.11 | -0.05 | 0 |  | 0.33 | 0.3 | 0.23 | 46.15 | 1682.915 | 1.04
D | 4002 | 2018-07-20 | 15 | ON | 27.69 | 12.5 | 0.08 | 0.13 | 0.07 | 0.71 | 0 | -0.01 | -0.14 | -0.05 | 0 |  | 0.33 | 0.3 | 0.23 | 41.84 | 1715.142 | 0.99
D | 4002 | 2018-07-20 | 16 | ON | 28.24 | 12.5 | 0.08 | 0.13 | 0.07 | 0.69 | 0.03 | 0 | -0.13 | -0.05 | 0 |  | 0.33 | 0.3 | 0.23 | 42.42 | 1739.136 | 1
D | 4002 | 2018-07-20 | 17 | ON | 31.59 | 12.5 | 0.08 | 0.13 | 0.1 | 0.68 | 0.02 | 0 | -0.16 | -0.05 | 0 |  | 0.33 | 0.3 | 0.23 | 45.75 | 1760.166 | 1.01
D | 4002 | 2018-07-20 | 18 | ON | 32.46 | 12.5 | 0.08 | 0.13 | 0.09 | 0.65 | 0.03 | -0.01 | -0.14 | -0.05 | 0 |  | 0.33 | 0.3 | 0.23 | 46.6 | 1753.935 | 0.98
D | 4002 | 2018-07-20 | 19 | ON | 32.74 | 12.5 | 0.08 | 0.13 | 0.16 | 0.67 | 0.06 | 0.04 | -0.11 | -0.05 | 0 |  | 0.33 | 0.3 | 0.23 | 47.08 | 1711.58 | 1.1
D | 4002 | 2018-07-20 | 20 | ON | 31.55 | 12.5 | 0.08 | 0.13 | 0.14 | 0.7 | 0.1 | 0.04 | -0.12 | -0.05 | 0 |  | 0.33 | 0.3 | 0.23 | 45.93 | 1636.974 | 1.15
D | 4002 | 2018-07-20 | 21 | ON | 29.17 | 12.5 | 0.08 | 0.13 | 0.08 | 0.72 | 0.16 | 0.01 | -0.12 | -0.05 | 0 |  | 0.33 | 0.3 | 0.23 | 43.54 | 1580.215 | 1.17
D | 4002 | 2018-07-20 | 22 | ON | 31.12 | 12.5 | 0.08 | 0.13 | 0.12 | 0.73 | 0.16 | -0.01 | -0.11 | -0.05 | 0 |  | 0.33 | 0.3 | 0.23 | 45.53 | 1510.472 | 1.22
D | 4002 | 2018-07-20 | 23 | ON | 36.58 | 12.5 | 0.08 | 0.13 | 0.29 | 0.82 | 0.56 | 0.01 | -0.2 | -0.05 | 0 |  | 0.33 | 0.3 | 0.23 | 51.58 | 1364.621 | 1.88
D | 4002 | 2018-07-20 | 24 | OFF | 23.1 | 12.5 | 0.08 | 0.13 | 0.19 | 0 | 0.02 | -0.01 | -0.06 | -0.05 | 0 |  | 0.33 | 0.3 | 0.23 | 36.76 | 1219.271 | 0.42
D | 4002 | 2018-07-21 | 1 | OFF | 22.19 | 12.5 | 0.15 | 0 | 0.14 | 0 | 0.03 | 0.06 | 0.02 | -0.05 | 0 |  | 0.33 | 0.3 | 0.23 | 35.9 | 1108.402 | 0.32
D | 4002 | 2018-07-21 | 2 | OFF | 21.94 | 12.5 | 0.15 | 0 | 0.1 | 0 | 0 | 0.05 | -0.03 | -0.05 | 0 |  | 0.33 | 0.3 | 0.23 | 35.52 | 1038.554 | 0.25
D | 4002 | 2018-07-21 | 3 | OFF | 24.32 | 12.5 | 0.15 | 0 | 0.21 | 0 | 0 | 0 | 0 | -0.05 | 0 |  | 0.33 | 0.3 | 0.23 | 37.99 | 992.736 | 0.36
D | 4002 | 2018-07-21 | 4 | OFF | 22.81 | 12.5 | 0.15 | 0 | 0.14 | 0 | 0 | -0.02 | -0.01 | -0.05 | 0 |  | 0.33 | 0.3 | 0.23 | 36.38 | 969.334 | 0.29
D | 4002 | 2018-07-21 | 5 | OFF | 21.99 | 12.5 | 0.15 | 0 | 0.1 | 0 | 0 | -0.01 | -0.02 | -0.05 | 0 |  | 0.33 | 0.3 | 0.23 | 35.52 | 966.071 | 0.25
D | 4002 | 2018-07-21 | 6 | OFF | 21.51 | 12.5 | 0.15 | 0 | 0.09 | 0 | 0 | -0.01 | -0.01 | -0.05 | 0 |  | 0.33 | 0.3 | 0.23 | 35.04 | 985.673 | 0.24
D | 4002 | 2018-07-21 | 7 | OFF | 23.13 | 12.5 | 0.15 | 0 | 0.19 | 0 | 0 | -0.04 | 0.03 | -0.05 | 0 |  | 0.33 | 0.3 | 0.23 | 36.77 | 1041.567 | 0.34
D | 4002 | 2018-07-21 | 8 | OFF | 26.24 | 12.5 | 0.15 | 0 | 0.23 | 0 | 0 | 0 | -0.01 | -0.05 | 0 |  | 0.33 | 0.3 | 0.23 | 39.92 | 1144.504 | 0.38
D | 4002 | 2018-07-21 | 9 | OFF | 29.5 | 12.5 | 0.15 | 0 | 0.25 | 0 | 0 | -0.01 | 0.02 | -0.05 | 0 |  | 0.33 | 0.3 | 0.23 | 43.22 | 1256.366 | 0.4
D | 4002 | 2018-07-21 | 10 | OFF | 28.86 | 12.5 | 0.15 | 0 | 0.18 | 0 | 0.4 | 0.01 | -0.02 | -0.05 | 0 |  | 0.33 | 0.3 | 0.23 | 42.89 | 1337.973 | 0.73
D | 4002 | 2018-07-21 | 11 | OFF | 21.68 | 12.5 | 0.15 | 0 | 0.08 | 0 | 0.07 | 0.02 | -0.05 | -0.05 | 0 |  | 0.33 | 0.3 | 0.23 | 35.26 | 1388.348 | 0.3
D | 4002 | 2018-07-21 | 12 | OFF | 20.27 | 12.5 | 0.15 | 0 | 0.06 | 0 | 0 | 0 | -0.08 | -0.05 | 0 |  | 0.33 | 0.3 | 0.23 | 33.71 | 1416.786 | 0.21
D | 4002 | 2018-07-21 | 13 | OFF | 20.25 | 12.5 | 0.15 | 0 | 0.05 | 0 | 0 | 0.03 | -0.09 | -0.05 | 0 |  | 0.33 | 0.3 | 0.23 | 33.7 | 1431.42 | 0.2
D | 4002 | 2018-07-21 | 14 | OFF | 20.29 | 12.5 | 0.15 | 0 | 0.05 | 0 | 0 | 0.02 | -0.08 | -0.05 | 0 |  | 0.33 | 0.3 | 0.23 | 33.74 | 1444.487 | 0.2
D | 4002 | 2018-07-21 | 15 | OFF | 20.72 | 12.5 | 0.15 | 0 | 0.05 | 0 | 0 | 0 | -0.09 | -0.05 | 0 |  | 0.33 | 0.3 | 0.23 | 34.14 | 1457.412 | 0.2
D | 4002 | 2018-07-21 | 16 | OFF | 23.26 | 12.5 | 0.15 | 0 | 0.06 | 0 | 0.1 | -0.02 | -0.08 | -0.05 | 0 |  | 0.33 | 0.3 | 0.23 | 36.78 | 1474.182 | 0.31
D | 4002 | 2018-07-21 | 17 | OFF | 25.2 | 12.5 | 0.15 | 0 | 0.09 | 0 | 0.2 | 0 | -0.09 | -0.05 | 0 |  | 0.33 | 0.3 | 0.23 | 38.86 | 1499.259 | 0.44
D | 4002 | 2018-07-21 | 18 | OFF | 26.3 | 12.5 | 0.15 | 0 | 0.12 | 0 | 0.16 | 0.02 | -0.09 | -0.05 | 0 |  | 0.33 | 0.3 | 0.23 | 39.97 | 1507.668 | 0.43
D | 4002 | 2018-07-21 | 19 | OFF | 26.69 | 12.5 | 0.15 | 0 | 0.11 | 0 | 0.2 | -0.01 | -0.08 | -0.05 | 0 |  | 0.33 | 0.3 | 0.23 | 40.37 | 1477.468 | 0.46
D | 4002 | 2018-07-21 | 20 | OFF | 23.18 | 12.5 | 0.15 | 0 | 0.09 | 0 | 0.13 | -0.02 | -0.06 | -0.05 | 0 |  | 0.33 | 0.3 | 0.23 | 36.78 | 1426.795 | 0.37
D | 4002 | 2018-07-21 | 21 | OFF | 20.17 | 12.5 | 0.15 | 0 | 0.05 | 0 | 0.01 | 0 | -0.06 | -0.05 | 0 |  | 0.33 | 0.3 | 0.23 | 33.63 | 1402.251 | 0.21
D | 4002 | 2018-07-21 | 22 | OFF | 22.63 | 12.5 | 0.15 | 0 | 0.1 | 0 | 0.08 | -0.02 | -0.02 | -0.05 | 0 |  | 0.33 | 0.3 | 0.23 | 36.23 | 1347.115 | 0.33
D | 4002 | 2018-07-21 | 23 | OFF | 19.95 | 12.5 | 0.15 | 0 | 0.12 | 0 | 0 | -0.03 | -0.02 | -0.05 | 0 |  | 0.33 | 0.3 | 0.23 | 33.48 | 1236.601 | 0.27
D | 4002 | 2018-07-21 | 24 | OFF | 20.05 | 12.5 | 0.15 | 0 | 0.13 | 0 | 0 | -0.01 | -0.03 | -0.05 | 0 |  | 0.33 | 0.3 | 0.23 | 33.6 | 1124.991 | 0.28
D | 4002 | 2018-07-22 | 1 | OFF | 17.4 | 12.5 | 0.2 | 0.02 | 0.1 | 0 | 0 | -0.01 | -0.03 | -0.05 | 0 |  | 0.33 | 0.3 | 0.23 | 30.99 | 1039.042 | 0.32
D | 4002 | 2018-07-22 | 2 | OFF | 15.96 | 12.5 | 0.2 | 0.02 | 0.08 | 0 | 0 | 0 | -0.02 | -0.05 | 0 |  | 0.33 | 0.3 | 0.23 | 29.55 | 984.005 | 0.3
D | 4002 | 2018-07-22 | 3 | OFF | 10.27 | 12.5 | 0.2 | 0.02 | 0.13 | 0 | 0 | 0 | -0.03 | -0.05 | 0 |  | 0.33 | 0.3 | 0.23 | 23.9 | 952.689 | 0.35
D | 4002 | 2018-07-22 | 4 | OFF | 7.47 | 12.5 | 0.2 | 0.02 | 0.19 | 0 | 0 | -0.01 | -0.04 | -0.05 | 0 |  | 0.33 | 0.3 | 0.23 | 21.14 | 939.587 | 0.41
D | 4002 | 2018-07-22 | 5 | OFF | 10.37 | 12.5 | 0.2 | 0.02 | 0.13 | 0 | 0 | 0 | -0.03 | -0.05 | 0 |  | 0.33 | 0.3 | 0.23 | 24 | 941.733 | 0.35
D | 4002 | 2018-07-22 | 6 | OFF | 13.54 | 12.5 | 0.2 | 0.02 | 0.08 | 0 | 0 | 0.01 | -0.01 | -0.05 | 0 |  | 0.33 | 0.3 | 0.23 | 27.15 | 955.391 | 0.3
D | 4002 | 2018-07-22 | 7 | OFF | 13.29 | 12.5 | 0.2 | 0.02 | 0.24 | 0 | 0 | 0.01 | 0 | -0.05 | 0 |  | 0.33 | 0.3 | 0.23 | 27.07 | 995.994 | 0.46
D | 4002 | 2018-07-22 | 8 | OFF | 9.68 | 12.5 | 0.2 | 0.02 | 0.31 | 0 | 0 | 0 | -0.02 | -0.05 | 0 |  | 0.33 | 0.3 | 0.23 | 23.5 | 1072.626 | 0.53
D | 4002 | 2018-07-22 | 9 | OFF | 13.88 | 12.5 | 0.2 | 0.02 | 0.3 | 0 | 0 | 0.01 | 0.07 | -0.05 | 0 |  | 0.33 | 0.3 | 0.23 | 27.79 | 1175.836 | 0.52
D | 4002 | 2018-07-22 | 10 | OFF | 22.71 | 12.5 | 0.2 | 0.02 | 0.11 | 0 | 0 | 0 | 0.01 | -0.05 | 0 |  | 0.33 | 0.3 | 0.23 | 36.36 | 1262.705 | 0.33
D | 4002 | 2018-07-22 | 11 | OFF | 24.11 | 12.5 | 0.2 | 0.02 | 0.1 | 0 | 0.03 | -0.01 | -0.05 | -0.05 | 0 |  | 0.33 | 0.3 | 0.23 | 37.71 | 1321.468 | 0.35
D | 4002 | 2018-07-22 | 12 | OFF | 21.57 | 12.5 | 0.2 | 0.02 | 0.08 | 0 | 0 | 0.05 | -0.07 | -0.05 | 0 |  | 0.33 | 0.3 | 0.23 | 35.16 | 1357.992 | 0.3
D | 4002 | 2018-07-22 | 13 | OFF | 27.74 | 12.5 | 0.2 | 0.02 | 0.12 | 0 | 0 | 0.15 | -0.03 | -0.05 | 0 |  | 0.33 | 0.3 | 0.23 | 41.51 | 1378.678 | 0.34
D | 4002 | 2018-07-22 | 14 | OFF | 31.59 | 12.5 | 0.2 | 0.02 | 0.16 | 0 | 0 | 0.12 | -0.11 | -0.05 | 0 |  | 0.33 | 0.3 | 0.23 | 45.29 | 1379.199 | 0.38
D | 4002 | 2018-07-22 | 15 | OFF | 31.17 | 12.5 | 0.2 | 0.02 | 0.15 | 0 | 0 | 0.05 | -0.11 | -0.05 | 0 |  | 0.33 | 0.3 | 0.23 | 44.79 | 1379.326 | 0.37
D | 4002 | 2018-07-22 | 16 | OFF | 24.74 | 12.5 | 0.2 | 0.02 | 0.08 | 0 | 0 | 0.04 | -0.1 | -0.05 | 0 |  | 0.33 | 0.3 | 0.23 | 38.29 | 1403.633 | 0.3
D | 4002 | 2018-07-22 | 17 | OFF | 33.71 | 12.5 | 0.2 | 0.02 | 0.15 | 0 | 0 | 0.03 | -0.04 | -0.05 | 0 |  | 0.33 | 0.3 | 0.23 | 47.38 | 1452.927 | 0.37
D | 4002 | 2018-07-22 | 18 | OFF | 34.4 | 12.5 | 0.2 | 0.02 | 0.25 | 0 | 0 | 0.03 | -0.17 | -0.05 | 0 |  | 0.33 | 0.3 | 0.23 | 48.04 | 1510.351 | 0.47
D | 4002 | 2018-07-22 | 19 | OFF | 28.83 | 12.5 | 0.2 | 0.02 | 0.17 | 0 | 0.01 | 0.04 | -0.12 | -0.05 | 0 |  | 0.33 | 0.3 | 0.23 | 42.46 | 1517.107 | 0.4
D | 4002 | 2018-07-22 | 20 | OFF | 27.77 | 12.5 | 0.2 | 0.02 | 0.11 | 0 | 0 | 0.01 | -0.12 | -0.05 | 0 |  | 0.33 | 0.3 | 0.23 | 41.3 | 1498.082 | 0.33
D | 4002 | 2018-07-22 | 21 | OFF | 25.26 | 12.5 | 0.2 | 0.02 | 0.12 | 0 | 0 | 0.02 | -0.11 | -0.05 | 0 |  | 0.33 | 0.3 | 0.23 | 38.82 | 1487.646 | 0.34
D | 4002 | 2018-07-22 | 22 | OFF | 30.75 | 12.5 | 0.2 | 0.02 | 0.18 | 0 | 0.02 | 0 | -0.11 | -0.05 | 0 |  | 0.33 | 0.3 | 0.23 | 44.37 | 1428.127 | 0.42
D | 4002 | 2018-07-22 | 23 | OFF | 24.8 | 12.5 | 0.2 | 0.02 | 0.41 | 0 | 0.06 | 0.04 | -0.05 | -0.05 | 0 |  | 0.33 | 0.3 | 0.23 | 38.79 | 1313.633 | 0.69
D | 4002 | 2018-07-22 | 24 | OFF | 30.67 | 12.5 | 0.2 | 0.02 | 0.36 | 0 | 0.23 | -0.02 | -0.09 | -0.05 | 0 |  | 0.33 | 0.3 | 0.23 | 44.68 | 1214.57 | 0.81
D | 4002 | 2018-07-23 | 1 | OFF | 23.91 | 12.5 | 0.44 | 0.12 | 0.12 | 0 | 0 | 0.01 | -0.02 | -0.05 | 0 |  | 0.33 | 0.3 | 0.23 | 37.89 | 1145.129 | 0.68
D | 4002 | 2018-07-23 | 2 | OFF | 23.99 | 12.5 | 0.44 | 0.12 | 0.11 | 0 | 0 | 0.07 | -0.05 | -0.05 | 0 |  | 0.33 | 0.3 | 0.23 | 37.99 | 1105.578 | 0.67
D | 4002 | 2018-07-23 | 3 | OFF | 23.99 | 12.5 | 0.44 | 0.12 | 0.11 | 0 | 0 | 0.06 | -0.04 | -0.05 | 0 |  | 0.33 | 0.3 | 0.23 | 37.99 | 1086.01 | 0.67
D | 4002 | 2018-07-23 | 4 | OFF | 23.97 | 12.5 | 0.44 | 0.12 | 0.11 | 0 | 0 | 0.03 | -0.06 | -0.05 | 0 |  | 0.33 | 0.3 | 0.23 | 37.92 | 1090.534 | 0.67
D | 4002 | 2018-07-23 | 5 | OFF | 24.24 | 12.5 | 0.44 | 0.12 | 0.11 | 0 | 0 | 0.05 | -0.06 | -0.05 | 0 |  | 0.33 | 0.3 | 0.23 | 38.21 | 1127.078 | 0.67
D | 4002 | 2018-07-23 | 6 | OFF | 26.64 | 12.5 | 0.44 | 0.12 | 0.21 | 0 | 0 | 0.04 | -0.02 | -0.05 | 0 |  | 0.33 | 0.3 | 0.23 | 40.74 | 1221.18 | 0.77
D | 4002 | 2018-07-23 | 7 | OFF | 27.56 | 12.5 | 0.44 | 0.12 | 0.3 | 0 | 0 | 0.03 | -0.04 | -0.05 | 0 |  | 0.33 | 0.3 | 0.23 | 41.72 | 1363.528 | 0.86
D | 4002 | 2018-07-23 | 8 | ON | 37.04 | 12.5 | 0.44 | 0.12 | 0.58 | 0.71 | 0.59 | 0.03 | -0.08 | -0.05 | 0 |  | 0.33 | 0.3 | 0.23 | 52.74 | 1511.538 | 2.44
D | 4002 | 2018-07-23 | 9 | ON | 50.92 | 12.5 | 0.44 | 0.12 | 0.38 | 0.67 | 0.54 | -0.01 | -0.1 | -0.05 | 0 |  | 0.33 | 0.3 | 0.23 | 66.27 | 1616.702 | 2.15
D | 4002 | 2018-07-23 | 10 | ON | 46.6 | 12.5 | 0.44 | 0.12 | 0.25 | 0.64 | 0.15 | 0.11 | -0.15 | -0.05 | 0 |  | 0.33 | 0.3 | 0.23 | 61.47 | 1694.285 | 1.6
D | 4002 | 2018-07-23 | 11 | ON | 50.16 | 12.5 | 0.44 | 0.12 | 0.14 | 0.62 | 0.01 | 0.09 | -0.11 | -0.05 | 0 |  | 0.33 | 0.3 | 0.23 | 64.78 | 1754.671 | 1.33
D | 4002 | 2018-07-23 | 12 | ON | 40.98 | 12.5 | 0.44 | 0.12 | 0.14 | 0.6 | 0.02 | 0.07 | -0.08 | -0.05 | 0 |  | 0.33 | 0.3 | 0.23 | 55.6 | 1810.007 | 1.32
D | 4002 | 2018-07-23 | 13 | ON | 45.66 | 12.5 | 0.44 | 0.12 | 0.25 | 0.6 | 0.22 | 0.05 | -0.12 | -0.05 | 0 |  | 0.33 | 0.3 | 0.23 | 60.53 | 1859.878 | 1.63
D | 4002 | 2018-07-23 | 14 | ON | 52.18 | 12.5 | 0.44 | 0.12 | 0.21 | 0.59 | 0.02 | 0.01 | -0.11 | -0.05 | 0 |  | 0.33 | 0.3 | 0.23 | 66.77 | 1913.484 | 1.38
D | 4002 | 2018-07-23 | 15 | ON | 51.43 | 12.5 | 0.44 | 0.12 | 0.21 | 0.59 | 0.1 | 0.08 | -0.11 | -0.05 | 0 |  | 0.33 | 0.3 | 0.23 | 66.17 | 1938.336 | 1.46
D | 4002 | 2018-07-23 | 16 | ON | 54.18 | 12.5 | 0.44 | 0.12 | 0.24 | 0.6 | 0.35 | 0.11 | -0.07 | -0.05 | 0 |  | 0.33 | 0.3 | 0.23 | 69.28 | 1957.221 | 1.75
D | 4002 | 2018-07-23 | 17 | ON | 58.82 | 12.5 | 0.44 | 0.12 | 0.37 | 0.6 | 0.42 | 0.08 | -0.11 | -0.05 | 0 |  | 0.33 | 0.3 | 0.23 | 74.05 | 1972.738 | 1.95
D | 4002 | 2018-07-23 | 18 | ON | 64.67 | 12.5 | 0.44 | 0.12 | 0.27 | 0.51 | 0.33 | -0.05 | -0.08 | -0.05 | 0 |  | 0.33 | 0.3 | 0.23 | 79.52 | 1992.425 | 1.67
D | 4002 | 2018-07-23 | 19 | ON | 59.63 | 12.5 | 0.44 | 0.12 | 0.33 | 0.52 | 0.05 | 0.08 | -0.07 | -0.05 | 0 |  | 0.33 | 0.3 | 0.23 | 74.41 | 1976.44 | 1.46
D | 4002 | 2018-07-23 | 20 | ON | 48.7 | 12.5 | 0.44 | 0.12 | 0.23 | 0.54 | 0 | 0.07 | -0.11 | -0.05 | 0 |  | 0.33 | 0.3 | 0.23 | 63.3 | 1913.557 | 1.33
D | 4002 | 2018-07-23 | 21 | ON | 45.79 | 12.5 | 0.44 | 0.12 | 0.18 | 0.55 | 0.04 | 0.04 | -0.12 | -0.05 | 0 |  | 0.33 | 0.3 | 0.23 | 60.35 | 1862.249 | 1.33
D | 4002 | 2018-07-23 | 22 | ON | 37.15 | 12.5 | 0.44 | 0.12 | 0.18 | 0.57 | 0 | 0.08 | 0.03 | -0.05 | 0 |  | 0.33 | 0.3 | 0.23 | 51.88 | 1754.068 | 1.31
D | 4002 | 2018-07-23 | 23 | ON | 26.99 | 12.5 | 0.44 | 0.12 | 0.21 | 0.63 | 0 | 0.04 | -0.04 | -0.05 | 0 |  | 0.33 | 0.3 | 0.23 | 41.7 | 1584.605 | 1.4
D | 4002 | 2018-07-23 | 24 | OFF | 28.82 | 12.5 | 0.44 | 0.12 | 0.29 | 0 | 0.01 | -0.02 | -0.05 | -0.05 | 0 |  | 0.33 | 0.3 | 0.23 | 42.92 | 1424.519 | 0.86
D | 4002 | 2018-07-24 | 1 | OFF | 23.75 | 12.5 | 0.35 | 0.1 | 0.09 | 0 | 0 | 0.08 | -0.03 | -0.05 | 0 |  | 0.33 | 0.3 | 0.23 | 37.65 | 1318.591 | 0.54
D | 4002 | 2018-07-24 | 2 | OFF | 22.46 | 12.5 | 0.35 | 0.1 | 0.06 | 0 | 0 | 0.06 | -0.09 | -0.05 | 0 |  | 0.33 | 0.3 | 0.23 | 36.25 | 1257.458 | 0.51
D | 4002 | 2018-07-24 | 3 | OFF | 22.25 | 12.5 | 0.35 | 0.1 | 0.05 | 0 | 0 | 0.05 | -0.07 | -0.05 | 0 |  | 0.33 | 0.3 | 0.23 | 36.04 | 1218.194 | 0.5
D | 4002 | 2018-07-24 | 4 | OFF | 22.28 | 12.5 | 0.35 | 0.1 | 0.05 | 0 | 0 | 0.07 | -0.09 | -0.05 | 0 |  | 0.33 | 0.3 | 0.23 | 36.07 | 1207.751 | 0.5
D | 4002 | 2018-07-24 | 5 | OFF | 23.22 | 12.5 | 0.35 | 0.1 | 0.06 | 0 | 0 | 0.04 | -0.08 | -0.05 | 0 |  | 0.33 | 0.3 | 0.23 | 37 | 1230.185 | 0.51
D | 4002 | 2018-07-24 | 6 | OFF | 23.45 | 12.5 | 0.35 | 0.1 | 0.17 | 0 | 0 | 0.04 | -0.03 | -0.05 | 0 |  | 0.33 | 0.3 | 0.23 | 37.39 | 1309.655 | 0.62
D | 4002 | 2018-07-24 | 7 | OFF | 31.67 | 12.5 | 0.35 | 0.1 | 0.34 | 0 | 0 | 0.05 | 0.03 | -0.05 | 0 |  | 0.33 | 0.3 | 0.23 | 45.85 | 1449.7 | 0.79
D | 4002 | 2018-07-24 | 8 | ON | 22.53 | 12.5 | 0.35 | 0.1 | 0.15 | 0.63 | 0 | 0.03 | -0.04 | -0.05 | 0 |  | 0.33 | 0.3 | 0.23 | 37.06 | 1594.617 | 1.23
D | 4002 | 2018-07-24 | 9 | ON | 26.36 | 12.5 | 0.35 | 0.1 | 0.13 | 0.59 | 0 | 0.03 | -0.06 | -0.05 | 0 |  | 0.33 | 0.3 | 0.23 | 40.81 | 1703.982 | 1.17
D | 4002 | 2018-07-24 | 10 | ON | 34.99 | 12.5 | 0.35 | 0.1 | 0.15 | 0.56 | 0.01 | 0.04 | -0.07 | -0.05 | 0 |  | 0.33 | 0.3 | 0.23 | 49.44 | 1795.552 | 1.17
D | 4002 | 2018-07-24 | 11 | ON | 31.9 | 12.5 | 0.35 | 0.1 | 0.1 | 0.59 | 0 | -0.01 | -0.07 | -0.05 | 0 |  | 0.33 | 0.3 | 0.23 | 46.27 | 1874.513 | 1.14
D | 4002 | 2018-07-24 | 12 | ON | 37.15 | 12.5 | 0.35 | 0.1 | 0.11 | 0.6 | 0.21 | 0.06 | -0.1 | -0.05 | 0 |  | 0.33 | 0.3 | 0.23 | 51.79 | 1938.959 | 1.37
D | 4002 | 2018-07-24 | 13 | ON | 31.96 | 12.5 | 0.35 | 0.1 | 0.06 | 0.58 | 0.06 | 0.03 | -0.11 | -0.05 | 0 |  | 0.33 | 0.3 | 0.23 | 46.34 | 1990.061 | 1.15
D | 4002 | 2018-07-24 | 14 | ON | 36.48 | 12.5 | 0.35 | 0.1 | 0.07 | 0.57 | 0.01 | 0.01 | -0.09 | -0.05 | 0 |  | 0.33 | 0.3 | 0.23 | 50.81 | 2043.934 | 1.1
D | 4002 | 2018-07-24 | 15 | ON | 43.75 | 12.5 | 0.35 | 0.1 | 0.08 | 0.56 | 0.05 | 0 | -0.1 | -0.05 | 0 |  | 0.33 | 0.3 | 0.23 | 58.1 | 2073.797 | 1.14
D | 4002 | 2018-07-24 | 16 | ON | 45.73 | 12.5 | 0.35 | 0.1 | 0.08 | 0.56 | 0.01 | 0.03 | -0.12 | -0.05 | 0 |  | 0.33 | 0.3 | 0.23 | 60.05 | 2093.119 | 1.1
D | 4002 | 2018-07-24 | 17 | ON | 55.93 | 12.5 | 0.35 | 0.1 | 0.2 | 0.55 | 0 | 0.03 | -0.13 | -0.05 | 0 |  | 0.33 | 0.3 | 0.23 | 70.34 | 2091.027 | 1.2
D | 4002 | 2018-07-24 | 18 | ON | 65.36 | 12.5 | 0.35 | 0.1 | 0.24 | 0.55 | 0.12 | -0.06 | -0.13 | -0.05 | 0 |  | 0.33 | 0.3 | 0.23 | 79.84 | 2073.975 | 1.36
D | 4002 | 2018-07-24 | 19 | ON | 61.76 | 12.5 | 0.35 | 0.1 | 0.29 | 0.56 | 0.14 | 0.1 | -0.14 | -0.05 | 0 |  | 0.33 | 0.3 | 0.23 | 76.47 | 2051.508 | 1.44
D | 4002 | 2018-07-24 | 20 | ON | 51.66 | 12.5 | 0.35 | 0.1 | 0.22 | 0.57 | 0.21 | 0.08 | -0.12 | -0.05 | 0 |  | 0.33 | 0.3 | 0.23 | 66.38 | 1979.342 | 1.45
D | 4002 | 2018-07-24 | 21 | ON | 45.79 | 12.5 | 0.35 | 0.1 | 0.18 | 0.6 | 0.31 | 0.02 | -0.12 | -0.05 | 0 |  | 0.33 | 0.3 | 0.23 | 60.54 | 1927.751 | 1.54
D | 4002 | 2018-07-24 | 22 | ON | 43.24 | 12.5 | 0.35 | 0.1 | 0.17 | 0.57 | 0.18 | 0.01 | 0.02 | -0.05 | 0 |  | 0.33 | 0.3 | 0.23 | 57.95 | 1817.744 | 1.37
D | 4002 | 2018-07-24 | 23 | ON | 31.6 | 12.5 | 0.35 | 0.1 | 0.23 | 0.62 | 0.01 | 0.07 | -0.02 | -0.05 | 0 |  | 0.33 | 0.3 | 0.23 | 46.27 | 1638.002 | 1.31
D | 4002 | 2018-07-24 | 24 | OFF | 28.63 | 12.5 | 0.35 | 0.1 | 0.23 | 0 | 0 | 0.03 | 0 | -0.05 | 0 |  | 0.33 | 0.3 | 0.23 | 42.65 | 1475.127 | 0.68
D | 4002 | 2018-07-25 | 1 | OFF | 27.16 | 12.5 | 0.3 | 0.06 | 0.1 | 0 | 0 | 0.07 | -0.06 | -0.05 | 0 |  | 0.33 | 0.3 | 0.23 | 40.94 | 1367.286 | 0.46
D | 4002 | 2018-07-25 | 2 | OFF | 29.97 | 12.5 | 0.3 | 0.06 | 0.12 | 0 | 0 | 0.01 | -0.09 | -0.05 | 0 |  | 0.33 | 0.3 | 0.23 | 43.68 | 1298.695 | 0.48
D | 4002 | 2018-07-25 | 3 | OFF | 25.86 | 12.5 | 0.3 | 0.06 | 0.1 | 0 | 0 | 0.06 | -0.08 | -0.05 | 0 |  | 0.33 | 0.3 | 0.23 | 39.61 | 1258.625 | 0.46
D | 4002 | 2018-07-25 | 4 | OFF | 24.99 | 12.5 | 0.3 | 0.06 | 0.08 | 0 | 0 | 0.05 | -0.1 | -0.05 | 0 |  | 0.33 | 0.3 | 0.23 | 38.69 | 1243.466 | 0.44
D | 4002 | 2018-07-25 | 5 | OFF | 23.18 | 12.5 | 0.3 | 0.06 | 0.06 | 0 | 0 | 0.05 | -0.08 | -0.05 | 0 |  | 0.33 | 0.3 | 0.23 | 36.88 | 1264.393 | 0.42
D | 4002 | 2018-07-25 | 6 | OFF | 25.35 | 12.5 | 0.3 | 0.06 | 0.16 | 0 | 0 | 0.1 | -0.02 | -0.05 | 0 |  | 0.33 | 0.3 | 0.23 | 39.26 | 1339.925 | 0.52
D | 4002 | 2018-07-25 | 7 | OFF | 32.81 | 12.5 | 0.3 | 0.06 | 0.33 | 0 | 0 | 0.05 | 0.07 | -0.05 | 0 |  | 0.33 | 0.3 | 0.23 | 46.93 | 1481.31 | 0.69
D | 4002 | 2018-07-25 | 8 | ON | 40.21 | 12.5 | 0.3 | 0.06 | 0.45 | 0.7 | 0 | 0.03 | -0.12 | -0.05 | 0 |  | 0.33 | 0.3 | 0.23 | 54.94 | 1632.288 | 1.51
D | 4002 | 2018-07-25 | 9 | ON | 39.32 | 12.5 | 0.3 | 0.06 | 0.16 | 0.67 | 0.33 | 0.04 | -0.01 | -0.05 | 0 |  | 0.33 | 0.3 | 0.23 | 54.18 | 1736.972 | 1.52
D | 4002 | 2018-07-25 | 10 | ON | 41.39 | 12.5 | 0.3 | 0.06 | 0.18 | 0.64 | 0.25 | 0.08 | -0.06 | -0.05 | 0 |  | 0.33 | 0.3 | 0.23 | 56.15 | 1840.158 | 1.43
D | 4002 | 2018-07-25 | 11 | ON | 45.25 | 12.5 | 0.3 | 0.06 | 0.2 | 0.62 | 0.37 | 0.06 | -0.09 | -0.05 | 0 |  | 0.33 | 0.3 | 0.23 | 60.08 | 1920.88 | 1.55
D | 4002 | 2018-07-25 | 12 | ON | 38.96 | 12.5 | 0.3 | 0.06 | 0.14 | 0.6 | 0.03 | 0.04 | -0.1 | -0.05 | 0 |  | 0.33 | 0.3 | 0.23 | 53.34 | 1977.363 | 1.13
D | 4002 | 2018-07-25 | 13 | ON | 42.15 | 12.5 | 0.3 | 0.06 | 0.17 | 0.6 | 0.03 | 0.12 | -0.11 | -0.05 | 0 |  | 0.33 | 0.3 | 0.23 | 56.63 | 1999.958 | 1.16
D | 4002 | 2018-07-25 | 14 | ON | 51.4 | 12.5 | 0.3 | 0.06 | 0.16 | 0.59 | 0.49 | 0.07 | -0.1 | -0.05 | 0 |  | 0.33 | 0.3 | 0.23 | 66.28 | 2036.883 | 1.6
D | 4002 | 2018-07-25 | 15 | ON | 49.84 | 12.5 | 0.3 | 0.06 | 0.15 | 0.59 | 0.34 | 0.08 | -0.1 | -0.05 | 0 |  | 0.33 | 0.3 | 0.23 | 64.57 | 2026.553 | 1.44
D | 4002 | 2018-07-25 | 16 | ON | 35.62 | 12.5 | 0.3 | 0.06 | 0.09 | 0.6 | 0.04 | 0.04 | -0.09 | -0.05 | 0 |  | 0.33 | 0.3 | 0.23 | 49.97 | 1995.438 | 1.09
D | 4002 | 2018-07-25 | 17 | ON | 39.74 | 12.5 | 0.3 | 0.06 | 0.16 | 0.6 | 0 | 0.03 | -0.09 | -0.05 | 0 |  | 0.33 | 0.3 | 0.23 | 54.11 | 1980.644 | 1.12
D | 4002 | 2018-07-25 | 18 | ON | 36.31 | 12.5 | 0.3 | 0.06 | 0.14 | 0.62 | 0.02 | 0.03 | -0.09 | -0.05 | 0 |  | 0.33 | 0.3 | 0.23 | 50.7 | 1960.601 | 1.14
D | 4002 | 2018-07-25 | 19 | ON | 35.79 | 12.5 | 0.3 | 0.06 | 0.11 | 0.62 | 0.14 | 0.03 | -0.1 | -0.05 | 0 |  | 0.33 | 0.3 | 0.23 | 50.26 | 1930.948 | 1.23
D | 4002 | 2018-07-25 | 20 | ON | 36.49 | 12.5 | 0.3 | 0.06 | 0.13 | 0.64 | 0.29 | 0.04 | -0.11 | -0.05 | 0 |  | 0.33 | 0.3 | 0.23 | 51.15 | 1892.957 | 1.42
D | 4002 | 2018-07-25 | 21 | ON | 37.8 | 12.5 | 0.3 | 0.06 | 0.12 | 0.64 | 0.02 | 0.03 | -0.12 | -0.05 | 0 |  | 0.33 | 0.3 | 0.23 | 52.16 | 1867.787 | 1.14
D | 4002 | 2018-07-25 | 22 | ON | 29.53 | 12.5 | 0.3 | 0.06 | 0.12 | 0.67 | 0 | 0.01 | -0.02 | -0.05 | 0 |  | 0.33 | 0.3 | 0.23 | 43.98 | 1760.056 | 1.15
D | 4002 | 2018-07-25 | 23 | ON | 26.92 | 12.5 | 0.3 | 0.06 | 0.17 | 0.73 | 0 | 0.03 | -0.05 | -0.05 | 0 |  | 0.33 | 0.3 | 0.23 | 41.47 | 1594.983 | 1.26
D | 4002 | 2018-07-25 | 24 | OFF | 25.17 | 12.5 | 0.3 | 0.06 | 0.16 | 0 | 0 | 0.03 | -0.02 | -0.05 | 0 |  | 0.33 | 0.3 | 0.23 | 39.01 | 1449.07 | 0.52
D | 4002 | 2018-07-26 | 1 | OFF | 21.98 | 12.5 | 0.1 | 0 | 0.07 | 0 | 0 | 0.06 | -0.03 | -0.05 | 0 |  | 0.33 | 0.3 | 0.23 | 35.49 | 1345.3 | 0.17
D | 4002 | 2018-07-26 | 2 | OFF | 21.29 | 12.5 | 0.1 | 0 | 0.05 | 0 | 0 | 0.03 | -0.05 | -0.05 | 0 |  | 0.33 | 0.3 | 0.23 | 34.73 | 1280.866 | 0.15
D | 4002 | 2018-07-26 | 3 | OFF | 19.97 | 12.5 | 0.1 | 0 | 0.05 | 0 | 0 | 0.04 | -0.05 | -0.05 | 0 |  | 0.33 | 0.3 | 0.23 | 33.42 | 1242.163 | 0.15
D | 4002 | 2018-07-26 | 4 | OFF | 19.76 | 12.5 | 0.1 | 0 | 0.05 | 0 | 0 | 0.01 | -0.08 | -0.05 | 0 |  | 0.33 | 0.3 | 0.23 | 33.15 | 1223.313 | 0.15
D | 4002 | 2018-07-26 | 5 | OFF | 19.75 | 12.5 | 0.1 | 0 | 0.05 | 0 | 0 | 0.03 | -0.07 | -0.05 | 0 |  | 0.33 | 0.3 | 0.23 | 33.17 | 1243.712 | 0.15
D | 4002 | 2018-07-26 | 6 | OFF | 20.85 | 12.5 | 0.1 | 0 | 0.1 | 0 | 0 | 0.07 | -0.02 | -0.05 | 0 |  | 0.33 | 0.3 | 0.23 | 34.41 | 1322.599 | 0.2
D | 4002 | 2018-07-26 | 7 | OFF | 20.68 | 12.5 | 0.1 | 0 | 0.12 | 0 | 0 | 0.06 | -0.03 | -0.05 | 0 |  | 0.33 | 0.3 | 0.23 | 34.24 | 1453.456 | 0.22
D | 4002 | 2018-07-26 | 8 | ON | 22.73 | 12.5 | 0.1 | 0 | 0.18 | 0.75 | 0 | 0.03 | -0.04 | -0.05 | 0 |  | 0.33 | 0.3 | 0.23 | 37.06 | 1579.775 | 1.03
D | 4002 | 2018-07-26 | 9 | ON | 26.54 | 12.5 | 0.1 | 0 | 0.1 | 0.71 | 0 | 0.01 | -0.06 | -0.05 | 0 |  | 0.33 | 0.3 | 0.23 | 40.71 | 1681.376 | 0.91
D | 4002 | 2018-07-26 | 10 | ON | 28.26 | 12.5 | 0.1 | 0 | 0.1 | 0.69 | 0.01 | 0.07 | -0.08 | -0.05 | 0 |  | 0.33 | 0.3 | 0.23 | 42.46 | 1763.07 | 0.9
D | 4002 | 2018-07-26 | 11 | ON | 24.25 | 12.5 | 0.1 | 0 | 0.09 | 0.66 | 0 | 0.02 | -0.11 | -0.05 | 0 |  | 0.33 | 0.3 | 0.23 | 38.32 | 1827.576 | 0.85
D | 4002 | 2018-07-26 | 12 | ON | 27.37 | 12.5 | 0.1 | 0 | 0.07 | 0.64 | 0 | 0.03 | -0.12 | -0.05 | 0 |  | 0.33 | 0.3 | 0.23 | 41.4 | 1883.343 | 0.81
D | 4002 | 2018-07-26 | 13 | ON | 32.13 | 12.5 | 0.1 | 0 | 0.05 | 0.63 | 0.03 | 0 | -0.12 | -0.05 | 0 |  | 0.33 | 0.3 | 0.23 | 46.13 | 1911.801 | 0.81
D | 4002 | 2018-07-26 | 14 | ON | 37.18 | 12.5 | 0.1 | 0 | 0.07 | 0.62 | 0.03 | 0.02 | -0.15 | -0.05 | 0 |  | 0.33 | 0.3 | 0.23 | 51.18 | 1945.925 | 0.82
D | 4002 | 2018-07-26 | 15 | ON | 36.48 | 12.5 | 0.1 | 0 | 0.09 | 0.61 | 0.01 | 0.04 | -0.14 | -0.05 | 0 |  | 0.33 | 0.3 | 0.23 | 50.5 | 1914.848 | 0.81
D | 4002 | 2018-07-26 | 16 | ON | 35.91 | 12.5 | 0.1 | 0 | 0.08 | 0.61 | 0 | 0.03 | -0.15 | -0.05 | 0 |  | 0.33 | 0.3 | 0.23 | 49.89 | 1876.142 | 0.79
D | 4002 | 2018-07-26 | 17 | ON | 31.08 | 12.5 | 0.1 | 0 | 0.07 | 0.61 | 0 | 0.04 | -0.15 | -0.05 | 0 |  | 0.33 | 0.3 | 0.23 | 45.06 | 1856.593 | 0.78
D | 4002 | 2018-07-26 | 18 | ON | 31.46 | 12.5 | 0.1 | 0 | 0.06 | 0.62 | 0 | 0.03 | -0.17 | -0.05 | 0 |  | 0.33 | 0.3 | 0.23 | 45.41 | 1875.419 | 0.78
D | 4002 | 2018-07-26 | 19 | ON | 35.68 | 12.5 | 0.1 | 0 | 0.08 | 0.62 | 0.01 | 0.01 | -0.16 | -0.05 | 0 |  | 0.33 | 0.3 | 0.23 | 49.65 | 1880.863 | 0.81
D | 4002 | 2018-07-26 | 20 | ON | 34.17 | 12.5 | 0.1 | 0 | 0.1 | 0.64 | 0.02 | 0.05 | -0.14 | -0.05 | 0 |  | 0.33 | 0.3 | 0.23 | 48.25 | 1847.003 | 0.86
D | 4002 | 2018-07-26 | 21 | ON | 29.64 | 12.5 | 0.1 | 0 | 0.07 | 0.65 | 0 | 0.03 | -0.17 | -0.05 | 0 |  | 0.33 | 0.3 | 0.23 | 43.63 | 1812.389 | 0.82
D | 4002 | 2018-07-26 | 22 | ON | 29.19 | 12.5 | 0.1 | 0 | 0.09 | 0.68 | 0.02 | 0.05 | -0.1 | -0.05 | 0 |  | 0.33 | 0.3 | 0.23 | 43.34 | 1713.403 | 0.89
D | 4002 | 2018-07-26 | 23 | ON | 21.93 | 12.5 | 0.1 | 0 | 0.11 | 0.74 | 0 | 0.03 | -0.04 | -0.05 | 0 |  | 0.33 | 0.3 | 0.23 | 36.18 | 1541.741 | 0.95
D | 4002 | 2018-07-26 | 24 | OFF | 22.38 | 12.5 | 0.1 | 0 | 0.1 | 0 | 0 | 0.02 | -0.03 | -0.05 | 0 |  | 0.33 | 0.3 | 0.23 | 35.88 | 1387.206 | 0.2
D | 4002 | 2018-07-27 | 1 | OFF | 21.89 | 12.5 | 0.39 | 0.02 | 0.04 | 0 | 0 | 0.03 | -0.04 | -0.05 | 0 |  | 0.33 | 0.3 | 0.23 | 35.64 | 1270.132 | 0.45
D | 4002 | 2018-07-27 | 2 | OFF | 21.26 | 12.5 | 0.39 | 0.02 | 0.04 | 0 | 0 | 0.09 | -0.05 | -0.05 | 0 |  | 0.33 | 0.3 | 0.23 | 35.06 | 1195.495 | 0.45
D | 4002 | 2018-07-27 | 3 | OFF | 17.53 | 12.5 | 0.39 | 0.02 | 0.06 | 0 | 0 | 0.02 | -0.02 | -0.05 | 0 |  | 0.33 | 0.3 | 0.23 | 31.31 | 1147.985 | 0.47
D | 4002 | 2018-07-27 | 4 | OFF | -3.78 | 12.5 | 0.39 | 0.02 | 0.22 | 0 | 0 | -0.02 | -0.07 | -0.05 | 0 |  | 0.33 | 0.3 | 0.23 | 10.07 | 1124.559 | 0.63
D | 4002 | 2018-07-27 | 5 | OFF | 14.74 | 12.5 | 0.39 | 0.02 | 0.18 | 0 | 0 | 0.03 | -0.04 | -0.05 | 0 |  | 0.33 | 0.3 | 0.23 | 28.63 | 1139.248 | 0.59
D | 4002 | 2018-07-27 | 6 | OFF | 19.76 | 12.5 | 0.39 | 0.02 | 0.14 | 0 | 0 | 0.06 | -0.02 | -0.05 | 0 |  | 0.33 | 0.3 | 0.23 | 33.66 | 1203.888 | 0.55
D | 4002 | 2018-07-27 | 7 | OFF | 20.32 | 12.5 | 0.39 | 0.02 | 0.15 | 0 | 0 | 0.03 | -0.04 | -0.05 | 0 |  | 0.33 | 0.3 | 0.23 | 34.18 | 1322.937 | 0.56
D | 4002 | 2018-07-27 | 8 | ON | 21.26 | 12.5 | 0.39 | 0.02 | 0.11 | 0.77 | 0 | 0.04 | -0.04 | -0.05 | 0 |  | 0.33 | 0.3 | 0.23 | 35.86 | 1476.756 | 1.29
D | 4002 | 2018-07-27 | 9 | ON | 23.67 | 12.5 | 0.39 | 0.02 | 0.07 | 0.72 | 0 | 0.05 | -0.04 | -0.05 | 0 |  | 0.33 | 0.3 | 0.23 | 38.19 | 1599.416 | 1.2
D | 4002 | 2018-07-27 | 10 | ON | 28.61 | 12.5 | 0.39 | 0.02 | 0.09 | 0.68 | 0.01 | 0.03 | -0.05 | -0.05 | 0 |  | 0.33 | 0.3 | 0.23 | 43.09 | 1713.037 | 1.19
D | 4002 | 2018-07-27 | 11 | ON | 33.65 | 12.5 | 0.39 | 0.02 | 0.11 | 0.64 | 0.02 | 0.03 | -0.08 | -0.05 | 0 |  | 0.33 | 0.3 | 0.23 | 48.09 | 1819.626 | 1.18
D | 4002 | 2018-07-27 | 12 | ON | 36.55 | 12.5 | 0.39 | 0.02 | 0.09 | 0.61 | 0 | 0.01 | -0.07 | -0.05 | 0 |  | 0.33 | 0.3 | 0.23 | 50.91 | 1917.402 | 1.11
D | 4002 | 2018-07-27 | 13 | ON | 39.35 | 12.5 | 0.39 | 0.02 | 0.11 | 0.58 | 0 | 0.06 | -0.1 | -0.05 | 0 |  | 0.33 | 0.3 | 0.23 | 53.72 | 1985.548 | 1.1
D | 4002 | 2018-07-27 | 14 | ON | 38.89 | 12.5 | 0.39 | 0.02 | 0.11 | 0.57 | 0 | 0.08 | -0.11 | -0.05 | 0 |  | 0.33 | 0.3 | 0.23 | 53.26 | 2043.716 | 1.09
D | 4002 | 2018-07-27 | 15 | ON | 36.97 | 12.5 | 0.39 | 0.02 | 0.08 | 0.56 | 0 | 0.04 | -0.12 | -0.05 | 0 |  | 0.33 | 0.3 | 0.23 | 51.25 | 2056.156 | 1.05
D | 4002 | 2018-07-27 | 16 | ON | 38.94 | 12.5 | 0.39 | 0.02 | 0.09 | 0.56 | 0.02 | -0.01 | -0.16 | -0.05 | 0 |  | 0.33 | 0.3 | 0.23 | 53.16 | 2058.393 | 1.08
D | 4002 | 2018-07-27 | 17 | ON | 41.56 | 12.5 | 0.39 | 0.02 | 0.12 | 0.56 | 0.08 | 0.05 | -0.15 | -0.05 | 0 |  | 0.33 | 0.3 | 0.23 | 55.94 | 2057.541 | 1.17
D | 4002 | 2018-07-27 | 18 | ON | 41.19 | 12.5 | 0.39 | 0.02 | 0.16 | 0.57 | 0.07 | 0.05 | -0.14 | -0.05 | 0 |  | 0.33 | 0.3 | 0.23 | 55.62 | 1998.924 | 1.21
D | 4002 | 2018-07-27 | 19 | ON | 37.22 | 12.5 | 0.39 | 0.02 | 0.12 | 0.59 | 0.01 | 0.16 | -0.1 | -0.05 | 0 |  | 0.33 | 0.3 | 0.23 | 51.72 | 1918.448 | 1.13
D | 4002 | 2018-07-27 | 20 | ON | 32.81 | 12.5 | 0.39 | 0.02 | 0.08 | 0.61 | 0 | 0.05 | -0.07 | -0.05 | 0 |  | 0.33 | 0.3 | 0.23 | 47.2 | 1819.854 | 1.1
D | 4002 | 2018-07-27 | 21 | ON | 29.77 | 12.5 | 0.39 | 0.02 | 0.06 | 0.63 | 0 | 0.04 | -0.09 | -0.05 | 0 |  | 0.33 | 0.3 | 0.23 | 44.13 | 1749.033 | 1.1
D | 4002 | 2018-07-27 | 22 | ON | 26.88 | 12.5 | 0.39 | 0.02 | 0.07 | 0.66 | 0 | 0.04 | -0.03 | -0.05 | 0 |  | 0.33 | 0.3 | 0.23 | 41.34 | 1644.15 | 1.14
D | 4002 | 2018-07-27 | 23 | ON | 24.05 | 12.5 | 0.39 | 0.02 | 0.07 | 0.72 | 0 | 0.03 | -0.02 | -0.05 | 0 |  | 0.33 | 0.3 | 0.23 | 38.57 | 1501.486 | 1.2
D | 4002 | 2018-07-27 | 24 | OFF | 23.75 | 12.5 | 0.39 | 0.02 | 0.1 | 0 | 0 | 0.02 | -0.04 | -0.05 | 0 |  | 0.33 | 0.3 | 0.23 | 37.55 | 1359.19 | 0.51
D | 4002 | 2018-07-28 | 1 | OFF | 21.47 | 12.5 | 0.23 | 0.06 | 0.06 | 0 | 0 | 0.04 | -0.02 | -0.05 | 0 |  | 0.33 | 0.3 | 0.23 | 35.15 | 1254.947 | 0.35
D | 4002 | 2018-07-28 | 2 | OFF | 24 | 12.5 | 0.23 | 0.06 | 0.06 | 0 | 0 | 0 | -0.05 | -0.05 | 0 |  | 0.33 | 0.3 | 0.23 | 37.61 | 1185.739 | 0.35
D | 4002 | 2018-07-28 | 3 | OFF | 24.89 | 12.5 | 0.23 | 0.06 | 0.08 | 0 | 0 | 0.04 | -0.02 | -0.05 | 0 |  | 0.33 | 0.3 | 0.23 | 38.59 | 1142.703 | 0.37
D | 4002 | 2018-07-28 | 4 | OFF | 22.11 | 12.5 | 0.23 | 0.06 | 0.06 | 0 | 0 | 0.02 | 0 | -0.05 | 0 |  | 0.33 | 0.3 | 0.23 | 35.79 | 1117.508 | 0.35
D | 4002 | 2018-07-28 | 5 | OFF | 21.18 | 12.5 | 0.23 | 0.06 | 0.06 | 0 | 0 | 0.02 | -0.02 | -0.05 | 0 |  | 0.33 | 0.3 | 0.23 | 34.84 | 1112.499 | 0.35
D | 4002 | 2018-07-28 | 6 | OFF | 21.62 | 12.5 | 0.23 | 0.06 | 0.06 | 0 | 0 | 0.02 | -0.01 | -0.05 | 0 |  | 0.33 | 0.3 | 0.23 | 35.29 | 1133.872 | 0.35
D | 4002 | 2018-07-28 | 7 | OFF | 21.22 | 12.5 | 0.23 | 0.06 | 0.08 | 0 | 0 | 0.04 | -0.03 | -0.05 | 0 |  | 0.33 | 0.3 | 0.23 | 34.91 | 1188.084 | 0.37
D | 4002 | 2018-07-28 | 8 | OFF | 22.63 | 12.5 | 0.23 | 0.06 | 0.1 | 0 | 0 | -0.02 | -0.01 | -0.05 | 0 |  | 0.33 | 0.3 | 0.23 | 36.3 | 1301.406 | 0.39
D | 4002 | 2018-07-28 | 9 | OFF | 24.81 | 12.5 | 0.23 | 0.06 | 0.11 | 0 | 0 | 0 | -0.05 | -0.05 | 0 |  | 0.33 | 0.3 | 0.23 | 38.47 | 1449.661 | 0.4
D | 4002 | 2018-07-28 | 10 | OFF | 29.45 | 12.5 | 0.23 | 0.06 | 0.11 | 0 | 0 | -0.03 | -0.05 | -0.05 | 0 |  | 0.33 | 0.3 | 0.23 | 43.08 | 1583.157 | 0.4
D | 4002 | 2018-07-28 | 11 | OFF | 28.5 | 12.5 | 0.23 | 0.06 | 0.09 | 0 | 0.04 | -0.06 | -0.03 | -0.05 | 0 |  | 0.33 | 0.3 | 0.23 | 42.14 | 1677.911 | 0.42
D | 4002 | 2018-07-28 | 12 | OFF | 36.47 | 12.5 | 0.23 | 0.06 | 0.12 | 0 | 0.07 | 0 | -0.03 | -0.05 | 0 |  | 0.33 | 0.3 | 0.23 | 50.23 | 1738.357 | 0.48
D | 4002 | 2018-07-28 | 13 | OFF | 42.75 | 12.5 | 0.23 | 0.06 | 0.16 | 0 | 0.04 | 0 | -0.11 | -0.05 | 0 |  | 0.33 | 0.3 | 0.23 | 56.44 | 1783.714 | 0.49
D | 4002 | 2018-07-28 | 14 | OFF | 44.06 | 12.5 | 0.23 | 0.06 | 0.16 | 0 | 0.01 | 0.01 | -0.14 | -0.05 | 0 |  | 0.33 | 0.3 | 0.23 | 57.7 | 1819.323 | 0.46
D | 4002 | 2018-07-28 | 15 | OFF | 44.07 | 12.5 | 0.23 | 0.06 | 0.16 | 0 | 0 | -0.06 | -0.13 | -0.05 | 0 |  | 0.33 | 0.3 | 0.23 | 57.64 | 1844.235 | 0.45
D | 4002 | 2018-07-28 | 16 | OFF | 44.53 | 12.5 | 0.23 | 0.06 | 0.16 | 0 | 0.01 | 0 | -0.13 | -0.05 | 0 |  | 0.33 | 0.3 | 0.23 | 58.17 | 1857.995 | 0.46
D | 4002 | 2018-07-28 | 17 | OFF | 52.29 | 12.5 | 0.23 | 0.06 | 0.22 | 0 | 0.01 | -0.07 | -0.14 | -0.05 | 0 |  | 0.33 | 0.3 | 0.23 | 65.91 | 1851.925 | 0.52
D | 4002 | 2018-07-28 | 18 | OFF | 53.05 | 12.5 | 0.23 | 0.06 | 0.34 | 0 | 0 | 0.06 | -0.13 | -0.05 | 0 |  | 0.33 | 0.3 | 0.23 | 66.92 | 1831.777 | 0.63
D | 4002 | 2018-07-28 | 19 | OFF | 48.07 | 12.5 | 0.23 | 0.06 | 0.23 | 0 | 0.01 | 0.04 | -0.13 | -0.05 | 0 |  | 0.33 | 0.3 | 0.23 | 61.82 | 1770.203 | 0.53
D | 4002 | 2018-07-28 | 20 | OFF | 45.52 | 12.5 | 0.23 | 0.06 | 0.25 | 0 | 0.22 | 0.06 | -0.05 | -0.05 | 0 |  | 0.33 | 0.3 | 0.23 | 59.6 | 1702.745 | 0.76
D | 4002 | 2018-07-28 | 21 | OFF | 36.89 | 12.5 | 0.23 | 0.06 | 0.15 | 0 | 0 | 0 | -0.11 | -0.05 | 0 |  | 0.33 | 0.3 | 0.23 | 50.53 | 1657.369 | 0.44
D | 4002 | 2018-07-28 | 22 | OFF | 45.6 | 12.5 | 0.23 | 0.06 | 0.26 | 0 | 0 | 0 | -0.01 | -0.05 | 0 |  | 0.33 | 0.3 | 0.23 | 59.45 | 1569.857 | 0.55
D | 4002 | 2018-07-28 | 23 | OFF | 38.59 | 12.5 | 0.23 | 0.06 | 0.4 | 0 | 0 | 0 | -0.01 | -0.05 | 0 |  | 0.33 | 0.3 | 0.23 | 52.58 | 1436.297 | 0.69
D | 4002 | 2018-07-28 | 24 | OFF | 31.79 | 12.5 | 0.23 | 0.06 | 0.37 | 0 | 0 | 0.07 | 0.05 | -0.05 | 0 |  | 0.33 | 0.3 | 0.23 | 45.88 | 1305.117 | 0.66
D | 4002 | 2018-07-29 | 1 | OFF | 25.3 | 12.5 | 0.3 | 0 | 0.21 | 0 | 0 | 0.06 | -0.04 | -0.05 | 0 |  | 0.33 | 0.3 | 0.23 | 39.14 | 1202.723 | 0.51
D | 4002 | 2018-07-29 | 2 | OFF | 33.59 | 12.5 | 0.3 | 0 | 0.14 | 0 | 0 | 0.12 | -0.03 | -0.05 | 0 |  | 0.33 | 0.3 | 0.23 | 47.43 | 1130.433 | 0.44
D | 4002 | 2018-07-29 | 3 | OFF | 27.17 | 12.5 | 0.3 | 0 | 0.17 | 0 | 0 | 0.13 | 0.01 | -0.05 | 0 |  | 0.33 | 0.3 | 0.23 | 41.09 | 1081.809 | 0.47
D | 4002 | 2018-07-29 | 4 | OFF | 22.66 | 12.5 | 0.3 | 0 | 0.11 | 0 | 0 | 0.11 | -0.03 | -0.05 | 0 |  | 0.33 | 0.3 | 0.23 | 36.46 | 1051.207 | 0.41
D | 4002 | 2018-07-29 | 5 | OFF | 20.86 | 12.5 | 0.3 | 0 | 0.08 | 0 | 0 | 0.1 | -0.01 | -0.05 | 0 |  | 0.33 | 0.3 | 0.23 | 34.64 | 1040.286 | 0.38
D | 4002 | 2018-07-29 | 6 | OFF | 19.4 | 12.5 | 0.3 | 0 | 0.08 | 0 | 0 | 0.03 | 0.01 | -0.05 | 0 |  | 0.33 | 0.3 | 0.23 | 33.13 | 1042.006 | 0.38
D | 4002 | 2018-07-29 | 7 | OFF | 19.04 | 12.5 | 0.3 | 0 | 0.14 | 0 | 0 | 0.09 | -0.03 | -0.05 | 0 |  | 0.33 | 0.3 | 0.23 | 32.85 | 1075.875 | 0.44
D | 4002 | 2018-07-29 | 8 | OFF | 20.75 | 12.5 | 0.3 | 0 | 0.15 | 0 | 0 | 0.03 | -0.01 | -0.05 | 0 |  | 0.33 | 0.3 | 0.23 | 34.53 | 1176.296 | 0.45
D | 4002 | 2018-07-29 | 9 | OFF | 22.98 | 12.5 | 0.3 | 0 | 0.11 | 0 | 0 | 0.06 | -0.02 | -0.05 | 0 |  | 0.33 | 0.3 | 0.23 | 36.74 | 1297.69 | 0.41
D | 4002 | 2018-07-29 | 10 | OFF | 21.63 | 12.5 | 0.3 | 0 | 0.07 | 0 | 0 | 0.06 | -0.05 | -0.05 | 0 |  | 0.33 | 0.3 | 0.23 | 35.32 | 1392.279 | 0.37
D | 4002 | 2018-07-29 | 11 | OFF | 22.14 | 12.5 | 0.3 | 0 | 0.07 | 0 | 0 | 0.09 | -0.04 | -0.05 | 0 |  | 0.33 | 0.3 | 0.23 | 35.87 | 1453.375 | 0.37
D | 4002 | 2018-07-29 | 12 | OFF | 20.87 | 12.5 | 0.3 | 0 | 0.06 | 0 | 0 | 0.05 | -0.06 | -0.05 | 0 |  | 0.33 | 0.3 | 0.23 | 34.53 | 1499.137 | 0.36
D | 4002 | 2018-07-29 | 13 | OFF | 21.1 | 12.5 | 0.3 | 0 | 0.05 | 0 | 0 | 0.05 | -0.05 | -0.05 | 0 |  | 0.33 | 0.3 | 0.23 | 34.76 | 1531.4 | 0.35
D | 4002 | 2018-07-29 | 14 | OFF | 20.91 | 12.5 | 0.3 | 0 | 0.05 | 0 | 0 | 0.04 | -0.06 | -0.05 | 0 |  | 0.33 | 0.3 | 0.23 | 34.55 | 1545.045 | 0.35
D | 4002 | 2018-07-29 | 15 | OFF | 20.63 | 12.5 | 0.3 | 0 | 0.05 | 0 | 0 | 0.03 | -0.06 | -0.05 | 0 |  | 0.33 | 0.3 | 0.23 | 34.26 | 1565.867 | 0.35
D | 4002 | 2018-07-29 | 16 | OFF | 22.09 | 12.5 | 0.3 | 0 | 0.05 | 0 | 0 | 0.01 | -0.07 | -0.05 | 0 |  | 0.33 | 0.3 | 0.23 | 35.69 | 1588.426 | 0.35
D | 4002 | 2018-07-29 | 17 | OFF | 23.92 | 12.5 | 0.3 | 0 | 0.06 | 0 | 0 | 0.01 | -0.1 | -0.05 | 0 |  | 0.33 | 0.3 | 0.23 | 37.5 | 1631.164 | 0.36
D | 4002 | 2018-07-29 | 18 | OFF | 27.71 | 12.5 | 0.3 | 0 | 0.07 | 0 | 0 | 0.02 | -0.08 | -0.05 | 0 |  | 0.33 | 0.3 | 0.23 | 41.33 | 1670.973 | 0.37
D | 4002 | 2018-07-29 | 19 | OFF | 35.57 | 12.5 | 0.3 | 0 | 0.16 | 0 | 0 | 0.06 | -0.11 | -0.05 | 0 |  | 0.33 | 0.3 | 0.23 | 49.29 | 1659.026 | 0.46
D | 4002 | 2018-07-29 | 20 | OFF | 32.16 | 12.5 | 0.3 | 0 | 0.19 | 0 | 0.08 | 0.07 | -0.04 | -0.05 | 0 |  | 0.33 | 0.3 | 0.23 | 46.07 | 1605.276 | 0.57
D | 4002 | 2018-07-29 | 21 | OFF | 21.66 | 12.5 | 0.3 | 0 | 0.07 | 0 | 0 | 0.03 | -0.09 | -0.05 | 0 |  | 0.33 | 0.3 | 0.23 | 35.28 | 1570.723 | 0.37
D | 4002 | 2018-07-29 | 22 | OFF | 27.04 | 12.5 | 0.3 | 0 | 0.12 | 0 | 0 | 0.07 | -0.05 | -0.05 | 0 |  | 0.33 | 0.3 | 0.23 | 40.79 | 1486.017 | 0.42
D | 4002 | 2018-07-29 | 23 | OFF | 24.2 | 12.5 | 0.3 | 0 | 0.18 | 0 | 0 | 0.04 | 0 | -0.05 | 0 |  | 0.33 | 0.3 | 0.23 | 38.03 | 1337.691 | 0.48
D | 4002 | 2018-07-29 | 24 | OFF | 21.68 | 12.5 | 0.3 | 0 | 0.15 | 0 | 0 | 0.04 | -0.01 | -0.05 | 0 |  | 0.33 | 0.3 | 0.23 | 35.47 | 1205.174 | 0.45
D | 4002 | 2018-07-30 | 1 | OFF | 20.43 | 12.5 | 0.2 | 0 | 0.07 | 0 | 0 | 0.07 | -0.01 | -0.05 | 0 |  | 0.33 | 0.3 | 0.23 | 34.07 | 1111.353 | 0.27
D | 4002 | 2018-07-30 | 2 | OFF | 19.82 | 12.5 | 0.2 | 0 | 0.07 | 0 | 0 | 0.05 | -0.05 | -0.05 | 0 |  | 0.33 | 0.3 | 0.23 | 33.4 | 1055.367 | 0.27
D | 4002 | 2018-07-30 | 3 | OFF | 19.06 | 12.5 | 0.2 | 0 | 0.07 | 0 | 0 | 0.07 | 0 | -0.05 | 0 |  | 0.33 | 0.3 | 0.23 | 32.71 | 1019.098 | 0.27
D | 4002 | 2018-07-30 | 4 | OFF | 19.17 | 12.5 | 0.2 | 0 | 0.07 | 0 | 0 | 0.04 | -0.01 | -0.05 | 0 |  | 0.33 | 0.3 | 0.23 | 32.78 | 1006.554 | 0.27
D | 4002 | 2018-07-30 | 5 | OFF | 19.54 | 12.5 | 0.2 | 0 | 0.07 | 0 | 0 | 0.03 | -0.01 | -0.05 | 0 |  | 0.33 | 0.3 | 0.23 | 33.14 | 1027.013 | 0.27
D | 4002 | 2018-07-30 | 6 | OFF | 19.33 | 12.5 | 0.2 | 0 | 0.13 | 0 | 0 | 0.02 | -0.04 | -0.05 | 0 |  | 0.33 | 0.3 | 0.23 | 32.95 | 1099.92 | 0.33
D | 4002 | 2018-07-30 | 7 | OFF | 19.55 | 12.5 | 0.2 | 0 | 0.2 | 0 | 0 | -0.01 | -0.06 | -0.05 | 0 |  | 0.33 | 0.3 | 0.23 | 33.19 | 1226.021 | 0.4
D | 4002 | 2018-07-30 | 8 | ON | 19.68 | 12.5 | 0.2 | 0 | 0.16 | 0.86 | 0 | -0.02 | -0.05 | -0.05 | 0 |  | 0.33 | 0.3 | 0.23 | 34.14 | 1364.996 | 1.22
D | 4002 | 2018-07-30 | 9 | ON | 19.5 | 12.5 | 0.2 | 0 | 0.08 | 0.81 | 0 | 0.03 | -0.05 | -0.05 | 0 |  | 0.33 | 0.3 | 0.23 | 33.88 | 1463.231 | 1.09
D | 4002 | 2018-07-30 | 10 | ON | 19.33 | 12.5 | 0.2 | 0 | 0.05 | 0.77 | 0 | 0.04 | -0.08 | -0.05 | 0 |  | 0.33 | 0.3 | 0.23 | 33.62 | 1544.385 | 1.02
D | 4002 | 2018-07-30 | 11 | ON | 20.26 | 12.5 | 0.2 | 0 | 0.04 | 0.74 | 0 | -0.01 | -0.09 | -0.05 | 0 |  | 0.33 | 0.3 | 0.23 | 34.45 | 1625.397 | 0.98
D | 4002 | 2018-07-30 | 12 | ON | 21.07 | 12.5 | 0.2 | 0 | 0.04 | 0.71 | 0 | -0.02 | -0.1 | -0.05 | 0 |  | 0.33 | 0.3 | 0.23 | 35.21 | 1687.087 | 0.95
D | 4002 | 2018-07-30 | 13 | ON | 22.54 | 12.5 | 0.2 | 0 | 0.05 | 0.69 | 0 | -0.03 | -0.1 | -0.05 | 0 |  | 0.33 | 0.3 | 0.23 | 36.66 | 1729.304 | 0.94
D | 4002 | 2018-07-30 | 14 | ON | 21.42 | 12.5 | 0.2 | 0 | 0.05 | 0.68 | 0 | -0.02 | -0.12 | -0.05 | 0 |  | 0.33 | 0.3 | 0.23 | 35.52 | 1768.115 | 0.93
D | 4002 | 2018-07-30 | 15 | ON | 21.49 | 12.5 | 0.2 | 0 | 0.05 | 0.67 | 0 | 0.01 | -0.13 | -0.05 | 0 |  | 0.33 | 0.3 | 0.23 | 35.6 | 1783.01 | 0.92
D | 4002 | 2018-07-30 | 16 | ON | 21.25 | 12.5 | 0.2 | 0 | 0.04 | 0.67 | 0 | 0 | -0.14 | -0.05 | 0 |  | 0.33 | 0.3 | 0.23 | 35.33 | 1798.157 | 0.91
D | 4002 | 2018-07-30 | 17 | ON | 21.15 | 12.5 | 0.2 | 0 | 0.04 | 0.67 | 0 | -0.01 | -0.16 | -0.05 | 0 |  | 0.33 | 0.3 | 0.23 | 35.2 | 1804.573 | 0.91
D | 4002 | 2018-07-30 | 18 | ON | 20.65 | 12.5 | 0.2 | 0 | 0.04 | 0.67 | 0 | -0.02 | -0.16 | -0.05 | 0 |  | 0.33 | 0.3 | 0.23 | 34.69 | 1798.79 | 0.91
D | 4002 | 2018-07-30 | 19 | ON | 21.04 | 12.5 | 0.2 | 0 | 0.05 | 0.68 | 0 | 0 | -0.11 | -0.05 | 0 |  | 0.33 | 0.3 | 0.23 | 35.17 | 1771.396 | 0.93
D | 4002 | 2018-07-30 | 20 | ON | 21.29 | 12.5 | 0.2 | 0 | 0.05 | 0.69 | 0 | -0.02 | -0.09 | -0.05 | 0 |  | 0.33 | 0.3 | 0.23 | 35.43 | 1731.402 | 0.94
D | 4002 | 2018-07-30 | 21 | ON | 21.55 | 12.5 | 0.2 | 0 | 0.05 | 0.7 | 0 | -0.01 | -0.11 | -0.05 | 0 |  | 0.33 | 0.3 | 0.23 | 35.69 | 1702.817 | 0.95
D | 4002 | 2018-07-30 | 22 | ON | 21.68 | 12.5 | 0.2 | 0 | 0.05 | 0.67 | 0 | -0.01 | -0.07 | -0.05 | 0 |  | 0.33 | 0.3 | 0.23 | 35.83 | 1594.045 | 0.92
D | 4002 | 2018-07-30 | 23 | ON | 24.03 | 12.5 | 0.2 | 0 | 0.13 | 0.73 | 0 | -0.02 | -0.03 | -0.05 | 0 |  | 0.33 | 0.3 | 0.23 | 38.35 | 1426.653 | 1.06
D | 4002 | 2018-07-30 | 24 | OFF | 19.53 | 12.5 | 0.2 | 0 | 0.13 | 0 | 0 | -0.03 | -0.03 | -0.05 | 0 |  | 0.33 | 0.3 | 0.23 | 33.11 | 1274.768 | 0.33
D | 4002 | 2018-07-31 | 1 | OFF | 19.4 | 12.5 | 0.26 | 0.04 | 0.06 | 0 | 0 | -0.02 | 0 | -0.05 | 0 |  | 0.33 | 0.3 | 0.23 | 33.05 | 1176.409 | 0.36
D | 4002 | 2018-07-31 | 2 | OFF | 19.28 | 12.5 | 0.26 | 0.04 | 0.06 | 0 | 0 | 0.01 | 0 | -0.05 | 0 |  | 0.33 | 0.3 | 0.23 | 32.96 | 1115.366 | 0.36
D | 4002 | 2018-07-31 | 3 | OFF | 19.48 | 12.5 | 0.26 | 0.04 | 0.06 | 0 | 0 | -0.05 | -0.02 | -0.05 | 0 |  | 0.33 | 0.3 | 0.23 | 33.08 | 1073.511 | 0.36
D | 4002 | 2018-07-31 | 4 | OFF | 18.32 | 12.5 | 0.26 | 0.04 | 0.07 | 0 | 0 | -0.05 | -0.02 | -0.05 | 0 |  | 0.33 | 0.3 | 0.23 | 31.93 | 1058.954 | 0.37
D | 4002 | 2018-07-31 | 5 | OFF | 18.95 | 12.5 | 0.26 | 0.04 | 0.06 | 0 | 0 | -0.02 | -0.02 | -0.05 | 0 |  | 0.33 | 0.3 | 0.23 | 32.58 | 1078.427 | 0.36
D | 4002 | 2018-07-31 | 6 | OFF | 19.92 | 12.5 | 0.26 | 0.04 | 0.12 | 0 | 0 | 0.02 | -0.02 | -0.05 | 0 |  | 0.33 | 0.3 | 0.23 | 33.65 | 1155.556 | 0.42
D | 4002 | 2018-07-31 | 7 | OFF | 20.04 | 12.5 | 0.26 | 0.04 | 0.13 | 0 | 0 | 0.02 | -0.04 | -0.05 | 0 |  | 0.33 | 0.3 | 0.23 | 33.76 | 1278.788 | 0.43
D | 4002 | 2018-07-31 | 8 | ON | 21.68 | 12.5 | 0.26 | 0.04 | 0.15 | 0.76 | 0 | 0.01 | -0.02 | -0.05 | 0 |  | 0.33 | 0.3 | 0.23 | 36.19 | 1411.802 | 1.21
D | 4002 | 2018-07-31 | 9 | ON | 23.51 | 12.5 | 0.26 | 0.04 | 0.1 | 0.72 | 0 | -0.03 | -0.06 | -0.05 | 0 |  | 0.33 | 0.3 | 0.23 | 37.85 | 1511.587 | 1.12
D | 4002 | 2018-07-31 | 10 | ON | 24.27 | 12.5 | 0.26 | 0.04 | 0.09 | 0.68 | 0 | 0.01 | -0.06 | -0.05 | 0 |  | 0.33 | 0.3 | 0.23 | 38.6 | 1601.597 | 1.07
D | 4002 | 2018-07-31 | 11 | ON | 23.64 | 12.5 | 0.26 | 0.04 | 0.08 | 0.66 | 0 | 0.01 | -0.06 | -0.05 | 0 |  | 0.33 | 0.3 | 0.23 | 37.94 | 1680.532 | 1.04
D | 4002 | 2018-07-31 | 12 | ON | 29.86 | 12.5 | 0.26 | 0.04 | 0.11 | 0.63 | 0.04 | -0.13 | 0.15 | -0.05 | 0 |  | 0.33 | 0.3 | 0.23 | 44.27 | 1748.194 | 1.08
D | 4002 | 2018-07-31 | 13 | ON | 29.68 | 12.5 | 0.26 | 0.04 | 0.08 | 0.61 | 0 | -0.02 | -0.11 | -0.05 | 0 |  | 0.33 | 0.3 | 0.23 | 43.85 | 1803.965 | 0.99
D | 4002 | 2018-07-31 | 14 | ON | 36.79 | 12.5 | 0.26 | 0.04 | 0.09 | 0.59 | 0.01 | 0 | -0.11 | -0.05 | 0 |  | 0.33 | 0.3 | 0.23 | 50.98 | 1866.287 | 0.99
D | 4002 | 2018-07-31 | 15 | ON | 35.88 | 12.5 | 0.26 | 0.04 | 0.07 | 0.55 | 0.11 | -0.02 | -0.12 | -0.05 | 0 |  | 0.33 | 0.3 | 0.23 | 50.08 | 1904.855 | 1.03
D | 4002 | 2018-07-31 | 16 | ON | 40.37 | 12.5 | 0.26 | 0.04 | 0.1 | 0.53 | 0.25 | -0.07 | -0.12 | -0.05 | 0 |  | 0.33 | 0.3 | 0.23 | 54.67 | 1939.594 | 1.18
D | 4002 | 2018-07-31 | 17 | ON | 45.71 | 12.5 | 0.26 | 0.04 | 0.14 | 0.55 | 0.21 | -0.07 | -0.11 | -0.05 | 0 |  | 0.33 | 0.3 | 0.23 | 60.04 | 1965.382 | 1.2
D | 4002 | 2018-07-31 | 18 | ON | 49.53 | 12.5 | 0.26 | 0.04 | 0.16 | 0.55 | 0 | -0.06 | -0.12 | -0.05 | 0 |  | 0.33 | 0.3 | 0.23 | 63.67 | 1973.831 | 1.01
D | 4002 | 2018-07-31 | 19 | ON | 47.69 | 12.5 | 0.26 | 0.04 | 0.17 | 0.55 | 0.01 | -0.01 | -0.07 | -0.05 | 0 |  | 0.33 | 0.3 | 0.23 | 61.95 | 1951.965 | 1.03
D | 4002 | 2018-07-31 | 20 | ON | 38.45 | 12.5 | 0.26 | 0.04 | 0.22 | 0.57 | 0.06 | 0 | -0.04 | -0.05 | 0 |  | 0.33 | 0.3 | 0.23 | 52.87 | 1885.488 | 1.15
D | 4002 | 2018-07-31 | 21 | ON | 31.54 | 12.5 | 0.26 | 0.04 | 0.1 | 0.59 | 0.11 | -0.01 | -0.09 | -0.05 | 0 |  | 0.33 | 0.3 | 0.23 | 45.85 | 1844.87 | 1.1
D | 4002 | 2018-07-31 | 22 | ON | 39.29 | 12.5 | 0.26 | 0.04 | 0.27 | 0.62 | 0.38 | -0.03 | 0.09 | -0.05 | 0 |  | 0.33 | 0.3 | 0.23 | 54.23 | 1727.876 | 1.57
D | 4002 | 2018-07-31 | 23 | ON | 28.68 | 12.5 | 0.26 | 0.04 | 0.22 | 0.68 | 0.01 | -0.04 | -0.08 | -0.05 | 0 |  | 0.33 | 0.3 | 0.23 | 43.08 | 1544.01 | 1.21
D | 4002 | 2018-07-31 | 24 | OFF | 28.27 | 12.5 | 0.26 | 0.04 | 0.33 | 0 | 0 | -0.02 | 0.11 | -0.05 | 0 |  | 0.33 | 0.3 | 0.23 | 42.3 | 1380.607 | 0.63
T | 744 lines

## whlsecost_hourly_4002_201808
C | Hourly Wholesale Load Cost Report
C | Filename: whlsecost_hourly_4002_201808.csv
C | Report for: 08 2018
C | Report generated: 04/01/2019 14:10:16 EDT
H | Location ID | Local Date | Local Hour | OnOffPeak | RTLMP | Capacity | First Contingency | Second Contingency | Regulation | Forward Reserves | Real-Time Reserves | Inadvertent | Marginal Loss Rev Fund | Auction Rev Rights | Real-Time Demand Reduction Cost | Price Responsive Demand Cost | ISO Sched 2 | ISO Sched 3 | NEPOOL Exp | Total Cost | RTLO | Total Ancillary & NCPC
H | Number | Date | Number | String | Number | Number | Number | Number | Number | Number | Number | Number | Number | Number | Number | Number | Number | Number | Number | Number | Number
D | 4002 | 2018-08-01 | 1 | OFF | 21.33 | 12.53 | 0.4 | 1.57 | 0.08 | 0 | 0 | 0.02 | -0.05 | -0.04 | 0 |  | 0.33 | 0.3 | 0.23 | 36.7 | 1268.161 | 2.05
D | 4002 | 2018-08-01 | 2 | OFF | 22.33 | 12.53 | 0.4 | 1.57 | 0.05 | 0 | 0 | 0.02 | -0.01 | -0.04 | 0 |  | 0.33 | 0.3 | 0.23 | 37.71 | 1196.253 | 2.02
D | 4002 | 2018-08-01 | 3 | OFF | 22.4 | 12.53 | 0.4 | 1.57 | 0.05 | 0 | 0 | -0.02 | 0 | -0.04 | 0 |  | 0.33 | 0.3 | 0.23 | 37.75 | 1150.271 | 2.02
D | 4002 | 2018-08-01 | 4 | OFF | 21.17 | 12.53 | 0.4 | 1.57 | 0.06 | 0 | 0 | -0.02 | -0.02 | -0.04 | 0 |  | 0.33 | 0.3 | 0.23 | 36.51 | 1129.421 | 2.03
D | 4002 | 2018-08-01 | 5 | OFF | 21 | 12.53 | 0.4 | 1.57 | 0.05 | 0 | 0 | -0.01 | -0.02 | -0.04 | 0 |  | 0.33 | 0.3 | 0.23 | 36.34 | 1143.929 | 2.02
D | 4002 | 2018-08-01 | 6 | OFF | 22.15 | 12.53 | 0.4 | 1.57 | 0.17 | 0 | 0 | -0.01 | -0.03 | -0.04 | 0 |  | 0.33 | 0.3 | 0.23 | 37.6 | 1211.242 | 2.14
D | 4002 | 2018-08-01 | 7 | OFF | 24.61 | 12.53 | 0.4 | 1.57 | 0.2 | 0 | 0 | 0.02 | -0.09 | -0.04 | 0 |  | 0.33 | 0.3 | 0.23 | 40.06 | 1335.182 | 2.17
D | 4002 | 2018-08-01 | 8 | ON | 24.8 | 12.53 | 0.4 | 1.57 | 0.14 | 0.67 | 0 | -0.03 | -0.02 | -0.04 | 0 |  | 0.33 | 0.3 | 0.23 | 40.88 | 1471.498 | 2.78
D | 4002 | 2018-08-01 | 9 | ON | 32.75 | 12.53 | 0.4 | 1.57 | 0.19 | 0.64 | 0.01 | -0.01 | -0.04 | -0.04 | 0 |  | 0.33 | 0.3 | 0.23 | 48.86 | 1570.458 | 2.81
D | 4002 | 2018-08-01 | 10 | ON | 32.97 | 12.53 | 0.4 | 1.57 | 0.1 | 0.61 | 0.05 | -0.03 | -0.01 | -0.04 | 0 |  | 0.33 | 0.3 | 0.23 | 49.01 | 1648.205 | 2.73
D | 4002 | 2018-08-01 | 11 | ON | 34.38 | 12.53 | 0.4 | 1.57 | 0.12 | 0.59 | 0.04 | 0.02 | -0.13 | -0.04 | 0 |  | 0.33 | 0.3 | 0.23 | 50.34 | 1704.008 | 2.72
D | 4002 | 2018-08-01 | 12 | ON | 28.39 | 12.53 | 0.4 | 1.57 | 0.04 | 0.57 | 0 | 0.06 | -0.11 | -0.04 | 0 |  | 0.33 | 0.3 | 0.23 | 44.27 | 1743.337 | 2.58
D | 4002 | 2018-08-01 | 13 | ON | 27.75 | 12.53 | 0.4 | 1.57 | 0.06 | 0.56 | 0 | 0.02 | -0.11 | -0.04 | 0 |  | 0.33 | 0.3 | 0.23 | 43.6 | 1758.767 | 2.59
D | 4002 | 2018-08-01 | 14 | ON | 36.19 | 12.53 | 0.4 | 1.57 | 0.09 | 0.55 | 0.15 | 0 | -0.1 | -0.04 | -0.02 |  | 0.33 | 0.3 | 0.23 | 52.18 | 1774.258 | 2.74
D | 4002 | 2018-08-01 | 15 | ON | 28.86 | 12.53 | 0.4 | 1.57 | 0.09 | 0.54 | 0 | -0.02 | -0.13 | -0.04 | -0.04 |  | 0.33 | 0.3 | 0.23 | 44.62 | 1765.13 | 2.56
D | 4002 | 2018-08-01 | 16 | ON | 28.21 | 12.53 | 0.4 | 1.57 | 0.07 | 0.53 | 0 | -0.01 | -0.14 | -0.04 | -0.01 |  | 0.33 | 0.3 | 0.23 | 43.97 | 1755.026 | 2.56
D | 4002 | 2018-08-01 | 17 | ON | 36.5 | 12.53 | 0.4 | 1.57 | 0.08 | 0.53 | 0.02 | -0.04 | -0.13 | -0.04 | 0 |  | 0.33 | 0.3 | 0.23 | 52.28 | 1755.896 | 2.6
D | 4002 | 2018-08-01 | 18 | ON | 39.59 | 12.53 | 0.4 | 1.57 | 0.12 | 0.52 | 0.04 | -0.04 | -0.16 | -0.04 | 0 |  | 0.33 | 0.3 | 0.23 | 55.39 | 1765.931 | 2.65
D | 4002 | 2018-08-01 | 19 | ON | 39.01 | 12.53 | 0.4 | 1.57 | 0.13 | 0.52 | 0 | -0.06 | -0.15 | -0.04 | 0 |  | 0.33 | 0.3 | 0.23 | 54.77 | 1753.193 | 2.62
D | 4002 | 2018-08-01 | 20 | ON | 46.02 | 12.53 | 0.4 | 1.57 | 0.15 | 0.53 | 0.2 | -0.04 | -0.12 | -0.04 | 0 |  | 0.33 | 0.3 | 0.23 | 62.06 | 1726.841 | 2.85
D | 4002 | 2018-08-01 | 21 | ON | 42.59 | 12.53 | 0.4 | 1.57 | 0.17 | 0.53 | 0.01 | 0 | -0.12 | -0.04 | 0 |  | 0.33 | 0.3 | 0.23 | 58.5 | 1705.549 | 2.68
D | 4002 | 2018-08-01 | 22 | ON | 30.65 | 12.53 | 0.4 | 1.57 | 0.09 | 0.56 | 0 | -0.01 | -0.14 | -0.04 | 0 |  | 0.33 | 0.3 | 0.23 | 46.47 | 1617.728 | 2.62
D | 4002 | 2018-08-01 | 23 | ON | 28.55 | 12.53 | 0.4 | 1.57 | 0.16 | 0.6 | 0 | -0.03 | -0.07 | -0.04 | 0 |  | 0.33 | 0.3 | 0.23 | 44.53 | 1479.899 | 2.73
D | 4002 | 2018-08-01 | 24 | OFF | 31.21 | 12.53 | 0.4 | 1.57 | 0.21 | 0 | 0.02 | -0.02 | -0.08 | -0.04 | 0 |  | 0.33 | 0.3 | 0.23 | 46.66 | 1353.447 | 2.2
D | 4002 | 2018-08-02 | 1 | OFF | 25.14 | 12.53 | 0.23 | 0.95 | 0.09 | 0 | 0 | 0.02 | -0.02 | -0.04 | 0 |  | 0.33 | 0.3 | 0.23 | 39.76 | 1257.06 | 1.27
D | 4002 | 2018-08-02 | 2 | OFF | 22.63 | 12.53 | 0.23 | 0.95 | 0.05 | 0 | 0 | 0.03 | -0.07 | -0.04 | 0 |  | 0.33 | 0.3 | 0.23 | 37.17 | 1203.886 | 1.23
D | 4002 | 2018-08-02 | 3 | OFF | 24.09 | 12.53 | 0.23 | 0.95 | 0.07 | 0 | 0 | 0 | -0.03 | -0.04 | 0 |  | 0.33 | 0.3 | 0.23 | 38.66 | 1177.716 | 1.25
D | 4002 | 2018-08-02 | 4 | OFF | 22.52 | 12.53 | 0.23 | 0.95 | 0.05 | 0 | 0 | 0 | -0.04 | -0.04 | 0 |  | 0.33 | 0.3 | 0.23 | 37.06 | 1172.277 | 1.23
D | 4002 | 2018-08-02 | 5 | OFF | 22.03 | 12.53 | 0.23 | 0.95 | 0.05 | 0 | 0 | 0.01 | -0.05 | -0.04 | 0 |  | 0.33 | 0.3 | 0.23 | 36.57 | 1208.001 | 1.23
D | 4002 | 2018-08-02 | 6 | OFF | 26.5 | 12.53 | 0.23 | 0.95 | 0.14 | 0 | 0 | 0.02 | -0.04 | -0.04 | 0 |  | 0.33 | 0.3 | 0.23 | 41.15 | 1303.082 | 1.32
D | 4002 | 2018-08-02 | 7 | OFF | 25.94 | 12.53 | 0.23 | 0.95 | 0.19 | 0 | 0 | 0 | -0.08 | -0.04 | 0 |  | 0.33 | 0.3 | 0.23 | 40.58 | 1451.185 | 1.37
D | 4002 | 2018-08-02 | 8 | ON | 33.56 | 12.53 | 0.23 | 0.95 | 0.27 | 0.59 | 0 | -0.02 | -0.01 | -0.04 | 0 |  | 0.33 | 0.3 | 0.23 | 48.92 | 1628.193 | 2.04
D | 4002 | 2018-08-02 | 9 | ON | 38.07 | 12.53 | 0.23 | 0.95 | 0.18 | 0.56 | 0.01 | -0.04 | -0.07 | -0.04 | 0 |  | 0.33 | 0.3 | 0.23 | 53.24 | 1765.019 | 1.93
D | 4002 | 2018-08-02 | 10 | ON | 34.93 | 12.53 | 0.23 | 0.95 | 0.09 | 0.53 | 0 | 0.06 | -0.13 | -0.04 | 0 |  | 0.33 | 0.3 | 0.23 | 50.01 | 1878.182 | 1.8
D | 4002 | 2018-08-02 | 11 | ON | 36.06 | 12.53 | 0.23 | 0.95 | 0.05 | 0.5 | 0 | 0.01 | -0.1 | -0.04 | 0 |  | 0.33 | 0.3 | 0.23 | 51.05 | 1972.953 | 1.73
D | 4002 | 2018-08-02 | 12 | ON | 42.07 | 12.53 | 0.23 | 0.95 | 0.09 | 0.48 | 0.02 | 0.04 | -0.19 | -0.04 | 0 |  | 0.33 | 0.3 | 0.23 | 57.04 | 2047.15 | 1.77
D | 4002 | 2018-08-02 | 13 | ON | 48.12 | 12.53 | 0.23 | 0.95 | 0.25 | 0.47 | 0.07 | 0.01 | -0.19 | -0.04 | 0 |  | 0.33 | 0.3 | 0.23 | 63.26 | 2092.47 | 1.97
D | 4002 | 2018-08-02 | 14 | ON | 42.64 | 12.53 | 0.23 | 0.95 | 0.08 | 0.45 | 0.03 | -0.01 | -0.21 | -0.04 | 0 |  | 0.33 | 0.3 | 0.23 | 57.51 | 2148.156 | 1.74
D | 4002 | 2018-08-02 | 15 | ON | 42.13 | 12.53 | 0.23 | 0.95 | 0.05 | 0.45 | 0.01 | -0.06 | -0.23 | -0.04 | 0 |  | 0.33 | 0.3 | 0.23 | 56.88 | 2181.55 | 1.69
D | 4002 | 2018-08-02 | 16 | ON | 49.43 | 12.53 | 0.23 | 0.95 | 0.09 | 0.44 | 0.24 | -0.01 | -0.4 | -0.04 | 0 |  | 0.33 | 0.3 | 0.23 | 64.32 | 2189.813 | 1.95
D | 4002 | 2018-08-02 | 17 | ON | 59.02 | 12.53 | 0.23 | 0.95 | 0.23 | 0.44 | 0.4 | -0.04 | -0.32 | -0.04 | 0 |  | 0.33 | 0.3 | 0.23 | 74.26 | 2176.208 | 2.25
D | 4002 | 2018-08-02 | 18 | ON | 69.4 | 12.53 | 0.23 | 0.95 | 0.33 | 0.45 | 0.27 | 0.06 | -0.31 | -0.04 | 0 |  | 0.33 | 0.3 | 0.23 | 84.73 | 2167.489 | 2.23
D | 4002 | 2018-08-02 | 19 | ON | 55.74 | 12.53 | 0.23 | 0.95 | 0.22 | 0.46 | 0.03 | 0.07 | -0.16 | -0.04 | 0 |  | 0.33 | 0.3 | 0.23 | 70.89 | 2108.095 | 1.89
D | 4002 | 2018-08-02 | 20 | ON | 40.63 | 12.53 | 0.23 | 0.95 | 0.14 | 0.47 | 0.01 | 0.05 | -0.14 | -0.04 | 0 |  | 0.33 | 0.3 | 0.23 | 55.69 | 2037.956 | 1.8
D | 4002 | 2018-08-02 | 21 | ON | 41.43 | 12.53 | 0.23 | 0.95 | 0.09 | 0.49 | 0.01 | 0.04 | -0.15 | -0.04 | 0 |  | 0.33 | 0.3 | 0.23 | 56.44 | 1994.476 | 1.77
D | 4002 | 2018-08-02 | 22 | ON | 36.76 | 12.53 | 0.23 | 0.95 | 0.08 | 0.51 | 0 | 0.03 | -0.08 | -0.04 | 0 |  | 0.33 | 0.3 | 0.23 | 51.83 | 1869.692 | 1.77
D | 4002 | 2018-08-02 | 23 | ON | 34.45 | 12.53 | 0.23 | 0.95 | 0.3 | 0.56 | 0.02 | 0.01 | -0.01 | -0.04 | 0 |  | 0.33 | 0.3 | 0.23 | 49.86 | 1688.836 | 2.06
D | 4002 | 2018-08-02 | 24 | OFF | 31.85 | 12.53 | 0.23 | 0.95 | 0.19 | 0 | 0 | 0.02 | -0.1 | -0.04 | 0 |  | 0.33 | 0.3 | 0.23 | 46.49 | 1519.348 | 1.37
D | 4002 | 2018-08-03 | 1 | OFF | 32.41 | 12.53 | 0.25 | 0.25 | 0.12 | 0 | 0 | 0.14 | 0.02 | -0.04 | 0 |  | 0.33 | 0.3 | 0.23 | 46.54 | 1403.358 | 0.62
D | 4002 | 2018-08-03 | 2 | OFF | 27.58 | 12.53 | 0.25 | 0.25 | 0.06 | 0 | 0 | 0.03 | -0.06 | -0.04 | 0 |  | 0.33 | 0.3 | 0.23 | 41.46 | 1327.129 | 0.56
D | 4002 | 2018-08-03 | 3 | OFF | 24.86 | 12.53 | 0.25 | 0.25 | 0.06 | 0 | 0 | 0.03 | -0.06 | -0.04 | 0 |  | 0.33 | 0.3 | 0.23 | 38.74 | 1280.884 | 0.56
D | 4002 | 2018-08-03 | 4 | OFF | 23.72 | 12.53 | 0.25 | 0.25 | 0.05 | 0 | 0 | 0.03 | -0.06 | -0.04 | 0 |  | 0.33 | 0.3 | 0.23 | 37.59 | 1260.614 | 0.55
D | 4002 | 2018-08-03 | 5 | OFF | 24.62 | 12.53 | 0.25 | 0.25 | 0.05 | 0 | 0 | 0.04 | -0.06 | -0.04 | 0 |  | 0.33 | 0.3 | 0.23 | 38.5 | 1275.864 | 0.55
D | 4002 | 2018-08-03 | 6 | OFF | 27.75 | 12.53 | 0.25 | 0.25 | 0.17 | 0 | 0 | 0.05 | -0.04 | -0.04 | 0 |  | 0.33 | 0.3 | 0.23 | 41.78 | 1342.419 | 0.67
D | 4002 | 2018-08-03 | 7 | OFF | 31.27 | 12.53 | 0.25 | 0.25 | 0.25 | 0 | 0 | 0.09 | -0.09 | -0.04 | 0 |  | 0.33 | 0.3 | 0.23 | 45.37 | 1464.393 | 0.75
D | 4002 | 2018-08-03 | 8 | ON | 36.19 | 12.53 | 0.25 | 0.25 | 0.32 | 0.58 | 0 | 0.02 | -0.03 | -0.04 | 0 |  | 0.33 | 0.3 | 0.23 | 50.93 | 1627.223 | 1.4
D | 4002 | 2018-08-03 | 9 | ON | 39.32 | 12.53 | 0.25 | 0.25 | 0.17 | 0.55 | 0.04 | 0.01 | -0.12 | -0.04 | 0 |  | 0.33 | 0.3 | 0.23 | 53.82 | 1768.062 | 1.26
D | 4002 | 2018-08-03 | 10 | ON | 43.96 | 12.53 | 0.25 | 0.25 | 0.16 | 0.52 | 0.02 | 0.12 | -0.13 | -0.04 | 0 |  | 0.33 | 0.3 | 0.23 | 58.5 | 1862.823 | 1.2
D | 4002 | 2018-08-03 | 11 | ON | 41.99 | 12.53 | 0.25 | 0.25 | 0.11 | 0.5 | 0.05 | -0.01 | -0.09 | -0.04 | 0 |  | 0.33 | 0.3 | 0.23 | 56.4 | 1950.597 | 1.16
D | 4002 | 2018-08-03 | 12 | ON | 39.79 | 12.53 | 0.25 | 0.25 | 0.12 | 0.49 | 0 | 0 | -0.11 | -0.04 | 0 |  | 0.33 | 0.3 | 0.23 | 54.14 | 2017.027 | 1.11
D | 4002 | 2018-08-03 | 13 | ON | 42.2 | 12.53 | 0.25 | 0.25 | 0.11 | 0.47 | 0.01 | 0 | -0.12 | -0.04 | 0 |  | 0.33 | 0.3 | 0.23 | 56.52 | 2049.922 | 1.09
D | 4002 | 2018-08-03 | 14 | ON | 42.82 | 12.53 | 0.25 | 0.25 | 0.12 | 0.46 | 0.02 | -0.05 | -0.14 | -0.04 | 0 |  | 0.33 | 0.3 | 0.23 | 57.08 | 2081.067 | 1.1
D | 4002 | 2018-08-03 | 15 | ON | 47.73 | 12.53 | 0.25 | 0.25 | 0.19 | 0.46 | 0.12 | -0.02 | -0.2 | -0.04 | 0 |  | 0.33 | 0.3 | 0.23 | 62.13 | 2092.372 | 1.27
D | 4002 | 2018-08-03 | 16 | ON | 41.33 | 12.53 | 0.25 | 0.25 | 0.15 | 0.46 | 0.01 | -0.04 | -0.21 | -0.04 | 0 |  | 0.33 | 0.3 | 0.23 | 55.55 | 2086.448 | 1.12
D | 4002 | 2018-08-03 | 17 | ON | 45.73 | 12.53 | 0.25 | 0.25 | 0.2 | 0.46 | 0.1 | -0.03 | -0.19 | -0.04 | 0 |  | 0.33 | 0.3 | 0.23 | 60.12 | 2047.63 | 1.26
D | 4002 | 2018-08-03 | 18 | ON | 63.36 | 12.53 | 0.25 | 0.25 | 0.29 | 0.46 | 0.19 | 0 | -0.15 | -0.04 | 0 |  | 0.33 | 0.3 | 0.23 | 78 | 1975.714 | 1.44
D | 4002 | 2018-08-03 | 19 | ON | 47.69 | 12.53 | 0.25 | 0.25 | 0.16 | 0.48 | 0.17 | -0.02 | -0.04 | -0.04 | 0 |  | 0.33 | 0.3 | 0.23 | 62.29 | 1881.192 | 1.31
D | 4002 | 2018-08-03 | 20 | ON | 36.6 | 12.53 | 0.25 | 0.25 | 0.08 | 0.5 | 0 | -0.01 | -0.09 | -0.04 | 0 |  | 0.33 | 0.3 | 0.23 | 50.93 | 1822.867 | 1.08
D | 4002 | 2018-08-03 | 21 | ON | 33.69 | 12.53 | 0.25 | 0.25 | 0.06 | 0.51 | 0 | -0.02 | -0.11 | -0.04 | 0 |  | 0.33 | 0.3 | 0.23 | 47.98 | 1779.39 | 1.07
D | 4002 | 2018-08-03 | 22 | ON | 32.95 | 12.53 | 0.25 | 0.25 | 0.05 | 0.54 | 0 | -0.08 | -0.05 | -0.04 | 0 |  | 0.33 | 0.3 | 0.23 | 47.26 | 1678.244 | 1.09
D | 4002 | 2018-08-03 | 23 | ON | 33.21 | 12.53 | 0.25 | 0.25 | 0.17 | 0.5 | 0.01 | -0.07 | -0.06 | -0.04 | 0 |  | 0.33 | 0.3 | 0.23 | 47.61 | 1536.449 | 1.18
D | 4002 | 2018-08-03 | 24 | OFF | 32.63 | 12.53 | 0.25 | 0.25 | 0.21 | 0 | 0 | -0.09 | -0.06 | -0.04 | 0 |  | 0.33 | 0.3 | 0.23 | 46.54 | 1393.764 | 0.71
D | 4002 | 2018-08-04 | 1 | OFF | 26.78 | 12.53 | 0.17 | 0.06 | 0.07 | 0 | 0 | -0.09 | -0.05 | -0.04 | 0 |  | 0.33 | 0.3 | 0.23 | 40.29 | 1291.844 | 0.3
D | 4002 | 2018-08-04 | 2 | OFF | 26.5 | 12.53 | 0.17 | 0.06 | 0.07 | 0 | 0 | -0.03 | -0.04 | -0.04 | 0 |  | 0.33 | 0.3 | 0.23 | 40.08 | 1224.491 | 0.3
D | 4002 | 2018-08-04 | 3 | OFF | 25.49 | 12.53 | 0.17 | 0.06 | 0.06 | 0 | 0 | 0.02 | -0.04 | -0.04 | 0 |  | 0.33 | 0.3 | 0.23 | 39.11 | 1181.322 | 0.29
D | 4002 | 2018-08-04 | 4 | OFF | 22.84 | 12.53 | 0.17 | 0.06 | 0.04 | 0 | 0 | -0.02 | -0.04 | -0.04 | 0 |  | 0.33 | 0.3 | 0.23 | 36.4 | 1158.339 | 0.27
D | 4002 | 2018-08-04 | 5 | OFF | 23.65 | 12.53 | 0.17 | 0.06 | 0.05 | 0 | 0 | -0.03 | -0.04 | -0.04 | 0 |  | 0.33 | 0.3 | 0.23 | 37.21 | 1159.179 | 0.28
D | 4002 | 2018-08-04 | 6 | OFF | 23.94 | 12.53 | 0.17 | 0.06 | 0.04 | 0 | 0 | -0.06 | -0.04 | -0.04 | 0 |  | 0.33 | 0.3 | 0.23 | 37.46 | 1185.417 | 0.27
D | 4002 | 2018-08-04 | 7 | OFF | 26.09 | 12.53 | 0.17 | 0.06 | 0.12 | 0 | 0 | 0.01 | -0.01 | -0.04 | 0 |  | 0.33 | 0.3 | 0.23 | 39.79 | 1253.826 | 0.35
D | 4002 | 2018-08-04 | 8 | OFF | 36.24 | 12.53 | 0.17 | 0.06 | 0.22 | 0 | 0.01 | -0.02 | 0.1 | -0.04 | 0 |  | 0.33 | 0.3 | 0.23 | 50.13 | 1378.385 | 0.46
D | 4002 | 2018-08-04 | 9 | OFF | 44.44 | 12.53 | 0.17 | 0.06 | 0.33 | 0 | 0.37 | -0.03 | -0.07 | -0.04 | 0 |  | 0.33 | 0.3 | 0.23 | 58.62 | 1519.627 | 0.93
D | 4002 | 2018-08-04 | 10 | OFF | 44.65 | 12.53 | 0.17 | 0.06 | 0.15 | 0 | 0.27 | -0.04 | -0.05 | -0.04 | 0 |  | 0.33 | 0.3 | 0.23 | 58.56 | 1618.292 | 0.65
D | 4002 | 2018-08-04 | 11 | OFF | 40.51 | 12.53 | 0.17 | 0.06 | 0.19 | 0 | 0.04 | 0.02 | -0.06 | -0.04 | 0 |  | 0.33 | 0.3 | 0.23 | 54.28 | 1656.432 | 0.46
D | 4002 | 2018-08-04 | 12 | OFF | 32.49 | 12.53 | 0.17 | 0.06 | 0.11 | 0 | 0.07 | -0.01 | -0.08 | -0.04 | 0 |  | 0.33 | 0.3 | 0.23 | 46.16 | 1652.521 | 0.41
D | 4002 | 2018-08-04 | 13 | OFF | 28.97 | 12.53 | 0.17 | 0.06 | 0.09 | 0 | 0 | -0.02 | -0.11 | -0.04 | 0 |  | 0.33 | 0.3 | 0.23 | 42.51 | 1641.453 | 0.32
D | 4002 | 2018-08-04 | 14 | OFF | 29.05 | 12.53 | 0.17 | 0.06 | 0.08 | 0 | 0 | 0 | -0.12 | -0.04 | 0 |  | 0.33 | 0.3 | 0.23 | 42.59 | 1622.253 | 0.31
D | 4002 | 2018-08-04 | 15 | OFF | 31.78 | 12.53 | 0.17 | 0.06 | 0.13 | 0 | 0.11 | 0 | -0.14 | -0.04 | 0 |  | 0.33 | 0.3 | 0.23 | 45.46 | 1619.673 | 0.47
D | 4002 | 2018-08-04 | 16 | OFF | 38.45 | 12.53 | 0.17 | 0.06 | 0.15 | 0 | 0.03 | 0.08 | -0.14 | -0.04 | 0 |  | 0.33 | 0.3 | 0.23 | 52.15 | 1652.182 | 0.41
D | 4002 | 2018-08-04 | 17 | OFF | 39.85 | 12.53 | 0.17 | 0.06 | 0.17 | 0 | 0 | 0.02 | -0.15 | -0.04 | 0 |  | 0.33 | 0.3 | 0.23 | 53.47 | 1691.474 | 0.4
D | 4002 | 2018-08-04 | 18 | OFF | 48.59 | 12.53 | 0.17 | 0.06 | 0.26 | 0 | 0.07 | 0.05 | -0.17 | -0.04 | 0 |  | 0.33 | 0.3 | 0.23 | 62.38 | 1712.35 | 0.56
D | 4002 | 2018-08-04 | 19 | OFF | 51.12 | 12.53 | 0.17 | 0.06 | 0.23 | 0 | 0.23 | -0.06 | -0.15 | -0.04 | 0 |  | 0.33 | 0.3 | 0.23 | 64.95 | 1693.123 | 0.69
D | 4002 | 2018-08-04 | 20 | OFF | 45.7 | 12.53 | 0.17 | 0.06 | 0.25 | 0 | 0.16 | -0.06 | -0.1 | -0.04 | 0 |  | 0.33 | 0.3 | 0.23 | 59.53 | 1664.359 | 0.64
D | 4002 | 2018-08-04 | 21 | OFF | 40.87 | 12.53 | 0.17 | 0.06 | 0.23 | 0 | 0.05 | -0.01 | -0.11 | -0.04 | 0 |  | 0.33 | 0.3 | 0.23 | 54.61 | 1642.308 | 0.51
D | 4002 | 2018-08-04 | 22 | OFF | 37.55 | 12.53 | 0.17 | 0.06 | 0.24 | 0 | 0.11 | -0.05 | 0 | -0.04 | 0 |  | 0.33 | 0.3 | 0.23 | 51.43 | 1565.339 | 0.58
D | 4002 | 2018-08-04 | 23 | OFF | 27.88 | 12.53 | 0.17 | 0.06 | 0.19 | 0 | 0 | -0.04 | 0.04 | -0.04 | 0 |  | 0.33 | 0.3 | 0.23 | 41.65 | 1437.699 | 0.42
D | 4002 | 2018-08-04 | 24 | OFF | 23.24 | 12.53 | 0.17 | 0.06 | 0.15 | 0 | 0 | -0.05 | -0.02 | -0.04 | 0 |  | 0.33 | 0.3 | 0.23 | 36.9 | 1310.178 | 0.38
D | 4002 | 2018-08-05 | 1 | OFF | 22.18 | 12.53 | 0.45 | 0.35 | 0.11 | 0 | 0 | 0 | -0.02 | -0.04 | 0 |  | 0.33 | 0.3 | 0.23 | 36.42 | 1217.384 | 0.91
D | 4002 | 2018-08-05 | 2 | OFF | 21 | 12.53 | 0.45 | 0.35 | 0.05 | 0 | 0 | -0.01 | -0.02 | -0.04 | 0 |  | 0.33 | 0.3 | 0.23 | 35.17 | 1151.651 | 0.85
D | 4002 | 2018-08-05 | 3 | OFF | 19.93 | 12.53 | 0.45 | 0.35 | 0.07 | 0 | 0 | 0 | 0 | -0.04 | 0 |  | 0.33 | 0.3 | 0.23 | 34.15 | 1106.044 | 0.87
D | 4002 | 2018-08-05 | 4 | OFF | 3.92 | 12.53 | 0.45 | 0.35 | 0.14 | 0 | 0 | 0.02 | -0.01 | -0.04 | 0 |  | 0.33 | 0.3 | 0.23 | 18.22 | 1077.707 | 0.94
D | 4002 | 2018-08-05 | 5 | OFF | -39.51 | 12.53 | 0.45 | 0.35 | 0.29 | 0 | 0 | -0.15 | -0.11 | -0.04 | 0 |  | 0.33 | 0.3 | 0.23 | -25.33 | 1069.062 | 1.09
D | 4002 | 2018-08-05 | 6 | OFF | 3.37 | 12.53 | 0.45 | 0.35 | 0.18 | 0 | 0 | 0.04 | -0.04 | -0.04 | 0 |  | 0.33 | 0.3 | 0.23 | 17.7 | 1077.444 | 0.98
D | 4002 | 2018-08-05 | 7 | OFF | 8.89 | 12.53 | 0.45 | 0.35 | 0.34 | 0 | 0 | 0.01 | -0.01 | -0.04 | 0 |  | 0.33 | 0.3 | 0.23 | 23.38 | 1113.435 | 1.14
D | 4002 | 2018-08-05 | 8 | OFF | 18.22 | 12.53 | 0.45 | 0.35 | 0.2 | 0 | 0 | 0.01 | 0.03 | -0.04 | 0 |  | 0.33 | 0.3 | 0.23 | 32.61 | 1220.77 | 1
D | 4002 | 2018-08-05 | 9 | OFF | 22.15 | 12.53 | 0.45 | 0.35 | 0.09 | 0 | 0 | 0.03 | -0.02 | -0.04 | 0 |  | 0.33 | 0.3 | 0.23 | 36.4 | 1358.849 | 0.89
D | 4002 | 2018-08-05 | 10 | OFF | 22.13 | 12.53 | 0.45 | 0.35 | 0.05 | 0 | 0 | 0 | -0.05 | -0.04 | 0 |  | 0.33 | 0.3 | 0.23 | 36.28 | 1481.661 | 0.85
D | 4002 | 2018-08-05 | 11 | OFF | 25.15 | 12.53 | 0.45 | 0.35 | 0.05 | 0 | 0 | -0.02 | -0.07 | -0.04 | 0 |  | 0.33 | 0.3 | 0.23 | 39.26 | 1593.379 | 0.85
D | 4002 | 2018-08-05 | 12 | OFF | 31.24 | 12.53 | 0.45 | 0.35 | 0.1 | 0 | 0.06 | -0.03 | -0.09 | -0.04 | 0 |  | 0.33 | 0.3 | 0.23 | 45.43 | 1686.679 | 0.96
D | 4002 | 2018-08-05 | 13 | OFF | 37.73 | 12.53 | 0.45 | 0.35 | 0.1 | 0 | 0.17 | -0.02 | -0.11 | -0.04 | 0 |  | 0.33 | 0.3 | 0.23 | 52.02 | 1763.44 | 1.07
D | 4002 | 2018-08-05 | 14 | OFF | 44.54 | 12.53 | 0.45 | 0.35 | 0.11 | 0 | 0.2 | 0.01 | -0.09 | -0.04 | 0 |  | 0.33 | 0.3 | 0.23 | 58.92 | 1820.474 | 1.11
D | 4002 | 2018-08-05 | 15 | OFF | 41.34 | 12.53 | 0.45 | 0.35 | 0.1 | 0 | 0.08 | 0.01 | -0.14 | -0.04 | 0 |  | 0.33 | 0.3 | 0.23 | 55.54 | 1859.243 | 0.98
D | 4002 | 2018-08-05 | 16 | OFF | 41.58 | 12.53 | 0.45 | 0.35 | 0.07 | 0 | 0.02 | -0.06 | -0.1 | -0.04 | 0 |  | 0.33 | 0.3 | 0.23 | 55.66 | 1901.28 | 0.89
D | 4002 | 2018-08-05 | 17 | OFF | 75.41 | 12.53 | 0.45 | 0.35 | 0.25 | 0 | 4.12 | -0.12 | 0.12 | -0.04 | 0 |  | 0.33 | 0.3 | 0.23 | 93.93 | 1950.211 | 5.17
D | 4002 | 2018-08-05 | 18 | OFF | 258.98 | 12.53 | 0.45 | 0.35 | 1.03 | 0 | 32.73 | -0.07 | 0.06 | -0.04 | 0 |  | 0.33 | 0.3 | 0.23 | 306.88 | 1987.19 | 34.56
D | 4002 | 2018-08-05 | 19 | OFF | 180.23 | 12.53 | 0.45 | 0.35 | 1.1 | 0 | 24.05 | 0 | -0.2 | -0.04 | 0 |  | 0.33 | 0.3 | 0.23 | 219.33 | 1976.892 | 25.95
D | 4002 | 2018-08-05 | 20 | OFF | 70.37 | 12.53 | 0.45 | 0.35 | 0.6 | 0 | 5.32 | 0.02 | 0.12 | -0.04 | 0 |  | 0.33 | 0.3 | 0.23 | 90.58 | 1920.547 | 6.72
D | 4002 | 2018-08-05 | 21 | OFF | 86.76 | 12.53 | 0.45 | 0.35 | 0.41 | 0 | 1.15 | 0.05 | -0.17 | -0.04 | 0 |  | 0.33 | 0.3 | 0.23 | 102.35 | 1885.804 | 2.36
D | 4002 | 2018-08-05 | 22 | OFF | 42.21 | 12.53 | 0.45 | 0.35 | 0.18 | 0 | 0.23 | 0.06 | -0.05 | -0.04 | 0 |  | 0.33 | 0.3 | 0.23 | 56.78 | 1776.804 | 1.21
D | 4002 | 2018-08-05 | 23 | OFF | 34.59 | 12.53 | 0.45 | 0.35 | 0.18 | 0 | 0.24 | 0 | 0.02 | -0.04 | 0 |  | 0.33 | 0.3 | 0.23 | 49.18 | 1605.706 | 1.22
D | 4002 | 2018-08-05 | 24 | OFF | 28.38 | 12.53 | 0.45 | 0.35 | 0.24 | 0 | 0.04 | -0.01 | -0.03 | -0.04 | 0 |  | 0.33 | 0.3 | 0.23 | 42.77 | 1456.499 | 1.08
D | 4002 | 2018-08-06 | 1 | OFF | 26.54 | 12.53 | 1.56 | 0.51 | 0.07 | 0 | 0 | 0 | -0.03 | -0.04 | 0 |  | 0.33 | 0.3 | 0.23 | 42 | 1346.722 | 2.14
D | 4002 | 2018-08-06 | 2 | OFF | 26.7 | 12.53 | 1.56 | 0.51 | 0.08 | 0 | 0 | 0 | -0.04 | -0.04 | 0 |  | 0.33 | 0.3 | 0.23 | 42.16 | 1273.277 | 2.15
D | 4002 | 2018-08-06 | 3 | OFF | 26.34 | 12.53 | 1.56 | 0.51 | 0.08 | 0 | 0 | -0.01 | -0.04 | -0.04 | 0 |  | 0.33 | 0.3 | 0.23 | 41.79 | 1221.683 | 2.15
D | 4002 | 2018-08-06 | 4 | OFF | 24.04 | 12.53 | 1.56 | 0.51 | 0.06 | 0 | 0 | 0.01 | -0.03 | -0.04 | 0 |  | 0.33 | 0.3 | 0.23 | 39.5 | 1198.782 | 2.13
D | 4002 | 2018-08-06 | 5 | OFF | 23.13 | 12.53 | 1.56 | 0.51 | 0.04 | 0 | 0 | -0.01 | -0.05 | -0.04 | 0 |  | 0.33 | 0.3 | 0.23 | 38.53 | 1213.79 | 2.11
D | 4002 | 2018-08-06 | 6 | OFF | 22.81 | 12.53 | 1.56 | 0.51 | 0.1 | 0 | 0 | 0.05 | -0.05 | -0.04 | 0 |  | 0.33 | 0.3 | 0.23 | 38.33 | 1284.839 | 2.17
D | 4002 | 2018-08-06 | 7 | OFF | 22.65 | 12.53 | 1.56 | 0.51 | 0.13 | 0 | 0 | 0.03 | -0.02 | -0.04 | 0 |  | 0.33 | 0.3 | 0.23 | 38.21 | 1410.706 | 2.2
D | 4002 | 2018-08-06 | 8 | ON | 24.04 | 12.53 | 1.56 | 0.51 | 0.13 | 0.62 | 0 | -0.09 | -0.01 | -0.04 | 0 |  | 0.33 | 0.3 | 0.23 | 40.11 | 1569.315 | 2.82
D | 4002 | 2018-08-06 | 9 | ON | 34.65 | 12.53 | 1.56 | 0.51 | 0.16 | 0.57 | 0.09 | 0.02 | -0.02 | -0.04 | 0 |  | 0.33 | 0.3 | 0.23 | 50.89 | 1717.431 | 2.89
D | 4002 | 2018-08-06 | 10 | ON | 50.7 | 12.53 | 1.56 | 0.51 | 0.25 | 0.54 | 0.59 | 0.03 | -0.01 | -0.04 | 0 |  | 0.33 | 0.3 | 0.23 | 67.52 | 1849.119 | 3.45
D | 4002 | 2018-08-06 | 11 | ON | 47.9 | 12.53 | 1.56 | 0.51 | 0.11 | 0.51 | 0.22 | -0.07 | -0.09 | -0.04 | 0 |  | 0.33 | 0.3 | 0.23 | 64 | 1979.753 | 2.91
D | 4002 | 2018-08-06 | 12 | ON | 58.89 | 12.53 | 1.56 | 0.51 | 0.19 | 0.48 | 0 | -0.01 | -0.09 | -0.04 | 0 |  | 0.33 | 0.3 | 0.23 | 74.88 | 2096.019 | 2.74
D | 4002 | 2018-08-06 | 13 | ON | 69.92 | 12.53 | 1.56 | 0.51 | 0.4 | 0.46 | 0.26 | -0.05 | -0.13 | -0.04 | 0 |  | 0.33 | 0.3 | 0.23 | 86.28 | 2176.581 | 3.19
D | 4002 | 2018-08-06 | 14 | ON | 73.69 | 12.53 | 1.56 | 0.51 | 0.27 | 0.45 | 0.78 | -0.16 | -0.15 | -0.04 | 0 |  | 0.33 | 0.3 | 0.23 | 90.3 | 2252.607 | 3.57
D | 4002 | 2018-08-06 | 15 | ON | 259.87 | 12.53 | 1.56 | 0.51 | 1.05 | -0.44 | 20.36 | -0.33 | -0.13 | -0.04 | 0 |  | 0.33 | 0.3 | 0.23 | 295.8 | 2294.759 | 23.04
D | 4002 | 2018-08-06 | 16 | ON | 210.22 | 12.53 | 1.56 | 0.51 | 0.6 | -0.38 | 14.69 | -0.31 | -0.92 | -0.04 | 0 |  | 0.33 | 0.3 | 0.23 | 239.32 | 2322.961 | 16.98
D | 4002 | 2018-08-06 | 17 | ON | 241.16 | 12.53 | 1.56 | 0.51 | 1.03 | -0.54 | 16.68 | -0.18 | -0.73 | -0.04 | 0 |  | 0.33 | 0.3 | 0.23 | 272.84 | 2338.742 | 19.24
D | 4002 | 2018-08-06 | 18 | ON | 127.82 | 12.53 | 1.56 | 0.51 | 0.83 | 0.19 | 4.79 | -0.16 | -0.59 | -0.04 | 0 |  | 0.33 | 0.3 | 0.23 | 148.3 | 2349.074 | 7.88
D | 4002 | 2018-08-06 | 19 | ON | 158.42 | 12.53 | 1.56 | 0.51 | 0.92 | 0.13 | 6.61 | -0.15 | -0.21 | -0.04 | 0 |  | 0.33 | 0.3 | 0.23 | 181.14 | 2315.129 | 9.73
D | 4002 | 2018-08-06 | 20 | ON | 88.84 | 12.53 | 1.56 | 0.51 | 0.5 | 0.42 | 0.51 | -0.05 | -0.33 | -0.04 | 0 |  | 0.33 | 0.3 | 0.23 | 105.31 | 2228.224 | 3.5
D | 4002 | 2018-08-06 | 21 | ON | 72.06 | 12.53 | 1.56 | 0.51 | 0.28 | 0.45 | 0.03 | -0.01 | -0.18 | -0.04 | 0 |  | 0.33 | 0.3 | 0.23 | 88.05 | 2164.381 | 2.83
D | 4002 | 2018-08-06 | 22 | ON | 62.35 | 12.53 | 1.56 | 0.51 | 0.26 | 0.48 | 0.15 | 0.03 | 0.04 | -0.04 | 0 |  | 0.33 | 0.3 | 0.23 | 78.73 | 2006.897 | 2.96
D | 4002 | 2018-08-06 | 23 | ON | 45.56 | 12.53 | 1.56 | 0.51 | 0.3 | 0.52 | 0.01 | 0 | 0.02 | -0.04 | 0 |  | 0.33 | 0.3 | 0.23 | 61.83 | 1803.287 | 2.9
D | 4002 | 2018-08-06 | 24 | OFF | 39.15 | 12.53 | 1.56 | 0.51 | 0.24 | 0 | 0 | -0.03 | -0.09 | -0.04 | 0 |  | 0.33 | 0.3 | 0.23 | 54.69 | 1625.42 | 2.31
D | 4002 | 2018-08-07 | 1 | OFF | 35.63 | 12.53 | 1.85 | 0.49 | 0.08 | 0 | 0 | 0 | -0.04 | -0.04 | 0 |  | 0.33 | 0.3 | 0.23 | 51.36 | 1499.496 | 2.42
D | 4002 | 2018-08-07 | 2 | OFF | 33 | 12.53 | 1.85 | 0.49 | 0.08 | 0 | 0 | 0.02 | -0.07 | -0.04 | 0 |  | 0.33 | 0.3 | 0.23 | 48.72 | 1418.071 | 2.42
D | 4002 | 2018-08-07 | 3 | OFF | 36.56 | 12.53 | 1.85 | 0.49 | 0.04 | 0 | 0 | -0.04 | -0.1 | -0.04 | 0 |  | 0.33 | 0.3 | 0.23 | 52.15 | 1361.964 | 2.38
D | 4002 | 2018-08-07 | 4 | OFF | 32.31 | 12.53 | 1.85 | 0.49 | 0.04 | 0 | 0 | 0.02 | -0.06 | -0.04 | 0 |  | 0.33 | 0.3 | 0.23 | 48 | 1332.108 | 2.38
D | 4002 | 2018-08-07 | 5 | OFF | 30.77 | 12.53 | 1.85 | 0.49 | 0.06 | 0 | 0 | 0.05 | -0.08 | -0.04 | 0 |  | 0.33 | 0.3 | 0.23 | 46.49 | 1344.927 | 2.4
D | 4002 | 2018-08-07 | 6 | OFF | 37.99 | 12.53 | 1.85 | 0.49 | 0.15 | 0 | 0 | 0.05 | -0.03 | -0.04 | 0 |  | 0.33 | 0.3 | 0.23 | 53.85 | 1412.464 | 2.49
D | 4002 | 2018-08-07 | 7 | OFF | 38.43 | 12.53 | 1.85 | 0.49 | 0.26 | 0 | 0 | 0.03 | -0.08 | -0.04 | 0 |  | 0.33 | 0.3 | 0.23 | 54.33 | 1544.826 | 2.6
D | 4002 | 2018-08-07 | 8 | ON | 34.01 | 12.53 | 1.85 | 0.49 | 0.21 | 0.57 | 0 | 0 | -0.12 | -0.04 | 0 |  | 0.33 | 0.3 | 0.23 | 50.36 | 1716.552 | 3.12
D | 4002 | 2018-08-07 | 9 | ON | 36.52 | 12.53 | 1.85 | 0.49 | 0.11 | 0.53 | 0 | 0.04 | -0.13 | -0.04 | 0 |  | 0.33 | 0.3 | 0.23 | 52.76 | 1850.028 | 2.98
D | 4002 | 2018-08-07 | 10 | ON | 37.59 | 12.53 | 1.85 | 0.49 | 0.06 | 0.5 | 0 | 0 | -0.1 | -0.04 | 0 |  | 0.33 | 0.3 | 0.23 | 53.74 | 1967.842 | 2.9
D | 4002 | 2018-08-07 | 11 | ON | 46.5 | 12.53 | 1.85 | 0.49 | 0.08 | 0.47 | 0.12 | -0.04 | -0.11 | -0.04 | 0 |  | 0.33 | 0.3 | 0.23 | 62.71 | 2099.183 | 3.01
D | 4002 | 2018-08-07 | 12 | ON | 76.71 | 12.53 | 1.85 | 0.49 | 0.19 | 0.38 | 0.12 | -0.08 | -0.1 | -0.04 | 0 |  | 0.33 | 0.3 | 0.23 | 92.91 | 2200.061 | 3.03
D | 4002 | 2018-08-07 | 13 | ON | 93.86 | 12.53 | 1.85 | 0.49 | 0.35 | 0.43 | 1.33 | 0.02 | -0.34 | -0.04 | 0 |  | 0.33 | 0.3 | 0.23 | 111.34 | 2273.014 | 4.45
D | 4002 | 2018-08-07 | 14 | ON | 88.86 | 12.53 | 1.85 | 0.49 | 0.29 | 0.37 | 0.73 | -0.09 | -0.44 | -0.04 | 0 |  | 0.33 | 0.3 | 0.23 | 105.41 | 2326.451 | 3.73
D | 4002 | 2018-08-07 | 15 | ON | 90.02 | 12.53 | 1.85 | 0.49 | 0.31 | 0.33 | 0.68 | -0.03 | -0.37 | -0.04 | 0 |  | 0.33 | 0.3 | 0.23 | 106.63 | 2334.08 | 3.66
D | 4002 | 2018-08-07 | 16 | ON | 117.03 | 12.53 | 1.85 | 0.49 | 0.64 | 0.23 | 4.28 | 0.02 | -0.51 | -0.04 | 0 |  | 0.33 | 0.3 | 0.23 | 137.38 | 2305.801 | 7.49
D | 4002 | 2018-08-07 | 17 | ON | 86.67 | 12.53 | 1.85 | 0.49 | 0.41 | 0.41 | 1.74 | 0.02 | -0.47 | -0.04 | 0 |  | 0.33 | 0.3 | 0.23 | 104.47 | 2284.76 | 4.9
D | 4002 | 2018-08-07 | 18 | ON | 68.28 | 12.53 | 1.85 | 0.49 | 0.48 | 0.43 | 0.25 | 0.04 | -0.38 | -0.04 | 0 |  | 0.33 | 0.3 | 0.23 | 84.79 | 2237.102 | 3.5
D | 4002 | 2018-08-07 | 19 | ON | 61.53 | 12.53 | 1.85 | 0.49 | 0.31 | 0.44 | 0 | 0.01 | -0.27 | -0.04 | 0 |  | 0.33 | 0.3 | 0.23 | 77.71 | 2170.716 | 3.09
D | 4002 | 2018-08-07 | 20 | ON | 63.82 | 12.53 | 1.85 | 0.49 | 0.22 | 0.45 | 0 | -0.09 | -0.28 | -0.04 | 0 |  | 0.33 | 0.3 | 0.23 | 79.81 | 2081.061 | 3.01
D | 4002 | 2018-08-07 | 21 | ON | 64.23 | 12.53 | 1.85 | 0.49 | 0.18 | 0.47 | 0 | -0.06 | -0.21 | -0.04 | 0 |  | 0.33 | 0.3 | 0.23 | 80.3 | 2002.904 | 2.99
D | 4002 | 2018-08-07 | 22 | ON | 43.29 | 12.53 | 1.85 | 0.49 | 0.12 | 0.5 | 0.03 | 0 | -0.16 | -0.04 | 0 |  | 0.33 | 0.3 | 0.23 | 59.47 | 1870.387 | 2.99
D | 4002 | 2018-08-07 | 23 | ON | 36.77 | 12.53 | 1.85 | 0.49 | 0.22 | 0.54 | 0 | -0.08 | -0.07 | -0.04 | 0 |  | 0.33 | 0.3 | 0.23 | 53.07 | 1697.634 | 3.1
D | 4002 | 2018-08-07 | 24 | OFF | 54 | 12.53 | 1.85 | 0.49 | 0.39 | 0 | 0.07 | -0.1 | -0.37 | -0.04 | 0 |  | 0.33 | 0.3 | 0.23 | 69.68 | 1543.651 | 2.8
D | 4002 | 2018-08-08 | 1 | OFF | 44.22 | 12.53 | 0.17 | 0.12 | 0.27 | 0 | 0 | -0.01 | 0.08 | -0.04 | 0 |  | 0.33 | 0.3 | 0.23 | 58.2 | 1437.446 | 0.56
D | 4002 | 2018-08-08 | 2 | OFF | 34.97 | 12.53 | 0.17 | 0.12 | 0.1 | 0 | 0 | 0 | 0.02 | -0.04 | 0 |  | 0.33 | 0.3 | 0.23 | 48.73 | 1364.848 | 0.39
D | 4002 | 2018-08-08 | 3 | OFF | 30.92 | 12.53 | 0.17 | 0.12 | 0.08 | 0 | 0 | -0.04 | -0.15 | -0.04 | 0 |  | 0.33 | 0.3 | 0.23 | 44.45 | 1318.685 | 0.37
D | 4002 | 2018-08-08 | 4 | OFF | 28.57 | 12.53 | 0.17 | 0.12 | 0.06 | 0 | 0 | -0.02 | -0.31 | -0.04 | 0 |  | 0.33 | 0.3 | 0.23 | 41.94 | 1292.431 | 0.35
D | 4002 | 2018-08-08 | 5 | OFF | 28.44 | 12.53 | 0.17 | 0.12 | 0.05 | 0 | 0 | 0.01 | -0.17 | -0.04 | 0 |  | 0.33 | 0.3 | 0.23 | 41.97 | 1307.497 | 0.34
D | 4002 | 2018-08-08 | 6 | OFF | 34.89 | 12.53 | 0.17 | 0.12 | 0.17 | 0 | 0 | 0.01 | -0.52 | -0.04 | 0 |  | 0.33 | 0.3 | 0.23 | 48.19 | 1379.688 | 0.46
D | 4002 | 2018-08-08 | 7 | OFF | 30.92 | 12.53 | 0.17 | 0.12 | 0.17 | 0 | 0 | -0.01 | -0.47 | -0.04 | 0 |  | 0.33 | 0.3 | 0.23 | 44.25 | 1510.809 | 0.46
D | 4002 | 2018-08-08 | 8 | ON | 36.49 | 12.53 | 0.17 | 0.12 | 0.2 | 0.59 | 0 | -0.07 | -0.5 | -0.04 | 0 |  | 0.33 | 0.3 | 0.23 | 50.35 | 1665.544 | 1.08
D | 4002 | 2018-08-08 | 9 | ON | 35.06 | 12.53 | 0.17 | 0.12 | 0.12 | 0.55 | 0 | -0.03 | -0.4 | -0.04 | 0 |  | 0.33 | 0.3 | 0.23 | 48.94 | 1778.453 | 0.96
D | 4002 | 2018-08-08 | 10 | ON | 37.65 | 12.53 | 0.17 | 0.12 | 0.08 | 0.52 | 0 | 0.04 | -0.11 | -0.04 | 0 |  | 0.33 | 0.3 | 0.23 | 51.82 | 1880.562 | 0.89
D | 4002 | 2018-08-08 | 11 | ON | 34.94 | 12.53 | 0.17 | 0.12 | 0.05 | 0.49 | 0 | -0.01 | -0.11 | -0.04 | 0 |  | 0.33 | 0.3 | 0.23 | 49 | 1974.316 | 0.83
D | 4002 | 2018-08-08 | 12 | ON | 39.06 | 12.53 | 0.17 | 0.12 | 0.06 | 0.39 | 0.01 | -0.02 | -0.13 | -0.04 | 0 |  | 0.33 | 0.3 | 0.23 | 53.01 | 2044.462 | 0.75
D | 4002 | 2018-08-08 | 13 | ON | 48.04 | 12.53 | 0.17 | 0.12 | 0.08 | 0.38 | 0.04 | -0.06 | -0.11 | -0.04 | 0 |  | 0.33 | 0.3 | 0.23 | 62.01 | 2090.454 | 0.79
D | 4002 | 2018-08-08 | 14 | ON | 63.63 | 12.53 | 0.17 | 0.12 | 0.17 | 0.44 | 0.01 | -0.08 | -0.16 | -0.04 | 0 |  | 0.33 | 0.3 | 0.23 | 77.65 | 2142.524 | 0.91
D | 4002 | 2018-08-08 | 15 | ON | 55.8 | 12.53 | 0.17 | 0.12 | 0.13 | 0.44 | 0 | -0.01 | -0.19 | -0.04 | 0 |  | 0.33 | 0.3 | 0.23 | 69.81 | 2172.095 | 0.86
D | 4002 | 2018-08-08 | 16 | ON | 57.64 | 12.53 | 0.17 | 0.12 | 0.16 | 0.44 | 0.12 | -0.06 | -0.23 | -0.04 | 0 |  | 0.33 | 0.3 | 0.23 | 71.71 | 2191.634 | 1.01
D | 4002 | 2018-08-08 | 17 | ON | 97.91 | 12.53 | 0.17 | 0.12 | 0.25 | 0.43 | 1.23 | -0.08 | -0.18 | -0.04 | 0 |  | 0.33 | 0.3 | 0.23 | 113.2 | 2198.111 | 2.2
D | 4002 | 2018-08-08 | 18 | ON | 90.37 | 12.53 | 0.17 | 0.12 | 0.24 | 0.43 | 0.75 | -0.07 | -0.25 | -0.04 | 0 |  | 0.33 | 0.3 | 0.23 | 105.11 | 2158.869 | 1.71
D | 4002 | 2018-08-08 | 19 | ON | 82.93 | 12.53 | 0.17 | 0.12 | 0.36 | 0.45 | 0.7 | -0.04 | -0.14 | -0.04 | 0 |  | 0.33 | 0.3 | 0.23 | 97.9 | 2089.317 | 1.8
D | 4002 | 2018-08-08 | 20 | ON | 71.65 | 12.53 | 0.17 | 0.12 | 0.22 | 0.46 | 0.12 | -0.04 | -0.15 | -0.04 | 0 |  | 0.33 | 0.3 | 0.23 | 85.9 | 2036.512 | 1.09
D | 4002 | 2018-08-08 | 21 | ON | 59.03 | 12.53 | 0.17 | 0.12 | 0.18 | 0.47 | 0 | -0.03 | -0.1 | -0.04 | 0 |  | 0.33 | 0.3 | 0.23 | 73.19 | 1966.138 | 0.94
D | 4002 | 2018-08-08 | 22 | ON | 44.49 | 12.53 | 0.17 | 0.12 | 0.16 | 0.5 | 0.01 | -0.01 | 0.07 | -0.04 | 0 |  | 0.33 | 0.3 | 0.23 | 58.86 | 1835.187 | 0.96
D | 4002 | 2018-08-08 | 23 | ON | 35.32 | 12.53 | 0.17 | 0.12 | 0.26 | 0.55 | 0 | 0.01 | -0.01 | -0.04 | 0 |  | 0.33 | 0.3 | 0.23 | 49.77 | 1662.944 | 1.1
D | 4002 | 2018-08-08 | 24 | OFF | 46.17 | 12.53 | 0.17 | 0.12 | 0.41 | 0 | 0 | -0.09 | -0.1 | -0.04 | 0 |  | 0.33 | 0.3 | 0.23 | 60.03 | 1507.825 | 0.7
D | 4002 | 2018-08-09 | 1 | OFF | 37.48 | 12.53 | 0.18 | 0.09 | 0.11 | 0 | 0 | 0 | 0.06 | -0.04 | 0 |  | 0.33 | 0.3 | 0.23 | 51.27 | 1407.359 | 0.38
D | 4002 | 2018-08-09 | 2 | OFF | 29.97 | 12.53 | 0.18 | 0.09 | 0.07 | 0 | 0 | -0.02 | 0.02 | -0.04 | 0 |  | 0.33 | 0.3 | 0.23 | 43.66 | 1341.721 | 0.34
D | 4002 | 2018-08-09 | 3 | OFF | 30.09 | 12.53 | 0.18 | 0.09 | 0.07 | 0 | 0 | -0.02 | 0 | -0.04 | 0 |  | 0.33 | 0.3 | 0.23 | 43.76 | 1301.783 | 0.34
D | 4002 | 2018-08-09 | 4 | OFF | 28.89 | 12.53 | 0.18 | 0.09 | 0.06 | 0 | 0 | 0 | -0.06 | -0.04 | 0 |  | 0.33 | 0.3 | 0.23 | 42.51 | 1283.202 | 0.33
D | 4002 | 2018-08-09 | 5 | OFF | 30.18 | 12.53 | 0.18 | 0.09 | 0.07 | 0 | 0 | -0.03 | -0.1 | -0.04 | 0 |  | 0.33 | 0.3 | 0.23 | 43.74 | 1301.612 | 0.34
D | 4002 | 2018-08-09 | 6 | OFF | 31.72 | 12.53 | 0.18 | 0.09 | 0.23 | 0 | 0 | 0.02 | -0.01 | -0.04 | 0 |  | 0.33 | 0.3 | 0.23 | 45.58 | 1384.49 | 0.5
D | 4002 | 2018-08-09 | 7 | OFF | 33.4 | 12.53 | 0.18 | 0.09 | 0.2 | 0 | 0 | -0.02 | 0.01 | -0.04 | 0 |  | 0.33 | 0.3 | 0.23 | 47.21 | 1515.435 | 0.47
D | 4002 | 2018-08-09 | 8 | ON | 43.76 | 12.53 | 0.18 | 0.09 | 0.4 | 0.59 | 0.01 | -0.04 | 0.01 | -0.04 | 0 |  | 0.33 | 0.3 | 0.23 | 58.35 | 1641.935 | 1.27
D | 4002 | 2018-08-09 | 9 | ON | 39.17 | 12.53 | 0.18 | 0.09 | 0.19 | 0.57 | 0.02 | -0.01 | -0.07 | -0.04 | 0 |  | 0.33 | 0.3 | 0.23 | 53.49 | 1731.328 | 1.05
D | 4002 | 2018-08-09 | 10 | ON | 37.08 | 12.53 | 0.18 | 0.09 | 0.12 | 0.54 | 0 | 0.03 | -0.1 | -0.04 | 0 |  | 0.33 | 0.3 | 0.23 | 51.29 | 1809.427 | 0.93
D | 4002 | 2018-08-09 | 11 | ON | 32.22 | 12.53 | 0.18 | 0.09 | 0.07 | 0.52 | 0 | -0.03 | -0.16 | -0.04 | 0 |  | 0.33 | 0.3 | 0.23 | 46.24 | 1904.593 | 0.86
D | 4002 | 2018-08-09 | 12 | ON | 36.29 | 12.53 | 0.18 | 0.09 | 0.07 | 0.51 | 0 | -0.04 | -0.13 | -0.04 | 0 |  | 0.33 | 0.3 | 0.23 | 50.32 | 1977.641 | 0.85
D | 4002 | 2018-08-09 | 13 | ON | 37.81 | 12.53 | 0.18 | 0.09 | 0.06 | 0.49 | 0 | -0.06 | -0.16 | -0.04 | 0 |  | 0.33 | 0.3 | 0.23 | 51.76 | 2023.973 | 0.82
D | 4002 | 2018-08-09 | 14 | ON | 43.58 | 12.53 | 0.18 | 0.09 | 0.1 | 0.46 | 0 | -0.08 | -0.21 | -0.04 | 0 |  | 0.33 | 0.3 | 0.23 | 57.47 | 2072.131 | 0.83
D | 4002 | 2018-08-09 | 15 | ON | 46.84 | 12.53 | 0.18 | 0.09 | 0.11 | 0.45 | 0.25 | -0.09 | -0.23 | -0.04 | 0 |  | 0.33 | 0.3 | 0.23 | 60.95 | 2101.088 | 1.08
D | 4002 | 2018-08-09 | 16 | ON | 49.09 | 12.53 | 0.18 | 0.09 | 0.11 | 0.46 | 0.05 | -0.02 | -0.35 | -0.04 | 0 |  | 0.33 | 0.3 | 0.23 | 62.96 | 2124.79 | 0.89
D | 4002 | 2018-08-09 | 17 | ON | 59.11 | 12.53 | 0.18 | 0.09 | 0.12 | 0.45 | 0.12 | -0.14 | -0.16 | -0.04 | 0 |  | 0.33 | 0.3 | 0.23 | 73.12 | 2128.406 | 0.96
D | 4002 | 2018-08-09 | 18 | ON | 73.25 | 12.53 | 0.18 | 0.09 | 0.2 | 0.45 | 0.08 | -0.16 | -0.28 | -0.04 | 0 |  | 0.33 | 0.3 | 0.23 | 87.16 | 2128.043 | 1
D | 4002 | 2018-08-09 | 19 | ON | 74.18 | 12.53 | 0.18 | 0.09 | 0.3 | 0.46 | 0.12 | 0 | -0.16 | -0.04 | 0 |  | 0.33 | 0.3 | 0.23 | 88.52 | 2083.83 | 1.15
D | 4002 | 2018-08-09 | 20 | ON | 52.33 | 12.53 | 0.18 | 0.09 | 0.09 | 0.48 | 0.05 | 0.04 | -0.13 | -0.04 | 0 |  | 0.33 | 0.3 | 0.23 | 66.48 | 1997.389 | 0.89
D | 4002 | 2018-08-09 | 21 | ON | 42.03 | 12.53 | 0.18 | 0.09 | 0.06 | 0.5 | 0.01 | -0.01 | -0.14 | -0.04 | 0 |  | 0.33 | 0.3 | 0.23 | 56.07 | 1939.261 | 0.84
D | 4002 | 2018-08-09 | 22 | ON | 35.57 | 12.53 | 0.18 | 0.09 | 0.08 | 0.53 | 0 | 0.04 | -0.08 | -0.04 | 0 |  | 0.33 | 0.3 | 0.23 | 49.76 | 1800.206 | 0.88
D | 4002 | 2018-08-09 | 23 | ON | 27.82 | 12.53 | 0.18 | 0.09 | 0.15 | 0.58 | 0 | 0.02 | 0.02 | -0.04 | 0 |  | 0.33 | 0.3 | 0.23 | 42.21 | 1613.229 | 1
D | 4002 | 2018-08-09 | 24 | OFF | 25.93 | 12.53 | 0.18 | 0.09 | 0.17 | 0 | 0 | -0.02 | 0.08 | -0.04 | 0 |  | 0.33 | 0.3 | 0.23 | 39.78 | 1442.218 | 0.44
D | 4002 | 2018-08-10 | 1 | OFF | 25.69 | 12.53 | 0.13 | 0.18 | 0.08 | 0 | 0 | 0.02 | -0.05 | -0.04 | 0 |  | 0.33 | 0.3 | 0.23 | 39.4 | 1316.642 | 0.39
D | 4002 | 2018-08-10 | 2 | OFF | 24.74 | 12.53 | 0.13 | 0.18 | 0.06 | 0 | 0 | 0.01 | -0.03 | -0.04 | 0 |  | 0.33 | 0.3 | 0.23 | 38.44 | 1239.322 | 0.37
D | 4002 | 2018-08-10 | 3 | OFF | 22.48 | 12.53 | 0.13 | 0.18 | 0.04 | 0 | 0 | 0 | -0.03 | -0.04 | 0 |  | 0.33 | 0.3 | 0.23 | 36.15 | 1190.47 | 0.35
D | 4002 | 2018-08-10 | 4 | OFF | 20.47 | 12.53 | 0.13 | 0.18 | 0.08 | 0 | 0 | 0.04 | -0.04 | -0.04 | 0 |  | 0.33 | 0.3 | 0.23 | 34.21 | 1171.153 | 0.39
D | 4002 | 2018-08-10 | 5 | OFF | 21.41 | 12.53 | 0.13 | 0.18 | 0.07 | 0 | 0 | 0.01 | -0.05 | -0.04 | 0 |  | 0.33 | 0.3 | 0.23 | 35.1 | 1183.804 | 0.38
D | 4002 | 2018-08-10 | 6 | OFF | 17.34 | 12.53 | 0.13 | 0.18 | 0.13 | 0 | 0 | 0.04 | -0.06 | -0.04 | 0 |  | 0.33 | 0.3 | 0.23 | 31.11 | 1248.205 | 0.44
D | 4002 | 2018-08-10 | 7 | OFF | 21.04 | 12.53 | 0.13 | 0.18 | 0.19 | 0 | 0 | 0.04 | -0.06 | -0.04 | 0 |  | 0.33 | 0.3 | 0.23 | 34.87 | 1354.74 | 0.5
D | 4002 | 2018-08-10 | 8 | ON | 22.65 | 12.53 | 0.13 | 0.18 | 0.11 | 0.66 | 0 | 0.03 | -0.08 | -0.04 | 0 |  | 0.33 | 0.3 | 0.23 | 37.03 | 1498.398 | 1.08
D | 4002 | 2018-08-10 | 9 | ON | 26.39 | 12.53 | 0.13 | 0.18 | 0.08 | 0.62 | 0 | -0.02 | -0.07 | -0.04 | 0 |  | 0.33 | 0.3 | 0.23 | 40.66 | 1615.597 | 1.01
D | 4002 | 2018-08-10 | 10 | ON | 28.43 | 12.53 | 0.13 | 0.18 | 0.06 | 0.59 | 0 | -0.03 | -0.09 | -0.04 | 0 |  | 0.33 | 0.3 | 0.23 | 42.62 | 1703.745 | 0.96
D | 4002 | 2018-08-10 | 11 | ON | 58.91 | 12.53 | 0.13 | 0.18 | 0.32 | 0.56 | 0 | -0.36 | -0.16 | -0.04 | 0 |  | 0.33 | 0.3 | 0.23 | 72.93 | 1755.596 | 1.19
D | 4002 | 2018-08-10 | 12 | ON | 54.1 | 12.53 | 0.13 | 0.18 | 0.13 | 0.54 | 0 | -0.04 | -0.28 | -0.04 | 0 |  | 0.33 | 0.3 | 0.23 | 68.11 | 1786.752 | 0.98
D | 4002 | 2018-08-10 | 13 | ON | 47.92 | 12.53 | 0.13 | 0.18 | 0.11 | 0.53 | 0.04 | 0 | -0.24 | -0.04 | 0 |  | 0.33 | 0.3 | 0.23 | 62.02 | 1800.576 | 0.99
D | 4002 | 2018-08-10 | 14 | ON | 53.03 | 12.53 | 0.13 | 0.18 | 0.18 | 0.51 | 0 | -0.04 | -0.26 | -0.04 | 0 |  | 0.33 | 0.3 | 0.23 | 67.08 | 1826.249 | 1
D | 4002 | 2018-08-10 | 15 | ON | 57.42 | 12.53 | 0.13 | 0.18 | 0.12 | 0.5 | 0 | -0.17 | -0.28 | -0.04 | 0 |  | 0.33 | 0.3 | 0.23 | 71.25 | 1847.928 | 0.93
D | 4002 | 2018-08-10 | 16 | ON | 53.78 | 12.53 | 0.13 | 0.18 | 0.19 | 0.5 | 0 | 0.27 | -0.24 | -0.04 | 0 |  | 0.33 | 0.3 | 0.23 | 68.16 | 1860.575 | 1
D | 4002 | 2018-08-10 | 17 | ON | 53.86 | 12.53 | 0.13 | 0.18 | 0.22 | 0.49 | 0 | -0.01 | -0.2 | -0.04 | 0 |  | 0.33 | 0.3 | 0.23 | 68.02 | 1863.673 | 1.02
D | 4002 | 2018-08-10 | 18 | ON | 55.39 | 12.53 | 0.13 | 0.18 | 0.15 | 0.5 | 0.04 | 0 | -0.21 | -0.04 | 0 |  | 0.33 | 0.3 | 0.23 | 69.53 | 1840.197 | 1
D | 4002 | 2018-08-10 | 19 | ON | 47.35 | 12.53 | 0.13 | 0.18 | 0.11 | 0.51 | 0 | 0 | -0.16 | -0.04 | 0 |  | 0.33 | 0.3 | 0.23 | 61.47 | 1775.207 | 0.93
D | 4002 | 2018-08-10 | 20 | ON | 39.88 | 12.53 | 0.13 | 0.18 | 0.17 | 0.53 | 0 | -0.01 | -0.1 | -0.04 | 0 |  | 0.33 | 0.3 | 0.23 | 54.13 | 1694.509 | 1.01
D | 4002 | 2018-08-10 | 21 | ON | 40.26 | 12.53 | 0.13 | 0.18 | 0.19 | 0.54 | 0 | -0.01 | -0.14 | -0.04 | 0 |  | 0.33 | 0.3 | 0.23 | 54.5 | 1649.055 | 1.04
D | 4002 | 2018-08-10 | 22 | ON | 43.53 | 12.53 | 0.13 | 0.18 | 0.06 | 0.57 | 0.01 | 0 | -0.1 | -0.04 | 0 |  | 0.33 | 0.3 | 0.23 | 57.73 | 1541.02 | 0.95
D | 4002 | 2018-08-10 | 23 | ON | 42.45 | 12.53 | 0.13 | 0.18 | 0.27 | 0.59 | 0.05 | -0.01 | -0.02 | -0.04 | 0 |  | 0.33 | 0.3 | 0.23 | 56.99 | 1393.459 | 1.22
D | 4002 | 2018-08-10 | 24 | OFF | 50.44 | 12.53 | 0.13 | 0.18 | 0.45 | 0 | 0.32 | 0.03 | -0.04 | -0.04 | 0 |  | 0.33 | 0.3 | 0.23 | 64.86 | 1248.104 | 1.08
D | 4002 | 2018-08-11 | 1 | OFF | 39.15 | 12.53 | 0.48 | 0.06 | 0.22 | 0 | 0.01 | 0.01 | -0.04 | -0.04 | 0 |  | 0.33 | 0.3 | 0.23 | 53.24 | 1140.142 | 0.77
D | 4002 | 2018-08-11 | 2 | OFF | 41.18 | 12.53 | 0.48 | 0.06 | 0.26 | 0 | 0.12 | -0.01 | 0.02 | -0.04 | 0 |  | 0.33 | 0.3 | 0.23 | 55.46 | 1076.101 | 0.92
D | 4002 | 2018-08-11 | 3 | OFF | 43.85 | 12.53 | 0.48 | 0.06 | 0.36 | 0 | 0 | 0.02 | 0.12 | -0.04 | 0 |  | 0.33 | 0.3 | 0.23 | 58.24 | 1037.754 | 0.9
D | 4002 | 2018-08-11 | 4 | OFF | 28.19 | 12.53 | 0.48 | 0.06 | 0.11 | 0 | 0 | 0 | 0 | -0.04 | 0 |  | 0.33 | 0.3 | 0.23 | 42.19 | 1018.923 | 0.65
D | 4002 | 2018-08-11 | 5 | OFF | 27.89 | 12.53 | 0.48 | 0.06 | 0.09 | 0 | 0 | -0.01 | 0 | -0.04 | 0 |  | 0.33 | 0.3 | 0.23 | 41.86 | 1022.137 | 0.63
D | 4002 | 2018-08-11 | 6 | OFF | 38.79 | 12.53 | 0.48 | 0.06 | 0.15 | 0 | 0.01 | 0 | 0.04 | -0.04 | 0 |  | 0.33 | 0.3 | 0.23 | 52.88 | 1049.531 | 0.7
D | 4002 | 2018-08-11 | 7 | OFF | 66.7 | 12.53 | 0.48 | 0.06 | 0.87 | 0 | 0 | -0.01 | 0.17 | -0.04 | 0 |  | 0.33 | 0.3 | 0.23 | 81.62 | 1098.991 | 1.41
D | 4002 | 2018-08-11 | 8 | OFF | 56.83 | 12.53 | 0.48 | 0.06 | 0.74 | 0 | 0.25 | 0.07 | -0.13 | -0.04 | 0 |  | 0.33 | 0.3 | 0.23 | 71.65 | 1179.207 | 1.53
D | 4002 | 2018-08-11 | 9 | OFF | 47.77 | 12.53 | 0.48 | 0.06 | 0.46 | 0 | 0.36 | 0.02 | 0.02 | -0.04 | 0 |  | 0.33 | 0.3 | 0.23 | 62.52 | 1278.251 | 1.36
D | 4002 | 2018-08-11 | 10 | OFF | 51.41 | 12.53 | 0.48 | 0.06 | 0.42 | 0 | 0.18 | 0.08 | -0.11 | -0.04 | 0 |  | 0.33 | 0.3 | 0.23 | 65.87 | 1354.671 | 1.14
D | 4002 | 2018-08-11 | 11 | OFF | 52.7 | 12.53 | 0.48 | 0.06 | 0.43 | 0 | 0.13 | 0.08 | -0.08 | -0.04 | 0 |  | 0.33 | 0.3 | 0.23 | 67.15 | 1397.28 | 1.1
D | 4002 | 2018-08-11 | 12 | OFF | 43.44 | 12.53 | 0.48 | 0.06 | 0.34 | 0 | 0 | 0.11 | -0.13 | -0.04 | 0 |  | 0.33 | 0.3 | 0.23 | 57.65 | 1415.676 | 0.88
D | 4002 | 2018-08-11 | 13 | OFF | 48.65 | 12.53 | 0.48 | 0.06 | 0.31 | 0 | 0.53 | 0.05 | -0.14 | -0.04 | 0 |  | 0.33 | 0.3 | 0.23 | 63.29 | 1414.261 | 1.38
D | 4002 | 2018-08-11 | 14 | OFF | 55.83 | 12.53 | 0.48 | 0.06 | 0.28 | 0 | 0.69 | 0.04 | -0.14 | -0.04 | 0 |  | 0.33 | 0.3 | 0.23 | 70.59 | 1404.314 | 1.51
D | 4002 | 2018-08-11 | 15 | OFF | 47.65 | 12.53 | 0.48 | 0.06 | 0.36 | 0 | 0.55 | 0.08 | -0.14 | -0.04 | 0 |  | 0.33 | 0.3 | 0.23 | 62.39 | 1387.232 | 1.45
D | 4002 | 2018-08-11 | 16 | OFF | 31.76 | 12.53 | 0.48 | 0.06 | 0.19 | 0 | 0.05 | 0.05 | -0.13 | -0.04 | 0 |  | 0.33 | 0.3 | 0.23 | 45.81 | 1379.753 | 0.78
D | 4002 | 2018-08-11 | 17 | OFF | 36.63 | 12.53 | 0.48 | 0.06 | 0.36 | 0 | 0.24 | 0.02 | -0.12 | -0.04 | 0 |  | 0.33 | 0.3 | 0.23 | 51.02 | 1385.448 | 1.14
D | 4002 | 2018-08-11 | 18 | OFF | 33.47 | 12.53 | 0.48 | 0.06 | 0.18 | 0 | 0.12 | 0.02 | -0.1 | -0.04 | 0 |  | 0.33 | 0.3 | 0.23 | 47.58 | 1408.223 | 0.84
D | 4002 | 2018-08-11 | 19 | OFF | 52.09 | 12.53 | 0.48 | 0.06 | 0.27 | 0 | 0.5 | 0.01 | -0.11 | -0.04 | 0 |  | 0.33 | 0.3 | 0.23 | 66.65 | 1410.302 | 1.31
D | 4002 | 2018-08-11 | 20 | OFF | 54.61 | 12.53 | 0.48 | 0.06 | 0.17 | 0 | 0.64 | -0.04 | -0.15 | -0.04 | 0 |  | 0.33 | 0.3 | 0.23 | 69.12 | 1401.883 | 1.35
D | 4002 | 2018-08-11 | 21 | OFF | 49.9 | 12.53 | 0.48 | 0.06 | 0.25 | 0 | 0.6 | 0.05 | -0.1 | -0.04 | 0 |  | 0.33 | 0.3 | 0.23 | 64.59 | 1394.45 | 1.39
D | 4002 | 2018-08-11 | 22 | OFF | 31.69 | 12.53 | 0.48 | 0.06 | 0.18 | 0 | 0.02 | -0.02 | -0.08 | -0.04 | 0 |  | 0.33 | 0.3 | 0.23 | 45.68 | 1326.003 | 0.74
D | 4002 | 2018-08-11 | 23 | OFF | 35.05 | 12.53 | 0.48 | 0.06 | 0.29 | 0 | 0.01 | -0.02 | -0.07 | -0.04 | 0 |  | 0.33 | 0.3 | 0.23 | 49.15 | 1229.126 | 0.84
D | 4002 | 2018-08-11 | 24 | OFF | 30.16 | 12.53 | 0.48 | 0.06 | 0.28 | 0 | 0 | 0.02 | -0.03 | -0.04 | 0 |  | 0.33 | 0.3 | 0.23 | 44.32 | 1133.083 | 0.82
D | 4002 | 2018-08-12 | 1 | OFF | 29.15 | 12.53 | 0.33 | 0.04 | 0.2 | 0 | 0 | 0.05 | -0.06 | -0.04 | 0 |  | 0.33 | 0.3 | 0.23 | 43.06 | 1059.93 | 0.57
D | 4002 | 2018-08-12 | 2 | OFF | 24.69 | 12.53 | 0.33 | 0.04 | 0.11 | 0 | 0 | 0 | -0.05 | -0.04 | 0 |  | 0.33 | 0.3 | 0.23 | 38.47 | 1010.64 | 0.48
D | 4002 | 2018-08-12 | 3 | OFF | 21.81 | 12.53 | 0.33 | 0.04 | 0.06 | 0 | 0 | 0 | -0.07 | -0.04 | 0 |  | 0.33 | 0.3 | 0.23 | 35.52 | 981.804 | 0.43
D | 4002 | 2018-08-12 | 4 | OFF | 24.63 | 12.53 | 0.33 | 0.04 | 0.08 | 0 | 0 | -0.01 | -0.06 | -0.04 | 0 |  | 0.33 | 0.3 | 0.23 | 38.36 | 968.106 | 0.45
D | 4002 | 2018-08-12 | 5 | OFF | 24.53 | 12.53 | 0.33 | 0.04 | 0.06 | 0 | 0 | 0.01 | -0.03 | -0.04 | 0 |  | 0.33 | 0.3 | 0.23 | 38.29 | 968.623 | 0.43
D | 4002 | 2018-08-12 | 6 | OFF | 25.05 | 12.53 | 0.33 | 0.04 | 0.07 | 0 | 0 | 0.02 | -0.03 | -0.04 | 0 |  | 0.33 | 0.3 | 0.23 | 38.83 | 988.858 | 0.44
D | 4002 | 2018-08-12 | 7 | OFF | 26.14 | 12.53 | 0.33 | 0.04 | 0.19 | 0 | 0 | 0 | -0.04 | -0.04 | 0 |  | 0.33 | 0.3 | 0.23 | 40.01 | 1029.701 | 0.56
D | 4002 | 2018-08-12 | 8 | OFF | 25.34 | 12.53 | 0.33 | 0.04 | 0.15 | 0 | 0 | -0.01 | -0.05 | -0.04 | 0 |  | 0.33 | 0.3 | 0.23 | 39.15 | 1107.739 | 0.52
D | 4002 | 2018-08-12 | 9 | OFF | 29.73 | 12.53 | 0.33 | 0.04 | 0.16 | 0 | 0 | 0 | -0.1 | -0.04 | 0 |  | 0.33 | 0.3 | 0.23 | 43.51 | 1213.241 | 0.53
D | 4002 | 2018-08-12 | 10 | OFF | 52.98 | 12.53 | 0.33 | 0.04 | 0.28 | 0 | 0 | -0.1 | 0.05 | -0.04 | 0 |  | 0.33 | 0.3 | 0.23 | 66.93 | 1302.12 | 0.65
D | 4002 | 2018-08-12 | 11 | OFF | 43.77 | 12.53 | 0.33 | 0.04 | 0.13 | 0 | 0.2 | -0.1 | -0.03 | -0.04 | 0 |  | 0.33 | 0.3 | 0.23 | 57.69 | 1361.785 | 0.7
D | 4002 | 2018-08-12 | 12 | OFF | 50.36 | 12.53 | 0.33 | 0.04 | 0.19 | 0 | 0.29 | 0.02 | -0.06 | -0.04 | 0 |  | 0.33 | 0.3 | 0.23 | 64.52 | 1392.819 | 0.85
D | 4002 | 2018-08-12 | 13 | OFF | 49.04 | 12.53 | 0.33 | 0.04 | 0.24 | 0 | 0.44 | -0.13 | -0.07 | -0.04 | 0 |  | 0.33 | 0.3 | 0.23 | 63.24 | 1406.359 | 1.05
D | 4002 | 2018-08-12 | 14 | OFF | 46.94 | 12.53 | 0.33 | 0.04 | 0.2 | 0 | 0 | -0.07 | -0.07 | -0.04 | 0 |  | 0.33 | 0.3 | 0.23 | 60.72 | 1395.926 | 0.57
D | 4002 | 2018-08-12 | 15 | OFF | 38.37 | 12.53 | 0.33 | 0.04 | 0.13 | 0 | 0.02 | -0.06 | -0.08 | -0.04 | 0 |  | 0.33 | 0.3 | 0.23 | 52.1 | 1386.057 | 0.52
D | 4002 | 2018-08-12 | 16 | OFF | 44.83 | 12.53 | 0.33 | 0.04 | 0.18 | 0 | 0.15 | -0.14 | -0.07 | -0.04 | 0 |  | 0.33 | 0.3 | 0.23 | 58.67 | 1384.771 | 0.7
D | 4002 | 2018-08-12 | 17 | OFF | 43.29 | 12.53 | 0.33 | 0.04 | 0.17 | 0 | 0.08 | -0.15 | -0.11 | -0.04 | 0 |  | 0.33 | 0.3 | 0.23 | 57 | 1410.397 | 0.62
D | 4002 | 2018-08-12 | 18 | OFF | 45.44 | 12.53 | 0.33 | 0.04 | 0.18 | 0 | 0.04 | -0.08 | -0.16 | -0.04 | 0 |  | 0.33 | 0.3 | 0.23 | 59.14 | 1441.07 | 0.59
D | 4002 | 2018-08-12 | 19 | OFF | 45.88 | 12.53 | 0.33 | 0.04 | 0.23 | 0 | 0.01 | -0.05 | -0.16 | -0.04 | 0 |  | 0.33 | 0.3 | 0.23 | 59.63 | 1436.599 | 0.61
D | 4002 | 2018-08-12 | 20 | OFF | 34.23 | 12.53 | 0.33 | 0.04 | 0.11 | 0 | 0 | -0.08 | -0.2 | -0.04 | 0 |  | 0.33 | 0.3 | 0.23 | 47.78 | 1426.421 | 0.48
D | 4002 | 2018-08-12 | 21 | OFF | 37.35 | 12.53 | 0.33 | 0.04 | 0.16 | 0 | 0.01 | -0.1 | -0.13 | -0.04 | 0 |  | 0.33 | 0.3 | 0.23 | 51.01 | 1412.527 | 0.54
D | 4002 | 2018-08-12 | 22 | OFF | 46.46 | 12.53 | 0.33 | 0.04 | 0.25 | 0 | 0.3 | -0.2 | -0.04 | -0.04 | 0 |  | 0.33 | 0.3 | 0.23 | 60.49 | 1337.002 | 0.92
D | 4002 | 2018-08-12 | 23 | OFF | 39.79 | 12.53 | 0.33 | 0.04 | 0.31 | 0 | 0.18 | -0.16 | -0.04 | -0.04 | 0 |  | 0.33 | 0.3 | 0.23 | 53.8 | 1233.218 | 0.86
D | 4002 | 2018-08-12 | 24 | OFF | 32.99 | 12.53 | 0.33 | 0.04 | 0.36 | 0 | 0.01 | -0.13 | 0.01 | -0.04 | 0 |  | 0.33 | 0.3 | 0.23 | 46.96 | 1141.389 | 0.74
D | 4002 | 2018-08-13 | 1 | OFF | 27.1 | 12.53 | 0.14 | 0.01 | 0.1 | 0 | 0 | 0.05 | -0.03 | -0.04 | 0 |  | 0.33 | 0.3 | 0.23 | 40.72 | 1075.389 | 0.25
D | 4002 | 2018-08-13 | 2 | OFF | 24 | 12.53 | 0.14 | 0.01 | 0.05 | 0 | 0 | -0.08 | -0.05 | -0.04 | 0 |  | 0.33 | 0.3 | 0.23 | 37.42 | 1033.251 | 0.2
D | 4002 | 2018-08-13 | 3 | OFF | 22.57 | 12.53 | 0.14 | 0.01 | 0.06 | 0 | 0 | -0.04 | -0.04 | -0.04 | 0 |  | 0.33 | 0.3 | 0.23 | 36.05 | 1014.684 | 0.21
D | 4002 | 2018-08-13 | 4 | OFF | 21.75 | 12.53 | 0.14 | 0.01 | 0.05 | 0 | 0 | -0.05 | -0.04 | -0.04 | 0 |  | 0.33 | 0.3 | 0.23 | 35.21 | 1012.227 | 0.2
D | 4002 | 2018-08-13 | 5 | OFF | 21.04 | 12.53 | 0.14 | 0.01 | 0.07 | 0 | 0 | -0.08 | -0.07 | -0.04 | 0 |  | 0.33 | 0.3 | 0.23 | 34.46 | 1044.917 | 0.22
D | 4002 | 2018-08-13 | 6 | OFF | 23.56 | 12.53 | 0.14 | 0.01 | 0.12 | 0 | 0 | -0.03 | -0.06 | -0.04 | 0 |  | 0.33 | 0.3 | 0.23 | 37.09 | 1134.854 | 0.27
D | 4002 | 2018-08-13 | 7 | OFF | 23.38 | 12.53 | 0.14 | 0.01 | 0.18 | 0 | 0 | -0.05 | -0.12 | -0.04 | 0 |  | 0.33 | 0.3 | 0.23 | 36.89 | 1267.092 | 0.33
D | 4002 | 2018-08-13 | 8 | ON | 24.49 | 12.53 | 0.14 | 0.01 | 0.22 | 0.65 | 0 | -0.04 | -0.08 | -0.04 | 0 |  | 0.33 | 0.3 | 0.23 | 38.74 | 1389.817 | 1.02
D | 4002 | 2018-08-13 | 9 | ON | 27.83 | 12.53 | 0.14 | 0.01 | 0.12 | 0.61 | 0 | -0.03 | -0.09 | -0.04 | 0 |  | 0.33 | 0.3 | 0.23 | 41.94 | 1482.462 | 0.88
D | 4002 | 2018-08-13 | 10 | ON | 39.24 | 12.53 | 0.14 | 0.01 | 0.21 | 0.59 | 0 | -0.01 | -0.11 | -0.04 | 0 |  | 0.33 | 0.3 | 0.23 | 53.42 | 1528.332 | 0.95
D | 4002 | 2018-08-13 | 11 | ON | 31.9 | 12.53 | 0.14 | 0.01 | 0.15 | 0.58 | 0 | 0 | -0.13 | -0.04 | 0 |  | 0.33 | 0.3 | 0.23 | 46 | 1574.433 | 0.88
D | 4002 | 2018-08-13 | 12 | ON | 30.69 | 12.53 | 0.14 | 0.01 | 0.1 | 0.57 | 0 | 0.02 | -0.13 | -0.04 | 0 |  | 0.33 | 0.3 | 0.23 | 44.75 | 1593.342 | 0.82
D | 4002 | 2018-08-13 | 13 | ON | 29.08 | 12.53 | 0.14 | 0.01 | 0.09 | 0.57 | 0 | 0.02 | -0.12 | -0.04 | 0 |  | 0.33 | 0.3 | 0.23 | 43.14 | 1600.708 | 0.81
D | 4002 | 2018-08-13 | 14 | ON | 30.09 | 12.53 | 0.14 | 0.01 | 0.11 | 0.56 | 0 | 0.03 | -0.14 | -0.04 | 0 |  | 0.33 | 0.3 | 0.23 | 44.15 | 1617.78 | 0.82
D | 4002 | 2018-08-13 | 15 | ON | 27.98 | 12.53 | 0.14 | 0.01 | 0.09 | 0.57 | 0 | 0.03 | -0.14 | -0.04 | 0 |  | 0.33 | 0.3 | 0.23 | 42.03 | 1612.405 | 0.81
D | 4002 | 2018-08-13 | 16 | ON | 25.84 | 12.53 | 0.14 | 0.01 | 0.07 | 0.57 | 0 | 0.06 | -0.14 | -0.04 | 0 |  | 0.33 | 0.3 | 0.23 | 39.9 | 1599.59 | 0.79
D | 4002 | 2018-08-13 | 17 | ON | 24.52 | 12.53 | 0.14 | 0.01 | 0.07 | 0.57 | 0 | 0.03 | -0.16 | -0.04 | 0 |  | 0.33 | 0.3 | 0.23 | 38.53 | 1598.383 | 0.79
D | 4002 | 2018-08-13 | 18 | ON | 23.56 | 12.53 | 0.14 | 0.01 | 0.07 | 0.57 | 0 | 0 | -0.16 | -0.04 | 0 |  | 0.33 | 0.3 | 0.23 | 37.54 | 1613.975 | 0.79
D | 4002 | 2018-08-13 | 19 | ON | 23.69 | 12.53 | 0.14 | 0.01 | 0.08 | 0.57 | 0 | 0.03 | -0.16 | -0.04 | 0 |  | 0.33 | 0.3 | 0.23 | 37.71 | 1606.113 | 0.8
D | 4002 | 2018-08-13 | 20 | ON | 24.13 | 12.53 | 0.14 | 0.01 | 0.07 | 0.57 | 0 | -0.01 | -0.15 | -0.04 | 0 |  | 0.33 | 0.3 | 0.23 | 38.11 | 1595.434 | 0.79
D | 4002 | 2018-08-13 | 21 | ON | 26.41 | 12.53 | 0.14 | 0.01 | 0.07 | 0.58 | 0 | 0.02 | -0.14 | -0.04 | 0 |  | 0.33 | 0.3 | 0.23 | 40.44 | 1573.532 | 0.8
D | 4002 | 2018-08-13 | 22 | ON | 24.04 | 12.53 | 0.14 | 0.01 | 0.09 | 0.61 | 0 | 0.01 | -0.07 | -0.04 | 0 |  | 0.33 | 0.3 | 0.23 | 38.18 | 1471.336 | 0.85
D | 4002 | 2018-08-13 | 23 | ON | 21.45 | 12.53 | 0.14 | 0.01 | 0.11 | 0.66 | 0 | -0.01 | -0.06 | -0.04 | 0 |  | 0.33 | 0.3 | 0.23 | 35.65 | 1342.865 | 0.92
D | 4002 | 2018-08-13 | 24 | OFF | 21.06 | 12.53 | 0.14 | 0.01 | 0.12 | 0 | 0 | -0.04 | -0.08 | -0.04 | 0 |  | 0.33 | 0.3 | 0.23 | 34.56 | 1225.179 | 0.27
D | 4002 | 2018-08-14 | 1 | OFF | 19.12 | 12.53 | 0.24 | 0.01 | 0.18 | 0 | 0 | 0 | -0.04 | -0.04 | 0 |  | 0.33 | 0.3 | 0.23 | 32.86 | 1142.826 | 0.43
D | 4002 | 2018-08-14 | 2 | OFF | 19.04 | 12.53 | 0.24 | 0.01 | 0.09 | 0 | 0 | -0.01 | 0.02 | -0.04 | 0 |  | 0.33 | 0.3 | 0.23 | 32.74 | 1092.849 | 0.34
D | 4002 | 2018-08-14 | 3 | OFF | -83.24 | 12.53 | 0.24 | 0.01 | 0.03 | 0 | 0 | -0.09 | -0.47 | -0.04 | 0 |  | 0.33 | 0.3 | 0.23 | -70.17 | 1066.584 | 0.28
D | 4002 | 2018-08-14 | 4 | OFF | -1.62 | 12.53 | 0.24 | 0.01 | 0.15 | 0 | 0 | -0.02 | -0.05 | -0.04 | 0 |  | 0.33 | 0.3 | 0.23 | 12.06 | 1060.804 | 0.4
D | 4002 | 2018-08-14 | 5 | OFF | 8.91 | 12.53 | 0.24 | 0.01 | 0.28 | 0 | 0 | -0.01 | 0.05 | -0.04 | 0 |  | 0.33 | 0.3 | 0.23 | 22.83 | 1089.434 | 0.53
D | 4002 | 2018-08-14 | 6 | OFF | 21.4 | 12.53 | 0.24 | 0.01 | 0.16 | 0 | 0 | -0.01 | -0.02 | -0.04 | 0 |  | 0.33 | 0.3 | 0.23 | 35.13 | 1179.882 | 0.41
D | 4002 | 2018-08-14 | 7 | OFF | 20.94 | 12.53 | 0.24 | 0.01 | 0.15 | 0 | 0 | 0 | -0.07 | -0.04 | 0 |  | 0.33 | 0.3 | 0.23 | 34.62 | 1309.181 | 0.4
D | 4002 | 2018-08-14 | 8 | ON | 21.92 | 12.53 | 0.24 | 0.01 | 0.11 | 0.63 | 0 | -0.02 | -0.11 | -0.04 | 0 |  | 0.33 | 0.3 | 0.23 | 36.13 | 1436.934 | 0.99
D | 4002 | 2018-08-14 | 9 | ON | 23.79 | 12.53 | 0.24 | 0.01 | 0.08 | 0.59 | 0 | -0.02 | -0.08 | -0.04 | 0 |  | 0.33 | 0.3 | 0.23 | 37.96 | 1525.12 | 0.92
D | 4002 | 2018-08-14 | 10 | ON | 28.36 | 12.53 | 0.24 | 0.01 | 0.1 | 0.56 | 0 | -0.03 | -0.07 | -0.04 | 0 |  | 0.33 | 0.3 | 0.23 | 42.52 | 1584.936 | 0.91
D | 4002 | 2018-08-14 | 11 | ON | 28.54 | 12.53 | 0.24 | 0.01 | 0.08 | 0.54 | 0 | 0 | -0.08 | -0.04 | 0 |  | 0.33 | 0.3 | 0.23 | 42.68 | 1646.65 | 0.87
D | 4002 | 2018-08-14 | 12 | ON | 35.44 | 12.53 | 0.24 | 0.01 | 0.1 | 0.52 | 0 | -0.02 | -0.06 | -0.04 | 0 |  | 0.33 | 0.3 | 0.23 | 49.58 | 1694.811 | 0.87
D | 4002 | 2018-08-14 | 13 | ON | 40.97 | 12.53 | 0.24 | 0.01 | 0.16 | 0.51 | 0 | -0.02 | -0.15 | -0.04 | 0 |  | 0.33 | 0.3 | 0.23 | 55.07 | 1742.581 | 0.92
D | 4002 | 2018-08-14 | 14 | ON | 51.45 | 12.53 | 0.24 | 0.01 | 0.23 | 0.5 | 0 | -0.04 | -0.12 | -0.04 | 0 |  | 0.33 | 0.3 | 0.23 | 65.62 | 1800.588 | 0.98
D | 4002 | 2018-08-14 | 15 | ON | 37.93 | 12.53 | 0.24 | 0.01 | 0.12 | 0.49 | 0 | -0.03 | -0.14 | -0.04 | 0 |  | 0.33 | 0.3 | 0.23 | 51.97 | 1804.247 | 0.86
D | 4002 | 2018-08-14 | 16 | ON | 34.65 | 12.53 | 0.24 | 0.01 | 0.09 | 0.49 | 0 | -0.06 | -0.17 | -0.04 | 0 |  | 0.33 | 0.3 | 0.23 | 48.6 | 1765.288 | 0.83
D | 4002 | 2018-08-14 | 17 | ON | 41.35 | 12.53 | 0.24 | 0.01 | 0.12 | 0.48 | 0 | -0.03 | -0.16 | -0.04 | 0 |  | 0.33 | 0.3 | 0.23 | 55.36 | 1757.131 | 0.85
D | 4002 | 2018-08-14 | 18 | ON | 39.2 | 12.53 | 0.24 | 0.01 | 0.12 | 0.48 | 0 | -0.05 | -0.19 | -0.04 | 0 |  | 0.33 | 0.3 | 0.23 | 53.16 | 1766.238 | 0.85
D | 4002 | 2018-08-14 | 19 | ON | 37.99 | 12.53 | 0.24 | 0.01 | 0.16 | 0.49 | 0 | 0 | -0.16 | -0.04 | 0 |  | 0.33 | 0.3 | 0.23 | 52.08 | 1748.891 | 0.9
D | 4002 | 2018-08-14 | 20 | ON | 32.62 | 12.53 | 0.24 | 0.01 | 0.1 | 0.51 | 0 | 0.01 | -0.17 | -0.04 | 0 |  | 0.33 | 0.3 | 0.23 | 46.67 | 1716.424 | 0.86
D | 4002 | 2018-08-14 | 21 | ON | 36.76 | 12.53 | 0.24 | 0.01 | 0.1 | 0.52 | 0 | -0.04 | -0.13 | -0.04 | 0 |  | 0.33 | 0.3 | 0.23 | 50.81 | 1696.244 | 0.87
D | 4002 | 2018-08-14 | 22 | ON | 41.11 | 12.53 | 0.24 | 0.01 | 0.19 | 0.55 | 0.17 | -0.06 | 0.04 | -0.04 | 0 |  | 0.33 | 0.3 | 0.23 | 55.6 | 1585.033 | 1.16
D | 4002 | 2018-08-14 | 23 | ON | 24.31 | 12.53 | 0.24 | 0.01 | 0.13 | 0.6 | 0 | 0.01 | -0.01 | -0.04 | 0 |  | 0.33 | 0.3 | 0.23 | 38.64 | 1438.782 | 0.98
D | 4002 | 2018-08-14 | 24 | OFF | 22.75 | 12.53 | 0.24 | 0.01 | 0.1 | 0 | 0 | -0.05 | -0.06 | -0.04 | 0 |  | 0.33 | 0.3 | 0.23 | 36.34 | 1302.281 | 0.35
D | 4002 | 2018-08-15 | 1 | OFF | 25.62 | 12.53 | 0.16 | 0.14 | 0.06 | 0 | 0 | -0.05 | -0.08 | -0.04 | 0 |  | 0.33 | 0.3 | 0.23 | 39.2 | 1208.544 | 0.36
D | 4002 | 2018-08-15 | 2 | OFF | 24.56 | 12.53 | 0.16 | 0.14 | 0.05 | 0 | 0 | 0.04 | -0.03 | -0.04 | 0 |  | 0.33 | 0.3 | 0.23 | 38.27 | 1152.061 | 0.35
D | 4002 | 2018-08-15 | 3 | OFF | 24.62 | 12.53 | 0.16 | 0.14 | 0.06 | 0 | 0 | 0 | -0.02 | -0.04 | 0 |  | 0.33 | 0.3 | 0.23 | 38.31 | 1120.116 | 0.36
D | 4002 | 2018-08-15 | 4 | OFF | 24.02 | 12.53 | 0.16 | 0.14 | 0.05 | 0 | 0 | -0.02 | -0.03 | -0.04 | 0 |  | 0.33 | 0.3 | 0.23 | 37.67 | 1109.61 | 0.35
D | 4002 | 2018-08-15 | 5 | OFF | 23.88 | 12.53 | 0.16 | 0.14 | 0.05 | 0 | 0 | -0.04 | 0 | -0.04 | 0 |  | 0.33 | 0.3 | 0.23 | 37.54 | 1133.263 | 0.35
D | 4002 | 2018-08-15 | 6 | OFF | 24.04 | 12.53 | 0.16 | 0.14 | 0.1 | 0 | 0 | 0 | 0.01 | -0.04 | 0 |  | 0.33 | 0.3 | 0.23 | 37.8 | 1220.244 | 0.4
D | 4002 | 2018-08-15 | 7 | OFF | 25.95 | 12.53 | 0.16 | 0.14 | 0.19 | 0 | 0 | -0.01 | -0.04 | -0.04 | 0 |  | 0.33 | 0.3 | 0.23 | 39.74 | 1352.985 | 0.49
D | 4002 | 2018-08-15 | 8 | ON | 25.21 | 12.53 | 0.16 | 0.14 | 0.21 | 0.67 | 0 | -0.02 | -0.06 | -0.04 | 0 |  | 0.33 | 0.3 | 0.23 | 39.66 | 1474.508 | 1.18
D | 4002 | 2018-08-15 | 9 | ON | 30.74 | 12.53 | 0.16 | 0.14 | 0.16 | 0.63 | 0 | -0.01 | -0.04 | -0.04 | 0 |  | 0.33 | 0.3 | 0.23 | 45.13 | 1559.959 | 1.09
D | 4002 | 2018-08-15 | 10 | ON | 30.74 | 12.53 | 0.16 | 0.14 | 0.12 | 0.61 | 0 | -0.01 | -0.09 | -0.04 | 0 |  | 0.33 | 0.3 | 0.23 | 45.02 | 1624.108 | 1.03
D | 4002 | 2018-08-15 | 11 | ON | 28.59 | 12.53 | 0.16 | 0.14 | 0.08 | 0.59 | 0 | -0.01 | -0.1 | -0.04 | 0 |  | 0.33 | 0.3 | 0.23 | 42.8 | 1692.698 | 0.97
D | 4002 | 2018-08-15 | 12 | ON | 29.15 | 12.53 | 0.16 | 0.14 | 0.08 | 0.56 | 0 | 0.02 | -0.11 | -0.04 | 0 |  | 0.33 | 0.3 | 0.23 | 43.35 | 1771.011 | 0.94
D | 4002 | 2018-08-15 | 13 | ON | 28.47 | 12.53 | 0.16 | 0.14 | 0.06 | 0.54 | 0 | -0.03 | -0.11 | -0.04 | 0 |  | 0.33 | 0.3 | 0.23 | 42.58 | 1843.538 | 0.9
D | 4002 | 2018-08-15 | 14 | ON | 33.08 | 12.53 | 0.16 | 0.14 | 0.07 | 0.51 | 0 | -0.05 | -0.13 | -0.04 | 0 |  | 0.33 | 0.3 | 0.23 | 47.13 | 1917.834 | 0.88
D | 4002 | 2018-08-15 | 15 | ON | 38.05 | 12.53 | 0.16 | 0.14 | 0.09 | 0.5 | 0 | -0.02 | -0.14 | -0.04 | 0 |  | 0.33 | 0.3 | 0.23 | 52.13 | 1969.785 | 0.89
D | 4002 | 2018-08-15 | 16 | ON | 45.57 | 12.53 | 0.16 | 0.14 | 0.12 | 0.49 | 0 | -0.03 | -0.21 | -0.04 | 0 |  | 0.33 | 0.3 | 0.23 | 59.59 | 2010.606 | 0.91
D | 4002 | 2018-08-15 | 17 | ON | 44.32 | 12.53 | 0.16 | 0.14 | 0.09 | 0.48 | 0 | -0.02 | -0.24 | -0.04 | 0 |  | 0.33 | 0.3 | 0.23 | 58.28 | 2032.951 | 0.87
D | 4002 | 2018-08-15 | 18 | ON | 47.65 | 12.53 | 0.16 | 0.14 | 0.12 | 0.48 | 0 | -0.03 | -0.22 | -0.04 | 0 |  | 0.33 | 0.3 | 0.23 | 61.65 | 2035.054 | 0.9
D | 4002 | 2018-08-15 | 19 | ON | 45.23 | 12.53 | 0.16 | 0.14 | 0.14 | 0.48 | 0 | 0.01 | -0.16 | -0.04 | 0 |  | 0.33 | 0.3 | 0.23 | 59.35 | 2003.263 | 0.92
D | 4002 | 2018-08-15 | 20 | ON | 39.44 | 12.53 | 0.16 | 0.14 | 0.1 | 0.5 | 0 | -0.01 | -0.13 | -0.04 | 0 |  | 0.33 | 0.3 | 0.23 | 53.55 | 1965.596 | 0.9
D | 4002 | 2018-08-15 | 21 | ON | 36.54 | 12.53 | 0.16 | 0.14 | 0.07 | 0.51 | 0 | 0.01 | -0.13 | -0.04 | 0 |  | 0.33 | 0.3 | 0.23 | 50.65 | 1931.773 | 0.88
D | 4002 | 2018-08-15 | 22 | ON | 34.95 | 12.53 | 0.16 | 0.14 | 0.08 | 0.54 | 0 | 0.02 | -0.08 | -0.04 | 0 |  | 0.33 | 0.3 | 0.23 | 49.16 | 1792.079 | 0.92
D | 4002 | 2018-08-15 | 23 | ON | 33.09 | 12.53 | 0.16 | 0.14 | 0.17 | 0.59 | 0 | 0.05 | -0.07 | -0.04 | 0 |  | 0.33 | 0.3 | 0.23 | 47.48 | 1615.535 | 1.06
D | 4002 | 2018-08-15 | 24 | OFF | 33.59 | 12.53 | 0.16 | 0.14 | 0.25 | 0 | 0 | -0.03 | -0.06 | -0.04 | 0 |  | 0.33 | 0.3 | 0.23 | 47.4 | 1460.582 | 0.55
D | 4002 | 2018-08-16 | 1 | OFF | 34.39 | 12.53 | 0.11 | 0.06 | 0.12 | 0 | 0 | -0.03 | -0.07 | -0.04 | 0 |  | 0.33 | 0.3 | 0.23 | 47.93 | 1356.679 | 0.29
D | 4002 | 2018-08-16 | 2 | OFF | 26.32 | 12.53 | 0.11 | 0.06 | 0.05 | 0 | 0 | 0.04 | -0.02 | -0.04 | 0 |  | 0.33 | 0.3 | 0.23 | 39.91 | 1286.44 | 0.22
D | 4002 | 2018-08-16 | 3 | OFF | 25.94 | 12.53 | 0.11 | 0.06 | 0.05 | 0 | 0 | 0.01 | -0.04 | -0.04 | 0 |  | 0.33 | 0.3 | 0.23 | 39.48 | 1239.184 | 0.22
D | 4002 | 2018-08-16 | 4 | OFF | 25.28 | 12.53 | 0.11 | 0.06 | 0.04 | 0 | 0 | -0.01 | -0.04 | -0.04 | 0 |  | 0.33 | 0.3 | 0.23 | 38.79 | 1216.309 | 0.21
D | 4002 | 2018-08-16 | 5 | OFF | 24.65 | 12.53 | 0.11 | 0.06 | 0.04 | 0 | 0 | -0.01 | -0.03 | -0.04 | 0 |  | 0.33 | 0.3 | 0.23 | 38.17 | 1228.073 | 0.21
D | 4002 | 2018-08-16 | 6 | OFF | 26.23 | 12.53 | 0.11 | 0.06 | 0.1 | 0 | 0 | 0.03 | -0.03 | -0.04 | 0 |  | 0.33 | 0.3 | 0.23 | 39.85 | 1301.919 | 0.27
D | 4002 | 2018-08-16 | 7 | OFF | 24.17 | 12.53 | 0.11 | 0.06 | 0.12 | 0 | 0 | 0.01 | -0.06 | -0.04 | 0 |  | 0.33 | 0.3 | 0.23 | 37.76 | 1411.951 | 0.29
D | 4002 | 2018-08-16 | 8 | ON | 24.92 | 12.53 | 0.11 | 0.06 | 0.1 | 0.64 | 0 | -0.03 | -0.09 | -0.04 | 0 |  | 0.33 | 0.3 | 0.23 | 39.06 | 1543.884 | 0.91
D | 4002 | 2018-08-16 | 9 | ON | 28.9 | 12.53 | 0.11 | 0.06 | 0.1 | 0.6 | 0 | -0.03 | -0.1 | -0.04 | 0 |  | 0.33 | 0.3 | 0.23 | 42.99 | 1653.527 | 0.87
D | 4002 | 2018-08-16 | 10 | ON | 30.67 | 12.53 | 0.11 | 0.06 | 0.09 | 0.56 | 0 | 0 | -0.12 | -0.04 | 0 |  | 0.33 | 0.3 | 0.23 | 44.72 | 1757.235 | 0.82
D | 4002 | 2018-08-16 | 11 | ON | 31 | 12.53 | 0.11 | 0.06 | 0.06 | 0.54 | 0 | -0.02 | -0.12 | -0.04 | 0 |  | 0.33 | 0.3 | 0.23 | 44.98 | 1853.447 | 0.77
D | 4002 | 2018-08-16 | 12 | ON | 34.43 | 12.53 | 0.11 | 0.06 | 0.06 | 0.51 | 0 | -0.03 | -0.14 | -0.04 | 0 |  | 0.33 | 0.3 | 0.23 | 48.35 | 1914.629 | 0.74
D | 4002 | 2018-08-16 | 13 | ON | 34.6 | 12.53 | 0.11 | 0.06 | 0.08 | 0.5 | 0 | -0.01 | -0.17 | -0.04 | 0 |  | 0.33 | 0.3 | 0.23 | 48.52 | 1953.398 | 0.75
D | 4002 | 2018-08-16 | 14 | ON | 36.26 | 12.53 | 0.11 | 0.06 | 0.06 | 0.46 | 0 | -0.01 | -0.2 | -0.04 | 0 |  | 0.33 | 0.3 | 0.23 | 50.09 | 1994.379 | 0.69
D | 4002 | 2018-08-16 | 15 | ON | 35.39 | 12.53 | 0.11 | 0.06 | 0.04 | 0.47 | 0 | -0.03 | -0.23 | -0.04 | 0 |  | 0.33 | 0.3 | 0.23 | 49.16 | 2018.17 | 0.68
D | 4002 | 2018-08-16 | 16 | ON | 35.65 | 12.53 | 0.11 | 0.06 | 0.05 | 0.4 | 0 | -0.02 | -0.25 | -0.04 | 0 |  | 0.33 | 0.3 | 0.23 | 49.35 | 2028.48 | 0.62
D | 4002 | 2018-08-16 | 17 | ON | 39.13 | 12.53 | 0.11 | 0.06 | 0.06 | 0.4 | 0 | -0.03 | -0.28 | -0.04 | 0 |  | 0.33 | 0.3 | 0.23 | 52.8 | 2025.963 | 0.63
D | 4002 | 2018-08-16 | 18 | ON | 39.92 | 12.53 | 0.11 | 0.06 | 0.08 | 0.46 | 0 | -0.02 | -0.26 | -0.04 | 0 |  | 0.33 | 0.3 | 0.23 | 53.7 | 2007.729 | 0.71
D | 4002 | 2018-08-16 | 19 | ON | 41.85 | 12.53 | 0.11 | 0.06 | 0.15 | 0.47 | 0 | -0.01 | -0.17 | -0.04 | 0 |  | 0.33 | 0.3 | 0.23 | 55.81 | 1950.176 | 0.79
D | 4002 | 2018-08-16 | 20 | ON | 39.91 | 12.53 | 0.11 | 0.06 | 0.1 | 0.49 | 0 | -0.04 | -0.17 | -0.04 | 0 |  | 0.33 | 0.3 | 0.23 | 53.81 | 1874.563 | 0.76
D | 4002 | 2018-08-16 | 21 | ON | 40.03 | 12.53 | 0.11 | 0.06 | 0.08 | 0.5 | 0 | -0.01 | -0.14 | -0.04 | 0 |  | 0.33 | 0.3 | 0.23 | 53.98 | 1828.166 | 0.75
D | 4002 | 2018-08-16 | 22 | ON | 39.53 | 12.53 | 0.11 | 0.06 | 0.1 | 0.53 | 0 | 0.03 | -0.11 | -0.04 | 0 |  | 0.33 | 0.3 | 0.23 | 53.6 | 1689.394 | 0.8
D | 4002 | 2018-08-16 | 23 | ON | 36.52 | 12.53 | 0.11 | 0.06 | 0.24 | 0.59 | 0 | 0.01 | -0.03 | -0.04 | 0 |  | 0.33 | 0.3 | 0.23 | 50.85 | 1515.695 | 1
D | 4002 | 2018-08-16 | 24 | OFF | 36.58 | 12.53 | 0.11 | 0.06 | 0.16 | 0 | 0 | -0.06 | -0.07 | -0.04 | 0 |  | 0.33 | 0.3 | 0.23 | 50.13 | 1358.025 | 0.33
D | 4002 | 2018-08-17 | 1 | OFF | 31.79 | 12.53 | 0.11 | 0.13 | 0.11 | 0 | 0 | -0.02 | 0 | -0.04 | 0 |  | 0.33 | 0.3 | 0.23 | 45.47 | 1246.951 | 0.35
D | 4002 | 2018-08-17 | 2 | OFF | 33.81 | 12.53 | 0.11 | 0.13 | 0.11 | 0 | 0 | -0.01 | -0.01 | -0.04 | 0 |  | 0.33 | 0.3 | 0.23 | 47.49 | 1174.36 | 0.35
D | 4002 | 2018-08-17 | 3 | OFF | 30.75 | 12.53 | 0.11 | 0.13 | 0.12 | 0 | 0 | -0.03 | -0.01 | -0.04 | 0 |  | 0.33 | 0.3 | 0.23 | 44.42 | 1129.444 | 0.36
D | 4002 | 2018-08-17 | 4 | OFF | 27.3 | 12.53 | 0.11 | 0.13 | 0.08 | 0 | 0 | 0.01 | -0.03 | -0.04 | 0 |  | 0.33 | 0.3 | 0.23 | 40.95 | 1106.4 | 0.32
D | 4002 | 2018-08-17 | 5 | OFF | 25.58 | 12.53 | 0.11 | 0.13 | 0.06 | 0 | 0 | 0.01 | -0.02 | -0.04 | 0 |  | 0.33 | 0.3 | 0.23 | 39.22 | 1115.667 | 0.3
D | 4002 | 2018-08-17 | 6 | OFF | 26.96 | 12.53 | 0.11 | 0.13 | 0.19 | 0 | 0 | 0.03 | 0.01 | -0.04 | 0 |  | 0.33 | 0.3 | 0.23 | 40.78 | 1178.958 | 0.43
D | 4002 | 2018-08-17 | 7 | OFF | 27.06 | 12.53 | 0.11 | 0.13 | 0.21 | 0 | 0 | 0 | 0 | -0.04 | 0 |  | 0.33 | 0.3 | 0.23 | 40.86 | 1282.702 | 0.45
D | 4002 | 2018-08-17 | 8 | ON | 33.77 | 12.53 | 0.11 | 0.13 | 0.27 | 0.66 | 0 | 0.02 | 0.03 | -0.04 | 0 |  | 0.33 | 0.3 | 0.23 | 48.34 | 1401.988 | 1.17
D | 4002 | 2018-08-17 | 9 | ON | 36.29 | 12.53 | 0.11 | 0.13 | 0.17 | 0.62 | 0 | 0.01 | -0.03 | -0.04 | 0 |  | 0.33 | 0.3 | 0.23 | 50.65 | 1503.367 | 1.03
D | 4002 | 2018-08-17 | 10 | ON | 35.86 | 12.53 | 0.11 | 0.13 | 0.1 | 0.59 | 0 | 0.01 | -0.07 | -0.04 | 0 |  | 0.33 | 0.3 | 0.23 | 50.08 | 1586.049 | 0.93
D | 4002 | 2018-08-17 | 11 | ON | 34.17 | 12.53 | 0.11 | 0.13 | 0.09 | 0.56 | 0 | 0.05 | -0.09 | -0.04 | 0 |  | 0.33 | 0.3 | 0.23 | 48.37 | 1653.99 | 0.89
D | 4002 | 2018-08-17 | 12 | ON | 33.26 | 12.53 | 0.11 | 0.13 | 0.05 | 0.45 | 0 | 0.02 | -0.09 | -0.04 | 0 |  | 0.33 | 0.3 | 0.23 | 47.28 | 1714.207 | 0.74
D | 4002 | 2018-08-17 | 13 | ON | 35.58 | 12.53 | 0.11 | 0.13 | 0.05 | 0.44 | 0 | 0 | -0.11 | -0.04 | 0 |  | 0.33 | 0.3 | 0.23 | 49.55 | 1764.34 | 0.73
D | 4002 | 2018-08-17 | 14 | ON | 44.43 | 12.53 | 0.11 | 0.13 | 0.09 | 0.42 | 0.01 | 0.01 | -0.1 | -0.04 | 0 |  | 0.33 | 0.3 | 0.23 | 58.45 | 1822.996 | 0.76
D | 4002 | 2018-08-17 | 15 | ON | 50.87 | 12.53 | 0.11 | 0.13 | 0.11 | 0.41 | 0.05 | 0.06 | -0.16 | -0.04 | 0 |  | 0.33 | 0.3 | 0.23 | 64.93 | 1856.271 | 0.81
D | 4002 | 2018-08-17 | 16 | ON | 50.8 | 12.53 | 0.11 | 0.13 | 0.13 | 0.42 | 0 | 0.06 | -0.17 | -0.04 | 0 |  | 0.33 | 0.3 | 0.23 | 64.83 | 1845.682 | 0.79
D | 4002 | 2018-08-17 | 17 | ON | 49.69 | 12.53 | 0.11 | 0.13 | 0.12 | 0.48 | 0 | 0 | -0.16 | -0.04 | 0 |  | 0.33 | 0.3 | 0.23 | 63.72 | 1804.309 | 0.84
D | 4002 | 2018-08-17 | 18 | ON | 46.82 | 12.53 | 0.11 | 0.13 | 0.24 | 0.47 | 0 | -0.03 | -0.18 | -0.04 | 0 |  | 0.33 | 0.3 | 0.23 | 60.91 | 1794.981 | 0.95
D | 4002 | 2018-08-17 | 19 | ON | 43.51 | 12.53 | 0.11 | 0.13 | 0.17 | 0.49 | 0 | 0.07 | -0.15 | -0.04 | 0 |  | 0.33 | 0.3 | 0.23 | 57.68 | 1759.542 | 0.9
D | 4002 | 2018-08-17 | 20 | ON | 40.14 | 12.53 | 0.11 | 0.13 | 0.1 | 0.5 | 0 | -0.04 | -0.14 | -0.04 | 0 |  | 0.33 | 0.3 | 0.23 | 54.15 | 1726.647 | 0.84
D | 4002 | 2018-08-17 | 21 | ON | 39.96 | 12.53 | 0.11 | 0.13 | 0.09 | 0.51 | 0 | -0.01 | -0.1 | -0.04 | 0 |  | 0.33 | 0.3 | 0.23 | 54.04 | 1706.298 | 0.84
D | 4002 | 2018-08-17 | 22 | ON | 41.49 | 12.53 | 0.11 | 0.13 | 0.11 | 0.53 | 0 | -0.03 | -0.08 | -0.04 | 0 |  | 0.33 | 0.3 | 0.23 | 55.61 | 1610.002 | 0.88
D | 4002 | 2018-08-17 | 23 | ON | 33.49 | 12.53 | 0.11 | 0.13 | 0.16 | 0.57 | 0 | -0.01 | -0.02 | -0.04 | 0 |  | 0.33 | 0.3 | 0.23 | 47.78 | 1488.122 | 0.97
D | 4002 | 2018-08-17 | 24 | OFF | 30.25 | 12.53 | 0.11 | 0.13 | 0.15 | 0 | 0 | -0.01 | 0.01 | -0.04 | 0 |  | 0.33 | 0.3 | 0.23 | 43.99 | 1363.004 | 0.39
D | 4002 | 2018-08-18 | 1 | OFF | 34.09 | 12.53 | 0.17 | 0.02 | 0.12 | 0 | 0 | -0.05 | -0.02 | -0.04 | 0 |  | 0.33 | 0.3 | 0.23 | 47.68 | 1272.61 | 0.31
D | 4002 | 2018-08-18 | 2 | OFF | 25.63 | 12.53 | 0.17 | 0.02 | 0.07 | 0 | 0 | 0.02 | -0.03 | -0.04 | 0 |  | 0.33 | 0.3 | 0.23 | 39.23 | 1216.454 | 0.26
D | 4002 | 2018-08-18 | 3 | OFF | 24.9 | 12.53 | 0.17 | 0.02 | 0.05 | 0 | 0 | 0 | -0.04 | -0.04 | 0 |  | 0.33 | 0.3 | 0.23 | 38.45 | 1180.06 | 0.24
D | 4002 | 2018-08-18 | 4 | OFF | 25.11 | 12.53 | 0.17 | 0.02 | 0.06 | 0 | 0 | 0 | -0.05 | -0.04 | 0 |  | 0.33 | 0.3 | 0.23 | 38.66 | 1158.771 | 0.25
D | 4002 | 2018-08-18 | 5 | OFF | 25.81 | 12.53 | 0.17 | 0.02 | 0.07 | 0 | 0 | 0 | -0.04 | -0.04 | 0 |  | 0.33 | 0.3 | 0.23 | 39.38 | 1157.892 | 0.26
D | 4002 | 2018-08-18 | 6 | OFF | 25.36 | 12.53 | 0.17 | 0.02 | 0.06 | 0 | 0 | -0.02 | -0.05 | -0.04 | 0 |  | 0.33 | 0.3 | 0.23 | 38.89 | 1190.63 | 0.25
D | 4002 | 2018-08-18 | 7 | OFF | 26.99 | 12.53 | 0.17 | 0.02 | 0.1 | 0 | 0 | -0.03 | -0.03 | -0.04 | 0 |  | 0.33 | 0.3 | 0.23 | 40.57 | 1249.024 | 0.29
D | 4002 | 2018-08-18 | 8 | OFF | 41.58 | 12.53 | 0.17 | 0.02 | 0.29 | 0 | 0.12 | -0.06 | 0.19 | -0.04 | 0 |  | 0.33 | 0.3 | 0.23 | 55.66 | 1342.644 | 0.6
D | 4002 | 2018-08-18 | 9 | OFF | 40.72 | 12.53 | 0.17 | 0.02 | 0.53 | 0 | 0.13 | 0.01 | -0.19 | -0.04 | 0 |  | 0.33 | 0.3 | 0.23 | 54.74 | 1465.359 | 0.85
D | 4002 | 2018-08-18 | 10 | OFF | 32.84 | 12.53 | 0.17 | 0.02 | 0.18 | 0 | 0 | -0.01 | -0.08 | -0.04 | 0 |  | 0.33 | 0.3 | 0.23 | 46.47 | 1569.366 | 0.37
D | 4002 | 2018-08-18 | 11 | OFF | 26.55 | 12.53 | 0.17 | 0.02 | 0.08 | 0 | 0 | -0.02 | -0.09 | -0.04 | 0 |  | 0.33 | 0.3 | 0.23 | 40.06 | 1659.959 | 0.27
D | 4002 | 2018-08-18 | 12 | OFF | 36.71 | 12.53 | 0.17 | 0.02 | 0.12 | 0 | 0 | -0.04 | -0.06 | -0.04 | 0 |  | 0.33 | 0.3 | 0.23 | 50.27 | 1695.588 | 0.31
D | 4002 | 2018-08-18 | 13 | OFF | 42.67 | 12.53 | 0.17 | 0.02 | 0.15 | 0 | 0.05 | -0.08 | -0.06 | -0.04 | 0 |  | 0.33 | 0.3 | 0.23 | 56.27 | 1668.314 | 0.39
D | 4002 | 2018-08-18 | 14 | OFF | 41.5 | 12.53 | 0.17 | 0.02 | 0.15 | 0 | 0 | -0.08 | -0.07 | -0.04 | 0 |  | 0.33 | 0.3 | 0.23 | 55.04 | 1644.925 | 0.34
D | 4002 | 2018-08-18 | 15 | OFF | 44.39 | 12.53 | 0.17 | 0.02 | 0.16 | 0 | 0 | -0.02 | -0.08 | -0.04 | 0 |  | 0.33 | 0.3 | 0.23 | 57.99 | 1648.446 | 0.35
D | 4002 | 2018-08-18 | 16 | OFF | 41.9 | 12.53 | 0.17 | 0.02 | 0.15 | 0 | 0 | 0.01 | -0.04 | -0.04 | 0 |  | 0.33 | 0.3 | 0.23 | 55.56 | 1624.722 | 0.34
D | 4002 | 2018-08-18 | 17 | OFF | 38.65 | 12.53 | 0.17 | 0.02 | 0.13 | 0 | 0 | 0.01 | -0.06 | -0.04 | 0 |  | 0.33 | 0.3 | 0.23 | 52.27 | 1602.507 | 0.32
D | 4002 | 2018-08-18 | 18 | OFF | 29.13 | 12.53 | 0.17 | 0.02 | 0.08 | 0 | 0 | -0.05 | -0.09 | -0.04 | 0 |  | 0.33 | 0.3 | 0.23 | 42.61 | 1596.487 | 0.27
D | 4002 | 2018-08-18 | 19 | OFF | 32.56 | 12.53 | 0.17 | 0.02 | 0.17 | 0 | 0 | -0.05 | -0.09 | -0.04 | 0 |  | 0.33 | 0.3 | 0.23 | 46.13 | 1570.002 | 0.36
D | 4002 | 2018-08-18 | 20 | OFF | 35.24 | 12.53 | 0.17 | 0.02 | 0.22 | 0 | 0 | -0.04 | -0.09 | -0.04 | 0 |  | 0.33 | 0.3 | 0.23 | 48.87 | 1542.977 | 0.41
D | 4002 | 2018-08-18 | 21 | OFF | 31.14 | 12.53 | 0.17 | 0.02 | 0.15 | 0 | 0 | 0 | -0.06 | -0.04 | 0 |  | 0.33 | 0.3 | 0.23 | 44.77 | 1509.02 | 0.34
D | 4002 | 2018-08-18 | 22 | OFF | 27.48 | 12.53 | 0.17 | 0.02 | 0.12 | 0 | 0 | -0.02 | -0.02 | -0.04 | 0 |  | 0.33 | 0.3 | 0.23 | 41.1 | 1418.235 | 0.31
D | 4002 | 2018-08-18 | 23 | OFF | 25.59 | 12.53 | 0.17 | 0.02 | 0.16 | 0 | 0 | -0.02 | -0.02 | -0.04 | 0 |  | 0.33 | 0.3 | 0.23 | 39.25 | 1305.977 | 0.35
D | 4002 | 2018-08-18 | 24 | OFF | 24.67 | 12.53 | 0.17 | 0.02 | 0.16 | 0 | 0 | -0.03 | -0.02 | -0.04 | 0 |  | 0.33 | 0.3 | 0.23 | 38.32 | 1193.166 | 0.35
D | 4002 | 2018-08-19 | 1 | OFF | 26.89 | 12.53 | 0.11 | 0.02 | 0.18 | 0 | 0 | -0.01 | -0.01 | -0.04 | 0 |  | 0.33 | 0.3 | 0.23 | 40.53 | 1107.652 | 0.31
D | 4002 | 2018-08-19 | 2 | OFF | 23.33 | 12.53 | 0.11 | 0.02 | 0.08 | 0 | 0 | 0.01 | 0.02 | -0.04 | 0 |  | 0.33 | 0.3 | 0.23 | 36.92 | 1049.899 | 0.21
D | 4002 | 2018-08-19 | 3 | OFF | 23.14 | 12.53 | 0.11 | 0.02 | 0.08 | 0 | 0 | -0.01 | -0.01 | -0.04 | 0 |  | 0.33 | 0.3 | 0.23 | 36.68 | 1009.448 | 0.21
D | 4002 | 2018-08-19 | 4 | OFF | 24.15 | 12.53 | 0.11 | 0.02 | 0.09 | 0 | 0 | -0.01 | -0.03 | -0.04 | 0 |  | 0.33 | 0.3 | 0.23 | 37.68 | 988.134 | 0.22
D | 4002 | 2018-08-19 | 5 | OFF | 22.34 | 12.53 | 0.11 | 0.02 | 0.07 | 0 | 0 | 0 | 0 | -0.04 | 0 |  | 0.33 | 0.3 | 0.23 | 35.89 | 978.16 | 0.2
D | 4002 | 2018-08-19 | 6 | OFF | 23.29 | 12.53 | 0.11 | 0.02 | 0.09 | 0 | 0 | -0.02 | -0.01 | -0.04 | 0 |  | 0.33 | 0.3 | 0.23 | 36.83 | 987.908 | 0.22
D | 4002 | 2018-08-19 | 7 | OFF | 24.68 | 12.53 | 0.11 | 0.02 | 0.17 | 0 | 0 | -0.05 | 0.01 | -0.04 | 0 |  | 0.33 | 0.3 | 0.23 | 38.29 | 1017.438 | 0.3
D | 4002 | 2018-08-19 | 8 | OFF | 26.82 | 12.53 | 0.11 | 0.02 | 0.19 | 0 | 0 | -0.08 | 0.04 | -0.04 | 0 |  | 0.33 | 0.3 | 0.23 | 40.45 | 1096.622 | 0.32
D | 4002 | 2018-08-19 | 9 | OFF | 25.86 | 12.53 | 0.11 | 0.02 | 0.15 | 0 | 0 | -0.07 | -0.01 | -0.04 | 0 |  | 0.33 | 0.3 | 0.23 | 39.41 | 1205.487 | 0.28
D | 4002 | 2018-08-19 | 10 | OFF | 21.47 | 12.53 | 0.11 | 0.02 | 0.07 | 0 | 0 | -0.05 | -0.03 | -0.04 | 0 |  | 0.33 | 0.3 | 0.23 | 34.94 | 1289.982 | 0.2
D | 4002 | 2018-08-19 | 11 | OFF | 20.94 | 12.53 | 0.11 | 0.02 | 0.06 | 0 | 0 | -0.08 | -0.02 | -0.04 | 0 |  | 0.33 | 0.3 | 0.23 | 34.38 | 1338.862 | 0.19
D | 4002 | 2018-08-19 | 12 | OFF | 20.72 | 12.53 | 0.11 | 0.02 | 0.06 | 0 | 0 | -0.04 | -0.03 | -0.04 | 0 |  | 0.33 | 0.3 | 0.23 | 34.19 | 1371.6 | 0.19
D | 4002 | 2018-08-19 | 13 | OFF | 21.16 | 12.53 | 0.11 | 0.02 | 0.06 | 0 | 0 | -0.07 | -0.02 | -0.04 | 0 |  | 0.33 | 0.3 | 0.23 | 34.61 | 1393.142 | 0.19
D | 4002 | 2018-08-19 | 14 | OFF | 21.25 | 12.53 | 0.11 | 0.02 | 0.06 | 0 | 0 | -0.04 | -0.04 | -0.04 | 0 |  | 0.33 | 0.3 | 0.23 | 34.71 | 1405.23 | 0.19
D | 4002 | 2018-08-19 | 15 | OFF | 21.56 | 12.53 | 0.11 | 0.02 | 0.06 | 0 | 0 | -0.06 | -0.03 | -0.04 | 0 |  | 0.33 | 0.3 | 0.23 | 35.01 | 1416.299 | 0.19
D | 4002 | 2018-08-19 | 16 | OFF | 22.46 | 12.53 | 0.11 | 0.02 | 0.07 | 0 | 0 | -0.06 | -0.04 | -0.04 | 0 |  | 0.33 | 0.3 | 0.23 | 35.91 | 1433.216 | 0.2
D | 4002 | 2018-08-19 | 17 | OFF | 28.11 | 12.53 | 0.11 | 0.02 | 0.11 | 0 | 0.01 | -0.06 | -0.03 | -0.04 | 0 |  | 0.33 | 0.3 | 0.23 | 41.62 | 1463.292 | 0.25
D | 4002 | 2018-08-19 | 18 | OFF | 31.49 | 12.53 | 0.11 | 0.02 | 0.14 | 0 | 0 | -0.07 | -0.05 | -0.04 | 0 |  | 0.33 | 0.3 | 0.23 | 44.99 | 1482.436 | 0.27
D | 4002 | 2018-08-19 | 19 | OFF | 28.34 | 12.53 | 0.11 | 0.02 | 0.16 | 0 | 0.02 | -0.1 | -0.06 | -0.04 | 0 |  | 0.33 | 0.3 | 0.23 | 41.84 | 1460.47 | 0.31
D | 4002 | 2018-08-19 | 20 | OFF | 27.43 | 12.53 | 0.11 | 0.02 | 0.1 | 0 | 0.01 | -0.08 | -0.03 | -0.04 | 0 |  | 0.33 | 0.3 | 0.23 | 40.91 | 1437.702 | 0.24
D | 4002 | 2018-08-19 | 21 | OFF | 33.65 | 12.53 | 0.11 | 0.02 | 0.17 | 0 | 0.02 | -0.07 | -0.06 | -0.04 | 0 |  | 0.33 | 0.3 | 0.23 | 47.19 | 1423.925 | 0.32
D | 4002 | 2018-08-19 | 22 | OFF | 31.45 | 12.53 | 0.11 | 0.02 | 0.17 | 0 | 0.04 | -0.07 | -0.01 | -0.04 | 0 |  | 0.33 | 0.3 | 0.23 | 45.06 | 1329.553 | 0.34
D | 4002 | 2018-08-19 | 23 | OFF | 28.37 | 12.53 | 0.11 | 0.02 | 0.28 | 0 | 0 | -0.12 | -0.06 | -0.04 | 0 |  | 0.33 | 0.3 | 0.23 | 41.95 | 1209.31 | 0.41
D | 4002 | 2018-08-19 | 24 | OFF | 20.76 | 12.53 | 0.11 | 0.02 | 0.17 | 0 | 0 | -0.12 | 0.02 | -0.04 | 0 |  | 0.33 | 0.3 | 0.23 | 34.31 | 1102.89 | 0.3
D | 4002 | 2018-08-20 | 1 | OFF | 16.52 | 12.53 | 0.1 | 0.02 | 0.21 | 0 | 0 | -0.03 | -0.02 | -0.04 | 0 |  | 0.33 | 0.3 | 0.23 | 30.15 | 1031.158 | 0.33
D | 4002 | 2018-08-20 | 2 | OFF | 20.21 | 12.53 | 0.1 | 0.02 | 0.09 | 0 | 0 | -0.02 | 0 | -0.04 | 0 |  | 0.33 | 0.3 | 0.23 | 33.75 | 989.839 | 0.21
D | 4002 | 2018-08-20 | 3 | OFF | 18.53 | 12.53 | 0.1 | 0.02 | 0.15 | 0 | 0 | -0.06 | -0.01 | -0.04 | 0 |  | 0.33 | 0.3 | 0.23 | 32.08 | 969.272 | 0.27
D | 4002 | 2018-08-20 | 4 | OFF | 19.42 | 12.53 | 0.1 | 0.02 | 0.1 | 0 | 0 | -0.04 | 0 | -0.04 | 0 |  | 0.33 | 0.3 | 0.23 | 32.95 | 968.597 | 0.22
D | 4002 | 2018-08-20 | 5 | OFF | 19.01 | 12.53 | 0.1 | 0.02 | 0.15 | 0 | 0 | -0.04 | 0.03 | -0.04 | 0 |  | 0.33 | 0.3 | 0.23 | 32.62 | 1000.977 | 0.27
D | 4002 | 2018-08-20 | 6 | OFF | 20.67 | 12.53 | 0.1 | 0.02 | 0.2 | 0 | 0 | -0.07 | 0 | -0.04 | 0 |  | 0.33 | 0.3 | 0.23 | 34.27 | 1087.304 | 0.32
D | 4002 | 2018-08-20 | 7 | OFF | 21.14 | 12.53 | 0.1 | 0.02 | 0.18 | 0 | 0 | -0.07 | -0.02 | -0.04 | 0 |  | 0.33 | 0.3 | 0.23 | 34.7 | 1211.67 | 0.3
D | 4002 | 2018-08-20 | 8 | ON | 28.21 | 12.53 | 0.1 | 0.02 | 0.26 | 0.72 | 0 | 0 | 0 | -0.04 | 0 |  | 0.33 | 0.3 | 0.23 | 42.66 | 1328.211 | 1.1
D | 4002 | 2018-08-20 | 9 | ON | 26.02 | 12.53 | 0.1 | 0.02 | 0.16 | 0.47 | 0 | 0.02 | -0.06 | -0.04 | 0 |  | 0.33 | 0.3 | 0.23 | 40.08 | 1412.123 | 0.75
D | 4002 | 2018-08-20 | 10 | ON | 23.01 | 12.53 | 0.1 | 0.02 | 0.05 | 0.68 | 0 | -0.01 | -0.06 | -0.04 | 0 |  | 0.33 | 0.3 | 0.23 | 37.14 | 1474.015 | 0.85
D | 4002 | 2018-08-20 | 11 | ON | 23.79 | 12.53 | 0.1 | 0.02 | 0.07 | 0.65 | 0 | 0.01 | -0.07 | -0.04 | 0 |  | 0.33 | 0.3 | 0.23 | 37.92 | 1532.409 | 0.84
D | 4002 | 2018-08-20 | 12 | ON | 24.76 | 12.53 | 0.1 | 0.02 | 0.08 | 0.64 | 0 | -0.01 | -0.07 | -0.04 | 0 |  | 0.33 | 0.3 | 0.23 | 38.87 | 1574.595 | 0.84
D | 4002 | 2018-08-20 | 13 | ON | 26.09 | 12.53 | 0.1 | 0.02 | 0.07 | 0.63 | 0 | -0.02 | -0.08 | -0.04 | 0 |  | 0.33 | 0.3 | 0.23 | 40.16 | 1594.536 | 0.82
D | 4002 | 2018-08-20 | 14 | ON | 28.62 | 12.53 | 0.1 | 0.02 | 0.08 | 0.62 | 0 | 0.01 | -0.08 | -0.04 | 0 |  | 0.33 | 0.3 | 0.23 | 42.72 | 1616.381 | 0.82
D | 4002 | 2018-08-20 | 15 | ON | 34.41 | 12.53 | 0.1 | 0.02 | 0.1 | 0.61 | 0 | 0 | -0.1 | -0.04 | 0 |  | 0.33 | 0.3 | 0.23 | 48.49 | 1620.666 | 0.83
D | 4002 | 2018-08-20 | 16 | ON | 34.54 | 12.53 | 0.1 | 0.02 | 0.19 | 0.61 | 0 | 0.06 | -0.1 | -0.04 | 0 |  | 0.33 | 0.3 | 0.23 | 48.77 | 1620.631 | 0.92
D | 4002 | 2018-08-20 | 17 | ON | 31.68 | 12.53 | 0.1 | 0.02 | 0.13 | 0.61 | 0 | 0.02 | -0.09 | -0.04 | 0 |  | 0.33 | 0.3 | 0.23 | 45.82 | 1618.01 | 0.86
D | 4002 | 2018-08-20 | 18 | ON | 32.29 | 12.53 | 0.1 | 0.02 | 0.1 | 0.61 | 0 | -0.02 | -0.07 | -0.04 | 0 |  | 0.33 | 0.3 | 0.23 | 46.38 | 1620.735 | 0.83
D | 4002 | 2018-08-20 | 19 | ON | 32.67 | 12.53 | 0.1 | 0.02 | 0.1 | 0.61 | 0.04 | 0.01 | -0.07 | -0.04 | 0 |  | 0.33 | 0.3 | 0.23 | 46.83 | 1596.184 | 0.87
D | 4002 | 2018-08-20 | 20 | ON | 30.42 | 12.53 | 0.1 | 0.02 | 0.11 | 0.62 | 0 | 0.01 | -0.08 | -0.04 | 0 |  | 0.33 | 0.3 | 0.23 | 44.55 | 1557.821 | 0.85
D | 4002 | 2018-08-20 | 21 | ON | 28.7 | 12.53 | 0.1 | 0.02 | 0.11 | 0.63 | 0 | 0.02 | -0.07 | -0.04 | 0 |  | 0.33 | 0.3 | 0.23 | 42.86 | 1535.08 | 0.86
D | 4002 | 2018-08-20 | 22 | ON | 26.7 | 12.53 | 0.1 | 0.02 | 0.12 | 0.67 | 0 | 0 | -0.04 | -0.04 | 0 |  | 0.33 | 0.3 | 0.23 | 40.92 | 1410.325 | 0.91
D | 4002 | 2018-08-20 | 23 | ON | 23.24 | 12.53 | 0.1 | 0.02 | 0.12 | 0.74 | 0 | 0.03 | -0.06 | -0.04 | 0 |  | 0.33 | 0.3 | 0.23 | 37.54 | 1261.14 | 0.98
D | 4002 | 2018-08-20 | 24 | OFF | 24.83 | 12.53 | 0.1 | 0.02 | 0.22 | 0 | 0 | -0.04 | 0 | -0.04 | 0 |  | 0.33 | 0.3 | 0.23 | 38.48 | 1135.721 | 0.34
D | 4002 | 2018-08-21 | 1 | OFF | 24.63 | 12.53 | 0.25 | 0.05 | 0.09 | 0 | 0 | -0.04 | -0.05 | -0.04 | 0 |  | 0.33 | 0.3 | 0.23 | 38.28 | 1053.273 | 0.39
D | 4002 | 2018-08-21 | 2 | OFF | 24.07 | 12.53 | 0.25 | 0.05 | 0.09 | 0 | 0 | 0 | -0.01 | -0.04 | 0 |  | 0.33 | 0.3 | 0.23 | 37.8 | 1001.194 | 0.39
D | 4002 | 2018-08-21 | 3 | OFF | 20.82 | 12.53 | 0.25 | 0.05 | 0.07 | 0 | 0 | 0.07 | 0.01 | -0.04 | 0 |  | 0.33 | 0.3 | 0.23 | 34.62 | 970.771 | 0.37
D | 4002 | 2018-08-21 | 4 | OFF | 17.82 | 12.53 | 0.25 | 0.05 | 0.15 | 0 | 0 | 0.02 | -0.02 | -0.04 | 0 |  | 0.33 | 0.3 | 0.23 | 31.62 | 962.957 | 0.45
D | 4002 | 2018-08-21 | 5 | OFF | 18.85 | 12.53 | 0.25 | 0.05 | 0.1 | 0 | 0 | 0.01 | 0 | -0.04 | 0 |  | 0.33 | 0.3 | 0.23 | 32.61 | 991.39 | 0.4
D | 4002 | 2018-08-21 | 6 | OFF | 21.85 | 12.53 | 0.25 | 0.05 | 0.22 | 0 | 0 | 0.02 | 0.04 | -0.04 | 0 |  | 0.33 | 0.3 | 0.23 | 35.78 | 1071.37 | 0.52
D | 4002 | 2018-08-21 | 7 | OFF | 24.73 | 12.53 | 0.25 | 0.05 | 0.23 | 0 | 0 | -0.02 | -0.05 | -0.04 | 0 |  | 0.33 | 0.3 | 0.23 | 38.54 | 1190.324 | 0.53
D | 4002 | 2018-08-21 | 8 | ON | 25.8 | 12.53 | 0.25 | 0.05 | 0.22 | 0.75 | 0 | 0.03 | -0.08 | -0.04 | 0 |  | 0.33 | 0.3 | 0.23 | 40.37 | 1301.186 | 1.27
D | 4002 | 2018-08-21 | 9 | ON | 27.09 | 12.53 | 0.25 | 0.05 | 0.16 | 0.72 | 0 | 0.01 | -0.06 | -0.04 | 0 |  | 0.33 | 0.3 | 0.23 | 41.57 | 1371.676 | 1.18
D | 4002 | 2018-08-21 | 10 | ON | 26.65 | 12.53 | 0.25 | 0.05 | 0.09 | 0.69 | 0 | 0.04 | -0.05 | -0.04 | 0 |  | 0.33 | 0.3 | 0.23 | 41.07 | 1420.603 | 1.08
D | 4002 | 2018-08-21 | 11 | ON | 30.23 | 12.53 | 0.25 | 0.05 | 0.12 | 0.68 | 0.09 | 0.02 | -0.05 | -0.04 | 0 |  | 0.33 | 0.3 | 0.23 | 44.74 | 1470.818 | 1.19
D | 4002 | 2018-08-21 | 12 | ON | 28.98 | 12.53 | 0.25 | 0.05 | 0.12 | 0.66 | 0.03 | 0.02 | -0.07 | -0.04 | 0 |  | 0.33 | 0.3 | 0.23 | 43.39 | 1502.901 | 1.11
D | 4002 | 2018-08-21 | 13 | ON | 28.74 | 12.53 | 0.25 | 0.05 | 0.11 | 0.66 | 0.04 | 0.02 | -0.06 | -0.04 | 0 |  | 0.33 | 0.3 | 0.23 | 43.16 | 1517.682 | 1.11
D | 4002 | 2018-08-21 | 14 | ON | 28.51 | 12.53 | 0.25 | 0.05 | 0.1 | 0.65 | 0.02 | 0.02 | -0.08 | -0.04 | 0 |  | 0.33 | 0.3 | 0.23 | 42.87 | 1531.335 | 1.07
D | 4002 | 2018-08-21 | 15 | ON | 28.07 | 12.53 | 0.25 | 0.05 | 0.09 | 0.64 | 0 | 0.03 | -0.08 | -0.04 | 0 |  | 0.33 | 0.3 | 0.23 | 42.4 | 1532.055 | 1.03
D | 4002 | 2018-08-21 | 16 | ON | 31.57 | 12.53 | 0.25 | 0.05 | 0.1 | 0.63 | 0.07 | 0.06 | -0.1 | -0.04 | 0 |  | 0.33 | 0.3 | 0.23 | 45.98 | 1527.389 | 1.1
D | 4002 | 2018-08-21 | 17 | ON | 34.26 | 12.53 | 0.25 | 0.05 | 0.13 | 0.63 | 0 | 0.02 | -0.09 | -0.04 | 0 |  | 0.33 | 0.3 | 0.23 | 48.6 | 1523.3 | 1.06
D | 4002 | 2018-08-21 | 18 | ON | 32.09 | 12.53 | 0.25 | 0.05 | 0.12 | 0.62 | 0 | 0.01 | -0.1 | -0.04 | 0 |  | 0.33 | 0.3 | 0.23 | 46.39 | 1525.517 | 1.04
D | 4002 | 2018-08-21 | 19 | ON | 29.71 | 12.53 | 0.25 | 0.05 | 0.11 | 0.63 | 0 | 0.03 | -0.1 | -0.04 | 0 |  | 0.33 | 0.3 | 0.23 | 44.03 | 1514.518 | 1.04
D | 4002 | 2018-08-21 | 20 | ON | 31.19 | 12.53 | 0.25 | 0.05 | 0.09 | 0.63 | 0 | 0.01 | -0.07 | -0.04 | 0 |  | 0.33 | 0.3 | 0.23 | 45.5 | 1514.234 | 1.02
D | 4002 | 2018-08-21 | 21 | ON | 30.73 | 12.53 | 0.25 | 0.05 | 0.11 | 0.64 | 0.07 | 0.03 | -0.08 | -0.04 | 0 |  | 0.33 | 0.3 | 0.23 | 45.15 | 1500.843 | 1.12
D | 4002 | 2018-08-21 | 22 | ON | 26.03 | 12.53 | 0.25 | 0.05 | 0.1 | 0.68 | 0 | 0 | -0.04 | -0.04 | 0 |  | 0.33 | 0.3 | 0.23 | 40.42 | 1390.149 | 1.08
D | 4002 | 2018-08-21 | 23 | ON | 23.73 | 12.53 | 0.25 | 0.05 | 0.11 | 0.74 | 0 | -0.01 | -0.07 | -0.04 | 0 |  | 0.33 | 0.3 | 0.23 | 38.15 | 1260.259 | 1.15
D | 4002 | 2018-08-21 | 24 | OFF | 23.03 | 12.53 | 0.25 | 0.05 | 0.17 | 0 | 0 | 0.01 | -0.02 | -0.04 | 0 |  | 0.33 | 0.3 | 0.23 | 36.84 | 1148.032 | 0.47
D | 4002 | 2018-08-22 | 1 | OFF | 22.65 | 12.53 | 0.05 | 0.28 | 0.05 | 0 | 0 | -0.03 | -0.07 | -0.04 | 0 |  | 0.33 | 0.3 | 0.23 | 36.28 | 1073.154 | 0.38
D | 4002 | 2018-08-22 | 2 | OFF | 23.91 | 12.53 | 0.05 | 0.28 | 0.06 | 0 | 0 | 0.05 | -0.07 | -0.04 | 0 |  | 0.33 | 0.3 | 0.23 | 37.63 | 1028.222 | 0.39
D | 4002 | 2018-08-22 | 3 | OFF | 23.73 | 12.53 | 0.05 | 0.28 | 0.06 | 0 | 0 | 0.11 | -0.03 | -0.04 | 0 |  | 0.33 | 0.3 | 0.23 | 37.55 | 1002.77 | 0.39
D | 4002 | 2018-08-22 | 4 | OFF | 22.56 | 12.53 | 0.05 | 0.28 | 0.06 | 0 | 0 | 0.03 | -0.04 | -0.04 | 0 |  | 0.33 | 0.3 | 0.23 | 36.29 | 1000.281 | 0.39
D | 4002 | 2018-08-22 | 5 | OFF | 18.47 | 12.53 | 0.05 | 0.28 | 0.09 | 0 | 0 | 0.07 | -0.06 | -0.04 | 0 |  | 0.33 | 0.3 | 0.23 | 32.25 | 1030.677 | 0.42
D | 4002 | 2018-08-22 | 6 | OFF | 19.86 | 12.53 | 0.05 | 0.28 | 0.15 | 0 | 0 | 0.09 | -0.06 | -0.04 | 0 |  | 0.33 | 0.3 | 0.23 | 33.72 | 1119.741 | 0.48
D | 4002 | 2018-08-22 | 7 | OFF | 20.75 | 12.53 | 0.05 | 0.28 | 0.16 | 0 | 0 | 0.05 | -0.11 | -0.04 | 0 |  | 0.33 | 0.3 | 0.23 | 34.53 | 1254.422 | 0.49
D | 4002 | 2018-08-22 | 8 | ON | 21.87 | 12.53 | 0.05 | 0.28 | 0.12 | 0.68 | 0 | 0.02 | -0.11 | -0.04 | 0 |  | 0.33 | 0.3 | 0.23 | 36.26 | 1374.126 | 1.13
D | 4002 | 2018-08-22 | 9 | ON | 24.42 | 12.53 | 0.05 | 0.28 | 0.11 | 0.67 | 0 | 0.02 | -0.11 | -0.04 | 0 |  | 0.33 | 0.3 | 0.23 | 38.79 | 1453.892 | 1.11
D | 4002 | 2018-08-22 | 10 | ON | 25.93 | 12.53 | 0.05 | 0.28 | 0.08 | 0.64 | 0 | 0.03 | -0.11 | -0.04 | 0 |  | 0.33 | 0.3 | 0.23 | 40.25 | 1506.693 | 1.05
D | 4002 | 2018-08-22 | 11 | ON | 28.8 | 12.53 | 0.05 | 0.28 | 0.13 | 0.62 | 0 | 0.02 | -0.13 | -0.04 | 0 |  | 0.33 | 0.3 | 0.23 | 43.12 | 1540.889 | 1.08
D | 4002 | 2018-08-22 | 12 | ON | 28.26 | 12.53 | 0.05 | 0.28 | 0.09 | 0.61 | 0 | 0 | -0.14 | -0.04 | 0 |  | 0.33 | 0.3 | 0.23 | 42.5 | 1563.365 | 1.03
D | 4002 | 2018-08-22 | 13 | ON | 27.56 | 12.53 | 0.05 | 0.28 | 0.12 | 0.6 | 0 | -0.01 | -0.16 | -0.04 | 0 |  | 0.33 | 0.3 | 0.23 | 41.79 | 1581.861 | 1.05
D | 4002 | 2018-08-22 | 14 | ON | 27.01 | 12.53 | 0.05 | 0.28 | 0.07 | 0.49 | 0 | 0.03 | -0.16 | -0.04 | 0 |  | 0.33 | 0.3 | 0.23 | 41.12 | 1606.608 | 0.89
D | 4002 | 2018-08-22 | 15 | ON | 31.41 | 12.53 | 0.05 | 0.28 | 0.09 | 0.48 | 0 | -0.03 | -0.2 | -0.04 | 0 |  | 0.33 | 0.3 | 0.23 | 45.43 | 1634.438 | 0.9
D | 4002 | 2018-08-22 | 16 | ON | 29.39 | 12.53 | 0.05 | 0.28 | 0.12 | 0.56 | 0 | 0.02 | -0.19 | -0.04 | 0 |  | 0.33 | 0.3 | 0.23 | 43.58 | 1654.315 | 1.01
D | 4002 | 2018-08-22 | 17 | ON | 30.33 | 12.53 | 0.05 | 0.28 | 0.13 | 0.47 | 0 | 0.12 | -0.22 | -0.04 | 0 |  | 0.33 | 0.3 | 0.23 | 44.51 | 1681.623 | 0.93
D | 4002 | 2018-08-22 | 18 | ON | 30.36 | 12.53 | 0.05 | 0.28 | 0.13 | 0.47 | 0 | 0.03 | -0.21 | -0.04 | 0 |  | 0.33 | 0.3 | 0.23 | 44.46 | 1694.457 | 0.93
D | 4002 | 2018-08-22 | 19 | ON | 36.3 | 12.53 | 0.05 | 0.28 | 0.2 | 0.56 | 0 | 0.07 | -0.18 | -0.04 | 0 |  | 0.33 | 0.3 | 0.23 | 50.63 | 1663.295 | 1.09
D | 4002 | 2018-08-22 | 20 | ON | 30.76 | 12.53 | 0.05 | 0.28 | 0.1 | 0.57 | 0 | 0.08 | -0.18 | -0.04 | 0 |  | 0.33 | 0.3 | 0.23 | 45.01 | 1626.46 | 1
D | 4002 | 2018-08-22 | 21 | ON | 32.15 | 12.53 | 0.05 | 0.28 | 0.16 | 0.58 | 0 | 0.05 | -0.18 | -0.04 | 0 |  | 0.33 | 0.3 | 0.23 | 46.44 | 1596.335 | 1.07
D | 4002 | 2018-08-22 | 22 | ON | 28.25 | 12.53 | 0.05 | 0.28 | 0.13 | 0.63 | 0 | 0.1 | -0.07 | -0.04 | 0 |  | 0.33 | 0.3 | 0.23 | 42.72 | 1480.539 | 1.09
D | 4002 | 2018-08-22 | 23 | ON | 24.71 | 12.53 | 0.05 | 0.28 | 0.15 | 0.69 | 0 | 0.07 | -0.12 | -0.04 | 0 |  | 0.33 | 0.3 | 0.23 | 39.18 | 1336.581 | 1.17
D | 4002 | 2018-08-22 | 24 | OFF | 25.84 | 12.53 | 0.05 | 0.28 | 0.27 | 0 | 0 | 0.01 | -0.04 | -0.04 | 0 |  | 0.33 | 0.3 | 0.23 | 39.76 | 1205.432 | 0.6
D | 4002 | 2018-08-23 | 1 | OFF | 23.13 | 12.53 | 0.16 | 0.13 | 0.08 | 0 | 0 | 0.04 | -0.08 | -0.04 | 0 |  | 0.33 | 0.3 | 0.23 | 36.81 | 1111 | 0.37
D | 4002 | 2018-08-23 | 2 | OFF | 23.89 | 12.53 | 0.16 | 0.13 | 0.07 | 0 | 0 | 0.11 | -0.17 | -0.04 | 0 |  | 0.33 | 0.3 | 0.23 | 37.54 | 1052.697 | 0.36
D | 4002 | 2018-08-23 | 3 | OFF | 22.09 | 12.53 | 0.16 | 0.13 | 0.06 | 0 | 0 | 0.06 | -0.06 | -0.04 | 0 |  | 0.33 | 0.3 | 0.23 | 35.79 | 1016.303 | 0.35
D | 4002 | 2018-08-23 | 4 | OFF | 20.62 | 12.53 | 0.16 | 0.13 | 0.06 | 0 | 0 | 0.07 | -0.06 | -0.04 | 0 |  | 0.33 | 0.3 | 0.23 | 34.33 | 1001.48 | 0.35
D | 4002 | 2018-08-23 | 5 | OFF | 20.5 | 12.53 | 0.16 | 0.13 | 0.07 | 0 | 0 | 0.09 | -0.08 | -0.04 | 0 |  | 0.33 | 0.3 | 0.23 | 34.22 | 1023.939 | 0.36
D | 4002 | 2018-08-23 | 6 | OFF | 23.87 | 12.53 | 0.16 | 0.13 | 0.15 | 0 | 0 | 0.09 | -0.01 | -0.04 | 0 |  | 0.33 | 0.3 | 0.23 | 37.74 | 1102.633 | 0.44
D | 4002 | 2018-08-23 | 7 | OFF | 24.51 | 12.53 | 0.16 | 0.13 | 0.19 | 0 | 0 | -0.02 | -0.11 | -0.04 | 0 |  | 0.33 | 0.3 | 0.23 | 38.21 | 1216.544 | 0.48
D | 4002 | 2018-08-23 | 8 | ON | 26.8 | 12.53 | 0.16 | 0.13 | 0.38 | 0.66 | 0 | -0.03 | -0.16 | -0.04 | 0 |  | 0.33 | 0.3 | 0.23 | 41.29 | 1321.832 | 1.33
D | 4002 | 2018-08-23 | 9 | ON | 24.86 | 12.53 | 0.16 | 0.13 | 0.14 | 0.61 | 0 | 0 | -0.08 | -0.04 | 0 |  | 0.33 | 0.3 | 0.23 | 39.17 | 1390.57 | 1.04
D | 4002 | 2018-08-23 | 10 | ON | 25.25 | 12.53 | 0.16 | 0.13 | 0.09 | 0.6 | 0 | 0.05 | -0.07 | -0.04 | 0 |  | 0.33 | 0.3 | 0.23 | 39.56 | 1429.779 | 0.98
D | 4002 | 2018-08-23 | 11 | ON | 23.73 | 12.53 | 0.16 | 0.13 | 0.08 | 0.65 | 0 | 0.04 | -0.09 | -0.04 | 0 |  | 0.33 | 0.3 | 0.23 | 38.05 | 1456.564 | 1.02
D | 4002 | 2018-08-23 | 12 | ON | 21.94 | 12.53 | 0.16 | 0.13 | 0.06 | 0.67 | 0 | 0 | -0.09 | -0.04 | 0 |  | 0.33 | 0.3 | 0.23 | 36.22 | 1482.658 | 1.02
D | 4002 | 2018-08-23 | 13 | ON | 22.27 | 12.53 | 0.16 | 0.13 | 0.05 | 0.66 | 0 | -0.01 | -0.1 | -0.04 | 0 |  | 0.33 | 0.3 | 0.23 | 36.51 | 1500.73 | 1
D | 4002 | 2018-08-23 | 14 | ON | 22.58 | 12.53 | 0.16 | 0.13 | 0.06 | 0.65 | 0 | 0.01 | -0.1 | -0.04 | 0 |  | 0.33 | 0.3 | 0.23 | 36.84 | 1528.316 | 1
D | 4002 | 2018-08-23 | 15 | ON | 22.78 | 12.53 | 0.16 | 0.13 | 0.06 | 0.64 | 0 | 0 | -0.09 | -0.04 | 0 |  | 0.33 | 0.3 | 0.23 | 37.03 | 1539.216 | 0.99
D | 4002 | 2018-08-23 | 16 | ON | 26.07 | 12.53 | 0.16 | 0.13 | 0.07 | 0.65 | 0.02 | -0.03 | -0.1 | -0.04 | 0 |  | 0.33 | 0.3 | 0.23 | 40.32 | 1542.474 | 1.03
D | 4002 | 2018-08-23 | 17 | ON | 27.61 | 12.53 | 0.16 | 0.13 | 0.06 | 0.64 | 0.01 | -0.05 | -0.08 | -0.04 | 0 |  | 0.33 | 0.3 | 0.23 | 41.83 | 1545.621 | 1
D | 4002 | 2018-08-23 | 18 | ON | 40.64 | 12.53 | 0.16 | 0.13 | 0.2 | 0.64 | 0.34 | -0.03 | -0.12 | -0.04 | 0 |  | 0.33 | 0.3 | 0.23 | 55.31 | 1538.027 | 1.47
D | 4002 | 2018-08-23 | 19 | ON | 35.96 | 12.53 | 0.16 | 0.13 | 0.15 | 0.64 | 0.17 | 0 | -0.1 | -0.04 | 0 |  | 0.33 | 0.3 | 0.23 | 50.46 | 1510.699 | 1.25
D | 4002 | 2018-08-23 | 20 | ON | 27.86 | 12.53 | 0.16 | 0.13 | 0.11 | 0.66 | 0 | -0.01 | -0.1 | -0.04 | 0 |  | 0.33 | 0.3 | 0.23 | 42.16 | 1484.413 | 1.06
D | 4002 | 2018-08-23 | 21 | ON | 29.99 | 12.53 | 0.16 | 0.13 | 0.13 | 0.67 | 0.1 | -0.01 | -0.1 | -0.04 | 0 |  | 0.33 | 0.3 | 0.23 | 44.42 | 1465.566 | 1.19
D | 4002 | 2018-08-23 | 22 | ON | 24.88 | 12.53 | 0.16 | 0.13 | 0.09 | 0.71 | 0.02 | -0.03 | -0.05 | -0.04 | 0 |  | 0.33 | 0.3 | 0.23 | 39.26 | 1353.354 | 1.11
D | 4002 | 2018-08-23 | 23 | ON | 21.86 | 12.53 | 0.16 | 0.13 | 0.17 | 0.79 | 0 | -0.02 | -0.07 | -0.04 | 0 |  | 0.33 | 0.3 | 0.23 | 36.37 | 1214.737 | 1.25
D | 4002 | 2018-08-23 | 24 | OFF | 20.41 | 12.53 | 0.16 | 0.13 | 0.13 | 0 | 0 | -0.02 | -0.07 | -0.04 | 0 |  | 0.33 | 0.3 | 0.23 | 34.09 | 1093.44 | 0.42
D | 4002 | 2018-08-24 | 1 | OFF | 20.95 | 12.53 | 0.13 | 0.02 | 0.07 | 0 | 0 | 0.03 | -0.07 | -0.04 | 0 |  | 0.33 | 0.3 | 0.23 | 34.48 | 1012.252 | 0.22
D | 4002 | 2018-08-24 | 2 | OFF | 21.22 | 12.53 | 0.13 | 0.02 | 0.06 | 0 | 0 | 0 | -0.05 | -0.04 | 0 |  | 0.33 | 0.3 | 0.23 | 34.73 | 964.93 | 0.21
D | 4002 | 2018-08-24 | 3 | OFF | 21.02 | 12.53 | 0.13 | 0.02 | 0.06 | 0 | 0 | -0.01 | -0.06 | -0.04 | 0 |  | 0.33 | 0.3 | 0.23 | 34.51 | 935.63 | 0.21
D | 4002 | 2018-08-24 | 4 | OFF | 20.66 | 12.53 | 0.13 | 0.02 | 0.07 | 0 | 0 | 0.01 | -0.06 | -0.04 | 0 |  | 0.33 | 0.3 | 0.23 | 34.18 | 929.343 | 0.22
D | 4002 | 2018-08-24 | 5 | OFF | 21.01 | 12.53 | 0.13 | 0.02 | 0.07 | 0 | 0 | 0.02 | -0.06 | -0.04 | 0 |  | 0.33 | 0.3 | 0.23 | 34.54 | 952.214 | 0.22
D | 4002 | 2018-08-24 | 6 | OFF | 22.16 | 12.53 | 0.13 | 0.02 | 0.17 | 0 | 0 | 0.06 | -0.04 | -0.04 | 0 |  | 0.33 | 0.3 | 0.23 | 35.85 | 1028.644 | 0.32
D | 4002 | 2018-08-24 | 7 | OFF | 21.36 | 12.53 | 0.13 | 0.02 | 0.18 | 0 | 0 | 0.03 | -0.08 | -0.04 | 0 |  | 0.33 | 0.3 | 0.23 | 34.99 | 1141.324 | 0.33
D | 4002 | 2018-08-24 | 8 | ON | 20.95 | 12.53 | 0.13 | 0.02 | 0.15 | 0.69 | 0 | 0 | -0.07 | -0.04 | 0 |  | 0.33 | 0.3 | 0.23 | 35.22 | 1248.885 | 0.99
D | 4002 | 2018-08-24 | 9 | ON | 21.53 | 12.53 | 0.13 | 0.02 | 0.08 | 0.65 | 0 | 0.03 | -0.06 | -0.04 | 0 |  | 0.33 | 0.3 | 0.23 | 35.73 | 1331.372 | 0.88
D | 4002 | 2018-08-24 | 10 | ON | 21.18 | 12.53 | 0.13 | 0.02 | 0.06 | 0.7 | 0 | -0.01 | -0.06 | -0.04 | 0 |  | 0.33 | 0.3 | 0.23 | 35.37 | 1394.297 | 0.91
D | 4002 | 2018-08-24 | 11 | ON | 21.84 | 12.53 | 0.13 | 0.02 | 0.05 | 0.71 | 0 | 0 | -0.09 | -0.04 | 0 |  | 0.33 | 0.3 | 0.23 | 36.01 | 1448.567 | 0.91
D | 4002 | 2018-08-24 | 12 | ON | 22.48 | 12.53 | 0.13 | 0.02 | 0.06 | 0.68 | 0 | 0 | -0.12 | -0.04 | 0 |  | 0.33 | 0.3 | 0.23 | 36.6 | 1498.454 | 0.89
D | 4002 | 2018-08-24 | 13 | ON | 23 | 12.53 | 0.13 | 0.02 | 0.05 | 0.66 | 0 | 0.02 | -0.12 | -0.04 | 0 |  | 0.33 | 0.3 | 0.23 | 37.11 | 1536.223 | 0.86
D | 4002 | 2018-08-24 | 14 | ON | 24.22 | 12.53 | 0.13 | 0.02 | 0.07 | 0.55 | 0 | 0.04 | -0.15 | -0.04 | 0 |  | 0.33 | 0.3 | 0.23 | 38.23 | 1587.107 | 0.77
D | 4002 | 2018-08-24 | 15 | ON | 23.56 | 12.53 | 0.13 | 0.02 | 0.06 | 0.53 | 0 | 0.03 | -0.16 | -0.04 | 0 |  | 0.33 | 0.3 | 0.23 | 37.52 | 1618.607 | 0.74
D | 4002 | 2018-08-24 | 16 | ON | 24.26 | 12.53 | 0.13 | 0.02 | 0.07 | 0.51 | 0 | 0.03 | -0.21 | -0.04 | 0 |  | 0.33 | 0.3 | 0.23 | 38.16 | 1643.683 | 0.73
D | 4002 | 2018-08-24 | 17 | ON | 34.79 | 12.53 | 0.13 | 0.02 | 0.17 | 0.5 | 0.07 | -0.12 | -0.1 | -0.04 | 0 |  | 0.33 | 0.3 | 0.23 | 48.81 | 1664.831 | 0.89
D | 4002 | 2018-08-24 | 18 | ON | 51.68 | 12.53 | 0.13 | 0.02 | 0.31 | 0.59 | 0.32 | -0.02 | -0.24 | -0.04 | 0 |  | 0.33 | 0.3 | 0.23 | 66.14 | 1662.402 | 1.37
D | 4002 | 2018-08-24 | 19 | ON | 36.83 | 12.53 | 0.13 | 0.02 | 0.29 | 0.6 | 0.07 | 0.04 | -0.13 | -0.04 | 0 |  | 0.33 | 0.3 | 0.23 | 51.2 | 1623.455 | 1.11
D | 4002 | 2018-08-24 | 20 | ON | 33.95 | 12.53 | 0.13 | 0.02 | 0.18 | 0.62 | 0 | 0.01 | -0.12 | -0.04 | 0 |  | 0.33 | 0.3 | 0.23 | 48.14 | 1591.071 | 0.95
D | 4002 | 2018-08-24 | 21 | ON | 28.65 | 12.53 | 0.13 | 0.02 | 0.17 | 0.63 | 0.01 | -0.05 | -0.07 | -0.04 | 0 |  | 0.33 | 0.3 | 0.23 | 42.84 | 1564.552 | 0.96
D | 4002 | 2018-08-24 | 22 | ON | 23.85 | 12.53 | 0.13 | 0.02 | 0.06 | 0.67 | 0 | -0.05 | -0.1 | -0.04 | 0 |  | 0.33 | 0.3 | 0.23 | 37.93 | 1460.825 | 0.88
D | 4002 | 2018-08-24 | 23 | ON | 20.81 | 12.53 | 0.13 | 0.02 | 0.12 | 0.73 | 0 | -0.02 | -0.04 | -0.04 | 0 |  | 0.33 | 0.3 | 0.23 | 35.1 | 1325.824 | 1
D | 4002 | 2018-08-24 | 24 | OFF | 20.06 | 12.53 | 0.13 | 0.02 | 0.15 | 0 | 0 | -0.05 | -0.05 | -0.04 | 0 |  | 0.33 | 0.3 | 0.23 | 33.61 | 1189.165 | 0.3
D | 4002 | 2018-08-25 | 1 | OFF | 21.45 | 12.53 | 0.15 | 0.01 | 0.11 | 0 | 0 | -0.07 | -0.05 | -0.04 | 0 |  | 0.33 | 0.3 | 0.23 | 34.95 | 1091.193 | 0.27
D | 4002 | 2018-08-25 | 2 | OFF | 22.54 | 12.53 | 0.15 | 0.01 | 0.09 | 0 | 0 | 0 | -0.01 | -0.04 | 0 |  | 0.33 | 0.3 | 0.23 | 36.13 | 1031.101 | 0.25
D | 4002 | 2018-08-25 | 3 | OFF | 24.04 | 12.53 | 0.15 | 0.01 | 0.12 | 0 | 0 | 0.1 | -0.03 | -0.04 | 0 |  | 0.33 | 0.3 | 0.23 | 37.74 | 992.144 | 0.28
D | 4002 | 2018-08-25 | 4 | OFF | 21.74 | 12.53 | 0.15 | 0.01 | 0.08 | 0 | 0 | 0.05 | -0.02 | -0.04 | 0 |  | 0.33 | 0.3 | 0.23 | 35.36 | 970.789 | 0.24
D | 4002 | 2018-08-25 | 5 | OFF | 19.48 | 12.53 | 0.15 | 0.01 | 0.11 | 0 | 0 | 0.02 | -0.01 | -0.04 | 0 |  | 0.33 | 0.3 | 0.23 | 33.11 | 969.379 | 0.27
D | 4002 | 2018-08-25 | 6 | OFF | 20.23 | 12.53 | 0.15 | 0.01 | 0.37 | 0 | 0 | 0.02 | -0.01 | -0.04 | 0 |  | 0.33 | 0.3 | 0.23 | 34.12 | 996.45 | 0.53
D | 4002 | 2018-08-25 | 7 | OFF | 23.35 | 12.53 | 0.15 | 0.01 | 0.14 | 0 | 0 | 0.04 | -0.01 | -0.04 | 0 |  | 0.33 | 0.3 | 0.23 | 37.03 | 1043.94 | 0.3
D | 4002 | 2018-08-25 | 8 | OFF | 21.1 | 12.53 | 0.15 | 0.01 | 0.18 | 0 | 0 | 0.05 | -0.01 | -0.04 | 0 |  | 0.33 | 0.3 | 0.23 | 34.83 | 1137.85 | 0.34
D | 4002 | 2018-08-25 | 9 | OFF | 22.39 | 12.53 | 0.15 | 0.01 | 0.11 | 0 | 0 | 0.04 | -0.04 | -0.04 | 0 |  | 0.33 | 0.3 | 0.23 | 36.01 | 1252.936 | 0.27
D | 4002 | 2018-08-25 | 10 | OFF | 27.1 | 12.53 | 0.15 | 0.01 | 0.13 | 0 | 0 | 0.04 | -0.1 | -0.04 | 0 |  | 0.33 | 0.3 | 0.23 | 40.68 | 1340.165 | 0.29
D | 4002 | 2018-08-25 | 11 | OFF | 23.5 | 12.53 | 0.15 | 0.01 | 0.09 | 0 | 0 | 0.04 | -0.06 | -0.04 | 0 |  | 0.33 | 0.3 | 0.23 | 37.08 | 1404.903 | 0.25
D | 4002 | 2018-08-25 | 12 | OFF | 23.03 | 12.53 | 0.15 | 0.01 | 0.06 | 0 | 0 | 0.04 | -0.06 | -0.04 | 0 |  | 0.33 | 0.3 | 0.23 | 36.58 | 1466.345 | 0.22
D | 4002 | 2018-08-25 | 13 | OFF | 25.56 | 12.53 | 0.15 | 0.01 | 0.08 | 0 | 0 | 0.04 | -0.08 | -0.04 | 0 |  | 0.33 | 0.3 | 0.23 | 39.11 | 1509.763 | 0.24
D | 4002 | 2018-08-25 | 14 | OFF | 26.97 | 12.53 | 0.15 | 0.01 | 0.1 | 0 | 0 | 0.03 | -0.07 | -0.04 | 0 |  | 0.33 | 0.3 | 0.23 | 40.54 | 1534.976 | 0.26
D | 4002 | 2018-08-25 | 15 | OFF | 30.83 | 12.53 | 0.15 | 0.01 | 0.12 | 0 | 0 | 0.03 | -0.08 | -0.04 | 0 |  | 0.33 | 0.3 | 0.23 | 44.41 | 1538.798 | 0.28
D | 4002 | 2018-08-25 | 16 | OFF | 35.95 | 12.53 | 0.15 | 0.01 | 0.16 | 0 | 0 | 0.01 | -0.1 | -0.04 | 0 |  | 0.33 | 0.3 | 0.23 | 49.53 | 1546.238 | 0.32
D | 4002 | 2018-08-25 | 17 | OFF | 28.53 | 12.53 | 0.15 | 0.01 | 0.12 | 0 | 0 | 0.04 | -0.09 | -0.04 | 0 |  | 0.33 | 0.3 | 0.23 | 42.11 | 1553.109 | 0.28
D | 4002 | 2018-08-25 | 18 | OFF | 28.29 | 12.53 | 0.15 | 0.01 | 0.13 | 0 | 0 | 0.05 | -0.1 | -0.04 | 0 |  | 0.33 | 0.3 | 0.23 | 41.88 | 1566.651 | 0.29
D | 4002 | 2018-08-25 | 19 | OFF | 28.53 | 12.53 | 0.15 | 0.01 | 0.14 | 0 | 0 | 0.05 | -0.07 | -0.04 | 0 |  | 0.33 | 0.3 | 0.23 | 42.16 | 1543.851 | 0.3
D | 4002 | 2018-08-25 | 20 | OFF | 25.07 | 12.53 | 0.15 | 0.01 | 0.07 | 0 | 0 | 0.01 | -0.08 | -0.04 | 0 |  | 0.33 | 0.3 | 0.23 | 38.58 | 1515.127 | 0.23
D | 4002 | 2018-08-25 | 21 | OFF | 23.74 | 12.53 | 0.15 | 0.01 | 0.1 | 0 | 0 | 0.03 | -0.06 | -0.04 | 0 |  | 0.33 | 0.3 | 0.23 | 37.32 | 1490.116 | 0.26
D | 4002 | 2018-08-25 | 22 | OFF | 21.94 | 12.53 | 0.15 | 0.01 | 0.07 | 0 | 0 | 0.01 | -0.07 | -0.04 | 0 |  | 0.33 | 0.3 | 0.23 | 35.46 | 1392.963 | 0.23
D | 4002 | 2018-08-25 | 23 | OFF | 21.33 | 12.53 | 0.15 | 0.01 | 0.12 | 0 | 0 | 0.03 | -0.02 | -0.04 | 0 |  | 0.33 | 0.3 | 0.23 | 34.97 | 1272.911 | 0.28
D | 4002 | 2018-08-25 | 24 | OFF | 20.46 | 12.53 | 0.15 | 0.01 | 0.14 | 0 | 0 | 0.02 | 0 | -0.04 | 0 |  | 0.33 | 0.3 | 0.23 | 34.13 | 1154.65 | 0.3
D | 4002 | 2018-08-26 | 1 | OFF | 20.14 | 12.53 | 0.65 | 0.02 | 0.11 | 0 | 0 | 0.03 | -0.03 | -0.04 | 0 |  | 0.33 | 0.3 | 0.23 | 34.27 | 1064.059 | 0.78
D | 4002 | 2018-08-26 | 2 | OFF | 6.65 | 12.53 | 0.65 | 0.02 | 0.15 | 0 | 0 | -0.01 | 0.13 | -0.04 | 0 |  | 0.33 | 0.3 | 0.23 | 20.94 | 1003.887 | 0.82
D | 4002 | 2018-08-26 | 3 | OFF | 19.12 | 12.53 | 0.65 | 0.02 | 0.08 | 0 | 0 | 0.02 | -0.01 | -0.04 | 0 |  | 0.33 | 0.3 | 0.23 | 33.23 | 963.573 | 0.75
D | 4002 | 2018-08-26 | 4 | OFF | 11.36 | 12.53 | 0.65 | 0.02 | 0.14 | 0 | 0 | 0.03 | 0.01 | -0.04 | 0 |  | 0.33 | 0.3 | 0.23 | 25.56 | 942.47 | 0.81
D | 4002 | 2018-08-26 | 5 | OFF | -40.48 | 12.53 | 0.65 | 0.02 | 0.56 | 0 | 0 | -0.12 | -0.07 | -0.04 | 0 |  | 0.33 | 0.3 | 0.23 | -26.09 | 935.952 | 1.23
D | 4002 | 2018-08-26 | 6 | OFF | 7.3 | 12.53 | 0.65 | 0.02 | 0.13 | 0 | 0 | 0.38 | 0.05 | -0.04 | 0 |  | 0.33 | 0.3 | 0.23 | 21.88 | 950.189 | 0.8
D | 4002 | 2018-08-26 | 7 | OFF | 21.59 | 12.53 | 0.65 | 0.02 | 0.14 | 0 | 0 | -0.02 | 0 | -0.04 | 0 |  | 0.33 | 0.3 | 0.23 | 35.73 | 979.985 | 0.81
D | 4002 | 2018-08-26 | 8 | OFF | 20.84 | 12.53 | 0.65 | 0.02 | 0.14 | 0 | 0 | 0.01 | -0.07 | -0.04 | 0 |  | 0.33 | 0.3 | 0.23 | 34.94 | 1064.079 | 0.81
D | 4002 | 2018-08-26 | 9 | OFF | 9.61 | 12.53 | 0.65 | 0.02 | 0.35 | 0 | 0 | 0.02 | 0.02 | -0.04 | 0 |  | 0.33 | 0.3 | 0.23 | 24.02 | 1175.35 | 1.02
D | 4002 | 2018-08-26 | 10 | OFF | 20.12 | 12.53 | 0.65 | 0.02 | 0.09 | 0 | 0 | -0.01 | -0.06 | -0.04 | 0 |  | 0.33 | 0.3 | 0.23 | 34.16 | 1263.862 | 0.76
D | 4002 | 2018-08-26 | 11 | OFF | 24.07 | 12.53 | 0.65 | 0.02 | 0.09 | 0 | 0 | -0.01 | -0.06 | -0.04 | 0 |  | 0.33 | 0.3 | 0.23 | 38.11 | 1339.002 | 0.76
D | 4002 | 2018-08-26 | 12 | OFF | 24.26 | 12.53 | 0.65 | 0.02 | 0.09 | 0 | 0 | 0 | -0.12 | -0.04 | 0 |  | 0.33 | 0.3 | 0.23 | 38.25 | 1405.787 | 0.76
D | 4002 | 2018-08-26 | 13 | OFF | 22.65 | 12.53 | 0.65 | 0.02 | 0.06 | 0 | 0 | -0.01 | -0.11 | -0.04 | 0 |  | 0.33 | 0.3 | 0.23 | 36.61 | 1457.467 | 0.73
D | 4002 | 2018-08-26 | 14 | OFF | 25.8 | 12.53 | 0.65 | 0.02 | 0.08 | 0 | 0 | -0.01 | -0.09 | -0.04 | 0 |  | 0.33 | 0.3 | 0.23 | 39.8 | 1495.207 | 0.75
D | 4002 | 2018-08-26 | 15 | OFF | 26.5 | 12.53 | 0.65 | 0.02 | 0.07 | 0 | 0 | -0.04 | -0.11 | -0.04 | 0 |  | 0.33 | 0.3 | 0.23 | 40.44 | 1536.507 | 0.74
D | 4002 | 2018-08-26 | 16 | OFF | 40.92 | 12.53 | 0.65 | 0.02 | 0.26 | 0 | 0 | -0.04 | -0.17 | -0.04 | 0 |  | 0.33 | 0.3 | 0.23 | 54.99 | 1578.189 | 0.93
D | 4002 | 2018-08-26 | 17 | OFF | 50.18 | 12.53 | 0.65 | 0.02 | 0.36 | 0 | 0 | -0.05 | -0.19 | -0.04 | 0 |  | 0.33 | 0.3 | 0.23 | 64.32 | 1616.741 | 1.03
D | 4002 | 2018-08-26 | 18 | OFF | 38.37 | 12.53 | 0.65 | 0.02 | 0.16 | 0 | 0 | 0 | -0.17 | -0.04 | 0 |  | 0.33 | 0.3 | 0.23 | 52.38 | 1642.167 | 0.83
D | 4002 | 2018-08-26 | 19 | OFF | 45.07 | 12.53 | 0.65 | 0.02 | 0.22 | 0 | 0 | 0 | -0.14 | -0.04 | 0 |  | 0.33 | 0.3 | 0.23 | 59.17 | 1636.654 | 0.89
D | 4002 | 2018-08-26 | 20 | OFF | 50.56 | 12.53 | 0.65 | 0.02 | 0.2 | 0 | 0 | -0.04 | -0.14 | -0.04 | 0 |  | 0.33 | 0.3 | 0.23 | 64.6 | 1627.659 | 0.87
D | 4002 | 2018-08-26 | 21 | OFF | 51.82 | 12.53 | 0.65 | 0.02 | 0.1 | 0 | 0 | 0.02 | -0.16 | -0.04 | 0 |  | 0.33 | 0.3 | 0.23 | 65.8 | 1610.253 | 0.77
D | 4002 | 2018-08-26 | 22 | OFF | 51.93 | 12.53 | 0.65 | 0.02 | 0.3 | 0 | 0.1 | 0.13 | 0.01 | -0.04 | 0 |  | 0.33 | 0.3 | 0.23 | 66.49 | 1498.448 | 1.07
D | 4002 | 2018-08-26 | 23 | OFF | 34.55 | 12.53 | 0.65 | 0.02 | 0.33 | 0 | 0.04 | 0.08 | 0.01 | -0.04 | 0 |  | 0.33 | 0.3 | 0.23 | 49.03 | 1367.589 | 1.04
D | 4002 | 2018-08-26 | 24 | OFF | 27.7 | 12.53 | 0.65 | 0.02 | 0.2 | 0 | 0 | 0.05 | -0.06 | -0.04 | 0 |  | 0.33 | 0.3 | 0.23 | 41.91 | 1251.706 | 0.87
D | 4002 | 2018-08-27 | 1 | OFF | 35.1 | 12.53 | 0.99 | 0.7 | 0.2 | 0 | 0 | 0.22 | -0.06 | -0.04 | 0 |  | 0.33 | 0.3 | 0.23 | 50.5 | 1171.942 | 1.89
D | 4002 | 2018-08-27 | 2 | OFF | 26.96 | 12.53 | 0.99 | 0.7 | 0.12 | 0 | 0 | 0.08 | -0.06 | -0.04 | 0 |  | 0.33 | 0.3 | 0.23 | 42.14 | 1118.975 | 1.81
D | 4002 | 2018-08-27 | 3 | OFF | 30.05 | 12.53 | 0.99 | 0.7 | 0.13 | 0 | 0 | 0.13 | -0.07 | -0.04 | 0 |  | 0.33 | 0.3 | 0.23 | 45.28 | 1088.362 | 1.82
D | 4002 | 2018-08-27 | 4 | OFF | 32.12 | 12.53 | 0.99 | 0.7 | 0.15 | 0 | 0 | 0.07 | -0.09 | -0.04 | 0 |  | 0.33 | 0.3 | 0.23 | 47.29 | 1080 | 1.84
D | 4002 | 2018-08-27 | 5 | OFF | 31.23 | 12.53 | 0.99 | 0.7 | 0.13 | 0 | 0 | 0.09 | -0.08 | -0.04 | 0 |  | 0.33 | 0.3 | 0.23 | 46.41 | 1101.919 | 1.82
D | 4002 | 2018-08-27 | 6 | OFF | 36.96 | 12.53 | 0.99 | 0.7 | 0.42 | 0 | 0 | 0.14 | -0.01 | -0.04 | 0 |  | 0.33 | 0.3 | 0.23 | 52.55 | 1191.729 | 2.11
D | 4002 | 2018-08-27 | 7 | OFF | 51.51 | 12.53 | 0.99 | 0.7 | 1.29 | 0 | 0.6 | 0.19 | -0.37 | -0.04 | 0 |  | 0.33 | 0.3 | 0.23 | 68.26 | 1336.811 | 3.58
D | 4002 | 2018-08-27 | 8 | ON | 46.82 | 12.53 | 0.99 | 0.7 | 0.59 | 0.67 | 0.02 | 0.03 | -0.05 | -0.04 | 0 |  | 0.33 | 0.3 | 0.23 | 63.12 | 1478.541 | 2.97
D | 4002 | 2018-08-27 | 9 | ON | 38.1 | 12.53 | 0.99 | 0.7 | 0.23 | 0.63 | 0 | 0.02 | -0.19 | -0.04 | 0 |  | 0.33 | 0.3 | 0.23 | 53.83 | 1597.892 | 2.55
D | 4002 | 2018-08-27 | 10 | ON | 55.92 | 12.53 | 0.99 | 0.7 | 0.23 | 0.59 | 0.13 | -0.01 | 0.03 | -0.04 | 0 |  | 0.33 | 0.3 | 0.23 | 71.93 | 1700.966 | 2.64
D | 4002 | 2018-08-27 | 11 | ON | 52.81 | 12.53 | 0.99 | 0.7 | 0.16 | 0.54 | 0.32 | -0.03 | -0.09 | -0.04 | 0 |  | 0.33 | 0.3 | 0.23 | 68.75 | 1792.921 | 2.71
D | 4002 | 2018-08-27 | 12 | ON | 47.51 | 12.53 | 0.99 | 0.7 | 0.13 | 0.52 | 0.13 | -0.01 | -0.12 | -0.04 | 0 |  | 0.33 | 0.3 | 0.23 | 63.2 | 1862.249 | 2.47
D | 4002 | 2018-08-27 | 13 | ON | 47.42 | 12.53 | 0.99 | 0.7 | 0.13 | 0.52 | 0 | -0.05 | -0.19 | -0.04 | 0 |  | 0.33 | 0.3 | 0.23 | 62.87 | 1919.006 | 2.34
D | 4002 | 2018-08-27 | 14 | ON | 60.25 | 12.53 | 0.99 | 0.7 | 0.15 | 0.5 | 0.2 | -0.1 | -0.17 | -0.04 | 0 |  | 0.33 | 0.3 | 0.23 | 75.87 | 1974.17 | 2.54
D | 4002 | 2018-08-27 | 15 | ON | 71.32 | 12.53 | 0.99 | 0.7 | 0.15 | 0.48 | 0.66 | 0.05 | -0.22 | -0.04 | 0 |  | 0.33 | 0.3 | 0.23 | 87.48 | 2015.608 | 2.98
D | 4002 | 2018-08-27 | 16 | ON | 71.92 | 12.53 | 0.99 | 0.7 | 0.17 | 0.48 | 0.64 | -0.04 | -0.24 | -0.04 | 0 |  | 0.33 | 0.3 | 0.23 | 87.97 | 2042.676 | 2.98
D | 4002 | 2018-08-27 | 17 | ON | 98.29 | 12.53 | 0.99 | 0.7 | 1.71 | 0.47 | 0.09 | -0.06 | -0.14 | -0.04 | 0 |  | 0.33 | 0.3 | 0.23 | 115.4 | 2048.552 | 3.96
D | 4002 | 2018-08-27 | 18 | ON | 109.44 | 12.53 | 0.99 | 0.7 | 2.49 | 0.46 | 0 | 0.04 | -0.25 | -0.04 | 0 |  | 0.33 | 0.3 | 0.23 | 127.22 | 2039.734 | 4.64
D | 4002 | 2018-08-27 | 19 | ON | 99.19 | 12.53 | 0.99 | 0.7 | 0.67 | 0.46 | 0.67 | -0.13 | -0.19 | -0.04 | 0 |  | 0.33 | 0.3 | 0.23 | 115.71 | 2014.102 | 3.49
D | 4002 | 2018-08-27 | 20 | ON | 113.11 | 12.53 | 0.99 | 0.7 | 0.53 | 0.48 | 0.84 | -0.12 | -0.28 | -0.04 | 0 |  | 0.33 | 0.3 | 0.23 | 129.6 | 1993.241 | 3.54
D | 4002 | 2018-08-27 | 21 | ON | 106.28 | 12.53 | 0.99 | 0.7 | 0.48 | 0.48 | 0.98 | 0.05 | -0.02 | -0.04 | 0 |  | 0.33 | 0.3 | 0.23 | 123.29 | 1945.052 | 3.63
D | 4002 | 2018-08-27 | 22 | ON | 76.81 | 12.53 | 0.99 | 0.7 | 0.47 | 0.51 | 0.2 | 0.02 | -0.38 | -0.04 | 0 |  | 0.33 | 0.3 | 0.23 | 92.67 | 1788.409 | 2.87
D | 4002 | 2018-08-27 | 23 | ON | 58.81 | 12.53 | 0.99 | 0.7 | 0.48 | 0.59 | 0.05 | -0.06 | -0.1 | -0.04 | 0 |  | 0.33 | 0.3 | 0.23 | 74.81 | 1608.25 | 2.81
D | 4002 | 2018-08-27 | 24 | OFF | 43.83 | 12.53 | 0.99 | 0.7 | 0.33 | 0 | 0 | -0.06 | -0.18 | -0.04 | 0 |  | 0.33 | 0.3 | 0.23 | 58.96 | 1458.219 | 2.02
D | 4002 | 2018-08-28 | 1 | OFF | 40.26 | 12.53 | 1.16 | 0.55 | 0.1 | 0 | 0 | -0.04 | -0.05 | -0.04 | 0 |  | 0.33 | 0.3 | 0.23 | 55.33 | 1356.843 | 1.81
D | 4002 | 2018-08-28 | 2 | OFF | 41.96 | 12.53 | 1.16 | 0.55 | 0.11 | 0 | 0 | -0.04 | -0.06 | -0.04 | 0 |  | 0.33 | 0.3 | 0.23 | 57.03 | 1293.002 | 1.82
D | 4002 | 2018-08-28 | 3 | OFF | 38.24 | 12.53 | 1.16 | 0.55 | 0.14 | 0 | 0 | -0.02 | -0.05 | -0.04 | 0 |  | 0.33 | 0.3 | 0.23 | 53.37 | 1251.6 | 1.85
D | 4002 | 2018-08-28 | 4 | OFF | 37.02 | 12.53 | 1.16 | 0.55 | 0.17 | 0 | 0 | 0.01 | -0.08 | -0.04 | 0 |  | 0.33 | 0.3 | 0.23 | 52.18 | 1237.769 | 1.88
D | 4002 | 2018-08-28 | 5 | OFF | 38.5 | 12.53 | 1.16 | 0.55 | 0.12 | 0 | 0 | 0.02 | -0.05 | -0.04 | 0 |  | 0.33 | 0.3 | 0.23 | 53.65 | 1262.439 | 1.83
D | 4002 | 2018-08-28 | 6 | OFF | 49.91 | 12.53 | 1.16 | 0.55 | 0.57 | 0 | 0 | 0.17 | -0.01 | -0.04 | 0 |  | 0.33 | 0.3 | 0.23 | 65.7 | 1361.562 | 2.28
D | 4002 | 2018-08-28 | 7 | OFF | 27.47 | 12.53 | 1.16 | 0.55 | 0.8 | 0 | 0 | -0.02 | 0.02 | -0.04 | 0 |  | 0.33 | 0.3 | 0.23 | 43.33 | 1502.314 | 2.51
D | 4002 | 2018-08-28 | 8 | ON | 37.07 | 12.53 | 1.16 | 0.55 | 0.47 | 0.6 | 0 | -0.01 | -0.08 | -0.04 | 0 |  | 0.33 | 0.3 | 0.23 | 53.11 | 1620.874 | 2.78
D | 4002 | 2018-08-28 | 9 | ON | 45.83 | 12.53 | 1.16 | 0.55 | 0.38 | 0.56 | 0 | 0.04 | -0.23 | -0.04 | 0 |  | 0.33 | 0.3 | 0.23 | 61.64 | 1736.283 | 2.65
D | 4002 | 2018-08-28 | 10 | ON | 37.29 | 12.53 | 1.16 | 0.55 | 0.1 | 0.53 | 0 | -0.01 | -0.17 | -0.04 | 0 |  | 0.33 | 0.3 | 0.23 | 52.8 | 1849.272 | 2.34
D | 4002 | 2018-08-28 | 11 | ON | 38.07 | 12.53 | 1.16 | 0.55 | 0.05 | 0.48 | 0 | -0.04 | -0.2 | -0.04 | 0 |  | 0.33 | 0.3 | 0.23 | 53.42 | 1994.116 | 2.24
D | 4002 | 2018-08-28 | 12 | ON | 63.74 | 12.53 | 1.16 | 0.55 | 0.18 | 0.45 | 0.07 | -0.1 | -0.24 | -0.04 | 0 |  | 0.33 | 0.3 | 0.23 | 79.16 | 2102.487 | 2.41
D | 4002 | 2018-08-28 | 13 | ON | 93.52 | 12.53 | 1.16 | 0.55 | 0.09 | 0.44 | 0.37 | -0.12 | -0.41 | -0.04 | 0 |  | 0.33 | 0.3 | 0.23 | 108.95 | 2185.099 | 2.61
D | 4002 | 2018-08-28 | 14 | ON | 234.1 | 12.53 | 1.16 | 0.55 | 3.23 | 0.41 | 0.95 | -0.28 | -0.51 | -0.04 | 0 |  | 0.33 | 0.3 | 0.23 | 252.96 | 2262.609 | 6.3
D | 4002 | 2018-08-28 | 15 | ON | 217.73 | 12.53 | 1.16 | 0.55 | 5.27 | 0.4 | 0.96 | -0.04 | -0.91 | -0.04 | 0 |  | 0.33 | 0.3 | 0.23 | 238.47 | 2294.294 | 8.34
D | 4002 | 2018-08-28 | 16 | ON | 170.47 | 12.53 | 1.16 | 0.55 | 4.13 | 0.4 | 0.16 | -0.06 | -0.71 | -0.04 | 0 |  | 0.33 | 0.3 | 0.23 | 189.45 | 2315.407 | 6.4
D | 4002 | 2018-08-28 | 17 | ON | 188.21 | 12.53 | 1.16 | 0.55 | 5.34 | 0.36 | 0.95 | -0.02 | -0.9 | -0.04 | 0 |  | 0.33 | 0.3 | 0.23 | 209 | 2319.363 | 8.36
D | 4002 | 2018-08-28 | 18 | ON | 223.69 | 12.53 | 1.16 | 0.55 | 5.53 | 0.41 | 0 | -0.12 | -1 | -0.04 | 0 |  | 0.33 | 0.3 | 0.23 | 243.57 | 2297.97 | 7.65
D | 4002 | 2018-08-28 | 19 | ON | 164.22 | 12.53 | 1.16 | 0.55 | 5.62 | 0.42 | 0 | -0.11 | -0.57 | -0.04 | 0 |  | 0.33 | 0.3 | 0.23 | 184.64 | 2267.814 | 7.75
D | 4002 | 2018-08-28 | 20 | ON | 136.16 | 12.53 | 1.16 | 0.55 | 4.06 | 0.42 | 0 | -0.08 | -0.57 | -0.04 | 0 |  | 0.33 | 0.3 | 0.23 | 155.05 | 2247.292 | 6.19
D | 4002 | 2018-08-28 | 21 | ON | 151.81 | 12.53 | 1.16 | 0.55 | 3.59 | 0.42 | 0 | -0.02 | -0.25 | -0.04 | 0 |  | 0.33 | 0.3 | 0.23 | 170.61 | 2197.009 | 5.72
D | 4002 | 2018-08-28 | 22 | ON | 92.72 | 12.53 | 1.16 | 0.55 | 1.26 | 0.44 | 0 | -0.04 | 0.27 | -0.04 | 0 |  | 0.33 | 0.3 | 0.23 | 109.71 | 2034.967 | 3.41
D | 4002 | 2018-08-28 | 23 | ON | 44.16 | 12.53 | 1.16 | 0.55 | 0.43 | 0.48 | 0 | -0.02 | 0.01 | -0.04 | 0 |  | 0.33 | 0.3 | 0.23 | 60.12 | 1832.462 | 2.62
D | 4002 | 2018-08-28 | 24 | OFF | 38.12 | 12.53 | 1.16 | 0.55 | 0.19 | 0 | 0 | -0.07 | -0.12 | -0.04 | 0 |  | 0.33 | 0.3 | 0.23 | 53.18 | 1665.306 | 1.9
D | 4002 | 2018-08-29 | 1 | OFF | 41.48 | 12.53 | 1.81 | 0.24 | 0.12 | 0 | 0 | -0.06 | -0.24 | -0.04 | 0 |  | 0.33 | 0.3 | 0.23 | 56.7 | 1546.428 | 2.17
D | 4002 | 2018-08-29 | 2 | OFF | 40.95 | 12.53 | 1.81 | 0.24 | 0.16 | 0 | 0 | 0.11 | -0.18 | -0.04 | 0 |  | 0.33 | 0.3 | 0.23 | 56.44 | 1463.86 | 2.21
D | 4002 | 2018-08-29 | 3 | OFF | 31.12 | 12.53 | 1.81 | 0.24 | 0.07 | 0 | 0 | 0.03 | -0.17 | -0.04 | 0 |  | 0.33 | 0.3 | 0.23 | 46.45 | 1406.808 | 2.12
D | 4002 | 2018-08-29 | 4 | OFF | 29.57 | 12.53 | 1.81 | 0.24 | 0.06 | 0 | 0 | 0.02 | -0.13 | -0.04 | 0 |  | 0.33 | 0.3 | 0.23 | 44.92 | 1379.001 | 2.11
D | 4002 | 2018-08-29 | 5 | OFF | 29.5 | 12.53 | 1.81 | 0.24 | 0.05 | 0 | 0 | -0.02 | -0.11 | -0.04 | 0 |  | 0.33 | 0.3 | 0.23 | 44.82 | 1386.485 | 2.1
D | 4002 | 2018-08-29 | 6 | OFF | 33.82 | 12.53 | 1.81 | 0.24 | 0.15 | 0 | 0 | 0.03 | -0.13 | -0.04 | 0 |  | 0.33 | 0.3 | 0.23 | 49.27 | 1475.04 | 2.2
D | 4002 | 2018-08-29 | 7 | OFF | 39.57 | 12.53 | 1.81 | 0.24 | 0.3 | 0 | 0 | 0.1 | -0.13 | -0.04 | 0 |  | 0.33 | 0.3 | 0.23 | 55.24 | 1604.234 | 2.35
D | 4002 | 2018-08-29 | 8 | ON | 32.92 | 12.53 | 1.81 | 0.24 | 0.28 | 0.55 | 0 | -0.03 | -0.18 | -0.04 | 0 |  | 0.33 | 0.3 | 0.23 | 48.94 | 1738.325 | 2.88
D | 4002 | 2018-08-29 | 9 | ON | 33.68 | 12.53 | 1.81 | 0.24 | 0.15 | 0.52 | 0 | -0.04 | -0.11 | -0.04 | 0 |  | 0.33 | 0.3 | 0.23 | 49.6 | 1859.022 | 2.72
D | 4002 | 2018-08-29 | 10 | ON | 38.99 | 12.53 | 1.81 | 0.24 | 0.06 | 0.49 | 0 | -0.04 | -0.18 | -0.04 | 0 |  | 0.33 | 0.3 | 0.23 | 54.72 | 1986.637 | 2.6
D | 4002 | 2018-08-29 | 11 | ON | 55.4 | 12.53 | 1.81 | 0.24 | 0.11 | 0.46 | 0 | -0.07 | -0.26 | -0.04 | 0 |  | 0.33 | 0.3 | 0.23 | 71.04 | 2108.13 | 2.62
D | 4002 | 2018-08-29 | 12 | ON | 100.54 | 12.53 | 1.81 | 0.24 | 0.18 | 0.4 | 0.25 | -0.22 | -0.38 | -0.04 | 0 |  | 0.33 | 0.3 | 0.23 | 116.17 | 2211.15 | 2.88
D | 4002 | 2018-08-29 | 13 | ON | 124.3 | 12.53 | 1.81 | 0.24 | 0.32 | 0.37 | 0.37 | -0.12 | -0.66 | -0.04 | 0 |  | 0.33 | 0.3 | 0.23 | 139.98 | 2286.692 | 3.11
D | 4002 | 2018-08-29 | 14 | ON | 143.04 | 12.53 | 1.81 | 0.24 | 0.57 | 0.41 | 0.58 | -0.12 | -0.7 | -0.04 | 0 |  | 0.33 | 0.3 | 0.23 | 159.18 | 2349.809 | 3.61
D | 4002 | 2018-08-29 | 15 | ON | 140.1 | 12.53 | 1.81 | 0.24 | 1.07 | 0.41 | 0.55 | 0.12 | -0.75 | -0.04 | 0 |  | 0.33 | 0.3 | 0.23 | 156.9 | 2372.371 | 4.08
D | 4002 | 2018-08-29 | 16 | ON | 134.81 | 12.53 | 1.81 | 0.24 | 1.83 | 0.4 | 0.57 | 0.31 | -0.83 | -0.04 | 0 |  | 0.33 | 0.3 | 0.23 | 152.49 | 2371.46 | 4.85
D | 4002 | 2018-08-29 | 17 | ON | 139.68 | 12.53 | 1.81 | 0.24 | 2.44 | 0.4 | 0.49 | 0.02 | -0.93 | -0.04 | 0 |  | 0.33 | 0.3 | 0.23 | 157.5 | 2378.937 | 5.38
D | 4002 | 2018-08-29 | 18 | ON | 140.83 | 12.53 | 1.81 | 0.24 | 2.87 | 0.27 | 0 | 0.01 | -1.01 | -0.04 | 0 |  | 0.33 | 0.3 | 0.23 | 158.37 | 2373.003 | 5.19
D | 4002 | 2018-08-29 | 19 | ON | 137.38 | 12.53 | 1.81 | 0.24 | 2.58 | 0.41 | 0 | -0.13 | -0.96 | -0.04 | 0 |  | 0.33 | 0.3 | 0.23 | 154.68 | 2327.146 | 5.04
D | 4002 | 2018-08-29 | 20 | ON | 95.43 | 12.53 | 1.81 | 0.24 | 0.64 | 0.42 | 0 | -0.1 | -0.71 | -0.04 | 0 |  | 0.33 | 0.3 | 0.23 | 111.08 | 2282.079 | 3.11
D | 4002 | 2018-08-29 | 21 | ON | 77.97 | 12.53 | 1.81 | 0.24 | 0.26 | 0.43 | 0 | -0.1 | -0.44 | -0.04 | 0 |  | 0.33 | 0.3 | 0.23 | 93.52 | 2212.042 | 2.74
D | 4002 | 2018-08-29 | 22 | ON | 49.22 | 12.53 | 1.81 | 0.24 | 0.16 | 0.46 | 0 | -0.03 | -0.17 | -0.04 | 0 |  | 0.33 | 0.3 | 0.23 | 65.04 | 2032.687 | 2.67
D | 4002 | 2018-08-29 | 23 | ON | 41.56 | 12.53 | 1.81 | 0.24 | 0.32 | 0.5 | 0 | -0.03 | -0.02 | -0.04 | 0 |  | 0.33 | 0.3 | 0.23 | 57.73 | 1817.851 | 2.87
D | 4002 | 2018-08-29 | 24 | OFF | 33.29 | 12.53 | 1.81 | 0.24 | 0.17 | 0 | 0 | -0.09 | -0.21 | -0.04 | 0 |  | 0.33 | 0.3 | 0.23 | 48.56 | 1645.928 | 2.22
D | 4002 | 2018-08-30 | 1 | OFF | 30.51 | 12.53 | 0.12 | 0.14 | 0.06 | 0 | 0 | -0.02 | -0.19 | -0.04 | 0 |  | 0.33 | 0.3 | 0.23 | 43.97 | 1525.747 | 0.32
D | 4002 | 2018-08-30 | 2 | OFF | 32.9 | 12.53 | 0.12 | 0.14 | 0.06 | 0 | 0 | 0.06 | -0.18 | -0.04 | 0 |  | 0.33 | 0.3 | 0.23 | 46.45 | 1445.607 | 0.32
D | 4002 | 2018-08-30 | 3 | OFF | 33.54 | 12.53 | 0.12 | 0.14 | 0.07 | 0 | 0 | 0 | -0.15 | -0.04 | 0 |  | 0.33 | 0.3 | 0.23 | 47.07 | 1394.797 | 0.33
D | 4002 | 2018-08-30 | 4 | OFF | 30.89 | 12.53 | 0.12 | 0.14 | 0.04 | 0 | 0 | -0.01 | -0.14 | -0.04 | 0 |  | 0.33 | 0.3 | 0.23 | 44.39 | 1364.708 | 0.3
D | 4002 | 2018-08-30 | 5 | OFF | 31.13 | 12.53 | 0.12 | 0.14 | 0.05 | 0 | 0 | -0.01 | -0.14 | -0.04 | 0 |  | 0.33 | 0.3 | 0.23 | 44.64 | 1392.183 | 0.31
D | 4002 | 2018-08-30 | 6 | OFF | 34.14 | 12.53 | 0.12 | 0.14 | 0.1 | 0 | 0 | -0.01 | -0.08 | -0.04 | 0 |  | 0.33 | 0.3 | 0.23 | 47.76 | 1480.111 | 0.36
D | 4002 | 2018-08-30 | 7 | OFF | 52.17 | 12.53 | 0.12 | 0.14 | 0.3 | 0 | 0 | -0.03 | 0 | -0.04 | 0 |  | 0.33 | 0.3 | 0.23 | 66.05 | 1628.676 | 0.56
D | 4002 | 2018-08-30 | 8 | ON | 65.43 | 12.53 | 0.12 | 0.14 | 0.53 | 0.55 | 0 | -0.07 | -0.21 | -0.04 | 0 |  | 0.33 | 0.3 | 0.23 | 79.84 | 1733.592 | 1.34
D | 4002 | 2018-08-30 | 9 | ON | 52.28 | 12.53 | 0.12 | 0.14 | 0.29 | 0.53 | 0.01 | -0.02 | -0.22 | -0.04 | 0 |  | 0.33 | 0.3 | 0.23 | 66.48 | 1821.407 | 1.09
D | 4002 | 2018-08-30 | 10 | ON | 44.09 | 12.53 | 0.12 | 0.14 | 0.12 | 0.51 | 0 | 0.01 | -0.25 | -0.04 | 0 |  | 0.33 | 0.3 | 0.23 | 58.09 | 1898.85 | 0.89
D | 4002 | 2018-08-30 | 11 | ON | 41.25 | 12.53 | 0.12 | 0.14 | 0.07 | 0.49 | 0 | -0.09 | -0.15 | -0.04 | 0 |  | 0.33 | 0.3 | 0.23 | 55.18 | 1953.336 | 0.82
D | 4002 | 2018-08-30 | 12 | ON | 57.27 | 12.53 | 0.12 | 0.14 | 0.12 | 0.48 | 0.01 | -0.05 | -0.16 | -0.04 | 0 |  | 0.33 | 0.3 | 0.23 | 71.28 | 1986.983 | 0.87
D | 4002 | 2018-08-30 | 13 | ON | 56.24 | 12.53 | 0.12 | 0.14 | 0.16 | 0.47 | 0.01 | -0.03 | -0.26 | -0.04 | 0 |  | 0.33 | 0.3 | 0.23 | 70.2 | 2002.598 | 0.9
D | 4002 | 2018-08-30 | 14 | ON | 57.44 | 12.53 | 0.12 | 0.14 | 0.12 | 0.46 | 0.08 | -0.08 | -0.3 | -0.04 | 0 |  | 0.33 | 0.3 | 0.23 | 71.33 | 2024.929 | 0.92
D | 4002 | 2018-08-30 | 15 | ON | 55.28 | 12.53 | 0.12 | 0.14 | 0.13 | 0.46 | 0.02 | -0.03 | -0.28 | -0.04 | 0 |  | 0.33 | 0.3 | 0.23 | 69.19 | 2021.709 | 0.87
D | 4002 | 2018-08-30 | 16 | ON | 54.24 | 12.53 | 0.12 | 0.14 | 0.11 | 0.46 | 0.01 | -0.07 | -0.31 | -0.04 | 0 |  | 0.33 | 0.3 | 0.23 | 68.05 | 2018.887 | 0.84
D | 4002 | 2018-08-30 | 17 | ON | 55.97 | 12.53 | 0.12 | 0.14 | 0.12 | 0.46 | 0.01 | -0.06 | -0.3 | -0.04 | 0 |  | 0.33 | 0.3 | 0.23 | 69.81 | 1980.66 | 0.85
D | 4002 | 2018-08-30 | 18 | ON | 55.06 | 12.53 | 0.12 | 0.14 | 0.13 | 0.47 | 0.01 | -0.06 | -0.28 | -0.04 | 0 |  | 0.33 | 0.3 | 0.23 | 68.94 | 1929.124 | 0.87
D | 4002 | 2018-08-30 | 19 | ON | 55.12 | 12.53 | 0.12 | 0.14 | 0.17 | 0.49 | 0.01 | -0.05 | -0.21 | -0.04 | 0 |  | 0.33 | 0.3 | 0.23 | 69.14 | 1847.802 | 0.93
D | 4002 | 2018-08-30 | 20 | ON | 47.2 | 12.53 | 0.12 | 0.14 | 0.09 | 0.5 | 0 | -0.04 | -0.14 | -0.04 | 0 |  | 0.33 | 0.3 | 0.23 | 61.22 | 1791.993 | 0.85
D | 4002 | 2018-08-30 | 21 | ON | 44.05 | 12.53 | 0.12 | 0.14 | 0.1 | 0.52 | 0 | -0.1 | -0.1 | -0.04 | 0 |  | 0.33 | 0.3 | 0.23 | 58.08 | 1722.173 | 0.88
D | 4002 | 2018-08-30 | 22 | ON | 45.13 | 12.53 | 0.12 | 0.14 | 0.14 | 0.56 | 0 | -0.08 | -0.21 | -0.04 | 0 |  | 0.33 | 0.3 | 0.23 | 59.15 | 1568.01 | 0.96
D | 4002 | 2018-08-30 | 23 | ON | 32.07 | 12.53 | 0.12 | 0.14 | 0.17 | 0.62 | 0 | 0 | 0.06 | -0.04 | 0 |  | 0.33 | 0.3 | 0.23 | 46.53 | 1395.986 | 1.05
D | 4002 | 2018-08-30 | 24 | OFF | 27.27 | 12.53 | 0.12 | 0.14 | 0.08 | 0 | 0 | 0 | -0.06 | -0.04 | 0 |  | 0.33 | 0.3 | 0.23 | 40.9 | 1247.326 | 0.34
D | 4002 | 2018-08-31 | 1 | OFF | 25.67 | 12.53 | 0.15 | 0.02 | 0.08 | 0 | 0 | -0.06 | -0.09 | -0.04 | 0 |  | 0.33 | 0.3 | 0.23 | 39.12 | 1148.717 | 0.25
D | 4002 | 2018-08-31 | 2 | OFF | 28.46 | 12.53 | 0.15 | 0.02 | 0.11 | 0 | 0 | 0.02 | -0.04 | -0.04 | 0 |  | 0.33 | 0.3 | 0.23 | 42.07 | 1093.386 | 0.28
D | 4002 | 2018-08-31 | 3 | OFF | 24.52 | 12.53 | 0.15 | 0.02 | 0.07 | 0 | 0 | 0 | -0.04 | -0.04 | 0 |  | 0.33 | 0.3 | 0.23 | 38.07 | 1055.566 | 0.24
D | 4002 | 2018-08-31 | 4 | OFF | 23.61 | 12.53 | 0.15 | 0.02 | 0.06 | 0 | 0 | 0 | -0.05 | -0.04 | 0 |  | 0.33 | 0.3 | 0.23 | 37.14 | 1036.637 | 0.23
D | 4002 | 2018-08-31 | 5 | OFF | 24.99 | 12.53 | 0.15 | 0.02 | 0.06 | 0 | 0 | 0.04 | -0.05 | -0.04 | 0 |  | 0.33 | 0.3 | 0.23 | 38.56 | 1055.637 | 0.23
D | 4002 | 2018-08-31 | 6 | OFF | 25.38 | 12.53 | 0.15 | 0.02 | 0.12 | 0 | 0 | 0.03 | -0.05 | -0.04 | 0 |  | 0.33 | 0.3 | 0.23 | 39 | 1135.102 | 0.29
D | 4002 | 2018-08-31 | 7 | OFF | 27.05 | 12.53 | 0.15 | 0.02 | 0.2 | 0 | 0 | 0 | -0.07 | -0.04 | 0 |  | 0.33 | 0.3 | 0.23 | 40.7 | 1249.758 | 0.37
D | 4002 | 2018-08-31 | 8 | ON | 35.94 | 12.53 | 0.15 | 0.02 | 0.34 | 0.71 | 0 | -0.08 | -0.12 | -0.04 | 0 |  | 0.33 | 0.3 | 0.23 | 50.31 | 1343.526 | 1.22
D | 4002 | 2018-08-31 | 9 | ON | 44.38 | 12.53 | 0.15 | 0.02 | 0.39 | 0.68 | 0.05 | -0.06 | -0.15 | -0.04 | 0 |  | 0.33 | 0.3 | 0.23 | 58.81 | 1415.594 | 1.29
D | 4002 | 2018-08-31 | 10 | ON | 38.13 | 12.53 | 0.15 | 0.02 | 0.22 | 0.67 | 0 | 0 | -0.2 | -0.04 | 0 |  | 0.33 | 0.3 | 0.23 | 52.34 | 1473.755 | 1.06
D | 4002 | 2018-08-31 | 11 | ON | 31.62 | 12.53 | 0.15 | 0.02 | 0.16 | 0.65 | 0.01 | -0.02 | -0.1 | -0.04 | 0 |  | 0.33 | 0.3 | 0.23 | 45.84 | 1508.719 | 0.99
D | 4002 | 2018-08-31 | 12 | ON | 31.7 | 12.53 | 0.15 | 0.02 | 0.12 | 0.65 | 0 | -0.03 | -0.09 | -0.04 | 0 |  | 0.33 | 0.3 | 0.23 | 45.87 | 1531.155 | 0.94
D | 4002 | 2018-08-31 | 13 | ON | 34.96 | 12.53 | 0.15 | 0.02 | 0.11 | 0.64 | 0.01 | 0.02 | -0.09 | -0.04 | 0 |  | 0.33 | 0.3 | 0.23 | 49.17 | 1539.715 | 0.93
D | 4002 | 2018-08-31 | 14 | ON | 38.89 | 12.53 | 0.15 | 0.02 | 0.15 | 0.63 | 0.01 | 0.02 | -0.11 | -0.04 | 0 |  | 0.33 | 0.3 | 0.23 | 53.11 | 1556.042 | 0.96
D | 4002 | 2018-08-31 | 15 | ON | 37.62 | 12.53 | 0.15 | 0.02 | 0.13 | 0.63 | 0 | 0 | -0.09 | -0.04 | 0 |  | 0.33 | 0.3 | 0.23 | 51.81 | 1554.287 | 0.93
D | 4002 | 2018-08-31 | 16 | ON | 39.13 | 12.53 | 0.15 | 0.02 | 0.18 | 0.63 | 0.01 | 0.02 | -0.11 | -0.04 | 0 |  | 0.33 | 0.3 | 0.23 | 53.38 | 1524.737 | 0.99
D | 4002 | 2018-08-31 | 17 | ON | 42.29 | 12.53 | 0.15 | 0.02 | 0.16 | 0.63 | 0.04 | 0 | -0.07 | -0.04 | 0 |  | 0.33 | 0.3 | 0.23 | 56.57 | 1504.569 | 1
D | 4002 | 2018-08-31 | 18 | ON | 43.8 | 12.53 | 0.15 | 0.02 | 0.18 | 0.64 | 0.03 | 0 | -0.08 | -0.04 | 0 |  | 0.33 | 0.3 | 0.23 | 58.09 | 1484.589 | 1.02
D | 4002 | 2018-08-31 | 19 | ON | 39 | 12.53 | 0.15 | 0.02 | 0.21 | 0.66 | 0.01 | 0.01 | -0.06 | -0.04 | 0 |  | 0.33 | 0.3 | 0.23 | 53.35 | 1447.963 | 1.05
D | 4002 | 2018-08-31 | 20 | ON | 29.91 | 12.53 | 0.15 | 0.02 | 0.12 | 0.66 | 0 | 0.01 | -0.07 | -0.04 | 0 |  | 0.33 | 0.3 | 0.23 | 44.15 | 1437.267 | 0.95
D | 4002 | 2018-08-31 | 21 | ON | 30.79 | 12.53 | 0.15 | 0.02 | 0.13 | 0.68 | 0 | 0 | -0.08 | -0.04 | 0 |  | 0.33 | 0.3 | 0.23 | 45.04 | 1406.876 | 0.98
D | 4002 | 2018-08-31 | 22 | ON | 27.47 | 12.53 | 0.15 | 0.02 | 0.12 | 0.72 | 0 | 0 | -0.02 | -0.04 | 0 |  | 0.33 | 0.3 | 0.23 | 41.81 | 1311.078 | 1.01
D | 4002 | 2018-08-31 | 23 | ON | 26.06 | 12.53 | 0.15 | 0.02 | 0.18 | 0.78 | 0 | -0.03 | -0.07 | -0.04 | 0 |  | 0.33 | 0.3 | 0.23 | 40.44 | 1192.242 | 1.13
D | 4002 | 2018-08-31 | 24 | OFF | 32.81 | 12.53 | 0.15 | 0.02 | 0.37 | 0 | 0 | -0.03 | -0.06 | -0.04 | 0 |  | 0.33 | 0.3 | 0.23 | 46.61 | 1074.627 | 0.54
T | 744 lines

## whlsecost_hourly_4002_201809
C | Hourly Wholesale Load Cost Report
C | Filename: whlsecost_hourly_4002_201809.csv
C | Report for: 09 2018
C | Report generated: 04/01/2019 14:10:15 EDT
H | Location ID | Local Date | Local Hour | OnOffPeak | RTLMP | Capacity | First Contingency | Second Contingency | Regulation | Forward Reserves | Real-Time Reserves | Inadvertent | Marginal Loss Rev Fund | Auction Rev Rights | Real-Time Demand Reduction Cost | Price Responsive Demand Cost | ISO Sched 2 | ISO Sched 3 | NEPOOL Exp | Total Cost | RTLO | Total Ancillary & NCPC
H | Number | Date | Number | String | Number | Number | Number | Number | Number | Number | Number | Number | Number | Number | Number | Number | Number | Number | Number | Number | Number
D | 4002 | 2018-09-01 | 1 | OFF | 23.05 | 12.92 | 0.16 | 0.01 | 0.05 | 0 | 0.08 | 0.04 | -0.05 | -0.04 | 0 |  | 0.33 | 0.31 | 0.23 | 37.09 | 991.652 | 0.3
D | 4002 | 2018-09-01 | 2 | OFF | 20.92 | 12.92 | 0.16 | 0.01 | 0.06 | 0 | 0 | 0.02 | -0.04 | -0.04 | 0 |  | 0.33 | 0.31 | 0.23 | 34.88 | 940.761 | 0.23
D | 4002 | 2018-09-01 | 3 | OFF | 22.44 | 12.92 | 0.16 | 0.01 | 0.07 | 0 | 0 | 0.03 | -0.04 | -0.04 | 0 |  | 0.33 | 0.31 | 0.23 | 36.42 | 913.731 | 0.24
D | 4002 | 2018-09-01 | 4 | OFF | 22.46 | 12.92 | 0.16 | 0.01 | 0.06 | 0 | 0 | -0.02 | -0.05 | -0.04 | 0 |  | 0.33 | 0.31 | 0.23 | 36.37 | 903.239 | 0.23
D | 4002 | 2018-09-01 | 5 | OFF | 22.47 | 12.92 | 0.16 | 0.01 | 0.07 | 0 | 0 | -0.01 | -0.06 | -0.04 | 0 |  | 0.33 | 0.31 | 0.23 | 36.39 | 911.881 | 0.24
D | 4002 | 2018-09-01 | 6 | OFF | 23.41 | 12.92 | 0.16 | 0.01 | 0.07 | 0 | 0 | -0.02 | -0.07 | -0.04 | 0 |  | 0.33 | 0.31 | 0.23 | 37.31 | 945.598 | 0.24
D | 4002 | 2018-09-01 | 7 | OFF | 22.3 | 12.92 | 0.16 | 0.01 | 0.12 | 0 | 0 | 0.05 | -0.07 | -0.04 | 0 |  | 0.33 | 0.31 | 0.23 | 36.32 | 991.312 | 0.29
D | 4002 | 2018-09-01 | 8 | OFF | 19.77 | 12.92 | 0.16 | 0.01 | 0.11 | 0 | 0 | 0.01 | -0.06 | -0.04 | 0 |  | 0.33 | 0.31 | 0.23 | 33.75 | 1072.346 | 0.28
D | 4002 | 2018-09-01 | 9 | OFF | 22.42 | 12.92 | 0.16 | 0.01 | 0.1 | 0 | 0 | 0.02 | -0.04 | -0.04 | 0 |  | 0.33 | 0.31 | 0.23 | 36.42 | 1174.147 | 0.27
D | 4002 | 2018-09-01 | 10 | OFF | 23.79 | 12.92 | 0.16 | 0.01 | 0.09 | 0 | 0 | 0.03 | -0.05 | -0.04 | 0 |  | 0.33 | 0.31 | 0.23 | 37.78 | 1245.18 | 0.26
D | 4002 | 2018-09-01 | 11 | OFF | 22.81 | 12.92 | 0.16 | 0.01 | 0.07 | 0 | 0 | 0.05 | -0.07 | -0.04 | 0 |  | 0.33 | 0.31 | 0.23 | 36.78 | 1277.954 | 0.24
D | 4002 | 2018-09-01 | 12 | OFF | 24.98 | 12.92 | 0.16 | 0.01 | 0.09 | 0 | 0 | 0.04 | -0.1 | -0.04 | 0 |  | 0.33 | 0.31 | 0.23 | 38.93 | 1294.688 | 0.26
D | 4002 | 2018-09-01 | 13 | OFF | 26.03 | 12.92 | 0.16 | 0.01 | 0.12 | 0 | 0.02 | 0.02 | -0.1 | -0.04 | 0 |  | 0.33 | 0.31 | 0.23 | 40.01 | 1307.006 | 0.31
D | 4002 | 2018-09-01 | 14 | OFF | 25.61 | 12.92 | 0.16 | 0.01 | 0.1 | 0 | 0 | 0.02 | -0.09 | -0.04 | 0 |  | 0.33 | 0.31 | 0.23 | 39.56 | 1313.331 | 0.27
D | 4002 | 2018-09-01 | 15 | OFF | 30.58 | 12.92 | 0.16 | 0.01 | 0.13 | 0 | 0.13 | -0.01 | -0.11 | -0.04 | 0 |  | 0.33 | 0.31 | 0.23 | 44.64 | 1309.635 | 0.43
D | 4002 | 2018-09-01 | 16 | OFF | 37.01 | 12.92 | 0.16 | 0.01 | 0.14 | 0 | 0.18 | 0.05 | -0.05 | -0.04 | 0 |  | 0.33 | 0.31 | 0.23 | 51.25 | 1306.221 | 0.49
D | 4002 | 2018-09-01 | 17 | OFF | 36.73 | 12.92 | 0.16 | 0.01 | 0.19 | 0 | 0.12 | 0.08 | -0.1 | -0.04 | 0 |  | 0.33 | 0.31 | 0.23 | 50.94 | 1315.824 | 0.48
D | 4002 | 2018-09-01 | 18 | OFF | 34.97 | 12.92 | 0.16 | 0.01 | 0.2 | 0 | 0.05 | 0.05 | -0.15 | -0.04 | 0 |  | 0.33 | 0.31 | 0.23 | 49.04 | 1340.567 | 0.42
D | 4002 | 2018-09-01 | 19 | OFF | 29.15 | 12.92 | 0.16 | 0.01 | 0.14 | 0 | 0 | 0.05 | -0.13 | -0.04 | 0 |  | 0.33 | 0.31 | 0.23 | 43.13 | 1340.821 | 0.31
D | 4002 | 2018-09-01 | 20 | OFF | 26.85 | 12.92 | 0.16 | 0.01 | 0.11 | 0 | 0 | 0.03 | -0.14 | -0.04 | 0 |  | 0.33 | 0.31 | 0.23 | 40.77 | 1347.857 | 0.28
D | 4002 | 2018-09-01 | 21 | OFF | 28.66 | 12.92 | 0.16 | 0.01 | 0.19 | 0 | 0.06 | 0.09 | -0.08 | -0.04 | 0 |  | 0.33 | 0.31 | 0.23 | 42.84 | 1329.663 | 0.42
D | 4002 | 2018-09-01 | 22 | OFF | 23.44 | 12.92 | 0.16 | 0.01 | 0.17 | 0 | 0 | 0.04 | -0.07 | -0.04 | 0 |  | 0.33 | 0.31 | 0.23 | 37.5 | 1253.623 | 0.34
D | 4002 | 2018-09-01 | 23 | OFF | 21.47 | 12.92 | 0.16 | 0.01 | 0.1 | 0 | 0 | 0.06 | -0.06 | -0.04 | 0 |  | 0.33 | 0.31 | 0.23 | 35.49 | 1154.57 | 0.27
D | 4002 | 2018-09-01 | 24 | OFF | 19.9 | 12.92 | 0.16 | 0.01 | 0.08 | 0 | 0 | 0.04 | -0.04 | -0.04 | 0 |  | 0.33 | 0.31 | 0.23 | 33.9 | 1055.598 | 0.25
D | 4002 | 2018-09-02 | 1 | OFF | 26.49 | 12.92 | 0.12 | 0.01 | 0.11 | 0 | 0.31 | 0.06 | -0.05 | -0.04 | 0 |  | 0.33 | 0.31 | 0.23 | 40.8 | 983.149 | 0.55
D | 4002 | 2018-09-02 | 2 | OFF | 22.45 | 12.92 | 0.12 | 0.01 | 0.06 | 0 | 0 | 0.11 | 0 | -0.04 | 0 |  | 0.33 | 0.31 | 0.23 | 36.5 | 934.498 | 0.19
D | 4002 | 2018-09-02 | 3 | OFF | 22.77 | 12.92 | 0.12 | 0.01 | 0.07 | 0 | 0 | 0.06 | -0.03 | -0.04 | 0 |  | 0.33 | 0.31 | 0.23 | 36.75 | 905.917 | 0.2
D | 4002 | 2018-09-02 | 4 | OFF | 22.75 | 12.92 | 0.12 | 0.01 | 0.09 | 0 | 0 | 0.07 | -0.05 | -0.04 | 0 |  | 0.33 | 0.31 | 0.23 | 36.74 | 892.805 | 0.22
D | 4002 | 2018-09-02 | 5 | OFF | 22.49 | 12.92 | 0.12 | 0.01 | 0.09 | 0 | 0 | 0.05 | -0.03 | -0.04 | 0 |  | 0.33 | 0.31 | 0.23 | 36.48 | 894.766 | 0.22
D | 4002 | 2018-09-02 | 6 | OFF | 22.51 | 12.92 | 0.12 | 0.01 | 0.13 | 0 | 0 | 0.04 | -0.02 | -0.04 | 0 |  | 0.33 | 0.31 | 0.23 | 36.54 | 914.71 | 0.26
D | 4002 | 2018-09-02 | 7 | OFF | 22.88 | 12.92 | 0.12 | 0.01 | 0.28 | 0 | 0 | 0.05 | -0.05 | -0.04 | 0 |  | 0.33 | 0.31 | 0.23 | 37.04 | 951.758 | 0.41
D | 4002 | 2018-09-02 | 8 | OFF | 17.51 | 12.92 | 0.12 | 0.01 | 0.35 | 0 | 0 | 0.06 | -0.08 | -0.04 | 0 |  | 0.33 | 0.31 | 0.23 | 31.72 | 1033.425 | 0.48
D | 4002 | 2018-09-02 | 9 | OFF | 19.14 | 12.92 | 0.12 | 0.01 | 0.13 | 0 | 0 | 0.04 | -0.05 | -0.04 | 0 |  | 0.33 | 0.31 | 0.23 | 33.14 | 1143.641 | 0.26
D | 4002 | 2018-09-02 | 10 | OFF | 23.65 | 12.92 | 0.12 | 0.01 | 0.07 | 0 | 0 | 0.08 | -0.07 | -0.04 | 0 |  | 0.33 | 0.31 | 0.23 | 37.61 | 1219.539 | 0.2
D | 4002 | 2018-09-02 | 11 | OFF | 23.99 | 12.92 | 0.12 | 0.01 | 0.06 | 0 | 0 | 0.05 | -0.1 | -0.04 | 0 |  | 0.33 | 0.31 | 0.23 | 37.88 | 1289.811 | 0.19
D | 4002 | 2018-09-02 | 12 | OFF | 23.25 | 12.92 | 0.12 | 0.01 | 0.05 | 0 | 0 | 0.06 | -0.12 | -0.04 | 0 |  | 0.33 | 0.31 | 0.23 | 37.12 | 1343.914 | 0.18
D | 4002 | 2018-09-02 | 13 | OFF | 23.87 | 12.92 | 0.12 | 0.01 | 0.06 | 0 | 0 | 0.03 | -0.1 | -0.04 | 0 |  | 0.33 | 0.31 | 0.23 | 37.74 | 1380.399 | 0.19
D | 4002 | 2018-09-02 | 14 | OFF | 24.82 | 12.92 | 0.12 | 0.01 | 0.06 | 0 | 0 | 0.02 | -0.11 | -0.04 | 0 |  | 0.33 | 0.31 | 0.23 | 38.67 | 1418.562 | 0.19
D | 4002 | 2018-09-02 | 15 | OFF | 35.42 | 12.92 | 0.12 | 0.01 | 0.17 | 0 | 0.01 | 0.03 | -0.08 | -0.04 | 0 |  | 0.33 | 0.31 | 0.23 | 49.43 | 1455.127 | 0.31
D | 4002 | 2018-09-02 | 16 | OFF | 42.08 | 12.92 | 0.12 | 0.01 | 0.12 | 0 | 0.05 | 0.05 | -0.16 | -0.04 | 0 |  | 0.33 | 0.31 | 0.23 | 56.02 | 1494.076 | 0.3
D | 4002 | 2018-09-02 | 17 | OFF | 40.71 | 12.92 | 0.12 | 0.01 | 0.18 | 0 | 0 | 0.05 | -0.12 | -0.04 | 0 |  | 0.33 | 0.31 | 0.23 | 54.7 | 1522.589 | 0.31
D | 4002 | 2018-09-02 | 18 | OFF | 41.75 | 12.92 | 0.12 | 0.01 | 0.2 | 0 | 0 | 0.07 | -0.17 | -0.04 | 0 |  | 0.33 | 0.31 | 0.23 | 55.73 | 1558.079 | 0.33
D | 4002 | 2018-09-02 | 19 | OFF | 40.34 | 12.92 | 0.12 | 0.01 | 0.18 | 0 | 0.02 | 0.05 | -0.13 | -0.04 | 0 |  | 0.33 | 0.31 | 0.23 | 54.34 | 1551.49 | 0.33
D | 4002 | 2018-09-02 | 20 | OFF | 39.41 | 12.92 | 0.12 | 0.01 | 0.17 | 0 | 0 | 0.03 | -0.13 | -0.04 | 0 |  | 0.33 | 0.31 | 0.23 | 53.36 | 1555.8 | 0.3
D | 4002 | 2018-09-02 | 21 | OFF | 35.25 | 12.92 | 0.12 | 0.01 | 0.14 | 0 | 0 | 0.03 | -0.11 | -0.04 | 0 |  | 0.33 | 0.31 | 0.23 | 49.19 | 1528.283 | 0.27
D | 4002 | 2018-09-02 | 22 | OFF | 37.41 | 12.92 | 0.12 | 0.01 | 0.58 | 0 | 0.09 | 0.01 | -0.02 | -0.04 | 0 |  | 0.33 | 0.31 | 0.23 | 51.95 | 1441.739 | 0.8
D | 4002 | 2018-09-02 | 23 | OFF | 32.2 | 12.92 | 0.12 | 0.01 | 0.25 | 0 | 0 | 0.03 | -0.11 | -0.04 | 0 |  | 0.33 | 0.31 | 0.23 | 46.25 | 1339.981 | 0.38
D | 4002 | 2018-09-02 | 24 | OFF | 28.23 | 12.92 | 0.12 | 0.01 | 0.12 | 0 | 0 | 0.02 | -0.1 | -0.04 | 0 |  | 0.33 | 0.31 | 0.23 | 42.15 | 1231.381 | 0.25
D | 4002 | 2018-09-03 | 1 | OFF | 29.22 | 12.92 | 4.01 | 2.61 | 0.09 | 0 | 0.07 | 0.02 | -0.01 | -0.04 | 0 |  | 0.33 | 0.31 | 0.23 | 49.76 | 1148.421 | 6.78
D | 4002 | 2018-09-03 | 2 | OFF | 27.51 | 12.92 | 4.01 | 2.61 | 0.08 | 0 | 0 | 0.07 | -0.01 | -0.04 | 0 |  | 0.33 | 0.31 | 0.23 | 48.02 | 1091.88 | 6.7
D | 4002 | 2018-09-03 | 3 | OFF | 26.44 | 12.92 | 4.01 | 2.61 | 0.12 | 0 | 0 | 0.08 | -0.02 | -0.04 | 0 |  | 0.33 | 0.31 | 0.23 | 46.99 | 1061.447 | 6.74
D | 4002 | 2018-09-03 | 4 | OFF | 27.06 | 12.92 | 4.01 | 2.61 | 0.12 | 0 | 0 | 0.05 | -0.02 | -0.04 | 0 |  | 0.33 | 0.31 | 0.23 | 47.58 | 1050.521 | 6.74
D | 4002 | 2018-09-03 | 5 | OFF | 27.06 | 12.92 | 4.01 | 2.61 | 0.12 | 0 | 0 | 0.07 | -0.03 | -0.04 | 0 |  | 0.33 | 0.31 | 0.23 | 47.59 | 1059.136 | 6.74
D | 4002 | 2018-09-03 | 6 | OFF | 29.25 | 12.92 | 4.01 | 2.61 | 0.14 | 0 | 0 | 0.16 | -0.01 | -0.04 | 0 |  | 0.33 | 0.31 | 0.23 | 49.91 | 1095.892 | 6.76
D | 4002 | 2018-09-03 | 7 | OFF | 26.62 | 12.92 | 4.01 | 2.61 | 0.35 | 0 | 0 | 0.14 | -0.04 | -0.04 | 0 |  | 0.33 | 0.31 | 0.23 | 47.44 | 1146.218 | 6.97
D | 4002 | 2018-09-03 | 8 | OFF | 26.06 | 12.92 | 4.01 | 2.61 | 0.16 | 0 | 0 | 0.06 | 0.02 | -0.04 | 0 |  | 0.33 | 0.31 | 0.23 | 46.67 | 1246.894 | 6.78
D | 4002 | 2018-09-03 | 9 | OFF | 36.71 | 12.92 | 4.01 | 2.61 | 0.11 | 0 | 0.11 | 0.05 | 0.01 | -0.04 | 0 |  | 0.33 | 0.31 | 0.23 | 57.36 | 1405.031 | 6.84
D | 4002 | 2018-09-03 | 10 | OFF | 57.76 | 12.92 | 4.01 | 2.61 | 0.23 | 0 | 0.11 | 0.07 | -0.07 | -0.04 | 0 |  | 0.33 | 0.31 | 0.23 | 78.47 | 1568.297 | 6.96
D | 4002 | 2018-09-03 | 11 | OFF | 60.62 | 12.92 | 4.01 | 2.61 | 0.27 | 0 | 0.02 | 0.05 | -0.15 | -0.04 | 0 |  | 0.33 | 0.31 | 0.23 | 81.18 | 1711.112 | 6.91
D | 4002 | 2018-09-03 | 12 | OFF | 57.95 | 12.92 | 4.01 | 2.61 | 0.22 | 0 | 0.01 | 0.09 | -0.1 | -0.04 | 0 |  | 0.33 | 0.31 | 0.23 | 78.54 | 1824.778 | 6.85
D | 4002 | 2018-09-03 | 13 | OFF | 64.85 | 12.92 | 4.01 | 2.61 | 0.2 | 0 | 0.02 | -0.03 | -0.06 | -0.04 | 0 |  | 0.33 | 0.31 | 0.23 | 85.35 | 1916.485 | 6.84
D | 4002 | 2018-09-03 | 14 | OFF | 76.78 | 12.92 | 4.01 | 2.61 | 0.18 | 0 | 0.07 | -0.06 | -0.13 | -0.04 | 0 |  | 0.33 | 0.31 | 0.23 | 97.21 | 1977.568 | 6.87
D | 4002 | 2018-09-03 | 15 | OFF | 223.68 | 12.92 | 4.01 | 2.61 | 0.9 | 0 | 11.06 | -0.15 | 0.23 | -0.04 | 0 |  | 0.33 | 0.31 | 0.23 | 256.09 | 2029.333 | 18.58
D | 4002 | 2018-09-03 | 16 | OFF | 582.84 | 12.92 | 4.01 | 2.61 | 7.68 | 0 | 42.49 | -4.69 | 0.33 | -0.04 | -1.48 |  | 0.33 | 0.31 | 0.23 | 647.54 | 2078.191 | 55.31
D | 4002 | 2018-09-03 | 17 | OFF | 1142.75 | 12.92 | 4.01 | 2.61 | 13.81 | 0 | 77.09 | -1.05 | -1.32 | -0.04 | -4.99 |  | 0.33 | 0.31 | 0.23 | 1246.66 | 2113.307 | 92.53
D | 4002 | 2018-09-03 | 18 | OFF | 2493.15 | 12.92 | 4.01 | 2.61 | 43.24 | 0 | 174.8 | -0.82 | -10.18 | -0.04 | -11.25 |  | 0.33 | 0.31 | 0.23 | 2709.31 | 2146.371 | 213.41
D | 4002 | 2018-09-03 | 19 | OFF | 797.99 | 12.92 | 4.01 | 2.61 | 17.56 | 0 | 76.89 | 0.2 | 1.5 | -0.04 | -3.42 |  | 0.33 | 0.31 | 0.23 | 911.09 | 2110.316 | 97.65
D | 4002 | 2018-09-03 | 20 | OFF | 244.66 | 12.92 | 4.01 | 2.61 | 5.2 | 0 | 16.08 | 0.33 | -0.35 | -0.04 | -0.46 |  | 0.33 | 0.31 | 0.23 | 285.83 | 2100.851 | 27.44
D | 4002 | 2018-09-03 | 21 | OFF | 174.44 | 12.92 | 4.01 | 2.61 | 3.13 | 0 | 3.25 | 0.09 | 0.78 | -0.04 | 0 |  | 0.33 | 0.31 | 0.23 | 202.06 | 2039.515 | 13
D | 4002 | 2018-09-03 | 22 | OFF | 69.23 | 12.92 | 4.01 | 2.61 | 1.38 | 0 | 0 | -0.01 | 0.12 | -0.04 | 0 |  | 0.33 | 0.31 | 0.23 | 91.09 | 1866.082 | 8
D | 4002 | 2018-09-03 | 23 | OFF | 45.11 | 12.92 | 4.01 | 2.61 | 0.33 | 0 | 0 | -0.01 | -0.08 | -0.04 | 0 |  | 0.33 | 0.31 | 0.23 | 65.72 | 1680.308 | 6.95
D | 4002 | 2018-09-03 | 24 | OFF | 47.64 | 12.92 | 4.01 | 2.61 | 0.25 | 0 | 0.03 | -0.05 | -0.3 | -0.04 | 0 |  | 0.33 | 0.31 | 0.23 | 67.94 | 1538.684 | 6.9
D | 4002 | 2018-09-04 | 1 | OFF | 59.25 | 12.92 | 0.5 | 0.05 | 0.28 | 0 | 0 | 0.04 | -0.17 | -0.04 | 0 |  | 0.33 | 0.31 | 0.23 | 73.7 | 1433.267 | 0.83
D | 4002 | 2018-09-04 | 2 | OFF | 44.7 | 12.92 | 0.5 | 0.05 | 0.21 | 0 | 0 | -0.03 | -0.27 | -0.04 | 0 |  | 0.33 | 0.31 | 0.23 | 58.91 | 1361.153 | 0.76
D | 4002 | 2018-09-04 | 3 | OFF | 65.6 | 12.92 | 0.5 | 0.05 | 0.3 | 0 | 0 | 0.03 | -0.24 | -0.04 | 0 |  | 0.33 | 0.31 | 0.23 | 79.99 | 1314.315 | 0.85
D | 4002 | 2018-09-04 | 4 | OFF | 56 | 12.92 | 0.5 | 0.05 | 0.19 | 0 | 0 | 0.04 | -0.18 | -0.04 | 0 |  | 0.33 | 0.31 | 0.23 | 70.35 | 1288.737 | 0.74
D | 4002 | 2018-09-04 | 5 | OFF | 53.68 | 12.92 | 0.5 | 0.05 | 0.21 | 0 | 0 | 0.06 | -0.17 | -0.04 | 0 |  | 0.33 | 0.31 | 0.23 | 68.08 | 1302.669 | 0.76
D | 4002 | 2018-09-04 | 6 | OFF | 61.3 | 12.92 | 0.5 | 0.05 | 0.2 | 0 | 0 | -0.03 | -0.17 | -0.04 | 0 |  | 0.33 | 0.31 | 0.23 | 75.6 | 1391.488 | 0.75
D | 4002 | 2018-09-04 | 7 | OFF | 67.47 | 12.92 | 0.5 | 0.05 | 0.48 | 0 | 0 | 0.01 | -0.23 | -0.04 | 0 |  | 0.33 | 0.31 | 0.23 | 82.03 | 1531.477 | 1.03
D | 4002 | 2018-09-04 | 8 | ON | 72.36 | 12.92 | 0.5 | 0.05 | 0.68 | 0.78 | 0 | 0.01 | -0.25 | -0.04 | 0 |  | 0.33 | 0.31 | 0.23 | 87.88 | 1640.57 | 2.01
D | 4002 | 2018-09-04 | 9 | ON | 52.1 | 12.92 | 0.5 | 0.05 | 0.3 | 0.74 | 0 | 0.08 | -0.27 | -0.04 | 0 |  | 0.33 | 0.31 | 0.23 | 67.25 | 1745.668 | 1.59
D | 4002 | 2018-09-04 | 10 | ON | 40.71 | 12.92 | 0.5 | 0.05 | 0.12 | 0.7 | 0 | 0 | -0.17 | -0.04 | 0 |  | 0.33 | 0.31 | 0.23 | 55.66 | 1849.611 | 1.37
D | 4002 | 2018-09-04 | 11 | ON | 49.64 | 12.92 | 0.5 | 0.05 | 0.12 | 0.67 | 0 | 0.05 | -0.23 | -0.04 | 0 |  | 0.33 | 0.31 | 0.23 | 64.55 | 1929.943 | 1.34
D | 4002 | 2018-09-04 | 12 | ON | 69.06 | 12.92 | 0.5 | 0.05 | 0.2 | 0.65 | 0.02 | 0.01 | -0.26 | -0.04 | 0 |  | 0.33 | 0.31 | 0.23 | 83.98 | 1997.972 | 1.42
D | 4002 | 2018-09-04 | 13 | ON | 68.1 | 12.92 | 0.5 | 0.05 | 0.19 | 0.63 | 0.06 | 0.02 | -0.44 | -0.04 | 0 |  | 0.33 | 0.31 | 0.23 | 82.86 | 2034.718 | 1.43
D | 4002 | 2018-09-04 | 14 | ON | 73.03 | 12.92 | 0.5 | 0.05 | 0.21 | 0.62 | 0 | -0.01 | -0.51 | -0.04 | 0 |  | 0.33 | 0.31 | 0.23 | 87.64 | 2073.98 | 1.38
D | 4002 | 2018-09-04 | 15 | ON | 90.1 | 12.92 | 0.5 | 0.05 | 0.29 | 0.61 | 0.15 | -0.02 | -0.59 | -0.04 | 0 |  | 0.33 | 0.31 | 0.23 | 104.84 | 2094.779 | 1.6
D | 4002 | 2018-09-04 | 16 | ON | 79.81 | 12.92 | 0.5 | 0.05 | 0.44 | 0.6 | 0.08 | 0.02 | -0.69 | -0.04 | 0 |  | 0.33 | 0.31 | 0.23 | 94.56 | 2107.967 | 1.67
D | 4002 | 2018-09-04 | 17 | ON | 80.09 | 12.92 | 0.5 | 0.05 | 0.31 | 0.57 | 0 | -0.03 | -0.6 | -0.04 | 0 |  | 0.33 | 0.31 | 0.23 | 94.64 | 2111.802 | 1.43
D | 4002 | 2018-09-04 | 18 | ON | 78.68 | 12.92 | 0.5 | 0.05 | 0.34 | 0.6 | 0 | -0.02 | -0.57 | -0.04 | 0 |  | 0.33 | 0.31 | 0.23 | 93.33 | 2096.915 | 1.49
D | 4002 | 2018-09-04 | 19 | ON | 77.77 | 12.92 | 0.5 | 0.05 | 0.28 | 0.62 | 0 | -0.03 | -0.42 | -0.04 | 0 |  | 0.33 | 0.31 | 0.23 | 92.52 | 2037.629 | 1.45
D | 4002 | 2018-09-04 | 20 | ON | 77.76 | 12.92 | 0.5 | 0.05 | 0.24 | 0.62 | 0 | -0.06 | -0.45 | -0.04 | 0 |  | 0.33 | 0.31 | 0.23 | 92.41 | 1985.241 | 1.41
D | 4002 | 2018-09-04 | 21 | ON | 67.31 | 12.92 | 0.5 | 0.05 | 0.2 | 0.65 | 0.1 | -0.04 | -0.28 | -0.04 | 0 |  | 0.33 | 0.31 | 0.23 | 82.24 | 1899.591 | 1.5
D | 4002 | 2018-09-04 | 22 | ON | 40.4 | 12.92 | 0.5 | 0.05 | 0.18 | 0.69 | 0 | -0.02 | -0.1 | -0.04 | 0 |  | 0.33 | 0.31 | 0.23 | 55.45 | 1724.95 | 1.42
D | 4002 | 2018-09-04 | 23 | ON | 33.7 | 12.92 | 0.5 | 0.05 | 0.15 | 0.76 | 0 | -0.04 | -0.16 | -0.04 | 0 |  | 0.33 | 0.31 | 0.23 | 48.71 | 1529.626 | 1.46
D | 4002 | 2018-09-04 | 24 | OFF | 39.33 | 12.92 | 0.5 | 0.05 | 0.21 | 0 | 0.07 | -0.08 | -0.15 | -0.04 | 0 |  | 0.33 | 0.31 | 0.23 | 53.68 | 1374.235 | 0.83
D | 4002 | 2018-09-05 | 1 | OFF | 32.76 | 12.92 | 0.73 | 0.13 | 0.08 | 0 | 0 | 0.04 | -0.11 | -0.04 | 0 |  | 0.33 | 0.31 | 0.23 | 47.38 | 1269.368 | 0.94
D | 4002 | 2018-09-05 | 2 | OFF | 41.74 | 12.92 | 0.73 | 0.13 | 0.17 | 0 | 0 | 0.06 | -0.02 | -0.04 | 0 |  | 0.33 | 0.31 | 0.23 | 56.56 | 1199.009 | 1.03
D | 4002 | 2018-09-05 | 3 | OFF | 34.38 | 12.92 | 0.73 | 0.13 | 0.12 | 0 | 0 | 0 | -0.09 | -0.04 | 0 |  | 0.33 | 0.31 | 0.23 | 49.02 | 1156.931 | 0.98
D | 4002 | 2018-09-05 | 4 | OFF | 28.94 | 12.92 | 0.73 | 0.13 | 0.06 | 0 | 0 | -0.01 | -0.09 | -0.04 | 0 |  | 0.33 | 0.31 | 0.23 | 43.51 | 1138.294 | 0.92
D | 4002 | 2018-09-05 | 5 | OFF | 28.12 | 12.92 | 0.73 | 0.13 | 0.04 | 0 | 0 | -0.01 | -0.09 | -0.04 | 0 |  | 0.33 | 0.31 | 0.23 | 42.67 | 1157.855 | 0.9
D | 4002 | 2018-09-05 | 6 | OFF | 36.82 | 12.92 | 0.73 | 0.13 | 0.12 | 0 | 0 | 0 | 0.01 | -0.04 | 0 |  | 0.33 | 0.31 | 0.23 | 51.56 | 1251.086 | 0.98
D | 4002 | 2018-09-05 | 7 | OFF | 44.65 | 12.92 | 0.73 | 0.13 | 0.37 | 0 | 0 | 0.04 | -0.16 | -0.04 | 0 |  | 0.33 | 0.31 | 0.23 | 59.51 | 1403.122 | 1.23
D | 4002 | 2018-09-05 | 8 | ON | 42.97 | 12.92 | 0.73 | 0.13 | 0.53 | 0.81 | 0 | 0.04 | -0.12 | -0.04 | 0 |  | 0.33 | 0.31 | 0.23 | 58.84 | 1506.843 | 2.2
D | 4002 | 2018-09-05 | 9 | ON | 41.44 | 12.92 | 0.73 | 0.13 | 0.3 | 0.78 | 0 | 0.08 | -0.23 | -0.04 | 0 |  | 0.33 | 0.31 | 0.23 | 56.98 | 1566.982 | 1.94
D | 4002 | 2018-09-05 | 10 | ON | 34.98 | 12.92 | 0.73 | 0.13 | 0.14 | 0.74 | 0 | 0.06 | -0.14 | -0.04 | 0 |  | 0.33 | 0.31 | 0.23 | 50.39 | 1644.195 | 1.74
D | 4002 | 2018-09-05 | 11 | ON | 32.03 | 12.92 | 0.73 | 0.13 | 0.07 | 0.71 | 0 | -0.01 | -0.15 | -0.04 | 0 |  | 0.33 | 0.31 | 0.23 | 47.26 | 1745.872 | 1.64
D | 4002 | 2018-09-05 | 12 | ON | 39.33 | 12.92 | 0.73 | 0.13 | 0.08 | 0.68 | 0 | -0.06 | -0.21 | -0.04 | 0 |  | 0.33 | 0.31 | 0.23 | 54.43 | 1846.055 | 1.62
D | 4002 | 2018-09-05 | 13 | ON | 54.05 | 12.92 | 0.73 | 0.13 | 0.11 | 0.65 | 0 | -0.15 | -0.19 | -0.04 | 0 |  | 0.33 | 0.31 | 0.23 | 69.08 | 1930.627 | 1.62
D | 4002 | 2018-09-05 | 14 | ON | 62.2 | 12.92 | 0.73 | 0.13 | 0.1 | 0.64 | 0 | -0.06 | -0.32 | -0.04 | 0 |  | 0.33 | 0.31 | 0.23 | 77.17 | 2019.09 | 1.6
D | 4002 | 2018-09-05 | 15 | ON | 68.55 | 12.92 | 0.73 | 0.13 | 0.09 | 0.62 | 0.01 | -0.09 | -0.32 | -0.04 | 0 |  | 0.33 | 0.31 | 0.23 | 83.47 | 2078.42 | 1.58
D | 4002 | 2018-09-05 | 16 | ON | 91.22 | 12.92 | 0.73 | 0.13 | 0.32 | 0.61 | 0.17 | 0.07 | -0.31 | -0.04 | 0 |  | 0.33 | 0.31 | 0.23 | 106.69 | 2128.071 | 1.96
D | 4002 | 2018-09-05 | 17 | ON | 126.19 | 12.92 | 0.73 | 0.13 | 0.59 | 0.6 | 0.85 | 0.08 | -0.3 | -0.04 | 0 |  | 0.33 | 0.31 | 0.23 | 142.62 | 2163.837 | 2.9
D | 4002 | 2018-09-05 | 18 | ON | 104.57 | 12.92 | 0.73 | 0.13 | 0.42 | 0.59 | 1.17 | 0.03 | -0.48 | -0.04 | 0 |  | 0.33 | 0.31 | 0.23 | 120.91 | 2169.275 | 3.04
D | 4002 | 2018-09-05 | 19 | ON | 73.15 | 12.92 | 0.73 | 0.13 | 0.16 | 0.61 | 0.03 | 0.04 | -0.43 | -0.04 | 0 |  | 0.33 | 0.31 | 0.23 | 88.17 | 2131.89 | 1.66
D | 4002 | 2018-09-05 | 20 | ON | 71.14 | 12.92 | 0.73 | 0.13 | 0.22 | 0.62 | 0.01 | -0.07 | -0.39 | -0.04 | 0 |  | 0.33 | 0.31 | 0.23 | 86.14 | 2105.667 | 1.71
D | 4002 | 2018-09-05 | 21 | ON | 65.07 | 12.92 | 0.73 | 0.13 | 0.21 | 0.64 | 0 | -0.03 | -0.24 | -0.04 | 0 |  | 0.33 | 0.31 | 0.23 | 80.26 | 2034.124 | 1.71
D | 4002 | 2018-09-05 | 22 | ON | 59.73 | 12.92 | 0.73 | 0.13 | 0.48 | 0.69 | 0 | 0 | -0.18 | -0.04 | 0 |  | 0.33 | 0.31 | 0.23 | 75.33 | 1861.546 | 2.03
D | 4002 | 2018-09-05 | 23 | ON | 56.16 | 12.92 | 0.73 | 0.13 | 0.59 | 0.76 | 0 | 0.04 | -0.04 | -0.04 | 0 |  | 0.33 | 0.31 | 0.23 | 72.12 | 1673.638 | 2.21
D | 4002 | 2018-09-05 | 24 | OFF | 112.64 | 12.92 | 0.73 | 0.13 | 1.09 | 0 | 0.39 | -0.02 | -1.23 | -0.04 | 0 |  | 0.33 | 0.31 | 0.23 | 127.48 | 1517.352 | 2.34
D | 4002 | 2018-09-06 | 1 | OFF | 38.6 | 12.92 | 0.19 | 0.13 | 0.27 | 0 | 0 | 0.09 | -0.1 | -0.04 | 0 |  | 0.33 | 0.31 | 0.23 | 52.93 | 1419.579 | 0.59
D | 4002 | 2018-09-06 | 2 | OFF | 34.53 | 12.92 | 0.19 | 0.13 | 0.12 | 0 | 0 | 0.02 | -0.18 | -0.04 | 0 |  | 0.33 | 0.31 | 0.23 | 48.56 | 1356.33 | 0.44
D | 4002 | 2018-09-06 | 3 | OFF | 28.19 | 12.92 | 0.19 | 0.13 | 0.07 | 0 | 0 | 0.04 | -0.16 | -0.04 | 0 |  | 0.33 | 0.31 | 0.23 | 42.21 | 1316.27 | 0.39
D | 4002 | 2018-09-06 | 4 | OFF | 27.38 | 12.92 | 0.19 | 0.13 | 0.09 | 0 | 0 | 0 | -0.12 | -0.04 | 0 |  | 0.33 | 0.31 | 0.23 | 41.42 | 1298.482 | 0.41
D | 4002 | 2018-09-06 | 5 | OFF | 28.49 | 12.92 | 0.19 | 0.13 | 0.07 | 0 | 0 | 0.03 | -0.12 | -0.04 | 0 |  | 0.33 | 0.31 | 0.23 | 42.54 | 1321.842 | 0.39
D | 4002 | 2018-09-06 | 6 | OFF | 33.47 | 12.92 | 0.19 | 0.13 | 0.08 | 0 | 0 | 0.03 | -0.16 | -0.04 | 0 |  | 0.33 | 0.31 | 0.23 | 47.49 | 1417.883 | 0.4
D | 4002 | 2018-09-06 | 7 | OFF | 37.66 | 12.92 | 0.19 | 0.13 | 0.19 | 0 | 0 | 0.06 | -0.31 | -0.04 | 0 |  | 0.33 | 0.31 | 0.23 | 51.67 | 1573.424 | 0.51
D | 4002 | 2018-09-06 | 8 | ON | 43.28 | 12.92 | 0.19 | 0.13 | 0.25 | 0.77 | 0.09 | -0.07 | -0.16 | -0.04 | 0 |  | 0.33 | 0.31 | 0.23 | 58.23 | 1690.75 | 1.43
D | 4002 | 2018-09-06 | 9 | ON | 42.06 | 12.92 | 0.19 | 0.13 | 0.27 | 0.73 | 0.16 | 0.05 | -0.24 | -0.04 | 0 |  | 0.33 | 0.31 | 0.23 | 57.1 | 1806.768 | 1.48
D | 4002 | 2018-09-06 | 10 | ON | 36.86 | 12.92 | 0.19 | 0.13 | 0.12 | 0.7 | 0 | -0.04 | -0.19 | -0.04 | 0 |  | 0.33 | 0.31 | 0.23 | 51.52 | 1918.576 | 1.14
D | 4002 | 2018-09-06 | 11 | ON | 41.3 | 12.92 | 0.19 | 0.13 | 0.11 | 0.66 | 0 | -0.03 | -0.2 | -0.04 | 0 |  | 0.33 | 0.31 | 0.23 | 55.91 | 2028.004 | 1.09
D | 4002 | 2018-09-06 | 12 | ON | 50.56 | 12.92 | 0.19 | 0.13 | 0.14 | 0.63 | 0 | -0.04 | -0.23 | -0.04 | 0 |  | 0.33 | 0.31 | 0.23 | 65.13 | 2108.963 | 1.09
D | 4002 | 2018-09-06 | 13 | ON | 61.89 | 12.92 | 0.19 | 0.13 | 0.23 | 0.6 | 0 | -0.09 | -0.32 | -0.04 | 0 |  | 0.33 | 0.31 | 0.23 | 76.38 | 2161.519 | 1.15
D | 4002 | 2018-09-06 | 14 | ON | 75.21 | 12.92 | 0.19 | 0.13 | 0.3 | 0.58 | 0.17 | -0.04 | -0.47 | -0.04 | 0 |  | 0.33 | 0.31 | 0.23 | 89.82 | 2196.306 | 1.37
D | 4002 | 2018-09-06 | 15 | ON | 83.15 | 12.92 | 0.19 | 0.13 | 1.14 | 0.58 | 0.16 | -0.04 | -0.51 | -0.04 | 0 |  | 0.33 | 0.31 | 0.23 | 98.55 | 2122.871 | 2.2
D | 4002 | 2018-09-06 | 16 | ON | 95.14 | 12.92 | 0.19 | 0.13 | 1.64 | 0.57 | 0.37 | 0 | -0.59 | -0.04 | 0 |  | 0.33 | 0.31 | 0.23 | 111.2 | 1988.442 | 2.9
D | 4002 | 2018-09-06 | 17 | ON | 64.1 | 12.92 | 0.19 | 0.13 | 1.25 | 0.58 | 0 | -0.02 | -0.44 | -0.04 | 0 |  | 0.33 | 0.31 | 0.23 | 79.54 | 1937.531 | 2.15
D | 4002 | 2018-09-06 | 18 | ON | 55.53 | 12.92 | 0.19 | 0.13 | 0.42 | 0.61 | 0 | -0.07 | -0.42 | -0.04 | 0 |  | 0.33 | 0.31 | 0.23 | 70.14 | 1901.141 | 1.35
D | 4002 | 2018-09-06 | 19 | ON | 43.43 | 12.92 | 0.19 | 0.13 | 0.13 | 0.66 | 0 | 0.08 | -0.3 | -0.04 | 0 |  | 0.33 | 0.31 | 0.23 | 58.07 | 1859.105 | 1.11
D | 4002 | 2018-09-06 | 20 | ON | 38.75 | 12.92 | 0.19 | 0.13 | 0.1 | 0.67 | 0 | 0.02 | -0.36 | -0.04 | 0 |  | 0.33 | 0.31 | 0.23 | 53.25 | 1852.081 | 1.09
D | 4002 | 2018-09-06 | 21 | ON | 32.61 | 12.92 | 0.19 | 0.13 | 0.08 | 0.69 | 0 | -0.03 | -0.21 | -0.04 | 0 |  | 0.33 | 0.31 | 0.23 | 47.21 | 1789.75 | 1.09
D | 4002 | 2018-09-06 | 22 | ON | 33.59 | 12.92 | 0.19 | 0.13 | 0.17 | 0.74 | 0 | -0.03 | -0.19 | -0.04 | 0 |  | 0.33 | 0.31 | 0.23 | 48.35 | 1646.183 | 1.23
D | 4002 | 2018-09-06 | 23 | ON | 34.51 | 12.92 | 0.19 | 0.13 | 0.28 | 0.81 | 0.01 | 0.05 | -0.1 | -0.04 | 0 |  | 0.33 | 0.31 | 0.23 | 49.63 | 1494.418 | 1.42
D | 4002 | 2018-09-06 | 24 | OFF | 29.4 | 12.92 | 0.19 | 0.13 | 0.12 | 0 | 0 | 0.01 | -0.1 | -0.04 | 0 |  | 0.33 | 0.31 | 0.23 | 43.5 | 1355.334 | 0.44
D | 4002 | 2018-09-07 | 1 | OFF | 26.66 | 12.92 | 0.19 | 0.03 | 0.08 | 0 | 0 | 0.06 | -0.09 | -0.04 | 0 |  | 0.33 | 0.31 | 0.23 | 40.68 | 1250.436 | 0.3
D | 4002 | 2018-09-07 | 2 | OFF | 28.68 | 12.92 | 0.19 | 0.03 | 0.13 | 0 | 0 | 0.08 | -0.09 | -0.04 | 0 |  | 0.33 | 0.31 | 0.23 | 42.77 | 1179.253 | 0.35
D | 4002 | 2018-09-07 | 3 | OFF | 31.27 | 12.92 | 0.19 | 0.03 | 0.12 | 0 | 0 | 0.04 | -0.13 | -0.04 | 0 |  | 0.33 | 0.31 | 0.23 | 45.27 | 1129.312 | 0.34
D | 4002 | 2018-09-07 | 4 | OFF | 30.58 | 12.92 | 0.19 | 0.03 | 0.1 | 0 | 0 | -0.01 | -0.11 | -0.04 | 0 |  | 0.33 | 0.31 | 0.23 | 44.53 | 1104.579 | 0.32
D | 4002 | 2018-09-07 | 5 | OFF | 30.61 | 12.92 | 0.19 | 0.03 | 0.12 | 0 | 0 | 0.03 | -0.12 | -0.04 | 0 |  | 0.33 | 0.31 | 0.23 | 44.61 | 1119.701 | 0.34
D | 4002 | 2018-09-07 | 6 | OFF | 33.68 | 12.92 | 0.19 | 0.03 | 0.17 | 0 | 0 | 0.05 | -0.04 | -0.04 | 0 |  | 0.33 | 0.31 | 0.23 | 47.83 | 1197.551 | 0.39
D | 4002 | 2018-09-07 | 7 | OFF | 37.89 | 12.92 | 0.19 | 0.03 | 0.37 | 0 | 0.08 | 0.06 | -0.08 | -0.04 | 0 |  | 0.33 | 0.31 | 0.23 | 52.29 | 1321.045 | 0.67
D | 4002 | 2018-09-07 | 8 | ON | 46.4 | 12.92 | 0.19 | 0.03 | 0.36 | 0.9 | 0.02 | -0.01 | -0.15 | -0.04 | 0 |  | 0.33 | 0.31 | 0.23 | 61.49 | 1389.151 | 1.5
D | 4002 | 2018-09-07 | 9 | ON | 46.12 | 12.92 | 0.19 | 0.03 | 0.18 | 0.89 | 0.05 | -0.07 | -0.2 | -0.04 | 0 |  | 0.33 | 0.31 | 0.23 | 60.94 | 1430.094 | 1.34
D | 4002 | 2018-09-07 | 10 | ON | 45.64 | 12.92 | 0.19 | 0.03 | 0.21 | 0.88 | 0.05 | 0.01 | -0.18 | -0.04 | 0 |  | 0.33 | 0.31 | 0.23 | 60.58 | 1463.918 | 1.36
D | 4002 | 2018-09-07 | 11 | ON | 43.4 | 12.92 | 0.19 | 0.03 | 0.16 | 0.86 | 0.02 | -0.02 | -0.18 | -0.04 | 0 |  | 0.33 | 0.31 | 0.23 | 58.21 | 1491.971 | 1.26
D | 4002 | 2018-09-07 | 12 | ON | 40.66 | 12.92 | 0.19 | 0.03 | 0.26 | 0.86 | 0 | 0.08 | -0.19 | -0.04 | 0 |  | 0.33 | 0.31 | 0.23 | 55.64 | 1499.777 | 1.34
D | 4002 | 2018-09-07 | 13 | ON | 46.72 | 12.92 | 0.19 | 0.03 | 0.3 | 0.87 | 0.02 | 0.03 | -0.19 | -0.04 | 0 |  | 0.33 | 0.31 | 0.23 | 61.72 | 1496.736 | 1.41
D | 4002 | 2018-09-07 | 14 | ON | 41.81 | 12.92 | 0.19 | 0.03 | 0.34 | 0.87 | 0 | 0.05 | -0.22 | -0.04 | 0 |  | 0.33 | 0.31 | 0.23 | 56.82 | 1503.709 | 1.43
D | 4002 | 2018-09-07 | 15 | ON | 30.34 | 12.92 | 0.19 | 0.03 | 0.17 | 0.88 | 0 | 0.07 | -0.18 | -0.04 | 0 |  | 0.33 | 0.31 | 0.23 | 45.25 | 1498.656 | 1.27
D | 4002 | 2018-09-07 | 16 | ON | 28.89 | 12.92 | 0.19 | 0.03 | 0.12 | 0.88 | 0 | 0.01 | -0.2 | -0.04 | 0 |  | 0.33 | 0.31 | 0.23 | 43.67 | 1490.783 | 1.22
D | 4002 | 2018-09-07 | 17 | ON | 33.29 | 12.92 | 0.19 | 0.03 | 0.16 | 0.89 | 0 | -0.02 | -0.18 | -0.04 | 0 |  | 0.33 | 0.31 | 0.23 | 48.11 | 1492.946 | 1.27
D | 4002 | 2018-09-07 | 18 | ON | 33.12 | 12.92 | 0.19 | 0.03 | 0.18 | 0.89 | 0 | -0.01 | -0.18 | -0.04 | 0 |  | 0.33 | 0.31 | 0.23 | 47.97 | 1486.055 | 1.29
D | 4002 | 2018-09-07 | 19 | ON | 32.53 | 12.92 | 0.19 | 0.03 | 0.19 | 0.89 | 0 | 0.02 | -0.18 | -0.04 | 0 |  | 0.33 | 0.31 | 0.23 | 47.42 | 1464.773 | 1.3
D | 4002 | 2018-09-07 | 20 | ON | 32.35 | 12.92 | 0.19 | 0.03 | 0.17 | 0.89 | 0 | 0.01 | -0.17 | -0.04 | 0 |  | 0.33 | 0.31 | 0.23 | 47.22 | 1465.496 | 1.28
D | 4002 | 2018-09-07 | 21 | ON | 29.87 | 12.92 | 0.19 | 0.03 | 0.13 | 0.91 | 0 | -0.01 | -0.09 | -0.04 | 0 |  | 0.33 | 0.31 | 0.23 | 44.78 | 1421.502 | 1.26
D | 4002 | 2018-09-07 | 22 | ON | 27.98 | 12.92 | 0.19 | 0.03 | 0.19 | 0.94 | 0 | 0.02 | -0.16 | -0.04 | 0 |  | 0.33 | 0.31 | 0.23 | 42.94 | 1322.454 | 1.35
D | 4002 | 2018-09-07 | 23 | ON | 28.56 | 12.92 | 0.19 | 0.03 | 0.19 | 0.98 | 0 | 0.02 | -0.13 | -0.04 | 0 |  | 0.33 | 0.31 | 0.23 | 43.59 | 1207.758 | 1.39
D | 4002 | 2018-09-07 | 24 | OFF | 23.43 | 12.92 | 0.19 | 0.03 | 0.16 | 0 | 0 | -0.02 | -0.1 | -0.04 | 0 |  | 0.33 | 0.31 | 0.23 | 37.44 | 1094.789 | 0.38
D | 4002 | 2018-09-08 | 1 | OFF | 24.35 | 12.92 | 0.18 | 0.03 | 0.11 | 0 | 0.03 | 0 | -0.08 | -0.04 | 0 |  | 0.33 | 0.31 | 0.23 | 38.37 | 1012.101 | 0.35
D | 4002 | 2018-09-08 | 2 | OFF | 22.71 | 12.92 | 0.18 | 0.03 | 0.08 | 0 | 0 | 0.01 | -0.07 | -0.04 | 0 |  | 0.33 | 0.31 | 0.23 | 36.69 | 965.31 | 0.29
D | 4002 | 2018-09-08 | 3 | OFF | 21.28 | 12.92 | 0.18 | 0.03 | 0.06 | 0 | 0 | -0.02 | -0.05 | -0.04 | 0 |  | 0.33 | 0.31 | 0.23 | 35.23 | 938.712 | 0.27
D | 4002 | 2018-09-08 | 4 | OFF | 20.39 | 12.92 | 0.18 | 0.03 | 0.08 | 0 | 0 | -0.02 | -0.06 | -0.04 | 0 |  | 0.33 | 0.31 | 0.23 | 34.35 | 926.759 | 0.29
D | 4002 | 2018-09-08 | 5 | OFF | 19.85 | 12.92 | 0.18 | 0.03 | 0.08 | 0 | 0 | -0.02 | -0.1 | -0.04 | 0 |  | 0.33 | 0.31 | 0.23 | 33.77 | 933.755 | 0.29
D | 4002 | 2018-09-08 | 6 | OFF | 23.26 | 12.92 | 0.18 | 0.03 | 0.08 | 0 | 0 | -0.01 | -0.09 | -0.04 | 0 |  | 0.33 | 0.31 | 0.23 | 37.2 | 970.294 | 0.29
D | 4002 | 2018-09-08 | 7 | OFF | 29.1 | 12.92 | 0.18 | 0.03 | 0.29 | 0 | 0 | -0.02 | -0.07 | -0.04 | 0 |  | 0.33 | 0.31 | 0.23 | 43.26 | 1027.619 | 0.5
D | 4002 | 2018-09-08 | 8 | OFF | 27.32 | 12.92 | 0.18 | 0.03 | 0.24 | 0 | 0.02 | 0.01 | -0.05 | -0.04 | 0 |  | 0.33 | 0.31 | 0.23 | 41.5 | 1105.723 | 0.47
D | 4002 | 2018-09-08 | 9 | OFF | 33.3 | 12.92 | 0.18 | 0.03 | 0.32 | 0 | 0.07 | 0 | -0.11 | -0.04 | 0 |  | 0.33 | 0.31 | 0.23 | 47.54 | 1190.826 | 0.6
D | 4002 | 2018-09-08 | 10 | OFF | 34.22 | 12.92 | 0.18 | 0.03 | 0.24 | 0 | 0 | 0.05 | -0.14 | -0.04 | 0 |  | 0.33 | 0.31 | 0.23 | 48.33 | 1239.459 | 0.45
D | 4002 | 2018-09-08 | 11 | OFF | 31.19 | 12.92 | 0.18 | 0.03 | 0.16 | 0 | 0 | 0.07 | -0.18 | -0.04 | 0 |  | 0.33 | 0.31 | 0.23 | 45.2 | 1260.36 | 0.37
D | 4002 | 2018-09-08 | 12 | OFF | 24.76 | 12.92 | 0.18 | 0.03 | 0.12 | 0 | 0.06 | 0.05 | -0.12 | -0.04 | 0 |  | 0.33 | 0.31 | 0.23 | 38.83 | 1263.902 | 0.39
D | 4002 | 2018-09-08 | 13 | OFF | 23.34 | 12.92 | 0.18 | 0.03 | 0.12 | 0 | 0 | 0.02 | -0.14 | -0.04 | 0 |  | 0.33 | 0.31 | 0.23 | 37.3 | 1258.322 | 0.33
D | 4002 | 2018-09-08 | 14 | OFF | 22.8 | 12.92 | 0.18 | 0.03 | 0.1 | 0 | 0 | 0.04 | -0.13 | -0.04 | 0 |  | 0.33 | 0.31 | 0.23 | 36.77 | 1247.117 | 0.31
D | 4002 | 2018-09-08 | 15 | OFF | 23.1 | 12.92 | 0.18 | 0.03 | 0.11 | 0 | 0 | 0.03 | -0.16 | -0.04 | 0 |  | 0.33 | 0.31 | 0.23 | 37.04 | 1230.082 | 0.32
D | 4002 | 2018-09-08 | 16 | OFF | 23.03 | 12.92 | 0.18 | 0.03 | 0.11 | 0 | 0 | 0.02 | -0.18 | -0.04 | 0 |  | 0.33 | 0.31 | 0.23 | 36.94 | 1220.675 | 0.32
D | 4002 | 2018-09-08 | 17 | OFF | 25.09 | 12.92 | 0.18 | 0.03 | 0.13 | 0 | 0 | 0 | -0.18 | -0.04 | 0 |  | 0.33 | 0.31 | 0.23 | 39 | 1219.653 | 0.34
D | 4002 | 2018-09-08 | 18 | OFF | 23.17 | 12.92 | 0.18 | 0.03 | 0.12 | 0 | 0 | 0.02 | -0.16 | -0.04 | 0 |  | 0.33 | 0.31 | 0.23 | 37.11 | 1236.644 | 0.33
D | 4002 | 2018-09-08 | 19 | OFF | 29.12 | 12.92 | 0.18 | 0.03 | 0.18 | 0 | 0.07 | 0 | -0.19 | -0.04 | 0 |  | 0.33 | 0.31 | 0.23 | 43.14 | 1239.434 | 0.46
D | 4002 | 2018-09-08 | 20 | OFF | 34.09 | 12.92 | 0.18 | 0.03 | 0.21 | 0 | 0.17 | 0.09 | -0.19 | -0.04 | 0 |  | 0.33 | 0.31 | 0.23 | 48.33 | 1259.001 | 0.59
D | 4002 | 2018-09-08 | 21 | OFF | 25.45 | 12.92 | 0.18 | 0.03 | 0.15 | 0 | 0.05 | 0.01 | -0.11 | -0.04 | 0 |  | 0.33 | 0.31 | 0.23 | 39.51 | 1220.266 | 0.41
D | 4002 | 2018-09-08 | 22 | OFF | 20.57 | 12.92 | 0.18 | 0.03 | 0.14 | 0 | 0 | 0.02 | -0.11 | -0.04 | 0 |  | 0.33 | 0.31 | 0.23 | 34.58 | 1139.334 | 0.35
D | 4002 | 2018-09-08 | 23 | OFF | 20.04 | 12.92 | 0.18 | 0.03 | 0.13 | 0 | 0 | 0.03 | -0.12 | -0.04 | 0 |  | 0.33 | 0.31 | 0.23 | 34.04 | 1045.707 | 0.34
D | 4002 | 2018-09-08 | 24 | OFF | 21.21 | 12.92 | 0.18 | 0.03 | 0.15 | 0 | 0.11 | 0.02 | -0.06 | -0.04 | 0 |  | 0.33 | 0.31 | 0.23 | 35.39 | 954.222 | 0.47
D | 4002 | 2018-09-09 | 1 | OFF | 19.42 | 12.92 | 0.42 | 0.03 | 0.08 | 0 | 0 | 0 | -0.12 | -0.04 | 0 |  | 0.33 | 0.31 | 0.23 | 33.58 | 891.731 | 0.53
D | 4002 | 2018-09-09 | 2 | OFF | 21.57 | 12.92 | 0.42 | 0.03 | 0.08 | 0 | 0 | 0 | -0.1 | -0.04 | 0 |  | 0.33 | 0.31 | 0.23 | 35.75 | 850.489 | 0.53
D | 4002 | 2018-09-09 | 3 | OFF | 23.7 | 12.92 | 0.42 | 0.03 | 0.17 | 0 | 0 | -0.01 | -0.12 | -0.04 | 0 |  | 0.33 | 0.31 | 0.23 | 37.94 | 827.627 | 0.62
D | 4002 | 2018-09-09 | 4 | OFF | 20.79 | 12.92 | 0.42 | 0.03 | 0.1 | 0 | 0 | -0.01 | -0.12 | -0.04 | 0 |  | 0.33 | 0.31 | 0.23 | 34.96 | 819.244 | 0.55
D | 4002 | 2018-09-09 | 5 | OFF | 20.72 | 12.92 | 0.42 | 0.03 | 0.09 | 0 | 0 | -0.02 | -0.11 | -0.04 | 0 |  | 0.33 | 0.31 | 0.23 | 34.88 | 826.129 | 0.54
D | 4002 | 2018-09-09 | 6 | OFF | 20.76 | 12.92 | 0.42 | 0.03 | 0.09 | 0 | 0 | -0.01 | -0.09 | -0.04 | 0 |  | 0.33 | 0.31 | 0.23 | 34.95 | 849.33 | 0.54
D | 4002 | 2018-09-09 | 7 | OFF | 23.55 | 12.92 | 0.42 | 0.03 | 0.38 | 0 | 0 | -0.05 | -0.1 | -0.04 | 0 |  | 0.33 | 0.31 | 0.23 | 37.98 | 893.559 | 0.83
D | 4002 | 2018-09-09 | 8 | OFF | 19.45 | 12.92 | 0.42 | 0.03 | 0.27 | 0 | 0 | -0.03 | -0.09 | -0.04 | 0 |  | 0.33 | 0.31 | 0.23 | 33.8 | 966.907 | 0.72
D | 4002 | 2018-09-09 | 9 | OFF | 19.96 | 12.92 | 0.42 | 0.03 | 0.1 | 0 | 0 | -0.02 | -0.07 | -0.04 | 0 |  | 0.33 | 0.31 | 0.23 | 34.17 | 1057.308 | 0.55
D | 4002 | 2018-09-09 | 10 | OFF | 27.9 | 12.92 | 0.42 | 0.03 | 0.13 | 0 | 0.11 | -0.09 | -0.09 | -0.04 | 0 |  | 0.33 | 0.31 | 0.23 | 42.16 | 1115.377 | 0.69
D | 4002 | 2018-09-09 | 11 | OFF | 28.09 | 12.92 | 0.42 | 0.03 | 0.23 | 0 | 0.01 | -0.02 | -0.16 | -0.04 | 0 |  | 0.33 | 0.31 | 0.23 | 42.35 | 1144.803 | 0.69
D | 4002 | 2018-09-09 | 12 | OFF | 29.06 | 12.92 | 0.42 | 0.03 | 0.18 | 0 | 0.02 | -0.05 | -0.13 | -0.04 | 0 |  | 0.33 | 0.31 | 0.23 | 43.28 | 1159.118 | 0.65
D | 4002 | 2018-09-09 | 13 | OFF | 25.3 | 12.92 | 0.42 | 0.03 | 0.16 | 0 | 0 | -0.04 | -0.14 | -0.04 | 0 |  | 0.33 | 0.31 | 0.23 | 39.48 | 1174.92 | 0.61
D | 4002 | 2018-09-09 | 14 | OFF | 22.01 | 12.92 | 0.42 | 0.03 | 0.12 | 0 | 0.04 | -0.03 | -0.12 | -0.04 | 0 |  | 0.33 | 0.31 | 0.23 | 36.22 | 1172.261 | 0.61
D | 4002 | 2018-09-09 | 15 | OFF | 20.29 | 12.92 | 0.42 | 0.03 | 0.08 | 0 | 0 | 0 | -0.13 | -0.04 | 0 |  | 0.33 | 0.31 | 0.23 | 34.44 | 1163.304 | 0.53
D | 4002 | 2018-09-09 | 16 | OFF | 20.04 | 12.92 | 0.42 | 0.03 | 0.07 | 0 | 0 | -0.06 | -0.11 | -0.04 | 0 |  | 0.33 | 0.31 | 0.23 | 34.14 | 1164.054 | 0.52
D | 4002 | 2018-09-09 | 17 | OFF | 20.15 | 12.92 | 0.42 | 0.03 | 0.07 | 0 | 0 | -0.02 | -0.14 | -0.04 | 0 |  | 0.33 | 0.31 | 0.23 | 34.26 | 1192.199 | 0.52
D | 4002 | 2018-09-09 | 18 | OFF | 20.47 | 12.92 | 0.42 | 0.03 | 0.07 | 0 | 0 | -0.02 | -0.15 | -0.04 | 0 |  | 0.33 | 0.31 | 0.23 | 34.57 | 1237.792 | 0.52
D | 4002 | 2018-09-09 | 19 | OFF | 21.99 | 12.92 | 0.42 | 0.03 | 0.09 | 0 | 0 | -0.03 | -0.2 | -0.04 | 0 |  | 0.33 | 0.31 | 0.23 | 36.05 | 1253.645 | 0.54
D | 4002 | 2018-09-09 | 20 | OFF | 27.72 | 12.92 | 0.42 | 0.03 | 0.16 | 0 | 0 | -0.01 | -0.22 | -0.04 | 0 |  | 0.33 | 0.31 | 0.23 | 41.85 | 1279.105 | 0.61
D | 4002 | 2018-09-09 | 21 | OFF | 24.79 | 12.92 | 0.42 | 0.03 | 0.15 | 0 | 0 | -0.02 | -0.17 | -0.04 | 0 |  | 0.33 | 0.31 | 0.23 | 38.95 | 1221.739 | 0.6
D | 4002 | 2018-09-09 | 22 | OFF | 23.37 | 12.92 | 0.42 | 0.03 | 0.37 | 0 | 0 | 0.03 | -0.07 | -0.04 | 0 |  | 0.33 | 0.31 | 0.23 | 37.9 | 1116.098 | 0.82
D | 4002 | 2018-09-09 | 23 | OFF | 19.52 | 12.92 | 0.42 | 0.03 | 0.33 | 0 | 0 | 0 | -0.11 | -0.04 | 0 |  | 0.33 | 0.31 | 0.23 | 33.94 | 1004.311 | 0.78
D | 4002 | 2018-09-09 | 24 | OFF | 19.82 | 12.92 | 0.42 | 0.03 | 0.46 | 0 | 0.4 | -0.02 | 0.04 | -0.04 | 0 |  | 0.33 | 0.31 | 0.23 | 34.9 | 919.452 | 1.31
D | 4002 | 2018-09-10 | 1 | OFF | 18.59 | 12.92 | 0.22 | 0.05 | 0.08 | 0 | 0 | -0.02 | -0.08 | -0.04 | 0 |  | 0.33 | 0.31 | 0.23 | 32.59 | 869.28 | 0.35
D | 4002 | 2018-09-10 | 2 | OFF | 17.36 | 12.92 | 0.22 | 0.05 | 0.07 | 0 | 0 | -0.01 | -0.08 | -0.04 | 0 |  | 0.33 | 0.31 | 0.23 | 31.36 | 841.616 | 0.34
D | 4002 | 2018-09-10 | 3 | OFF | 17.32 | 12.92 | 0.22 | 0.05 | 0.07 | 0 | 0 | 0.01 | -0.07 | -0.04 | 0 |  | 0.33 | 0.31 | 0.23 | 31.35 | 831.924 | 0.34
D | 4002 | 2018-09-10 | 4 | OFF | 17.7 | 12.92 | 0.22 | 0.05 | 0.07 | 0 | 0 | -0.04 | -0.08 | -0.04 | 0 |  | 0.33 | 0.31 | 0.23 | 31.67 | 836.95 | 0.34
D | 4002 | 2018-09-10 | 5 | OFF | 17.76 | 12.92 | 0.22 | 0.05 | 0.07 | 0 | 0 | 0.02 | -0.1 | -0.04 | 0 |  | 0.33 | 0.31 | 0.23 | 31.77 | 875.951 | 0.34
D | 4002 | 2018-09-10 | 6 | OFF | -42.51 | 12.92 | 0.22 | 0.05 | 0.03 | 0 | 0 | 0.05 | 1.9 | -0.04 | 0 |  | 0.33 | 0.31 | 0.23 | -26.51 | 983.244 | 0.3
D | 4002 | 2018-09-10 | 7 | OFF | 18.54 | 12.92 | 0.22 | 0.05 | 0.1 | 0 | 0 | -0.03 | -0.13 | -0.04 | 0 |  | 0.33 | 0.31 | 0.23 | 32.5 | 1144.772 | 0.37
D | 4002 | 2018-09-10 | 8 | ON | 22.55 | 12.92 | 0.22 | 0.05 | 0.13 | 1.09 | 0 | -0.06 | -0.11 | -0.04 | 0 |  | 0.33 | 0.31 | 0.23 | 37.62 | 1242.661 | 1.49
D | 4002 | 2018-09-10 | 9 | ON | 39.34 | 12.92 | 0.22 | 0.05 | 0.23 | 1.05 | 0.59 | -0.02 | -0.05 | -0.04 | 0 |  | 0.33 | 0.31 | 0.23 | 55.16 | 1288.771 | 2.14
D | 4002 | 2018-09-10 | 10 | ON | 29.21 | 12.92 | 0.22 | 0.05 | 0.14 | 1.02 | 0.14 | -0.04 | -0.16 | -0.04 | 0 |  | 0.33 | 0.31 | 0.23 | 44.33 | 1321.471 | 1.57
D | 4002 | 2018-09-10 | 11 | ON | 35.22 | 12.92 | 0.22 | 0.05 | 0.15 | 1 | 0.08 | -0.02 | -0.13 | -0.04 | 0 |  | 0.33 | 0.31 | 0.23 | 50.32 | 1345.815 | 1.5
D | 4002 | 2018-09-10 | 12 | ON | 33.71 | 12.92 | 0.22 | 0.05 | 0.15 | 0.99 | 0.08 | -0.02 | -0.18 | -0.04 | 0 |  | 0.33 | 0.31 | 0.23 | 48.75 | 1358.167 | 1.49
D | 4002 | 2018-09-10 | 13 | ON | 26.61 | 12.92 | 0.22 | 0.05 | 0.12 | 0.99 | 0 | 0 | -0.16 | -0.04 | 0 |  | 0.33 | 0.31 | 0.23 | 41.58 | 1357.665 | 1.38
D | 4002 | 2018-09-10 | 14 | ON | 23.93 | 12.92 | 0.22 | 0.05 | 0.08 | 0.99 | 0 | -0.02 | -0.17 | -0.04 | 0 |  | 0.33 | 0.31 | 0.23 | 38.83 | 1364.747 | 1.34
D | 4002 | 2018-09-10 | 15 | ON | 25.75 | 12.92 | 0.22 | 0.05 | 0.09 | 0.99 | 0 | 0 | -0.15 | -0.04 | 0 |  | 0.33 | 0.31 | 0.23 | 40.7 | 1358.777 | 1.35
D | 4002 | 2018-09-10 | 16 | ON | 24.42 | 12.92 | 0.22 | 0.05 | 0.11 | 0.99 | 0 | 0.01 | -0.16 | -0.04 | 0 |  | 0.33 | 0.31 | 0.23 | 39.39 | 1361.923 | 1.37
D | 4002 | 2018-09-10 | 17 | ON | 24.74 | 12.92 | 0.22 | 0.05 | 0.11 | 0.98 | 0 | -0.01 | -0.17 | -0.04 | 0 |  | 0.33 | 0.31 | 0.23 | 39.67 | 1377.313 | 1.36
D | 4002 | 2018-09-10 | 18 | ON | 23.71 | 12.92 | 0.22 | 0.05 | 0.1 | 0.96 | 0 | 0.02 | -0.18 | -0.04 | 0 |  | 0.33 | 0.31 | 0.23 | 38.63 | 1414.66 | 1.33
D | 4002 | 2018-09-10 | 19 | ON | 23.48 | 12.92 | 0.22 | 0.05 | 0.1 | 0.95 | 0 | 0.04 | -0.22 | -0.04 | 0 |  | 0.33 | 0.31 | 0.23 | 38.37 | 1425.809 | 1.32
D | 4002 | 2018-09-10 | 20 | ON | 20.41 | 12.92 | 0.22 | 0.05 | 0.07 | 0.95 | 0 | -0.02 | -0.25 | -0.04 | 0 |  | 0.33 | 0.31 | 0.23 | 35.18 | 1417.509 | 1.29
D | 4002 | 2018-09-10 | 21 | ON | 20.37 | 12.92 | 0.22 | 0.05 | 0.08 | 0.99 | 0 | 0.01 | -0.22 | -0.04 | 0 |  | 0.33 | 0.31 | 0.23 | 35.25 | 1348.956 | 1.34
D | 4002 | 2018-09-10 | 22 | ON | 19.44 | 12.92 | 0.22 | 0.05 | 0.11 | 1.07 | 0 | -0.01 | -0.17 | -0.04 | 0 |  | 0.33 | 0.31 | 0.23 | 34.46 | 1230.883 | 1.45
D | 4002 | 2018-09-10 | 23 | ON | 17.18 | 12.92 | 0.22 | 0.05 | 0.19 | 1.17 | 0 | 0.01 | -0.11 | -0.04 | 0 |  | 0.33 | 0.31 | 0.23 | 32.46 | 1105.018 | 1.63
D | 4002 | 2018-09-10 | 24 | OFF | 18.11 | 12.92 | 0.22 | 0.05 | 0.11 | 0 | 0 | 0 | -0.14 | -0.04 | 0 |  | 0.33 | 0.31 | 0.23 | 32.1 | 1006.379 | 0.38
D | 4002 | 2018-09-11 | 1 | OFF | 18.03 | 12.92 | 0.34 | 0.02 | 0.09 | 0 | 0 | 0.01 | -0.09 | -0.04 | 0 |  | 0.33 | 0.31 | 0.23 | 32.15 | 947.568 | 0.45
D | 4002 | 2018-09-11 | 2 | OFF | 17.79 | 12.92 | 0.34 | 0.02 | 0.09 | 0 | 0 | 0.01 | -0.1 | -0.04 | 0 |  | 0.33 | 0.31 | 0.23 | 31.9 | 915.065 | 0.45
D | 4002 | 2018-09-11 | 3 | OFF | 11.29 | 12.92 | 0.34 | 0.02 | 0.21 | 0 | 0 | 0.02 | -0.11 | -0.04 | 0 |  | 0.33 | 0.31 | 0.23 | 25.52 | 896.976 | 0.57
D | 4002 | 2018-09-11 | 4 | OFF | 13.54 | 12.92 | 0.34 | 0.02 | 0.12 | 0 | 0 | 0.01 | -0.12 | -0.04 | 0 |  | 0.33 | 0.31 | 0.23 | 27.66 | 897.782 | 0.48
D | 4002 | 2018-09-11 | 5 | OFF | 4.41 | 12.92 | 0.34 | 0.02 | 0.26 | 0 | 0 | 0 | 0 | -0.04 | 0 |  | 0.33 | 0.31 | 0.23 | 18.78 | 934.985 | 0.62
D | 4002 | 2018-09-11 | 6 | OFF | 18.06 | 12.92 | 0.34 | 0.02 | 0.1 | 0 | 0 | 0.03 | -0.14 | -0.04 | 0 |  | 0.33 | 0.31 | 0.23 | 32.16 | 1037.21 | 0.46
D | 4002 | 2018-09-11 | 7 | OFF | 18.4 | 12.92 | 0.34 | 0.02 | 0.23 | 0 | 0 | 0.04 | -0.16 | -0.04 | 0 |  | 0.33 | 0.31 | 0.23 | 32.62 | 1195.841 | 0.59
D | 4002 | 2018-09-11 | 8 | ON | 19.54 | 12.92 | 0.34 | 0.02 | 0.17 | 1.03 | 0 | 0 | -0.18 | -0.04 | 0 |  | 0.33 | 0.31 | 0.23 | 34.67 | 1292.046 | 1.56
D | 4002 | 2018-09-11 | 9 | ON | 20.4 | 12.92 | 0.34 | 0.02 | 0.07 | 0.99 | 0 | 0 | -0.15 | -0.04 | 0 |  | 0.33 | 0.31 | 0.23 | 35.42 | 1338.267 | 1.42
D | 4002 | 2018-09-11 | 10 | ON | 20.06 | 12.92 | 0.34 | 0.02 | 0.06 | 0.97 | 0 | 0.01 | -0.13 | -0.04 | 0 |  | 0.33 | 0.31 | 0.23 | 35.08 | 1364.327 | 1.39
D | 4002 | 2018-09-11 | 11 | ON | 20.05 | 12.92 | 0.34 | 0.02 | 0.06 | 0.95 | 0 | 0.03 | -0.15 | -0.04 | 0 |  | 0.33 | 0.31 | 0.23 | 35.05 | 1392.968 | 1.37
D | 4002 | 2018-09-11 | 12 | ON | 11.23 | 12.92 | 0.34 | 0.02 | 0.29 | 0.94 | 0 | 0.02 | -0.14 | -0.04 | 0 |  | 0.33 | 0.31 | 0.23 | 26.45 | 1406.939 | 1.59
D | 4002 | 2018-09-11 | 13 | ON | 19.75 | 12.92 | 0.34 | 0.02 | 0.1 | 0.93 | 0 | 0 | -0.15 | -0.04 | 0 |  | 0.33 | 0.31 | 0.23 | 34.74 | 1411.404 | 1.39
D | 4002 | 2018-09-11 | 14 | ON | 20.78 | 12.92 | 0.34 | 0.02 | 0.04 | 0.91 | 0 | -0.01 | -0.16 | -0.04 | 0 |  | 0.33 | 0.31 | 0.23 | 35.67 | 1425.745 | 1.31
D | 4002 | 2018-09-11 | 15 | ON | 20.86 | 12.92 | 0.34 | 0.02 | 0.04 | 0.9 | 0 | 0.01 | -0.16 | -0.04 | 0 |  | 0.33 | 0.31 | 0.23 | 35.76 | 1429.551 | 1.3
D | 4002 | 2018-09-11 | 16 | ON | 20.52 | 12.92 | 0.34 | 0.02 | 0.05 | 0.89 | 0 | 0 | -0.17 | -0.04 | 0 |  | 0.33 | 0.31 | 0.23 | 35.4 | 1439.336 | 1.3
D | 4002 | 2018-09-11 | 17 | ON | 21.23 | 12.92 | 0.34 | 0.02 | 0.04 | 0.87 | 0 | -0.03 | -0.18 | -0.04 | 0 |  | 0.33 | 0.31 | 0.23 | 36.04 | 1449.704 | 1.27
D | 4002 | 2018-09-11 | 18 | ON | 22.3 | 12.92 | 0.34 | 0.02 | 0.07 | 0.85 | 0 | -0.01 | -0.19 | -0.04 | 0 |  | 0.33 | 0.31 | 0.23 | 37.13 | 1474.853 | 1.28
D | 4002 | 2018-09-11 | 19 | ON | 23.35 | 12.92 | 0.34 | 0.02 | 0.13 | 0.85 | 0 | -0.01 | -0.18 | -0.04 | 0 |  | 0.33 | 0.31 | 0.23 | 38.25 | 1496.469 | 1.34
D | 4002 | 2018-09-11 | 20 | ON | 25.9 | 12.92 | 0.34 | 0.02 | 0.15 | 0.84 | 0 | -0.01 | -0.18 | -0.04 | 0 |  | 0.33 | 0.31 | 0.23 | 40.81 | 1522.79 | 1.35
D | 4002 | 2018-09-11 | 21 | ON | 24.05 | 12.92 | 0.34 | 0.02 | 0.11 | 0.86 | 0 | 0.06 | -0.12 | -0.04 | 0 |  | 0.33 | 0.31 | 0.23 | 39.07 | 1467.674 | 1.33
D | 4002 | 2018-09-11 | 22 | ON | 21.21 | 12.92 | 0.34 | 0.02 | 0.1 | 0.93 | 0 | 0.02 | -0.1 | -0.04 | 0 |  | 0.33 | 0.31 | 0.23 | 36.27 | 1347.022 | 1.39
D | 4002 | 2018-09-11 | 23 | ON | 18.27 | 12.92 | 0.34 | 0.02 | 0.11 | 1.01 | 0 | 0.03 | -0.08 | -0.04 | 0 |  | 0.33 | 0.31 | 0.23 | 33.45 | 1219.471 | 1.48
D | 4002 | 2018-09-11 | 24 | OFF | 19.99 | 12.92 | 0.34 | 0.02 | 0.09 | 0 | 0 | 0.03 | -0.13 | -0.04 | 0 |  | 0.33 | 0.31 | 0.23 | 34.09 | 1111.432 | 0.45
D | 4002 | 2018-09-12 | 1 | OFF | 19.54 | 12.92 | 0.07 | 0.01 | 0.12 | 0 | 0 | 0.08 | -0.07 | -0.04 | 0 |  | 0.33 | 0.31 | 0.23 | 33.5 | 1040.722 | 0.2
D | 4002 | 2018-09-12 | 2 | OFF | 21.02 | 12.92 | 0.07 | 0.01 | 0.08 | 0 | 0 | 0.02 | -0.04 | -0.04 | 0 |  | 0.33 | 0.31 | 0.23 | 34.91 | 1000.215 | 0.16
D | 4002 | 2018-09-12 | 3 | OFF | 16.22 | 12.92 | 0.07 | 0.01 | 0.09 | 0 | 0 | 0.04 | -0.02 | -0.04 | 0 |  | 0.33 | 0.31 | 0.23 | 30.16 | 977.863 | 0.17
D | 4002 | 2018-09-12 | 4 | OFF | 20.03 | 12.92 | 0.07 | 0.01 | 0.07 | 0 | 0 | 0.03 | -0.04 | -0.04 | 0 |  | 0.33 | 0.31 | 0.23 | 33.92 | 976.417 | 0.15
D | 4002 | 2018-09-12 | 5 | OFF | 19.02 | 12.92 | 0.07 | 0.01 | 0.08 | 0 | 0 | 0.06 | -0.05 | -0.04 | 0 |  | 0.33 | 0.31 | 0.23 | 32.94 | 1009.195 | 0.16
D | 4002 | 2018-09-12 | 6 | OFF | 20.04 | 12.92 | 0.07 | 0.01 | 0.07 | 0 | 0 | 0.07 | -0.02 | -0.04 | 0 |  | 0.33 | 0.31 | 0.23 | 33.99 | 1115.368 | 0.15
D | 4002 | 2018-09-12 | 7 | OFF | 24.1 | 12.92 | 0.07 | 0.01 | 0.11 | 0 | 0 | 0.03 | -0.07 | -0.04 | 0 |  | 0.33 | 0.31 | 0.23 | 38 | 1286.026 | 0.19
D | 4002 | 2018-09-12 | 8 | ON | 25.39 | 12.92 | 0.07 | 0.01 | 0.1 | 0.92 | 0 | 0.01 | -0.09 | -0.04 | 0 |  | 0.33 | 0.31 | 0.23 | 40.16 | 1386.01 | 1.1
D | 4002 | 2018-09-12 | 9 | ON | 31.99 | 12.92 | 0.07 | 0.01 | 0.14 | 0.9 | 0 | 0 | -0.09 | -0.04 | 0 |  | 0.33 | 0.31 | 0.23 | 46.77 | 1433.422 | 1.12
D | 4002 | 2018-09-12 | 10 | ON | 32.69 | 12.92 | 0.07 | 0.01 | 0.14 | 0.88 | 0 | 0.05 | -0.1 | -0.04 | 0 |  | 0.33 | 0.31 | 0.23 | 47.49 | 1458.3 | 1.1
D | 4002 | 2018-09-12 | 11 | ON | 29.36 | 12.92 | 0.07 | 0.01 | 0.12 | 0.87 | 0 | 0.11 | -0.07 | -0.04 | 0 |  | 0.33 | 0.31 | 0.23 | 44.22 | 1480.857 | 1.07
D | 4002 | 2018-09-12 | 12 | ON | 25.86 | 12.92 | 0.07 | 0.01 | 0.08 | 0.87 | 0 | 0.02 | -0.07 | -0.04 | 0 |  | 0.33 | 0.31 | 0.23 | 40.59 | 1490.586 | 1.03
D | 4002 | 2018-09-12 | 13 | ON | 29.94 | 12.92 | 0.07 | 0.01 | 0.12 | 0.87 | 0 | 0.03 | -0.07 | -0.04 | 0 |  | 0.33 | 0.31 | 0.23 | 44.72 | 1481.219 | 1.07
D | 4002 | 2018-09-12 | 14 | ON | 26.41 | 12.92 | 0.07 | 0.01 | 0.13 | 0.87 | 0 | 0.04 | -0.07 | -0.04 | 0 |  | 0.33 | 0.31 | 0.23 | 41.21 | 1474.893 | 1.08
D | 4002 | 2018-09-12 | 15 | ON | 26.43 | 12.92 | 0.07 | 0.01 | 0.1 | 0.88 | 0 | -0.01 | -0.09 | -0.04 | 0 |  | 0.33 | 0.31 | 0.23 | 41.14 | 1455.189 | 1.06
D | 4002 | 2018-09-12 | 16 | ON | 24.56 | 12.92 | 0.07 | 0.01 | 0.08 | 0.88 | 0 | -0.01 | -0.1 | -0.04 | 0 |  | 0.33 | 0.31 | 0.23 | 39.24 | 1446.543 | 1.04
D | 4002 | 2018-09-12 | 17 | ON | 23.78 | 12.92 | 0.07 | 0.01 | 0.07 | 0.88 | 0 | 0.02 | -0.11 | -0.04 | 0 |  | 0.33 | 0.31 | 0.23 | 38.47 | 1446.7 | 1.03
D | 4002 | 2018-09-12 | 18 | ON | 25.91 | 12.92 | 0.07 | 0.01 | 0.07 | 0.88 | 0 | -0.01 | -0.12 | -0.04 | 0 |  | 0.33 | 0.31 | 0.23 | 40.56 | 1458.489 | 1.03
D | 4002 | 2018-09-12 | 19 | ON | 26.29 | 12.92 | 0.07 | 0.01 | 0.1 | 0.88 | 0 | 0.01 | -0.11 | -0.04 | 0 |  | 0.33 | 0.31 | 0.23 | 41 | 1469.172 | 1.06
D | 4002 | 2018-09-12 | 20 | ON | 32.27 | 12.92 | 0.07 | 0.01 | 0.12 | 0.87 | 0 | 0.03 | -0.14 | -0.04 | 0 |  | 0.33 | 0.31 | 0.23 | 46.98 | 1490.634 | 1.07
D | 4002 | 2018-09-12 | 21 | ON | 32.2 | 12.92 | 0.07 | 0.01 | 0.16 | 0.9 | 0 | 0.03 | -0.09 | -0.04 | 0 |  | 0.33 | 0.31 | 0.23 | 47.03 | 1437.908 | 1.14
D | 4002 | 2018-09-12 | 22 | ON | 30.87 | 12.92 | 0.07 | 0.01 | 0.2 | 0.96 | 0 | -0.03 | -0.11 | -0.04 | 0 |  | 0.33 | 0.31 | 0.23 | 45.72 | 1327.374 | 1.24
D | 4002 | 2018-09-12 | 23 | ON | 25.71 | 12.92 | 0.07 | 0.01 | 0.17 | 1.05 | 0 | 0.02 | -0.02 | -0.04 | 0 |  | 0.33 | 0.31 | 0.23 | 40.76 | 1198.665 | 1.3
D | 4002 | 2018-09-12 | 24 | OFF | 23.44 | 12.92 | 0.07 | 0.01 | 0.12 | 0 | 0 | 0.02 | -0.07 | -0.04 | 0 |  | 0.33 | 0.31 | 0.23 | 37.34 | 1090.008 | 0.2
D | 4002 | 2018-09-13 | 1 | OFF | 20.49 | 12.92 | 0.54 | 0.04 | 0.08 | 0 | 0 | 0.04 | -0.04 | -0.04 | 0 |  | 0.33 | 0.31 | 0.23 | 34.9 | 1021.133 | 0.66
D | 4002 | 2018-09-13 | 2 | OFF | 21.15 | 12.92 | 0.54 | 0.04 | 0.06 | 0 | 0 | 0.01 | -0.03 | -0.04 | 0 |  | 0.33 | 0.31 | 0.23 | 35.52 | 981.97 | 0.64
D | 4002 | 2018-09-13 | 3 | OFF | 20.09 | 12.92 | 0.54 | 0.04 | 0.08 | 0 | 0 | 0 | -0.02 | -0.04 | 0 |  | 0.33 | 0.31 | 0.23 | 34.48 | 957.93 | 0.66
D | 4002 | 2018-09-13 | 4 | OFF | 20.1 | 12.92 | 0.54 | 0.04 | 0.08 | 0 | 0 | -0.01 | -0.02 | -0.04 | 0 |  | 0.33 | 0.31 | 0.23 | 34.48 | 958.614 | 0.66
D | 4002 | 2018-09-13 | 5 | OFF | 20.46 | 12.92 | 0.54 | 0.04 | 0.08 | 0 | 0 | 0.01 | -0.02 | -0.04 | 0 |  | 0.33 | 0.31 | 0.23 | 34.86 | 992.208 | 0.66
D | 4002 | 2018-09-13 | 6 | OFF | 21.65 | 12.92 | 0.54 | 0.04 | 0.08 | 0 | 0 | 0.02 | -0.01 | -0.04 | 0 |  | 0.33 | 0.31 | 0.23 | 36.07 | 1096.47 | 0.66
D | 4002 | 2018-09-13 | 7 | OFF | 34.63 | 12.92 | 0.54 | 0.04 | 0.35 | 0 | 0 | 0.01 | 0.01 | -0.04 | 0 |  | 0.33 | 0.31 | 0.23 | 49.33 | 1260.495 | 0.93
D | 4002 | 2018-09-13 | 8 | ON | 36.02 | 12.92 | 0.54 | 0.04 | 0.42 | 0.98 | 0 | -0.02 | -0.16 | -0.04 | 0 |  | 0.33 | 0.31 | 0.23 | 51.57 | 1353.126 | 1.98
D | 4002 | 2018-09-13 | 9 | ON | 35.38 | 12.92 | 0.54 | 0.04 | 0.17 | 0.95 | 0.04 | 0.01 | -0.11 | -0.04 | 0 |  | 0.33 | 0.31 | 0.23 | 50.77 | 1407.812 | 1.74
D | 4002 | 2018-09-13 | 10 | ON | 35.62 | 12.92 | 0.54 | 0.04 | 0.15 | 0.93 | 0.03 | 0.09 | -0.13 | -0.04 | 0 |  | 0.33 | 0.31 | 0.23 | 51.02 | 1447.085 | 1.69
D | 4002 | 2018-09-13 | 11 | ON | 31.99 | 12.92 | 0.54 | 0.04 | 0.15 | 0.91 | 0 | 0.1 | -0.11 | -0.04 | 0 |  | 0.33 | 0.31 | 0.23 | 47.37 | 1477.888 | 1.64
D | 4002 | 2018-09-13 | 12 | ON | 29.32 | 12.92 | 0.54 | 0.04 | 0.1 | 0.9 | 0 | 0.02 | -0.11 | -0.04 | 0 |  | 0.33 | 0.31 | 0.23 | 44.56 | 1499.282 | 1.58
D | 4002 | 2018-09-13 | 13 | ON | 39.19 | 12.92 | 0.54 | 0.04 | 0.23 | 0.89 | 0.02 | 0.04 | -0.14 | -0.04 | 0 |  | 0.33 | 0.31 | 0.23 | 54.56 | 1504.377 | 1.72
D | 4002 | 2018-09-13 | 14 | ON | 39.37 | 12.92 | 0.54 | 0.04 | 0.14 | 0.88 | 0.02 | 0.08 | -0.13 | -0.04 | 0 |  | 0.33 | 0.31 | 0.23 | 54.69 | 1512.49 | 1.62
D | 4002 | 2018-09-13 | 15 | ON | 41.48 | 12.92 | 0.54 | 0.04 | 0.12 | 0.88 | 0.02 | 0.01 | -0.13 | -0.04 | 0 |  | 0.33 | 0.31 | 0.23 | 56.71 | 1513.379 | 1.6
D | 4002 | 2018-09-13 | 16 | ON | 41.37 | 12.92 | 0.54 | 0.04 | 0.15 | 0.88 | 0 | 0.05 | -0.15 | -0.04 | 0 |  | 0.33 | 0.31 | 0.23 | 56.63 | 1526.639 | 1.61
D | 4002 | 2018-09-13 | 17 | ON | 43.48 | 12.92 | 0.54 | 0.04 | 0.16 | 0.87 | 0 | 0.09 | -0.15 | -0.04 | 0 |  | 0.33 | 0.31 | 0.23 | 58.78 | 1541.966 | 1.61
D | 4002 | 2018-09-13 | 18 | ON | 44.42 | 12.92 | 0.54 | 0.04 | 0.15 | 0.87 | 0 | 0.02 | -0.16 | -0.04 | 0 |  | 0.33 | 0.31 | 0.23 | 59.63 | 1556.448 | 1.6
D | 4002 | 2018-09-13 | 19 | ON | 46.26 | 12.92 | 0.54 | 0.04 | 0.17 | 0.87 | 0 | 0.07 | -0.17 | -0.04 | 0 |  | 0.33 | 0.31 | 0.23 | 61.53 | 1545.207 | 1.62
D | 4002 | 2018-09-13 | 20 | ON | 46.5 | 12.92 | 0.54 | 0.04 | 0.27 | 0.85 | 0 | 0.05 | -0.18 | -0.04 | 0 |  | 0.33 | 0.31 | 0.23 | 61.82 | 1560.714 | 1.7
D | 4002 | 2018-09-13 | 21 | ON | 49.92 | 12.92 | 0.54 | 0.04 | 0.22 | 0.88 | 0 | 0.07 | -0.16 | -0.04 | 0 |  | 0.33 | 0.31 | 0.23 | 65.26 | 1507.01 | 1.68
D | 4002 | 2018-09-13 | 22 | ON | 45.86 | 12.92 | 0.54 | 0.04 | 0.41 | 0.94 | 0 | 0.06 | -0.03 | -0.04 | 0 |  | 0.33 | 0.31 | 0.23 | 61.57 | 1381.593 | 1.93
D | 4002 | 2018-09-13 | 23 | ON | 37.8 | 12.92 | 0.54 | 0.04 | 0.35 | 1.03 | 0 | 0.05 | -0.07 | -0.04 | 0 |  | 0.33 | 0.31 | 0.23 | 53.49 | 1241.138 | 1.96
D | 4002 | 2018-09-13 | 24 | OFF | 36.66 | 12.92 | 0.54 | 0.04 | 0.34 | 0 | 0.21 | 0.07 | 0.04 | -0.04 | 0 |  | 0.33 | 0.31 | 0.23 | 51.65 | 1119.693 | 1.13
D | 4002 | 2018-09-14 | 1 | OFF | 25.3 | 12.92 | 0.5 | 0.1 | 0.12 | 0 | 0 | 0.05 | -0.06 | -0.04 | 0 |  | 0.33 | 0.31 | 0.23 | 39.76 | 1040.59 | 0.72
D | 4002 | 2018-09-14 | 2 | OFF | 23.72 | 12.92 | 0.5 | 0.1 | 0.08 | 0 | 0 | 0.1 | -0.08 | -0.04 | 0 |  | 0.33 | 0.31 | 0.23 | 38.17 | 996.025 | 0.68
D | 4002 | 2018-09-14 | 3 | OFF | 24.16 | 12.92 | 0.5 | 0.1 | 0.09 | 0 | 0 | 0.03 | -0.05 | -0.04 | 0 |  | 0.33 | 0.31 | 0.23 | 38.58 | 970.036 | 0.69
D | 4002 | 2018-09-14 | 4 | OFF | 23.38 | 12.92 | 0.5 | 0.1 | 0.08 | 0 | 0 | 0.07 | -0.06 | -0.04 | 0 |  | 0.33 | 0.31 | 0.23 | 37.82 | 959.834 | 0.68
D | 4002 | 2018-09-14 | 5 | OFF | 23.66 | 12.92 | 0.5 | 0.1 | 0.07 | 0 | 0 | 0.1 | -0.05 | -0.04 | 0 |  | 0.33 | 0.31 | 0.23 | 38.13 | 988.372 | 0.67
D | 4002 | 2018-09-14 | 6 | OFF | 26.04 | 12.92 | 0.5 | 0.1 | 0.13 | 0 | 0 | 0.12 | -0.08 | -0.04 | 0 |  | 0.33 | 0.31 | 0.23 | 40.56 | 1080.13 | 0.73
D | 4002 | 2018-09-14 | 7 | OFF | 26.65 | 12.92 | 0.5 | 0.1 | 0.18 | 0 | 0 | 0.11 | -0.13 | -0.04 | 0 |  | 0.33 | 0.31 | 0.23 | 41.16 | 1232.743 | 0.78
D | 4002 | 2018-09-14 | 8 | ON | 32.03 | 12.92 | 0.5 | 0.1 | 0.23 | 1 | 0 | 0.06 | -0.13 | -0.04 | 0 |  | 0.33 | 0.31 | 0.23 | 47.54 | 1324.33 | 1.83
D | 4002 | 2018-09-14 | 9 | ON | 32.99 | 12.92 | 0.5 | 0.1 | 0.13 | 0.96 | 0 | 0.07 | -0.14 | -0.04 | 0 |  | 0.33 | 0.31 | 0.23 | 48.36 | 1375.348 | 1.69
D | 4002 | 2018-09-14 | 10 | ON | 40 | 12.92 | 0.5 | 0.1 | 0.15 | 0.94 | 0.01 | 0.12 | -0.14 | -0.04 | 0 |  | 0.33 | 0.31 | 0.23 | 55.43 | 1410.614 | 1.7
D | 4002 | 2018-09-14 | 11 | ON | 33.81 | 12.92 | 0.5 | 0.1 | 0.17 | 0.92 | 0.01 | 0.07 | -0.1 | -0.04 | 0 |  | 0.33 | 0.31 | 0.23 | 49.23 | 1452.718 | 1.7
D | 4002 | 2018-09-14 | 12 | ON | 45.13 | 12.92 | 0.5 | 0.1 | 0.15 | 0.9 | 0.02 | 0.06 | -0.15 | -0.04 | 0 |  | 0.33 | 0.31 | 0.23 | 60.46 | 1484.865 | 1.67
D | 4002 | 2018-09-14 | 13 | ON | 45.76 | 12.92 | 0.5 | 0.1 | 0.23 | 0.89 | 0.12 | 0.09 | -0.17 | -0.04 | 0 |  | 0.33 | 0.31 | 0.23 | 61.27 | 1512.654 | 1.84
D | 4002 | 2018-09-14 | 14 | ON | 52.29 | 12.92 | 0.5 | 0.1 | 0.23 | 0.88 | 0 | 0.06 | -0.17 | -0.04 | 0 |  | 0.33 | 0.31 | 0.23 | 67.64 | 1538.666 | 1.71
D | 4002 | 2018-09-14 | 15 | ON | 63.64 | 12.92 | 0.5 | 0.1 | 0.21 | 0.88 | 0 | 0.12 | -0.18 | -0.04 | 0 |  | 0.33 | 0.31 | 0.23 | 79.02 | 1545.161 | 1.69
D | 4002 | 2018-09-14 | 16 | ON | 65.62 | 12.92 | 0.5 | 0.1 | 0.17 | 0.87 | 0 | 0.1 | -0.2 | -0.04 | 0 |  | 0.33 | 0.31 | 0.23 | 80.91 | 1550.072 | 1.64
D | 4002 | 2018-09-14 | 17 | ON | 66.36 | 12.92 | 0.5 | 0.1 | 0.17 | 0.86 | 0.08 | 0.18 | -0.23 | -0.04 | 0 |  | 0.33 | 0.31 | 0.23 | 81.77 | 1554.284 | 1.71
D | 4002 | 2018-09-14 | 18 | ON | 60.29 | 12.92 | 0.5 | 0.1 | 0.17 | 0.86 | 0.02 | 0.14 | -0.18 | -0.04 | 0 |  | 0.33 | 0.31 | 0.23 | 75.65 | 1541.921 | 1.65
D | 4002 | 2018-09-14 | 19 | ON | 55.61 | 12.92 | 0.5 | 0.1 | 0.3 | 0.85 | 0.32 | 0.08 | -0.14 | -0.04 | 0 |  | 0.33 | 0.31 | 0.23 | 71.37 | 1508.651 | 2.07
D | 4002 | 2018-09-14 | 20 | ON | 44.79 | 12.92 | 0.5 | 0.1 | 0.27 | 0.84 | 0 | 0.06 | -0.13 | -0.04 | 0 |  | 0.33 | 0.31 | 0.23 | 60.18 | 1507.102 | 1.71
D | 4002 | 2018-09-14 | 21 | ON | 56.05 | 12.92 | 0.5 | 0.1 | 0.32 | 0.87 | 0.33 | 0.05 | -0.13 | -0.04 | 0 |  | 0.33 | 0.31 | 0.23 | 71.84 | 1455.662 | 2.12
D | 4002 | 2018-09-14 | 22 | ON | 41.54 | 12.92 | 0.5 | 0.1 | 0.6 | 0.86 | 0.38 | 0.09 | 0.15 | -0.04 | 0 |  | 0.33 | 0.31 | 0.23 | 57.97 | 1350.677 | 2.44
D | 4002 | 2018-09-14 | 23 | ON | 28.75 | 12.92 | 0.5 | 0.1 | 0.21 | 1.01 | 0 | 0.01 | -0.16 | -0.04 | 0 |  | 0.33 | 0.31 | 0.23 | 44.17 | 1228.509 | 1.82
D | 4002 | 2018-09-14 | 24 | OFF | 32.3 | 12.92 | 0.5 | 0.1 | 0.21 | 0 | 0.24 | -0.07 | -0.11 | -0.04 | 0 |  | 0.33 | 0.31 | 0.23 | 46.92 | 1111.85 | 1.05
D | 4002 | 2018-09-15 | 1 | OFF | 26.91 | 12.92 | 1.68 | 0.16 | 0.12 | 0 | 0.03 | 0.01 | -0.07 | -0.04 | 0 |  | 0.33 | 0.31 | 0.23 | 42.59 | 1030.443 | 1.99
D | 4002 | 2018-09-15 | 2 | OFF | 29.65 | 12.92 | 1.68 | 0.16 | 0.13 | 0 | 0.01 | -0.08 | -0.09 | -0.04 | 0 |  | 0.33 | 0.31 | 0.23 | 45.21 | 982.494 | 1.98
D | 4002 | 2018-09-15 | 3 | OFF | 28.55 | 12.92 | 1.68 | 0.16 | 0.18 | 0 | 0 | 0.01 | -0.05 | -0.04 | 0 |  | 0.33 | 0.31 | 0.23 | 44.28 | 952.563 | 2.02
D | 4002 | 2018-09-15 | 4 | OFF | 28.36 | 12.92 | 1.68 | 0.16 | 0.14 | 0 | 0 | 0.06 | -0.1 | -0.04 | 0 |  | 0.33 | 0.31 | 0.23 | 44.05 | 940.305 | 1.98
D | 4002 | 2018-09-15 | 5 | OFF | 29.14 | 12.92 | 1.68 | 0.16 | 0.14 | 0 | 0 | 0.08 | -0.1 | -0.04 | 0 |  | 0.33 | 0.31 | 0.23 | 44.85 | 949.03 | 1.98
D | 4002 | 2018-09-15 | 6 | OFF | 35.71 | 12.92 | 1.68 | 0.16 | 0.16 | 0 | 0 | 0.11 | -0.03 | -0.04 | 0 |  | 0.33 | 0.31 | 0.23 | 51.54 | 985.798 | 2
D | 4002 | 2018-09-15 | 7 | OFF | 54.78 | 12.92 | 1.68 | 0.16 | 0.83 | 0 | 0 | 0.24 | -0.18 | -0.04 | 0 |  | 0.33 | 0.31 | 0.23 | 71.26 | 1051.997 | 2.67
D | 4002 | 2018-09-15 | 8 | OFF | 48.33 | 12.92 | 1.68 | 0.16 | 0.94 | 0 | 0 | 0.12 | -0.1 | -0.04 | 0 |  | 0.33 | 0.31 | 0.23 | 64.88 | 1138.148 | 2.78
D | 4002 | 2018-09-15 | 9 | OFF | 40.91 | 12.92 | 1.68 | 0.16 | 0.53 | 0 | 0 | 0.1 | -0.1 | -0.04 | 0 |  | 0.33 | 0.31 | 0.23 | 57.03 | 1235.729 | 2.37
D | 4002 | 2018-09-15 | 10 | OFF | 56.6 | 12.92 | 1.68 | 0.16 | 0.47 | 0 | 0.84 | 0.2 | -0.13 | -0.04 | 0 |  | 0.33 | 0.31 | 0.23 | 73.57 | 1293.562 | 3.15
D | 4002 | 2018-09-15 | 11 | OFF | 35.87 | 12.92 | 1.68 | 0.16 | 0.24 | 0 | 0.05 | 0.06 | -0.13 | -0.04 | 0 |  | 0.33 | 0.31 | 0.23 | 51.68 | 1323.488 | 2.13
D | 4002 | 2018-09-15 | 12 | OFF | 40.55 | 12.92 | 1.68 | 0.16 | 0.18 | 0 | 0.1 | 0.06 | -0.17 | -0.04 | 0 |  | 0.33 | 0.31 | 0.23 | 56.31 | 1332.435 | 2.12
D | 4002 | 2018-09-15 | 13 | OFF | 42.7 | 12.92 | 1.68 | 0.16 | 0.14 | 0 | 0.17 | 0.05 | -0.19 | -0.04 | 0 |  | 0.33 | 0.31 | 0.23 | 58.46 | 1334.594 | 2.15
D | 4002 | 2018-09-15 | 14 | OFF | 43.38 | 12.92 | 1.68 | 0.16 | 0.17 | 0 | 0.25 | 0 | -0.18 | -0.04 | 0 |  | 0.33 | 0.31 | 0.23 | 59.21 | 1340.038 | 2.26
D | 4002 | 2018-09-15 | 15 | OFF | 48.27 | 12.92 | 1.68 | 0.16 | 0.2 | 0 | 0.2 | 0.03 | -0.24 | -0.04 | 0 |  | 0.33 | 0.31 | 0.23 | 64.05 | 1353.563 | 2.24
D | 4002 | 2018-09-15 | 16 | OFF | 52.73 | 12.92 | 1.68 | 0.16 | 0.2 | 0 | 0 | -0.01 | -0.24 | -0.04 | 0 |  | 0.33 | 0.31 | 0.23 | 68.27 | 1380.971 | 2.04
D | 4002 | 2018-09-15 | 17 | OFF | 57.25 | 12.92 | 1.68 | 0.16 | 0.26 | 0 | 0 | 0.07 | -0.27 | -0.04 | 0 |  | 0.33 | 0.31 | 0.23 | 72.9 | 1417.765 | 2.1
D | 4002 | 2018-09-15 | 18 | OFF | 67.87 | 12.92 | 1.68 | 0.16 | 0.45 | 0 | 0 | 0.16 | -0.35 | -0.04 | 0 |  | 0.33 | 0.31 | 0.23 | 83.72 | 1446.284 | 2.29
D | 4002 | 2018-09-15 | 19 | OFF | 72.99 | 12.92 | 1.68 | 0.16 | 0.36 | 0 | 0 | 0.06 | -0.26 | -0.04 | 0 |  | 0.33 | 0.31 | 0.23 | 88.74 | 1432.947 | 2.2
D | 4002 | 2018-09-15 | 20 | OFF | 62.29 | 12.92 | 1.68 | 0.16 | 0.15 | 0 | 0 | 0.17 | -0.22 | -0.04 | 0 |  | 0.33 | 0.31 | 0.23 | 77.98 | 1432.486 | 1.99
D | 4002 | 2018-09-15 | 21 | OFF | 40.33 | 12.92 | 1.68 | 0.16 | 0.2 | 0 | 0.07 | 0.11 | -0.14 | -0.04 | 0 |  | 0.33 | 0.31 | 0.23 | 56.16 | 1379.843 | 2.11
D | 4002 | 2018-09-15 | 22 | OFF | 32.46 | 12.92 | 1.68 | 0.16 | 0.2 | 0 | 0.02 | 0.03 | -0.15 | -0.04 | 0 |  | 0.33 | 0.31 | 0.23 | 48.15 | 1285.453 | 2.06
D | 4002 | 2018-09-15 | 23 | OFF | 33.37 | 12.92 | 1.68 | 0.16 | 0.33 | 0 | 0.01 | 0.08 | -0.06 | -0.04 | 0 |  | 0.33 | 0.31 | 0.23 | 49.32 | 1179.06 | 2.18
D | 4002 | 2018-09-15 | 24 | OFF | 28.42 | 12.92 | 1.68 | 0.16 | 0.24 | 0 | 0.03 | 0.06 | -0.04 | -0.04 | 0 |  | 0.33 | 0.31 | 0.23 | 44.3 | 1076.955 | 2.11
D | 4002 | 2018-09-16 | 1 | OFF | 25.32 | 12.92 | 4.52 | 0.55 | 0.1 | 0 | 0.14 | 0.07 | -0.12 | -0.04 | 0 |  | 0.33 | 0.31 | 0.23 | 44.33 | 1001.857 | 5.31
D | 4002 | 2018-09-16 | 2 | OFF | 27.31 | 12.92 | 4.52 | 0.55 | 0.13 | 0 | 0 | 0.12 | -0.11 | -0.04 | 0 |  | 0.33 | 0.31 | 0.23 | 46.27 | 951.647 | 5.2
D | 4002 | 2018-09-16 | 3 | OFF | 28.59 | 12.92 | 4.52 | 0.55 | 0.13 | 0 | 0 | 0.1 | -0.13 | -0.04 | 0 |  | 0.33 | 0.31 | 0.23 | 47.51 | 921.841 | 5.2
D | 4002 | 2018-09-16 | 4 | OFF | 32.1 | 12.92 | 4.52 | 0.55 | 0.18 | 0 | 0 | 0.08 | -0.15 | -0.04 | 0 |  | 0.33 | 0.31 | 0.23 | 51.03 | 907.351 | 5.25
D | 4002 | 2018-09-16 | 5 | OFF | 27.53 | 12.92 | 4.52 | 0.55 | 0.17 | 0 | 0 | 0.11 | -0.15 | -0.04 | 0 |  | 0.33 | 0.31 | 0.23 | 46.48 | 907.958 | 5.24
D | 4002 | 2018-09-16 | 6 | OFF | 30.44 | 12.92 | 4.52 | 0.55 | 0.14 | 0 | 0 | 0.07 | -0.14 | -0.04 | 0 |  | 0.33 | 0.31 | 0.23 | 49.33 | 928.595 | 5.21
D | 4002 | 2018-09-16 | 7 | OFF | 29.94 | 12.92 | 4.52 | 0.55 | 0.33 | 0 | 0 | 0.09 | -0.13 | -0.04 | 0 |  | 0.33 | 0.31 | 0.23 | 49.05 | 967.697 | 5.4
D | 4002 | 2018-09-16 | 8 | OFF | 27.64 | 12.92 | 4.52 | 0.55 | 0.28 | 0 | 0 | 0.08 | -0.15 | -0.04 | 0 |  | 0.33 | 0.31 | 0.23 | 46.67 | 1042.402 | 5.35
D | 4002 | 2018-09-16 | 9 | OFF | 22.15 | 12.92 | 4.52 | 0.55 | 0.09 | 0 | 0 | 0.03 | -0.08 | -0.04 | 0 |  | 0.33 | 0.31 | 0.23 | 41.01 | 1155.878 | 5.16
D | 4002 | 2018-09-16 | 10 | OFF | 23.57 | 12.92 | 4.52 | 0.55 | 0.07 | 0 | 0 | 0.02 | -0.09 | -0.04 | 0 |  | 0.33 | 0.31 | 0.23 | 42.39 | 1254.99 | 5.14
D | 4002 | 2018-09-16 | 11 | OFF | 23.29 | 12.92 | 4.52 | 0.55 | 0.08 | 0 | 0 | 0 | -0.12 | -0.04 | 0 |  | 0.33 | 0.31 | 0.23 | 42.07 | 1330.335 | 5.15
D | 4002 | 2018-09-16 | 12 | OFF | 24.13 | 12.92 | 4.52 | 0.55 | 0.06 | 0 | 0 | 0 | -0.11 | -0.04 | 0 |  | 0.33 | 0.31 | 0.23 | 42.9 | 1417.212 | 5.13
D | 4002 | 2018-09-16 | 13 | OFF | 38.73 | 12.92 | 4.52 | 0.55 | 0.15 | 0 | 0.08 | -0.03 | -0.04 | -0.04 | 0 |  | 0.33 | 0.31 | 0.23 | 57.71 | 1497.997 | 5.3
D | 4002 | 2018-09-16 | 14 | OFF | 52.62 | 12.92 | 4.52 | 0.55 | 0.22 | 0 | 0 | -0.05 | -0.13 | -0.04 | 0 |  | 0.33 | 0.31 | 0.23 | 71.48 | 1562.104 | 5.29
D | 4002 | 2018-09-16 | 15 | OFF | 61.43 | 12.92 | 4.52 | 0.55 | 0.27 | 0 | 0.04 | -0.05 | -0.13 | -0.04 | 0 |  | 0.33 | 0.31 | 0.23 | 80.38 | 1611.628 | 5.38
D | 4002 | 2018-09-16 | 16 | OFF | 152.93 | 12.92 | 4.52 | 0.55 | 0.8 | 0 | 1.67 | 0.14 | 0.26 | -0.04 | 0 |  | 0.33 | 0.31 | 0.23 | 174.62 | 1655.956 | 7.54
D | 4002 | 2018-09-16 | 17 | OFF | 316.09 | 12.92 | 4.52 | 0.55 | 1.59 | 0 | 17.28 | 1.65 | -0.95 | -0.04 | 0 |  | 0.33 | 0.31 | 0.23 | 354.48 | 1701.867 | 23.94
D | 4002 | 2018-09-16 | 18 | OFF | 241.96 | 12.92 | 4.52 | 0.55 | 2.05 | 0 | 2.81 | 0.19 | -0.15 | -0.04 | 0 |  | 0.33 | 0.31 | 0.23 | 265.68 | 1727.347 | 9.93
D | 4002 | 2018-09-16 | 19 | OFF | 161.27 | 12.92 | 4.52 | 0.55 | 1.53 | 0 | 0.84 | 0.41 | -0.02 | -0.04 | 0 |  | 0.33 | 0.31 | 0.23 | 182.85 | 1703.962 | 7.44
D | 4002 | 2018-09-16 | 20 | OFF | 123.93 | 12.92 | 4.52 | 0.55 | 1.01 | 0 | 0 | -0.05 | -0.25 | -0.04 | 0 |  | 0.33 | 0.31 | 0.23 | 143.46 | 1701.81 | 6.08
D | 4002 | 2018-09-16 | 21 | OFF | 87.76 | 12.92 | 4.52 | 0.55 | 0.83 | 0 | 0 | 0.19 | 0.3 | -0.04 | 0 |  | 0.33 | 0.31 | 0.23 | 107.9 | 1620.475 | 5.9
D | 4002 | 2018-09-16 | 22 | OFF | 46.41 | 12.92 | 4.52 | 0.55 | 0.49 | 0 | 0.09 | 0.03 | -0.1 | -0.04 | 0 |  | 0.33 | 0.31 | 0.23 | 65.74 | 1469.039 | 5.65
D | 4002 | 2018-09-16 | 23 | OFF | 37.92 | 12.92 | 4.52 | 0.55 | 0.33 | 0 | 0.01 | -0.02 | -0.09 | -0.04 | 0 |  | 0.33 | 0.31 | 0.23 | 56.97 | 1316.397 | 5.41
D | 4002 | 2018-09-16 | 24 | OFF | 27.41 | 12.92 | 4.52 | 0.55 | 0.15 | 0 | 0 | -0.04 | -0.1 | -0.04 | 0 |  | 0.33 | 0.31 | 0.23 | 46.24 | 1194.524 | 5.22
D | 4002 | 2018-09-17 | 1 | OFF | 34.82 | 12.92 | 1.58 | 0.1 | 0.16 | 0 | 0 | 0 | -0.16 | -0.04 | 0 |  | 0.33 | 0.31 | 0.23 | 50.25 | 1111.44 | 1.84
D | 4002 | 2018-09-17 | 2 | OFF | 31.76 | 12.92 | 1.58 | 0.1 | 0.13 | 0 | 0 | -0.02 | -0.04 | -0.04 | 0 |  | 0.33 | 0.31 | 0.23 | 47.26 | 1059.823 | 1.81
D | 4002 | 2018-09-17 | 3 | OFF | 68.46 | 12.92 | 1.58 | 0.1 | 0.35 | 0 | 0 | -0.01 | -0.13 | -0.04 | 0 |  | 0.33 | 0.31 | 0.23 | 84.1 | 1029.814 | 2.03
D | 4002 | 2018-09-17 | 4 | OFF | 72.41 | 12.92 | 1.58 | 0.1 | 0.47 | 0 | 0 | -0.14 | -0.03 | -0.04 | 0 |  | 0.33 | 0.31 | 0.23 | 88.14 | 1019.969 | 2.15
D | 4002 | 2018-09-17 | 5 | OFF | 103.9 | 12.92 | 1.58 | 0.1 | 0.71 | 0 | 0 | 0.11 | 0.02 | -0.04 | 0 |  | 0.33 | 0.31 | 0.23 | 120.17 | 1051.742 | 2.39
D | 4002 | 2018-09-17 | 6 | OFF | 50.37 | 12.92 | 1.58 | 0.1 | 0.47 | 0 | 0 | 0.12 | 0.21 | -0.04 | 0 |  | 0.33 | 0.31 | 0.23 | 66.6 | 1146.696 | 2.15
D | 4002 | 2018-09-17 | 7 | OFF | 45.15 | 12.92 | 1.58 | 0.1 | 0.36 | 0 | 0 | 0.08 | -0.05 | -0.04 | 0 |  | 0.33 | 0.31 | 0.23 | 60.97 | 1308.402 | 2.04
D | 4002 | 2018-09-17 | 8 | ON | 41.84 | 12.92 | 1.58 | 0.1 | 0.48 | 0.93 | 0 | -0.02 | -0.21 | -0.04 | 0 |  | 0.33 | 0.31 | 0.23 | 58.45 | 1407.508 | 3.09
D | 4002 | 2018-09-17 | 9 | ON | 37.09 | 12.92 | 1.58 | 0.1 | 0.17 | 0.9 | 0 | -0.02 | -0.13 | -0.04 | 0 |  | 0.33 | 0.31 | 0.23 | 53.44 | 1462.736 | 2.75
D | 4002 | 2018-09-17 | 10 | ON | 33.33 | 12.92 | 1.58 | 0.1 | 0.13 | 0.87 | 0 | 0.01 | -0.14 | -0.04 | 0 |  | 0.33 | 0.31 | 0.23 | 49.63 | 1527.744 | 2.68
D | 4002 | 2018-09-17 | 11 | ON | 34.58 | 12.92 | 1.58 | 0.1 | 0.12 | 0.84 | 0 | -0.03 | -0.17 | -0.04 | 0 |  | 0.33 | 0.31 | 0.23 | 50.77 | 1612.8 | 2.64
D | 4002 | 2018-09-17 | 12 | ON | 48.02 | 12.92 | 1.58 | 0.1 | 0.2 | 0.81 | 0.04 | -0.05 | -0.17 | -0.04 | 0 |  | 0.33 | 0.31 | 0.23 | 64.28 | 1682.444 | 2.73
D | 4002 | 2018-09-17 | 13 | ON | 60.48 | 12.92 | 1.58 | 0.1 | 0.22 | 0.79 | 0.02 | -0.13 | -0.22 | -0.04 | 0 |  | 0.33 | 0.31 | 0.23 | 76.59 | 1740.186 | 2.71
D | 4002 | 2018-09-17 | 14 | ON | 73.13 | 12.92 | 1.58 | 0.1 | 0.33 | 0.77 | 0 | 0 | -0.3 | -0.04 | 0 |  | 0.33 | 0.31 | 0.23 | 89.36 | 1784.782 | 2.78
D | 4002 | 2018-09-17 | 15 | ON | 72.91 | 12.92 | 1.58 | 0.1 | 0.32 | 0.76 | 0 | -0.01 | -0.3 | -0.04 | 0 |  | 0.33 | 0.31 | 0.23 | 89.11 | 1782.87 | 2.76
D | 4002 | 2018-09-17 | 16 | ON | 64.63 | 12.92 | 1.58 | 0.1 | 0.28 | 0.75 | 0 | 0 | -0.3 | -0.04 | 0 |  | 0.33 | 0.31 | 0.23 | 80.79 | 1780.144 | 2.71
D | 4002 | 2018-09-17 | 17 | ON | 57.09 | 12.92 | 1.58 | 0.1 | 0.19 | 0.75 | 0 | -0.03 | -0.27 | -0.04 | 0 |  | 0.33 | 0.31 | 0.23 | 73.16 | 1764.809 | 2.62
D | 4002 | 2018-09-17 | 18 | ON | 49.43 | 12.92 | 1.58 | 0.1 | 0.18 | 0.75 | 0 | -0.03 | -0.25 | -0.04 | 0 |  | 0.33 | 0.31 | 0.23 | 65.51 | 1750.409 | 2.61
D | 4002 | 2018-09-17 | 19 | ON | 61.95 | 12.92 | 1.58 | 0.1 | 0.19 | 0.75 | 0 | -0.05 | -0.21 | -0.04 | 0 |  | 0.33 | 0.31 | 0.23 | 78.06 | 1732.765 | 2.62
D | 4002 | 2018-09-17 | 20 | ON | 73.2 | 12.92 | 1.58 | 0.1 | 0.34 | 0.74 | 0 | -0.13 | -0.29 | -0.04 | 0 |  | 0.33 | 0.31 | 0.23 | 89.29 | 1738.334 | 2.76
D | 4002 | 2018-09-17 | 21 | ON | 59.74 | 12.92 | 1.58 | 0.1 | 0.16 | 0.77 | 0 | 0.08 | -0.1 | -0.04 | 0 |  | 0.33 | 0.31 | 0.23 | 76.08 | 1653.278 | 2.61
D | 4002 | 2018-09-17 | 22 | ON | 46.23 | 12.92 | 1.58 | 0.1 | 0.33 | 0.82 | 0 | -0.02 | -0.14 | -0.04 | 0 |  | 0.33 | 0.31 | 0.23 | 62.65 | 1508.886 | 2.83
D | 4002 | 2018-09-17 | 23 | ON | 39.69 | 12.92 | 1.58 | 0.1 | 0.31 | 0.9 | 0.04 | 0.07 | -0.07 | -0.04 | 0 |  | 0.33 | 0.31 | 0.23 | 56.37 | 1361.403 | 2.93
D | 4002 | 2018-09-17 | 24 | OFF | 31.18 | 12.92 | 1.58 | 0.1 | 0.18 | 0 | 0 | -0.02 | -0.06 | -0.04 | 0 |  | 0.33 | 0.31 | 0.23 | 46.71 | 1246.012 | 1.86
D | 4002 | 2018-09-18 | 1 | OFF | 28.37 | 12.92 | 0.18 | 0.06 | 0.11 | 0 | 0 | 0 | -0.1 | -0.04 | 0 |  | 0.33 | 0.31 | 0.23 | 42.37 | 1168.578 | 0.35
D | 4002 | 2018-09-18 | 2 | OFF | 36.98 | 12.92 | 0.18 | 0.06 | 0.24 | 0 | 0 | 0.03 | -0.09 | -0.04 | 0 |  | 0.33 | 0.31 | 0.23 | 51.15 | 1123.126 | 0.48
D | 4002 | 2018-09-18 | 3 | OFF | 34.34 | 12.92 | 0.18 | 0.06 | 0.13 | 0 | 0 | 0.01 | -0.15 | -0.04 | 0 |  | 0.33 | 0.31 | 0.23 | 48.32 | 1094.663 | 0.37
D | 4002 | 2018-09-18 | 4 | OFF | 30.67 | 12.92 | 0.18 | 0.06 | 0.12 | 0 | 0 | 0.01 | -0.09 | -0.04 | 0 |  | 0.33 | 0.31 | 0.23 | 44.7 | 1087.774 | 0.36
D | 4002 | 2018-09-18 | 5 | OFF | 34.37 | 12.92 | 0.18 | 0.06 | 0.15 | 0 | 0 | 0.02 | -0.12 | -0.04 | 0 |  | 0.33 | 0.31 | 0.23 | 48.41 | 1117.975 | 0.39
D | 4002 | 2018-09-18 | 6 | OFF | 32.54 | 12.92 | 0.18 | 0.06 | 0.1 | 0 | 0 | 0.14 | -0.14 | -0.04 | 0 |  | 0.33 | 0.31 | 0.23 | 46.63 | 1208.241 | 0.34
D | 4002 | 2018-09-18 | 7 | OFF | 40.7 | 12.92 | 0.18 | 0.06 | 0.21 | 0 | 0.23 | -0.03 | 0.12 | -0.04 | 0 |  | 0.33 | 0.31 | 0.23 | 55.22 | 1368.194 | 0.68
D | 4002 | 2018-09-18 | 8 | ON | 55.15 | 12.92 | 0.18 | 0.06 | 0.46 | 0.84 | 0.22 | -0.03 | -0.17 | -0.04 | 0 |  | 0.33 | 0.31 | 0.23 | 70.46 | 1464.462 | 1.76
D | 4002 | 2018-09-18 | 9 | ON | 56.06 | 12.92 | 0.18 | 0.06 | 0.2 | 0.81 | 0.06 | -0.14 | -0.16 | -0.04 | 0 |  | 0.33 | 0.31 | 0.23 | 70.82 | 1514.328 | 1.31
D | 4002 | 2018-09-18 | 10 | ON | 60.55 | 12.92 | 0.18 | 0.06 | 0.15 | 0.79 | 0 | -0.08 | -0.1 | -0.04 | 0 |  | 0.33 | 0.31 | 0.23 | 75.3 | 1547.741 | 1.18
D | 4002 | 2018-09-18 | 11 | ON | 63.95 | 12.92 | 0.18 | 0.06 | 0.11 | 0.77 | 0 | -0.02 | -0.14 | -0.04 | 0 |  | 0.33 | 0.31 | 0.23 | 78.66 | 1580.048 | 1.12
D | 4002 | 2018-09-18 | 12 | ON | 58.4 | 12.92 | 0.18 | 0.06 | 0.1 | 0.77 | 0 | 0 | -0.17 | -0.04 | 0 |  | 0.33 | 0.31 | 0.23 | 73.09 | 1589.226 | 1.11
D | 4002 | 2018-09-18 | 13 | ON | 57.55 | 12.92 | 0.18 | 0.06 | 0.11 | 0.78 | 0 | 0.01 | -0.18 | -0.04 | 0 |  | 0.33 | 0.31 | 0.23 | 72.26 | 1592.088 | 1.13
D | 4002 | 2018-09-18 | 14 | ON | 51.12 | 12.92 | 0.18 | 0.06 | 0.11 | 0.78 | 0 | 0 | -0.2 | -0.04 | 0 |  | 0.33 | 0.31 | 0.23 | 65.8 | 1604.599 | 1.13
D | 4002 | 2018-09-18 | 15 | ON | 46.48 | 12.92 | 0.18 | 0.06 | 0.21 | 0.8 | 0 | -0.03 | -0.21 | -0.04 | 0 |  | 0.33 | 0.31 | 0.23 | 61.24 | 1610.285 | 1.25
D | 4002 | 2018-09-18 | 16 | ON | 46.5 | 12.92 | 0.18 | 0.06 | 0.18 | 0.8 | 0.01 | 0.03 | -0.23 | -0.04 | 0 |  | 0.33 | 0.31 | 0.23 | 61.28 | 1630.486 | 1.23
D | 4002 | 2018-09-18 | 17 | ON | 48.56 | 12.92 | 0.18 | 0.06 | 0.25 | 0.8 | 0 | -0.01 | -0.22 | -0.04 | 0 |  | 0.33 | 0.31 | 0.23 | 63.37 | 1672.426 | 1.29
D | 4002 | 2018-09-18 | 18 | ON | 49.58 | 12.92 | 0.18 | 0.06 | 0.28 | 0.78 | 0 | -0.01 | -0.22 | -0.04 | 0 |  | 0.33 | 0.31 | 0.23 | 64.4 | 1696.799 | 1.3
D | 4002 | 2018-09-18 | 19 | ON | 53.22 | 12.92 | 0.18 | 0.06 | 0.2 | 0.78 | 0.02 | -0.02 | -0.22 | -0.04 | 0 |  | 0.33 | 0.31 | 0.23 | 67.97 | 1689.353 | 1.24
D | 4002 | 2018-09-18 | 20 | ON | 52.95 | 12.92 | 0.18 | 0.06 | 0.26 | 0.78 | 0.03 | -0.05 | -0.25 | -0.04 | 0 |  | 0.33 | 0.31 | 0.23 | 67.71 | 1701.529 | 1.31
D | 4002 | 2018-09-18 | 21 | ON | 44.98 | 12.92 | 0.18 | 0.06 | 0.28 | 0.81 | 0 | 0.02 | -0.17 | -0.04 | 0 |  | 0.33 | 0.31 | 0.23 | 59.91 | 1625.47 | 1.33
D | 4002 | 2018-09-18 | 22 | ON | 46.29 | 12.92 | 0.18 | 0.06 | 0.38 | 0.87 | 0.08 | 0 | -0.24 | -0.04 | 0 |  | 0.33 | 0.31 | 0.23 | 61.37 | 1483.275 | 1.57
D | 4002 | 2018-09-18 | 23 | ON | 42.14 | 12.92 | 0.18 | 0.06 | 0.37 | 0.96 | 0.01 | 0.02 | -0.03 | -0.04 | 0 |  | 0.33 | 0.31 | 0.23 | 57.46 | 1333.096 | 1.58
D | 4002 | 2018-09-18 | 24 | OFF | 30.76 | 12.92 | 0.18 | 0.06 | 0.16 | 0 | 0 | 0 | -0.07 | -0.04 | 0 |  | 0.33 | 0.31 | 0.23 | 44.84 | 1206.813 | 0.4
D | 4002 | 2018-09-19 | 1 | OFF | 26.89 | 12.92 | 0.37 | 0.05 | 0.09 | 0 | 0 | 0 | -0.11 | -0.04 | 0 |  | 0.33 | 0.31 | 0.23 | 41.04 | 1122.485 | 0.51
D | 4002 | 2018-09-19 | 2 | OFF | 31.26 | 12.92 | 0.37 | 0.05 | 0.11 | 0 | 0 | 0.02 | -0.21 | -0.04 | 0 |  | 0.33 | 0.31 | 0.23 | 45.35 | 1075.869 | 0.53
D | 4002 | 2018-09-19 | 3 | OFF | 25.13 | 12.92 | 0.37 | 0.05 | 0.07 | 0 | 0 | 0 | -0.16 | -0.04 | 0 |  | 0.33 | 0.31 | 0.23 | 39.21 | 1042.454 | 0.49
D | 4002 | 2018-09-19 | 4 | OFF | 24.58 | 12.92 | 0.37 | 0.05 | 0.06 | 0 | 0 | 0.01 | -0.15 | -0.04 | 0 |  | 0.33 | 0.31 | 0.23 | 38.67 | 1031.631 | 0.48
D | 4002 | 2018-09-19 | 5 | OFF | 24.25 | 12.92 | 0.37 | 0.05 | 0.07 | 0 | 0 | 0.07 | -0.14 | -0.04 | 0 |  | 0.33 | 0.31 | 0.23 | 38.42 | 1055.711 | 0.49
D | 4002 | 2018-09-19 | 6 | OFF | 25.43 | 12.92 | 0.37 | 0.05 | 0.09 | 0 | 0 | 0.09 | -0.13 | -0.04 | 0 |  | 0.33 | 0.31 | 0.23 | 39.65 | 1151.967 | 0.51
D | 4002 | 2018-09-19 | 7 | OFF | 28.29 | 12.92 | 0.37 | 0.05 | 0.17 | 0 | 0 | 0.1 | -0.14 | -0.04 | 0 |  | 0.33 | 0.31 | 0.23 | 42.59 | 1294.854 | 0.59
D | 4002 | 2018-09-19 | 8 | ON | 31.35 | 12.92 | 0.37 | 0.05 | 0.21 | 0.96 | 0 | 0.03 | -0.23 | -0.04 | 0 |  | 0.33 | 0.31 | 0.23 | 46.49 | 1367.938 | 1.59
D | 4002 | 2018-09-19 | 9 | ON | 29.18 | 12.92 | 0.37 | 0.05 | 0.11 | 0.91 | 0 | 0.01 | -0.16 | -0.04 | 0 |  | 0.33 | 0.31 | 0.23 | 44.22 | 1401.703 | 1.44
D | 4002 | 2018-09-19 | 10 | ON | 38.02 | 12.92 | 0.37 | 0.05 | 0.19 | 0.89 | 0.01 | 0.03 | -0.17 | -0.04 | 0 |  | 0.33 | 0.31 | 0.23 | 53.14 | 1424.914 | 1.51
D | 4002 | 2018-09-19 | 11 | ON | 38.42 | 12.92 | 0.37 | 0.05 | 0.17 | 0.88 | 0 | 0.06 | -0.19 | -0.04 | 0 |  | 0.33 | 0.31 | 0.23 | 53.51 | 1437.058 | 1.47
D | 4002 | 2018-09-19 | 12 | ON | 42.58 | 12.92 | 0.37 | 0.05 | 0.19 | 0.88 | 0 | 0.04 | -0.18 | -0.04 | 0 |  | 0.33 | 0.31 | 0.23 | 57.68 | 1446.326 | 1.49
D | 4002 | 2018-09-19 | 13 | ON | 42.47 | 12.92 | 0.37 | 0.05 | 0.18 | 0.9 | 0.01 | 0.1 | -0.19 | -0.04 | 0 |  | 0.33 | 0.31 | 0.23 | 57.64 | 1438.575 | 1.51
D | 4002 | 2018-09-19 | 14 | ON | 43.14 | 12.92 | 0.37 | 0.05 | 0.19 | 0.9 | 0.01 | 0.09 | -0.22 | -0.04 | 0 |  | 0.33 | 0.31 | 0.23 | 58.28 | 1440.236 | 1.52
D | 4002 | 2018-09-19 | 15 | ON | 41.34 | 12.92 | 0.37 | 0.05 | 0.13 | 0.9 | 0.01 | 0.1 | -0.2 | -0.04 | 0 |  | 0.33 | 0.31 | 0.23 | 56.45 | 1426.48 | 1.46
D | 4002 | 2018-09-19 | 16 | ON | 45.49 | 12.92 | 0.37 | 0.05 | 0.18 | 0.89 | 0 | 0.1 | -0.2 | -0.04 | 0 |  | 0.33 | 0.31 | 0.23 | 60.63 | 1418.961 | 1.49
D | 4002 | 2018-09-19 | 17 | ON | 54.21 | 12.92 | 0.37 | 0.05 | 0.23 | 0.89 | 0.01 | 0.05 | -0.22 | -0.04 | 0 |  | 0.33 | 0.31 | 0.23 | 69.34 | 1418.06 | 1.55
D | 4002 | 2018-09-19 | 18 | ON | 50.74 | 12.92 | 0.37 | 0.05 | 0.18 | 0.88 | 0 | 0.01 | -0.21 | -0.04 | 0 |  | 0.33 | 0.31 | 0.23 | 65.77 | 1436.024 | 1.48
D | 4002 | 2018-09-19 | 19 | ON | 52.69 | 12.92 | 0.37 | 0.05 | 0.2 | 0.88 | 0.13 | 0.09 | -0.24 | -0.04 | 0 |  | 0.33 | 0.31 | 0.23 | 67.92 | 1456.23 | 1.63
D | 4002 | 2018-09-19 | 20 | ON | 49.33 | 12.92 | 0.37 | 0.05 | 0.24 | 0.88 | 0.24 | 0.04 | -0.16 | -0.04 | 0 |  | 0.33 | 0.31 | 0.23 | 64.74 | 1469.741 | 1.78
D | 4002 | 2018-09-19 | 21 | ON | 44.2 | 12.92 | 0.37 | 0.05 | 0.27 | 0.92 | 0.02 | 0.01 | -0.11 | -0.04 | 0 |  | 0.33 | 0.31 | 0.23 | 59.48 | 1401.268 | 1.63
D | 4002 | 2018-09-19 | 22 | ON | 33.58 | 12.92 | 0.37 | 0.05 | 0.24 | 0.98 | 0.01 | 0 | -0.11 | -0.04 | 0 |  | 0.33 | 0.31 | 0.23 | 48.87 | 1284.934 | 1.65
D | 4002 | 2018-09-19 | 23 | ON | 29.74 | 12.92 | 0.37 | 0.05 | 0.28 | 1.09 | 0 | -0.02 | 0 | -0.04 | 0 |  | 0.33 | 0.31 | 0.23 | 45.26 | 1155.698 | 1.79
D | 4002 | 2018-09-19 | 24 | OFF | 26.18 | 12.92 | 0.37 | 0.05 | 0.16 | 0 | 0 | 0.05 | -0.14 | -0.04 | 0 |  | 0.33 | 0.31 | 0.23 | 40.42 | 1048.752 | 0.58
D | 4002 | 2018-09-20 | 1 | OFF | 24.56 | 12.92 | 0.64 | 0.04 | 0.06 | 0 | 0 | -0.05 | -0.07 | -0.04 | 0 |  | 0.33 | 0.31 | 0.23 | 38.93 | 977.934 | 0.74
D | 4002 | 2018-09-20 | 2 | OFF | 34.98 | 12.92 | 0.64 | 0.04 | 0.14 | 0 | 0 | 0.02 | -0.06 | -0.04 | 0 |  | 0.33 | 0.31 | 0.23 | 49.51 | 941.822 | 0.82
D | 4002 | 2018-09-20 | 3 | OFF | 27.07 | 12.92 | 0.64 | 0.04 | 0.1 | 0 | 0 | 0.01 | -0.08 | -0.04 | 0 |  | 0.33 | 0.31 | 0.23 | 41.53 | 918.352 | 0.78
D | 4002 | 2018-09-20 | 4 | OFF | 25.71 | 12.92 | 0.64 | 0.04 | 0.08 | 0 | 0 | 0.02 | -0.05 | -0.04 | 0 |  | 0.33 | 0.31 | 0.23 | 40.19 | 916.019 | 0.76
D | 4002 | 2018-09-20 | 5 | OFF | 26.09 | 12.92 | 0.64 | 0.04 | 0.08 | 0 | 0 | 0.01 | -0.06 | -0.04 | 0 |  | 0.33 | 0.31 | 0.23 | 40.55 | 949.832 | 0.76
D | 4002 | 2018-09-20 | 6 | OFF | 26.65 | 12.92 | 0.64 | 0.04 | 0.1 | 0 | 0 | 0.01 | -0.08 | -0.04 | 0 |  | 0.33 | 0.31 | 0.23 | 41.11 | 1049.005 | 0.78
D | 4002 | 2018-09-20 | 7 | OFF | 31.39 | 12.92 | 0.64 | 0.04 | 0.17 | 0 | 0.11 | 0.02 | -0.06 | -0.04 | 0 |  | 0.33 | 0.31 | 0.23 | 46.06 | 1208.401 | 0.96
D | 4002 | 2018-09-20 | 8 | ON | 47.4 | 12.92 | 0.64 | 0.04 | 0.42 | 1.03 | 0.19 | -0.02 | -0.18 | -0.04 | 0 |  | 0.33 | 0.31 | 0.23 | 63.27 | 1294.335 | 2.32
D | 4002 | 2018-09-20 | 9 | ON | 52.13 | 12.92 | 0.64 | 0.04 | 0.23 | 1 | 0 | 0.2 | -0.16 | -0.04 | 0 |  | 0.33 | 0.31 | 0.23 | 67.83 | 1327.988 | 1.91
D | 4002 | 2018-09-20 | 10 | ON | 50.5 | 12.92 | 0.64 | 0.04 | 0.28 | 0.99 | 0 | 0.05 | -0.21 | -0.04 | 0 |  | 0.33 | 0.31 | 0.23 | 66.04 | 1346.939 | 1.95
D | 4002 | 2018-09-20 | 11 | ON | 40.14 | 12.92 | 0.64 | 0.04 | 0.31 | 0.96 | 0.08 | 0.13 | -0.15 | -0.04 | 0 |  | 0.33 | 0.31 | 0.23 | 55.9 | 1372.205 | 2.03
D | 4002 | 2018-09-20 | 12 | ON | 38.84 | 12.92 | 0.64 | 0.04 | 0.18 | 0.96 | 0.03 | 0.02 | -0.19 | -0.04 | 0 |  | 0.33 | 0.31 | 0.23 | 54.27 | 1384.268 | 1.85
D | 4002 | 2018-09-20 | 13 | ON | 34.44 | 12.92 | 0.64 | 0.04 | 0.18 | 0.96 | 0.01 | 0.01 | -0.18 | -0.04 | 0 |  | 0.33 | 0.31 | 0.23 | 49.85 | 1382.111 | 1.83
D | 4002 | 2018-09-20 | 14 | ON | 41.36 | 12.92 | 0.64 | 0.04 | 0.26 | 0.96 | 0.01 | 0.06 | -0.21 | -0.04 | 0 |  | 0.33 | 0.31 | 0.23 | 56.87 | 1379.735 | 1.91
D | 4002 | 2018-09-20 | 15 | ON | 53.66 | 12.92 | 0.64 | 0.04 | 0.32 | 0.96 | 0.01 | -0.04 | -0.19 | -0.04 | 0 |  | 0.33 | 0.31 | 0.23 | 69.15 | 1366.068 | 1.97
D | 4002 | 2018-09-20 | 16 | ON | 52.41 | 12.92 | 0.64 | 0.04 | 0.26 | 0.96 | 0.06 | -0.01 | -0.18 | -0.04 | 0 |  | 0.33 | 0.31 | 0.23 | 67.93 | 1362.118 | 1.96
D | 4002 | 2018-09-20 | 17 | ON | 57.26 | 12.92 | 0.64 | 0.04 | 0.36 | 0.95 | 0.29 | 0.01 | -0.17 | -0.04 | 0 |  | 0.33 | 0.31 | 0.23 | 73.13 | 1362.107 | 2.28
D | 4002 | 2018-09-20 | 18 | ON | 53.58 | 12.92 | 0.64 | 0.04 | 0.3 | 0.94 | 0 | -0.04 | -0.19 | -0.04 | 0 |  | 0.33 | 0.31 | 0.23 | 69.02 | 1370.936 | 1.92
D | 4002 | 2018-09-20 | 19 | ON | 51.73 | 12.92 | 0.64 | 0.04 | 0.26 | 0.93 | 0 | -0.02 | -0.16 | -0.04 | 0 |  | 0.33 | 0.31 | 0.23 | 67.17 | 1401.785 | 1.87
D | 4002 | 2018-09-20 | 20 | ON | 52.54 | 12.92 | 0.64 | 0.04 | 0.26 | 0.91 | 0 | -0.04 | -0.21 | -0.04 | 0 |  | 0.33 | 0.31 | 0.23 | 67.89 | 1423.342 | 1.85
D | 4002 | 2018-09-20 | 21 | ON | 44.86 | 12.92 | 0.64 | 0.04 | 0.28 | 0.95 | 0 | -0.01 | -0.15 | -0.04 | 0 |  | 0.33 | 0.31 | 0.23 | 60.36 | 1360.431 | 1.91
D | 4002 | 2018-09-20 | 22 | ON | 35.55 | 12.92 | 0.64 | 0.04 | 0.27 | 1.01 | 0 | -0.03 | -0.12 | -0.04 | 0 |  | 0.33 | 0.31 | 0.23 | 51.11 | 1249.342 | 1.96
D | 4002 | 2018-09-20 | 23 | ON | 31.79 | 12.92 | 0.64 | 0.04 | 0.29 | 1.11 | 0 | -0.01 | 0.02 | -0.04 | 0 |  | 0.33 | 0.31 | 0.23 | 47.63 | 1127.129 | 2.08
D | 4002 | 2018-09-20 | 24 | OFF | 27.61 | 12.92 | 0.64 | 0.04 | 0.18 | 0 | 0.05 | 0 | -0.1 | -0.04 | 0 |  | 0.33 | 0.31 | 0.23 | 42.17 | 1027.704 | 0.91
D | 4002 | 2018-09-21 | 1 | OFF | 25.7 | 12.92 | 0.11 | 0.01 | 0.1 | 0 | 0.03 | 0.01 | -0.13 | -0.04 | 0 |  | 0.33 | 0.31 | 0.23 | 39.58 | 960.204 | 0.25
D | 4002 | 2018-09-21 | 2 | OFF | 28.03 | 12.92 | 0.11 | 0.01 | 0.11 | 0 | 0 | 0 | -0.11 | -0.04 | 0 |  | 0.33 | 0.31 | 0.23 | 41.9 | 920.11 | 0.23
D | 4002 | 2018-09-21 | 3 | OFF | 31.03 | 12.92 | 0.11 | 0.01 | 0.17 | 0 | 0 | 0.01 | -0.1 | -0.04 | 0 |  | 0.33 | 0.31 | 0.23 | 44.98 | 900.178 | 0.29
D | 4002 | 2018-09-21 | 4 | OFF | 27.66 | 12.92 | 0.11 | 0.01 | 0.11 | 0 | 0 | 0.02 | -0.13 | -0.04 | 0 |  | 0.33 | 0.31 | 0.23 | 41.53 | 899.939 | 0.23
D | 4002 | 2018-09-21 | 5 | OFF | 25.67 | 12.92 | 0.11 | 0.01 | 0.1 | 0 | 0 | 0.03 | -0.11 | -0.04 | 0 |  | 0.33 | 0.31 | 0.23 | 39.56 | 930.242 | 0.22
D | 4002 | 2018-09-21 | 6 | OFF | 24.52 | 12.92 | 0.11 | 0.01 | 0.11 | 0 | 0 | 0.07 | -0.09 | -0.04 | 0 |  | 0.33 | 0.31 | 0.23 | 38.48 | 1026.264 | 0.23
D | 4002 | 2018-09-21 | 7 | OFF | 28.41 | 12.92 | 0.11 | 0.01 | 0.18 | 0 | 0 | 0.05 | -0.14 | -0.04 | 0 |  | 0.33 | 0.31 | 0.23 | 42.37 | 1186.46 | 0.3
D | 4002 | 2018-09-21 | 8 | ON | 29.23 | 12.92 | 0.11 | 0.01 | 0.18 | 1.03 | 0 | 0 | -0.2 | -0.04 | 0 |  | 0.33 | 0.31 | 0.23 | 44.11 | 1276.101 | 1.33
D | 4002 | 2018-09-21 | 9 | ON | 31.46 | 12.92 | 0.11 | 0.01 | 0.13 | 0.99 | 0 | 0.03 | -0.18 | -0.04 | 0 |  | 0.33 | 0.31 | 0.23 | 46.3 | 1322.825 | 1.24
D | 4002 | 2018-09-21 | 10 | ON | 34.61 | 12.92 | 0.11 | 0.01 | 0.16 | 0.97 | 0.01 | 0.01 | -0.15 | -0.04 | 0 |  | 0.33 | 0.31 | 0.23 | 49.48 | 1350.901 | 1.26
D | 4002 | 2018-09-21 | 11 | ON | 34.22 | 12.92 | 0.11 | 0.01 | 0.17 | 0.97 | 0.01 | -0.01 | -0.18 | -0.04 | 0 |  | 0.33 | 0.31 | 0.23 | 49.05 | 1373.76 | 1.27
D | 4002 | 2018-09-21 | 12 | ON | 30.14 | 12.92 | 0.11 | 0.01 | 0.15 | 0.96 | 0.01 | 0.02 | -0.27 | -0.04 | 0 |  | 0.33 | 0.31 | 0.23 | 44.88 | 1376.185 | 1.24
D | 4002 | 2018-09-21 | 13 | ON | 24.8 | 12.92 | 0.11 | 0.01 | 0.07 | 0.97 | 0 | 0.07 | -0.28 | -0.04 | 0 |  | 0.33 | 0.31 | 0.23 | 39.5 | 1366.473 | 1.16
D | 4002 | 2018-09-21 | 14 | ON | 24.2 | 12.92 | 0.11 | 0.01 | 0.14 | 0.96 | 0 | 0.01 | -0.29 | -0.04 | 0 |  | 0.33 | 0.31 | 0.23 | 38.89 | 1370.02 | 1.22
D | 4002 | 2018-09-21 | 15 | ON | 27.25 | 12.92 | 0.11 | 0.01 | 0.1 | 0.96 | 0 | 0.03 | -0.32 | -0.04 | 0 |  | 0.33 | 0.31 | 0.23 | 41.89 | 1356.637 | 1.18
D | 4002 | 2018-09-21 | 16 | ON | 24.78 | 12.92 | 0.11 | 0.01 | 0.06 | 0.97 | 0 | 0.01 | -0.3 | -0.04 | 0 |  | 0.33 | 0.31 | 0.23 | 39.39 | 1343.005 | 1.15
D | 4002 | 2018-09-21 | 17 | ON | 26.04 | 12.92 | 0.11 | 0.01 | 0.07 | 0.97 | 0 | 0.04 | -0.35 | -0.04 | 0 |  | 0.33 | 0.31 | 0.23 | 40.64 | 1347.741 | 1.16
D | 4002 | 2018-09-21 | 18 | ON | 23.67 | 12.92 | 0.11 | 0.01 | 0.06 | 0.96 | 0 | 0.02 | -0.32 | -0.04 | 0 |  | 0.33 | 0.31 | 0.23 | 38.26 | 1360.683 | 1.14
D | 4002 | 2018-09-21 | 19 | ON | 22.75 | 12.92 | 0.11 | 0.01 | 0.05 | 0.96 | 0 | 0.02 | -0.32 | -0.04 | 0 |  | 0.33 | 0.31 | 0.23 | 37.33 | 1368.066 | 1.13
D | 4002 | 2018-09-21 | 20 | ON | 21.97 | 12.92 | 0.11 | 0.01 | 0.05 | 0.95 | 0 | 0.01 | -0.3 | -0.04 | 0 |  | 0.33 | 0.31 | 0.23 | 36.55 | 1370.763 | 1.12
D | 4002 | 2018-09-21 | 21 | ON | 21.62 | 12.92 | 0.11 | 0.01 | 0.07 | 0.98 | 0 | -0.01 | -0.28 | -0.04 | 0 |  | 0.33 | 0.31 | 0.23 | 36.25 | 1318.884 | 1.17
D | 4002 | 2018-09-21 | 22 | ON | 26.34 | 12.92 | 0.11 | 0.01 | 0.17 | 1.03 | 0 | -0.01 | -0.24 | -0.04 | 0 |  | 0.33 | 0.31 | 0.23 | 41.16 | 1243.223 | 1.32
D | 4002 | 2018-09-21 | 23 | ON | 23.52 | 12.92 | 0.11 | 0.01 | 0.14 | 1.07 | 0 | -0.02 | -0.21 | -0.04 | 0 |  | 0.33 | 0.31 | 0.23 | 38.37 | 1145.295 | 1.33
D | 4002 | 2018-09-21 | 24 | OFF | 21.57 | 12.92 | 0.11 | 0.01 | 0.1 | 0 | 0 | 0.01 | -0.19 | -0.04 | 0 |  | 0.33 | 0.31 | 0.23 | 35.36 | 1050.063 | 0.22
D | 4002 | 2018-09-22 | 1 | OFF | 22.79 | 12.92 | 0.25 | 0.05 | 0.06 | 0 | 0 | -0.04 | -0.26 | -0.04 | 0 |  | 0.33 | 0.31 | 0.23 | 36.6 | 985.536 | 0.36
D | 4002 | 2018-09-22 | 2 | OFF | 21.49 | 12.92 | 0.25 | 0.05 | 0.07 | 0 | 0 | 0.05 | -0.34 | -0.04 | 0 |  | 0.33 | 0.31 | 0.23 | 35.32 | 948.773 | 0.37
D | 4002 | 2018-09-22 | 3 | OFF | 22.55 | 12.92 | 0.25 | 0.05 | 0.06 | 0 | 0 | 0.02 | -0.37 | -0.04 | 0 |  | 0.33 | 0.31 | 0.23 | 36.31 | 927.663 | 0.36
D | 4002 | 2018-09-22 | 4 | OFF | 25.56 | 12.92 | 0.25 | 0.05 | 0.07 | 0 | 0 | -0.07 | -0.29 | -0.04 | 0 |  | 0.33 | 0.31 | 0.23 | 39.32 | 922.718 | 0.37
D | 4002 | 2018-09-22 | 5 | OFF | 28.06 | 12.92 | 0.25 | 0.05 | 0.11 | 0 | 0 | 0.02 | -0.3 | -0.04 | 0 |  | 0.33 | 0.31 | 0.23 | 41.94 | 931.799 | 0.41
D | 4002 | 2018-09-22 | 6 | OFF | 33.76 | 12.92 | 0.25 | 0.05 | 0.18 | 0 | 0 | -0.05 | -0.3 | -0.04 | 0 |  | 0.33 | 0.31 | 0.23 | 47.64 | 969.183 | 0.48
D | 4002 | 2018-09-22 | 7 | OFF | 86.03 | 12.92 | 0.25 | 0.05 | 1.53 | 0 | 0.39 | 0.1 | -0.4 | -0.04 | 0 |  | 0.33 | 0.31 | 0.23 | 101.7 | 1032.989 | 2.22
D | 4002 | 2018-09-22 | 8 | OFF | 46.65 | 12.92 | 0.25 | 0.05 | 0.76 | 0 | 0.36 | 0.09 | -0.4 | -0.04 | 0 |  | 0.33 | 0.31 | 0.23 | 61.51 | 1107.04 | 1.42
D | 4002 | 2018-09-22 | 9 | OFF | 27.17 | 12.92 | 0.25 | 0.05 | 0.21 | 0 | 0.08 | 0.03 | -0.26 | -0.04 | 0 |  | 0.33 | 0.31 | 0.23 | 41.28 | 1185.563 | 0.59
D | 4002 | 2018-09-22 | 10 | OFF | 24.58 | 12.92 | 0.25 | 0.05 | 0.08 | 0 | 0 | 0.04 | -0.19 | -0.04 | 0 |  | 0.33 | 0.31 | 0.23 | 38.56 | 1225.825 | 0.38
D | 4002 | 2018-09-22 | 11 | OFF | 22.29 | 12.92 | 0.25 | 0.05 | 0.07 | 0 | 0 | 0.15 | -0.19 | -0.04 | 0 |  | 0.33 | 0.31 | 0.23 | 36.37 | 1227.685 | 0.37
D | 4002 | 2018-09-22 | 12 | OFF | 22.58 | 12.92 | 0.25 | 0.05 | 0.08 | 0 | 0 | 0.03 | -0.37 | -0.04 | 0 |  | 0.33 | 0.31 | 0.23 | 36.37 | 1222.727 | 0.38
D | 4002 | 2018-09-22 | 13 | OFF | 22 | 12.92 | 0.25 | 0.05 | 0.06 | 0 | 0 | -0.14 | -0.29 | -0.04 | 0 |  | 0.33 | 0.31 | 0.23 | 35.68 | 1208.887 | 0.36
D | 4002 | 2018-09-22 | 14 | OFF | 19.83 | 12.92 | 0.25 | 0.05 | 0.07 | 0 | 0 | 0.01 | -0.17 | -0.04 | 0 |  | 0.33 | 0.31 | 0.23 | 33.79 | 1186.592 | 0.37
D | 4002 | 2018-09-22 | 15 | OFF | 15.95 | 12.92 | 0.25 | 0.05 | 0.2 | 0 | 0 | 0 | -0.19 | -0.04 | 0 |  | 0.33 | 0.31 | 0.23 | 30.01 | 1177.496 | 0.5
D | 4002 | 2018-09-22 | 16 | OFF | 19.55 | 12.92 | 0.25 | 0.05 | 0.12 | 0 | 0 | 0 | -0.19 | -0.04 | 0 |  | 0.33 | 0.31 | 0.23 | 33.53 | 1176.365 | 0.42
D | 4002 | 2018-09-22 | 17 | OFF | 17.37 | 12.92 | 0.25 | 0.05 | 0.27 | 0 | 0 | 0 | -0.19 | -0.04 | 0 |  | 0.33 | 0.31 | 0.23 | 31.5 | 1186.139 | 0.57
D | 4002 | 2018-09-22 | 18 | OFF | 19.58 | 12.92 | 0.25 | 0.05 | 0.24 | 0 | 0 | -0.04 | -0.21 | -0.04 | 0 |  | 0.33 | 0.31 | 0.23 | 33.62 | 1205.884 | 0.54
D | 4002 | 2018-09-22 | 19 | OFF | 19.85 | 12.92 | 0.25 | 0.05 | 0.2 | 0 | 0 | 0 | -0.19 | -0.04 | 0 |  | 0.33 | 0.31 | 0.23 | 33.91 | 1232.084 | 0.5
D | 4002 | 2018-09-22 | 20 | OFF | 20.88 | 12.92 | 0.25 | 0.05 | 0.11 | 0 | 0 | 0 | -0.24 | -0.04 | 0 |  | 0.33 | 0.31 | 0.23 | 34.8 | 1248.392 | 0.41
D | 4002 | 2018-09-22 | 21 | OFF | 20.65 | 12.92 | 0.25 | 0.05 | 0.2 | 0 | 0 | -0.01 | -0.21 | -0.04 | 0 |  | 0.33 | 0.31 | 0.23 | 34.68 | 1197.566 | 0.5
D | 4002 | 2018-09-22 | 22 | OFF | 23.73 | 12.92 | 0.25 | 0.05 | 0.23 | 0 | 0 | 0 | -0.15 | -0.04 | 0 |  | 0.33 | 0.31 | 0.23 | 37.86 | 1120.683 | 0.53
D | 4002 | 2018-09-22 | 23 | OFF | 22.75 | 12.92 | 0.25 | 0.05 | 0.15 | 0 | 0 | 0 | -0.07 | -0.04 | 0 |  | 0.33 | 0.31 | 0.23 | 36.88 | 1029.065 | 0.45
D | 4002 | 2018-09-22 | 24 | OFF | 17.63 | 12.92 | 0.25 | 0.05 | 0.17 | 0 | 0 | 0.01 | -0.03 | -0.04 | 0 |  | 0.33 | 0.31 | 0.23 | 31.83 | 940.344 | 0.47
D | 4002 | 2018-09-23 | 1 | OFF | 18.49 | 12.92 | 0.06 | 0.02 | 0.16 | 0 | 0 | 0.02 | -0.04 | -0.04 | 0 |  | 0.33 | 0.31 | 0.23 | 32.46 | 876.911 | 0.24
D | 4002 | 2018-09-23 | 2 | OFF | 18.5 | 12.92 | 0.06 | 0.02 | 0.08 | 0 | 0 | 0.03 | -0.01 | -0.04 | 0 |  | 0.33 | 0.31 | 0.23 | 32.43 | 839.154 | 0.16
D | 4002 | 2018-09-23 | 3 | OFF | 18.92 | 12.92 | 0.06 | 0.02 | 0.1 | 0 | 0 | 0.02 | -0.04 | -0.04 | 0 |  | 0.33 | 0.31 | 0.23 | 32.83 | 816.376 | 0.18
D | 4002 | 2018-09-23 | 4 | OFF | 18.04 | 12.92 | 0.06 | 0.02 | 0.16 | 0 | 0 | 0.01 | -0.05 | -0.04 | 0 |  | 0.33 | 0.31 | 0.23 | 31.99 | 808.599 | 0.24
D | 4002 | 2018-09-23 | 5 | OFF | 20.51 | 12.92 | 0.06 | 0.02 | 0.09 | 0 | 0 | -0.01 | -0.05 | -0.04 | 0 |  | 0.33 | 0.31 | 0.23 | 34.37 | 815.569 | 0.17
D | 4002 | 2018-09-23 | 6 | OFF | 22.5 | 12.92 | 0.06 | 0.02 | 0.1 | 0 | 0 | 0.04 | -0.05 | -0.04 | 0 |  | 0.33 | 0.31 | 0.23 | 36.42 | 842.37 | 0.18
D | 4002 | 2018-09-23 | 7 | OFF | 19.25 | 12.92 | 0.06 | 0.02 | 0.35 | 0 | 0 | 0.02 | -0.03 | -0.04 | 0 |  | 0.33 | 0.31 | 0.23 | 33.42 | 893.869 | 0.43
D | 4002 | 2018-09-23 | 8 | OFF | 20.67 | 12.92 | 0.06 | 0.02 | 0.34 | 0 | 0 | 0.06 | -0.03 | -0.04 | 0 |  | 0.33 | 0.31 | 0.23 | 34.87 | 969.776 | 0.42
D | 4002 | 2018-09-23 | 9 | OFF | 23.41 | 12.92 | 0.06 | 0.02 | 0.17 | 0 | 0 | 0.02 | -0.09 | -0.04 | 0 |  | 0.33 | 0.31 | 0.23 | 37.34 | 1056.471 | 0.25
D | 4002 | 2018-09-23 | 10 | OFF | 25.96 | 12.92 | 0.06 | 0.02 | 0.18 | 0 | 0 | 0.02 | -0.1 | -0.04 | 0 |  | 0.33 | 0.31 | 0.23 | 39.89 | 1110.234 | 0.26
D | 4002 | 2018-09-23 | 11 | OFF | 26.67 | 12.92 | 0.06 | 0.02 | 0.12 | 0 | 0 | 0 | -0.08 | -0.04 | 0 |  | 0.33 | 0.31 | 0.23 | 40.54 | 1130.138 | 0.2
D | 4002 | 2018-09-23 | 12 | OFF | 23.56 | 12.92 | 0.06 | 0.02 | 0.08 | 0 | 0 | 0.06 | -0.13 | -0.04 | 0 |  | 0.33 | 0.31 | 0.23 | 37.4 | 1140.363 | 0.16
D | 4002 | 2018-09-23 | 13 | OFF | 21.12 | 12.92 | 0.06 | 0.02 | 0.06 | 0 | 0 | 0.01 | -0.11 | -0.04 | 0 |  | 0.33 | 0.31 | 0.23 | 34.91 | 1144.342 | 0.14
D | 4002 | 2018-09-23 | 14 | OFF | 19.65 | 12.92 | 0.06 | 0.02 | 0.07 | 0 | 0 | 0.05 | -0.1 | -0.04 | 0 |  | 0.33 | 0.31 | 0.23 | 33.5 | 1143.771 | 0.15
D | 4002 | 2018-09-23 | 15 | OFF | 17.86 | 12.92 | 0.06 | 0.02 | 0.2 | 0 | 0 | 0.01 | -0.09 | -0.04 | 0 |  | 0.33 | 0.31 | 0.23 | 31.81 | 1147.074 | 0.28
D | 4002 | 2018-09-23 | 16 | OFF | 19.41 | 12.92 | 0.06 | 0.02 | 0.11 | 0 | 0 | 0.01 | -0.1 | -0.04 | 0 |  | 0.33 | 0.31 | 0.23 | 33.26 | 1159.884 | 0.19
D | 4002 | 2018-09-23 | 17 | OFF | 20.45 | 12.92 | 0.06 | 0.02 | 0.12 | 0 | 0 | 0.01 | -0.09 | -0.04 | 0 |  | 0.33 | 0.31 | 0.23 | 34.32 | 1197.162 | 0.2
D | 4002 | 2018-09-23 | 18 | OFF | 22.62 | 12.92 | 0.06 | 0.02 | 0.1 | 0 | 0 | 0.02 | -0.08 | -0.04 | 0 |  | 0.33 | 0.31 | 0.23 | 36.49 | 1247.618 | 0.18
D | 4002 | 2018-09-23 | 19 | OFF | 32.19 | 12.92 | 0.06 | 0.02 | 0.15 | 0 | 0 | 0.01 | -0.05 | -0.04 | 0 |  | 0.33 | 0.31 | 0.23 | 46.13 | 1286.759 | 0.23
D | 4002 | 2018-09-23 | 20 | OFF | 41.22 | 12.92 | 0.06 | 0.02 | 0.2 | 0 | 0 | 0.04 | -0.2 | -0.04 | 0 |  | 0.33 | 0.31 | 0.23 | 55.09 | 1310.564 | 0.28
D | 4002 | 2018-09-23 | 21 | OFF | 28.03 | 12.92 | 0.06 | 0.02 | 0.16 | 0 | 0 | 0.03 | -0.06 | -0.04 | 0 |  | 0.33 | 0.31 | 0.23 | 41.99 | 1238.607 | 0.24
D | 4002 | 2018-09-23 | 22 | OFF | 21.48 | 12.92 | 0.06 | 0.02 | 0.18 | 0 | 0 | 0.04 | -0.07 | -0.04 | 0 |  | 0.33 | 0.31 | 0.23 | 35.46 | 1131.93 | 0.26
D | 4002 | 2018-09-23 | 23 | OFF | 11.09 | 12.92 | 0.06 | 0.02 | 0.34 | 0 | 0 | 0 | -0.01 | -0.04 | 0 |  | 0.33 | 0.31 | 0.23 | 25.25 | 1021.996 | 0.42
D | 4002 | 2018-09-23 | 24 | OFF | 3.72 | 12.92 | 0.06 | 0.02 | 0.26 | 0 | 0 | 0.01 | 0.05 | -0.04 | 0 |  | 0.33 | 0.31 | 0.23 | 17.87 | 932.958 | 0.34
D | 4002 | 2018-09-24 | 1 | OFF | 2.99 | 12.92 | 0.24 | 0.01 | 0.32 | 0 | 0 | 0 | -0.11 | -0.04 | 0 |  | 0.33 | 0.31 | 0.23 | 17.2 | 876.178 | 0.57
D | 4002 | 2018-09-24 | 2 | OFF | 6.54 | 12.92 | 0.24 | 0.01 | 0.33 | 0 | 0 | -0.02 | -0.06 | -0.04 | 0 |  | 0.33 | 0.31 | 0.23 | 20.79 | 845.934 | 0.58
D | 4002 | 2018-09-24 | 3 | OFF | 1.21 | 12.92 | 0.24 | 0.01 | 0.46 | 0 | 0 | 0.01 | -0.09 | -0.04 | 0 |  | 0.33 | 0.31 | 0.23 | 15.59 | 832.19 | 0.71
D | 4002 | 2018-09-24 | 4 | OFF | 18.92 | 12.92 | 0.24 | 0.01 | 0.24 | 0 | 0 | -0.02 | -0.05 | -0.04 | 0 |  | 0.33 | 0.31 | 0.23 | 33.09 | 836.973 | 0.49
D | 4002 | 2018-09-24 | 5 | OFF | 9.16 | 12.92 | 0.24 | 0.01 | 0.42 | 0 | 0 | 0.07 | -0.02 | -0.04 | 0 |  | 0.33 | 0.31 | 0.23 | 23.63 | 875.683 | 0.67
D | 4002 | 2018-09-24 | 6 | OFF | 13.25 | 12.92 | 0.24 | 0.01 | 0.41 | 0 | 0 | 0.01 | 0.08 | -0.04 | 0 |  | 0.33 | 0.31 | 0.23 | 27.75 | 982.509 | 0.66
D | 4002 | 2018-09-24 | 7 | OFF | 23.09 | 12.92 | 0.24 | 0.01 | 0.51 | 0 | 0.03 | 0 | -0.06 | -0.04 | 0 |  | 0.33 | 0.31 | 0.23 | 37.57 | 1155.063 | 0.79
D | 4002 | 2018-09-24 | 8 | ON | 20.08 | 12.92 | 0.24 | 0.01 | 0.21 | 0.99 | 0.02 | 0 | -0.15 | -0.04 | 0 |  | 0.33 | 0.31 | 0.23 | 35.15 | 1243.551 | 1.47
D | 4002 | 2018-09-24 | 9 | ON | 18.3 | 12.92 | 0.24 | 0.01 | 0.16 | 0.97 | 0 | 0.01 | -0.06 | -0.04 | 0 |  | 0.33 | 0.31 | 0.23 | 33.38 | 1276.724 | 1.38
D | 4002 | 2018-09-24 | 10 | ON | 19.77 | 12.92 | 0.24 | 0.01 | 0.08 | 0.96 | 0 | 0.01 | -0.08 | -0.04 | 0 |  | 0.33 | 0.31 | 0.23 | 34.74 | 1291.022 | 1.29
D | 4002 | 2018-09-24 | 11 | ON | 21 | 12.92 | 0.24 | 0.01 | 0.05 | 0.95 | 0 | -0.01 | -0.08 | -0.04 | 0 |  | 0.33 | 0.31 | 0.23 | 35.91 | 1305.898 | 1.25
D | 4002 | 2018-09-24 | 12 | ON | 20.41 | 12.92 | 0.24 | 0.01 | 0.05 | 0.95 | 0 | 0 | -0.11 | -0.04 | 0 |  | 0.33 | 0.31 | 0.23 | 35.3 | 1304.904 | 1.25
D | 4002 | 2018-09-24 | 13 | ON | 21.12 | 12.92 | 0.24 | 0.01 | 0.05 | 0.95 | 0 | -0.02 | -0.11 | -0.04 | 0 |  | 0.33 | 0.31 | 0.23 | 35.99 | 1294.526 | 1.25
D | 4002 | 2018-09-24 | 14 | ON | 21.22 | 12.92 | 0.24 | 0.01 | 0.05 | 0.95 | 0 | -0.01 | -0.11 | -0.04 | 0 |  | 0.33 | 0.31 | 0.23 | 36.1 | 1288.332 | 1.25
D | 4002 | 2018-09-24 | 15 | ON | 21.01 | 12.92 | 0.24 | 0.01 | 0.05 | 0.96 | 0 | 0.01 | -0.11 | -0.04 | 0 |  | 0.33 | 0.31 | 0.23 | 35.92 | 1271.46 | 1.26
D | 4002 | 2018-09-24 | 16 | ON | 21.15 | 12.92 | 0.24 | 0.01 | 0.05 | 0.96 | 0 | -0.02 | -0.11 | -0.04 | 0 |  | 0.33 | 0.31 | 0.23 | 36.03 | 1266.744 | 1.26
D | 4002 | 2018-09-24 | 17 | ON | 21.41 | 12.92 | 0.24 | 0.01 | 0.05 | 0.94 | 0 | -0.01 | -0.13 | -0.04 | 0 |  | 0.33 | 0.31 | 0.23 | 36.26 | 1284.171 | 1.24
D | 4002 | 2018-09-24 | 18 | ON | 22.97 | 12.92 | 0.24 | 0.01 | 0.05 | 0.92 | 0 | 0 | -0.13 | -0.04 | 0 |  | 0.33 | 0.31 | 0.23 | 37.81 | 1325.878 | 1.22
D | 4002 | 2018-09-24 | 19 | ON | 21.74 | 12.92 | 0.24 | 0.01 | 0.06 | 0.89 | 0 | -0.01 | -0.17 | -0.04 | 0 |  | 0.33 | 0.31 | 0.23 | 36.51 | 1369.382 | 1.2
D | 4002 | 2018-09-24 | 20 | ON | 23.59 | 12.92 | 0.24 | 0.01 | 0.06 | 0.9 | 0 | 0.01 | -0.2 | -0.04 | 0 |  | 0.33 | 0.31 | 0.23 | 38.36 | 1394.366 | 1.21
D | 4002 | 2018-09-24 | 21 | ON | 23.02 | 12.92 | 0.24 | 0.01 | 0.06 | 0.94 | 0 | 0.03 | -0.15 | -0.04 | 0 |  | 0.33 | 0.31 | 0.23 | 37.9 | 1320.294 | 1.25
D | 4002 | 2018-09-24 | 22 | ON | 22.62 | 12.92 | 0.24 | 0.01 | 0.1 | 1.02 | 0 | 0.03 | -0.1 | -0.04 | 0 |  | 0.33 | 0.31 | 0.23 | 37.67 | 1204.973 | 1.37
D | 4002 | 2018-09-24 | 23 | ON | 12.36 | 12.92 | 0.24 | 0.01 | 0.17 | 1.13 | 0 | 0.03 | -0.08 | -0.04 | 0 |  | 0.33 | 0.31 | 0.23 | 27.61 | 1075.343 | 1.55
D | 4002 | 2018-09-24 | 24 | OFF | 13.94 | 12.92 | 0.24 | 0.01 | 0.16 | 0 | 0 | -0.01 | 0 | -0.04 | 0 |  | 0.33 | 0.31 | 0.23 | 28.09 | 975.467 | 0.41
D | 4002 | 2018-09-25 | 1 | OFF | 14.65 | 12.92 | 0.24 | 0.03 | 0.21 | 0 | 0 | 0.01 | -0.12 | -0.04 | 0 |  | 0.33 | 0.31 | 0.23 | 28.77 | 913.814 | 0.48
D | 4002 | 2018-09-25 | 2 | OFF | 17.6 | 12.92 | 0.24 | 0.03 | 0.15 | 0 | 0 | 0 | -0.05 | -0.04 | 0 |  | 0.33 | 0.31 | 0.23 | 31.72 | 882.285 | 0.42
D | 4002 | 2018-09-25 | 3 | OFF | 9.76 | 12.92 | 0.24 | 0.03 | 0.22 | 0 | 0 | 0.02 | -0.04 | -0.04 | 0 |  | 0.33 | 0.31 | 0.23 | 23.98 | 867.708 | 0.49
D | 4002 | 2018-09-25 | 4 | OFF | 8.06 | 12.92 | 0.24 | 0.03 | 0.27 | 0 | 0 | -0.01 | -0.04 | -0.04 | 0 |  | 0.33 | 0.31 | 0.23 | 22.3 | 872.382 | 0.54
D | 4002 | 2018-09-25 | 5 | OFF | 14.21 | 12.92 | 0.24 | 0.03 | 0.24 | 0 | 0 | -0.01 | -0.01 | -0.04 | 0 |  | 0.33 | 0.31 | 0.23 | 28.45 | 908.573 | 0.51
D | 4002 | 2018-09-25 | 6 | OFF | 17.78 | 12.92 | 0.24 | 0.03 | 0.22 | 0 | 0 | 0.03 | 0.05 | -0.04 | 0 |  | 0.33 | 0.31 | 0.23 | 32.1 | 1017.718 | 0.49
D | 4002 | 2018-09-25 | 7 | OFF | 20.11 | 12.92 | 0.24 | 0.03 | 0.2 | 0 | 0 | 0.02 | -0.05 | -0.04 | 0 |  | 0.33 | 0.31 | 0.23 | 34.3 | 1192.807 | 0.47
D | 4002 | 2018-09-25 | 8 | ON | 21.13 | 12.92 | 0.24 | 0.03 | 0.13 | 0.97 | 0 | 0 | -0.14 | -0.04 | 0 |  | 0.33 | 0.31 | 0.23 | 36.11 | 1280.191 | 1.37
D | 4002 | 2018-09-25 | 9 | ON | 22.07 | 12.92 | 0.24 | 0.03 | 0.07 | 0.94 | 0 | -0.02 | -0.1 | -0.04 | 0 |  | 0.33 | 0.31 | 0.23 | 36.98 | 1312.36 | 1.28
D | 4002 | 2018-09-25 | 10 | ON | 21.07 | 12.92 | 0.24 | 0.03 | 0.08 | 0.92 | 0 | -0.01 | -0.09 | -0.04 | 0 |  | 0.33 | 0.31 | 0.23 | 35.99 | 1340.891 | 1.27
D | 4002 | 2018-09-25 | 11 | ON | 24.06 | 12.92 | 0.24 | 0.03 | 0.07 | 0.9 | 0 | -0.02 | -0.11 | -0.04 | 0 |  | 0.33 | 0.31 | 0.23 | 38.92 | 1365.178 | 1.24
D | 4002 | 2018-09-25 | 12 | ON | 24.18 | 12.92 | 0.24 | 0.03 | 0.07 | 0.89 | 0 | 0 | -0.12 | -0.04 | 0 |  | 0.33 | 0.31 | 0.23 | 39.04 | 1377.787 | 1.23
D | 4002 | 2018-09-25 | 13 | ON | 36.32 | 12.92 | 0.24 | 0.03 | 0.12 | 0.89 | 0.18 | -0.27 | 0.35 | -0.04 | 0 |  | 0.33 | 0.31 | 0.23 | 51.61 | 1384.472 | 1.46
D | 4002 | 2018-09-25 | 14 | ON | 38.08 | 12.92 | 0.24 | 0.03 | 0.27 | 0.88 | 0.18 | -0.05 | -0.1 | -0.04 | 0 |  | 0.33 | 0.31 | 0.23 | 53.28 | 1386.671 | 1.6
D | 4002 | 2018-09-25 | 15 | ON | 34.86 | 12.92 | 0.24 | 0.03 | 0.15 | 0.88 | 0.19 | 0 | -0.14 | -0.04 | 0 |  | 0.33 | 0.31 | 0.23 | 49.96 | 1380.592 | 1.49
D | 4002 | 2018-09-25 | 16 | ON | 31 | 12.92 | 0.24 | 0.03 | 0.12 | 0.88 | 0.05 | 0 | -0.16 | -0.04 | 0 |  | 0.33 | 0.31 | 0.23 | 45.91 | 1382.102 | 1.32
D | 4002 | 2018-09-25 | 17 | ON | 28.5 | 12.92 | 0.24 | 0.03 | 0.07 | 0.86 | 0 | 0.07 | -0.27 | -0.04 | 0 |  | 0.33 | 0.31 | 0.23 | 43.25 | 1408.068 | 1.2
D | 4002 | 2018-09-25 | 18 | ON | 27.66 | 12.92 | 0.24 | 0.03 | 0.08 | 0.84 | 0 | 0.02 | -0.18 | -0.04 | 0 |  | 0.33 | 0.31 | 0.23 | 42.44 | 1451.13 | 1.19
D | 4002 | 2018-09-25 | 19 | ON | 23.28 | 12.92 | 0.24 | 0.03 | 0.05 | 0.84 | 0 | 0.04 | -0.22 | -0.04 | 0 |  | 0.33 | 0.31 | 0.23 | 38.01 | 1470.931 | 1.16
D | 4002 | 2018-09-25 | 20 | ON | 23.52 | 12.92 | 0.24 | 0.03 | 0.05 | 0.86 | 0 | -0.02 | -0.21 | -0.04 | 0 |  | 0.33 | 0.31 | 0.23 | 38.22 | 1446.25 | 1.18
D | 4002 | 2018-09-25 | 21 | ON | 24.52 | 12.92 | 0.24 | 0.03 | 0.06 | 0.9 | 0 | 0.03 | -0.16 | -0.04 | 0 |  | 0.33 | 0.31 | 0.23 | 39.37 | 1362.721 | 1.23
D | 4002 | 2018-09-25 | 22 | ON | 25.05 | 12.92 | 0.24 | 0.03 | 0.17 | 0.97 | 0 | 0.01 | -0.1 | -0.04 | 0 |  | 0.33 | 0.31 | 0.23 | 40.12 | 1239.654 | 1.41
D | 4002 | 2018-09-25 | 23 | ON | 8.06 | 12.92 | 0.24 | 0.03 | 0.46 | 1.07 | 0 | 0 | -0.14 | -0.04 | 0 |  | 0.33 | 0.31 | 0.23 | 23.47 | 1111.161 | 1.8
D | 4002 | 2018-09-25 | 24 | OFF | 12.61 | 12.92 | 0.24 | 0.03 | 0.27 | 0 | 0 | 0.01 | -0.16 | -0.04 | 0 |  | 0.33 | 0.31 | 0.23 | 26.75 | 1009.25 | 0.54
D | 4002 | 2018-09-26 | 1 | OFF | 4.36 | 12.92 | 0.43 | 0.03 | 0.35 | 0 | 0 | -0.01 | -0.32 | -0.04 | 0 |  | 0.33 | 0.31 | 0.23 | 18.59 | 946.978 | 0.81
D | 4002 | 2018-09-26 | 2 | OFF | 17.45 | 12.92 | 0.43 | 0.03 | 0.14 | 0 | 0 | -0.01 | -0.1 | -0.04 | 0 |  | 0.33 | 0.31 | 0.23 | 31.69 | 915.918 | 0.6
D | 4002 | 2018-09-26 | 3 | OFF | -1.46 | 12.92 | 0.43 | 0.03 | 0.3 | 0 | 0 | -0.01 | -0.11 | -0.04 | 0 |  | 0.33 | 0.31 | 0.23 | 12.93 | 897.455 | 0.76
D | 4002 | 2018-09-26 | 4 | OFF | 12.8 | 12.92 | 0.43 | 0.03 | 0.2 | 0 | 0 | -0.01 | -0.12 | -0.04 | 0 |  | 0.33 | 0.31 | 0.23 | 27.08 | 899.618 | 0.66
D | 4002 | 2018-09-26 | 5 | OFF | 7.73 | 12.92 | 0.43 | 0.03 | 0.22 | 0 | 0 | 0.03 | -0.12 | -0.04 | 0 |  | 0.33 | 0.31 | 0.23 | 22.07 | 931.197 | 0.68
D | 4002 | 2018-09-26 | 6 | OFF | 21.33 | 12.92 | 0.43 | 0.03 | 0.08 | 0 | 0 | 0.05 | -0.14 | -0.04 | 0 |  | 0.33 | 0.31 | 0.23 | 35.53 | 1038.889 | 0.54
D | 4002 | 2018-09-26 | 7 | OFF | 17.5 | 12.92 | 0.43 | 0.03 | 0.34 | 0 | 0 | 0.02 | 0.06 | -0.04 | 0 |  | 0.33 | 0.31 | 0.23 | 32.13 | 1213.454 | 0.8
D | 4002 | 2018-09-26 | 8 | ON | 23.44 | 12.92 | 0.43 | 0.03 | 0.12 | 0.88 | 0 | 0.01 | -0.16 | -0.04 | 0 |  | 0.33 | 0.31 | 0.23 | 38.5 | 1308.65 | 1.46
D | 4002 | 2018-09-26 | 9 | ON | 30.81 | 12.92 | 0.43 | 0.03 | 0.08 | 0.84 | 0.03 | -0.02 | -0.17 | -0.04 | 0 |  | 0.33 | 0.31 | 0.23 | 45.78 | 1358.232 | 1.41
D | 4002 | 2018-09-26 | 10 | ON | 31.07 | 12.92 | 0.43 | 0.03 | 0.12 | 0.82 | 0.11 | 0.02 | -0.15 | -0.04 | 0 |  | 0.33 | 0.31 | 0.23 | 46.2 | 1410.687 | 1.51
D | 4002 | 2018-09-26 | 11 | ON | 31.88 | 12.92 | 0.43 | 0.03 | 0.11 | 0.84 | 0.1 | 0.01 | -0.2 | -0.04 | 0 |  | 0.33 | 0.31 | 0.23 | 46.95 | 1449.601 | 1.51
D | 4002 | 2018-09-26 | 12 | ON | 30.57 | 12.92 | 0.43 | 0.03 | 0.11 | 0.79 | 0.03 | -0.01 | -0.22 | -0.04 | 0 |  | 0.33 | 0.31 | 0.23 | 45.48 | 1469.984 | 1.39
D | 4002 | 2018-09-26 | 13 | ON | 26.43 | 12.92 | 0.43 | 0.03 | 0.08 | 0.78 | 0 | 0.01 | -0.29 | -0.04 | 0 |  | 0.33 | 0.31 | 0.23 | 41.22 | 1496.413 | 1.32
D | 4002 | 2018-09-26 | 14 | ON | 28.29 | 12.92 | 0.43 | 0.03 | 0.09 | 0.77 | 0 | 0 | -0.37 | -0.04 | 0 |  | 0.33 | 0.31 | 0.23 | 42.99 | 1522.232 | 1.32
D | 4002 | 2018-09-26 | 15 | ON | 24.72 | 12.92 | 0.43 | 0.03 | 0.06 | 0.76 | 0 | -0.01 | -0.3 | -0.04 | 0 |  | 0.33 | 0.31 | 0.23 | 39.44 | 1518.912 | 1.28
D | 4002 | 2018-09-26 | 16 | ON | 29.81 | 12.92 | 0.43 | 0.03 | 0.06 | 0.79 | 0 | 0 | -0.32 | -0.04 | 0 |  | 0.33 | 0.31 | 0.23 | 44.55 | 1535.159 | 1.31
D | 4002 | 2018-09-26 | 17 | ON | 31.65 | 12.92 | 0.43 | 0.03 | 0.05 | 0.78 | 0 | -0.02 | -0.34 | -0.04 | 0 |  | 0.33 | 0.31 | 0.23 | 46.33 | 1548.544 | 1.29
D | 4002 | 2018-09-26 | 18 | ON | 26.89 | 12.92 | 0.43 | 0.03 | 0.07 | 0.77 | 0 | 0.02 | -0.29 | -0.04 | 0 |  | 0.33 | 0.31 | 0.23 | 41.67 | 1564.185 | 1.3
D | 4002 | 2018-09-26 | 19 | ON | 28.28 | 12.92 | 0.43 | 0.03 | 0.06 | 0.76 | 0 | -0.01 | -0.36 | -0.04 | 0 |  | 0.33 | 0.31 | 0.23 | 42.94 | 1606.84 | 1.28
D | 4002 | 2018-09-26 | 20 | ON | 35.38 | 12.92 | 0.43 | 0.03 | 0.16 | 0.76 | 0 | -0.03 | -0.37 | -0.04 | 0 |  | 0.33 | 0.31 | 0.23 | 50.11 | 1628.503 | 1.38
D | 4002 | 2018-09-26 | 21 | ON | 28.06 | 12.92 | 0.43 | 0.03 | 0.07 | 0.79 | 0 | 0.03 | -0.32 | -0.04 | 0 |  | 0.33 | 0.31 | 0.23 | 42.84 | 1553.328 | 1.32
D | 4002 | 2018-09-26 | 22 | ON | 33.34 | 12.92 | 0.43 | 0.03 | 0.16 | 0.84 | 0.02 | -0.08 | -0.23 | -0.04 | 0 |  | 0.33 | 0.31 | 0.23 | 48.26 | 1423.087 | 1.48
D | 4002 | 2018-09-26 | 23 | ON | 27.73 | 12.92 | 0.43 | 0.03 | 0.28 | 0.93 | 0.05 | 0 | 0.01 | -0.04 | 0 |  | 0.33 | 0.31 | 0.23 | 43.21 | 1264.511 | 1.72
D | 4002 | 2018-09-26 | 24 | OFF | 34.61 | 12.92 | 0.43 | 0.03 | 0.26 | 0 | 0.52 | -0.04 | -0.22 | -0.04 | 0 |  | 0.33 | 0.31 | 0.23 | 49.34 | 1147.608 | 1.24
D | 4002 | 2018-09-27 | 1 | OFF | 35.41 | 12.92 | 0.93 | 0.09 | 0.17 | 0 | 0.34 | 0.02 | -0.19 | -0.04 | 0 |  | 0.33 | 0.31 | 0.23 | 50.52 | 1067.612 | 1.53
D | 4002 | 2018-09-27 | 2 | OFF | 28.72 | 12.92 | 0.93 | 0.09 | 0.09 | 0 | 0 | 0.05 | -0.18 | -0.04 | 0 |  | 0.33 | 0.31 | 0.23 | 43.45 | 1011.977 | 1.11
D | 4002 | 2018-09-27 | 3 | OFF | 27.12 | 12.92 | 0.93 | 0.09 | 0.09 | 0 | 0 | 0 | -0.17 | -0.04 | 0 |  | 0.33 | 0.31 | 0.23 | 41.81 | 972.986 | 1.11
D | 4002 | 2018-09-27 | 4 | OFF | 23.98 | 12.92 | 0.93 | 0.09 | 0.12 | 0 | 0 | -0.01 | -0.15 | -0.04 | 0 |  | 0.33 | 0.31 | 0.23 | 38.71 | 951.793 | 1.14
D | 4002 | 2018-09-27 | 5 | OFF | 17.32 | 12.92 | 0.93 | 0.09 | 0.21 | 0 | 0 | -0.01 | -0.14 | -0.04 | 0 |  | 0.33 | 0.31 | 0.23 | 32.15 | 969.017 | 1.23
D | 4002 | 2018-09-27 | 6 | OFF | 25.01 | 12.92 | 0.93 | 0.09 | 0.21 | 0 | 0 | 0.01 | 0.03 | -0.04 | 0 |  | 0.33 | 0.31 | 0.23 | 40.03 | 1060.33 | 1.23
D | 4002 | 2018-09-27 | 7 | OFF | 37.13 | 12.92 | 0.93 | 0.09 | 0.32 | 0 | 0.06 | 0.04 | -0.1 | -0.04 | 0 |  | 0.33 | 0.31 | 0.23 | 52.22 | 1215.001 | 1.4
D | 4002 | 2018-09-27 | 8 | ON | 34.47 | 12.92 | 0.93 | 0.09 | 0.19 | 0.97 | 0 | -0.03 | -0.17 | -0.04 | 0 |  | 0.33 | 0.31 | 0.23 | 50.2 | 1287.63 | 2.18
D | 4002 | 2018-09-27 | 9 | ON | 44.61 | 12.92 | 0.93 | 0.09 | 0.34 | 0.96 | 0.39 | -0.05 | -0.14 | -0.04 | 0 |  | 0.33 | 0.31 | 0.23 | 60.88 | 1316.616 | 2.71
D | 4002 | 2018-09-27 | 10 | ON | 26.88 | 12.92 | 0.93 | 0.09 | 0.11 | 0.95 | 0 | 0.02 | -0.11 | -0.04 | 0 |  | 0.33 | 0.31 | 0.23 | 42.62 | 1333.75 | 2.08
D | 4002 | 2018-09-27 | 11 | ON | 23.02 | 12.92 | 0.93 | 0.09 | 0.07 | 0.96 | 0 | 0.01 | -0.09 | -0.04 | 0 |  | 0.33 | 0.31 | 0.23 | 38.74 | 1347.203 | 2.05
D | 4002 | 2018-09-27 | 12 | ON | 20.95 | 12.92 | 0.93 | 0.09 | 0.1 | 0.96 | 0 | -0.02 | -0.08 | -0.04 | 0 |  | 0.33 | 0.31 | 0.23 | 36.68 | 1362.789 | 2.08
D | 4002 | 2018-09-27 | 13 | ON | 21.7 | 12.92 | 0.93 | 0.09 | 0.06 | 0.96 | 0 | -0.01 | -0.1 | -0.04 | 0 |  | 0.33 | 0.31 | 0.23 | 37.38 | 1368.347 | 2.04
D | 4002 | 2018-09-27 | 14 | ON | 23.45 | 12.92 | 0.93 | 0.09 | 0.04 | 0.94 | 0 | -0.02 | -0.1 | -0.04 | 0 |  | 0.33 | 0.31 | 0.23 | 39.08 | 1388.083 | 2
D | 4002 | 2018-09-27 | 15 | ON | 27.41 | 12.92 | 0.93 | 0.09 | 0.06 | 0.93 | 0.09 | -0.03 | -0.08 | -0.04 | 0 |  | 0.33 | 0.31 | 0.23 | 43.15 | 1384.653 | 2.1
D | 4002 | 2018-09-27 | 16 | ON | 36.05 | 12.92 | 0.93 | 0.09 | 0.12 | 0.92 | 0.37 | 0 | -0.09 | -0.04 | 0 |  | 0.33 | 0.31 | 0.23 | 52.14 | 1380.504 | 2.43
D | 4002 | 2018-09-27 | 17 | ON | 38.78 | 12.92 | 0.93 | 0.09 | 0.13 | 0.91 | 0.06 | -0.04 | -0.06 | -0.04 | 0 |  | 0.33 | 0.31 | 0.23 | 54.55 | 1378.813 | 2.12
D | 4002 | 2018-09-27 | 18 | ON | 42.45 | 12.92 | 0.93 | 0.09 | 0.16 | 0.9 | 0.16 | 0 | -0.08 | -0.04 | 0 |  | 0.33 | 0.31 | 0.23 | 58.36 | 1385.97 | 2.24
D | 4002 | 2018-09-27 | 19 | ON | 50.3 | 12.92 | 0.93 | 0.09 | 0.2 | 0.88 | 0.1 | -0.12 | -0.09 | -0.04 | 0 |  | 0.33 | 0.31 | 0.23 | 66.04 | 1418.821 | 2.2
D | 4002 | 2018-09-27 | 20 | ON | 75.93 | 12.92 | 0.93 | 0.09 | 0.28 | 0.83 | 1.19 | -0.2 | -0.15 | -0.04 | 0 |  | 0.33 | 0.31 | 0.23 | 92.65 | 1431.947 | 3.32
D | 4002 | 2018-09-27 | 21 | ON | 75.2 | 12.92 | 0.93 | 0.09 | 0.49 | 0.87 | 0.83 | 0.14 | -0.01 | -0.04 | 0 |  | 0.33 | 0.31 | 0.23 | 92.29 | 1360.207 | 3.21
D | 4002 | 2018-09-27 | 22 | ON | 73.05 | 12.92 | 0.93 | 0.09 | 0.81 | 0.92 | 0.87 | 0.01 | -0.15 | -0.04 | 0 |  | 0.33 | 0.31 | 0.23 | 90.28 | 1246.446 | 3.62
D | 4002 | 2018-09-27 | 23 | ON | 53.03 | 12.92 | 0.93 | 0.09 | 0.73 | 1.03 | 0.57 | -0.01 | 0.32 | -0.04 | 0 |  | 0.33 | 0.31 | 0.23 | 70.44 | 1118.702 | 3.35
D | 4002 | 2018-09-27 | 24 | OFF | 34.83 | 12.92 | 0.93 | 0.09 | 0.42 | 0 | 0.11 | 0 | 0.2 | -0.04 | 0 |  | 0.33 | 0.31 | 0.23 | 50.33 | 1014.429 | 1.55
D | 4002 | 2018-09-28 | 1 | OFF | 26.13 | 12.92 | 0.39 | 0.03 | 0.21 | 0 | 0.01 | 0.03 | -0.02 | -0.04 | 0 |  | 0.33 | 0.31 | 0.23 | 40.53 | 946.937 | 0.64
D | 4002 | 2018-09-28 | 2 | OFF | 26.34 | 12.92 | 0.39 | 0.03 | 0.21 | 0 | 0 | 0.02 | -0.03 | -0.04 | 0 |  | 0.33 | 0.31 | 0.23 | 40.71 | 909.17 | 0.63
D | 4002 | 2018-09-28 | 3 | OFF | 23.29 | 12.92 | 0.39 | 0.03 | 0.22 | 0 | 0 | 0.02 | 0 | -0.04 | 0 |  | 0.33 | 0.31 | 0.23 | 37.7 | 888.158 | 0.64
D | 4002 | 2018-09-28 | 4 | OFF | 23.22 | 12.92 | 0.39 | 0.03 | 0.38 | 0 | 0 | 0 | -0.01 | -0.04 | 0 |  | 0.33 | 0.31 | 0.23 | 37.76 | 886.974 | 0.8
D | 4002 | 2018-09-28 | 5 | OFF | 23.23 | 12.92 | 0.39 | 0.03 | 0.39 | 0 | 0 | 0.04 | 0.03 | -0.04 | 0 |  | 0.33 | 0.31 | 0.23 | 37.86 | 915.659 | 0.81
D | 4002 | 2018-09-28 | 6 | OFF | 19.71 | 12.92 | 0.39 | 0.03 | 0.39 | 0 | 0 | 0.02 | -0.01 | -0.04 | 0 |  | 0.33 | 0.31 | 0.23 | 34.28 | 1010.417 | 0.81
D | 4002 | 2018-09-28 | 7 | OFF | 32.12 | 12.92 | 0.39 | 0.03 | 0.26 | 0 | 0 | -0.01 | 0.14 | -0.04 | 0 |  | 0.33 | 0.31 | 0.23 | 46.68 | 1167.758 | 0.68
D | 4002 | 2018-09-28 | 8 | ON | 39.74 | 12.92 | 0.39 | 0.03 | 0.28 | 1 | 0.2 | -0.02 | -0.21 | -0.04 | 0 |  | 0.33 | 0.31 | 0.23 | 55.16 | 1263.466 | 1.9
D | 4002 | 2018-09-28 | 9 | ON | 40.38 | 12.92 | 0.39 | 0.03 | 0.12 | 0.96 | 0.02 | -0.03 | -0.03 | -0.04 | 0 |  | 0.33 | 0.31 | 0.23 | 55.59 | 1306.435 | 1.52
D | 4002 | 2018-09-28 | 10 | ON | 51.97 | 12.92 | 0.39 | 0.03 | 0.27 | 0.94 | 0.32 | -0.01 | -0.1 | -0.04 | 0 |  | 0.33 | 0.31 | 0.23 | 67.56 | 1336.057 | 1.95
D | 4002 | 2018-09-28 | 11 | ON | 41.31 | 12.92 | 0.39 | 0.03 | 0.17 | 0.94 | 0.47 | -0.01 | -0.05 | -0.04 | 0 |  | 0.33 | 0.31 | 0.23 | 57 | 1353.972 | 2
D | 4002 | 2018-09-28 | 12 | ON | 41.66 | 12.92 | 0.39 | 0.03 | 0.17 | 0.94 | 0.63 | 0.03 | -0.08 | -0.04 | 0 |  | 0.33 | 0.31 | 0.23 | 57.52 | 1349.327 | 2.16
D | 4002 | 2018-09-28 | 13 | ON | 36.48 | 12.92 | 0.39 | 0.03 | 0.14 | 0.95 | 0.44 | -0.01 | -0.02 | -0.04 | 0 |  | 0.33 | 0.31 | 0.23 | 52.15 | 1333.937 | 1.95
D | 4002 | 2018-09-28 | 14 | ON | 22.39 | 12.92 | 0.39 | 0.03 | 0.07 | 0.96 | 0 | -0.01 | -0.05 | -0.04 | 0 |  | 0.33 | 0.31 | 0.23 | 37.53 | 1323.711 | 1.45
D | 4002 | 2018-09-28 | 15 | ON | 21.46 | 12.92 | 0.39 | 0.03 | 0.06 | 0.98 | 0 | 0 | -0.05 | -0.04 | 0 |  | 0.33 | 0.31 | 0.23 | 36.62 | 1305.482 | 1.46
D | 4002 | 2018-09-28 | 16 | ON | 21.96 | 12.92 | 0.39 | 0.03 | 0.07 | 0.98 | 0 | -0.01 | -0.05 | -0.04 | 0 |  | 0.33 | 0.31 | 0.23 | 37.12 | 1288.582 | 1.47
D | 4002 | 2018-09-28 | 17 | ON | 24.57 | 12.92 | 0.39 | 0.03 | 0.08 | 0.98 | 0 | 0 | -0.05 | -0.04 | 0 |  | 0.33 | 0.31 | 0.23 | 39.75 | 1289.94 | 1.48
D | 4002 | 2018-09-28 | 18 | ON | 26.26 | 12.92 | 0.39 | 0.03 | 0.07 | 0.96 | 0 | 0 | -0.06 | -0.04 | 0 |  | 0.33 | 0.31 | 0.23 | 41.4 | 1304.236 | 1.45
D | 4002 | 2018-09-28 | 19 | ON | 28.3 | 12.92 | 0.39 | 0.03 | 0.06 | 0.87 | 0 | -0.02 | -0.09 | -0.04 | 0 |  | 0.33 | 0.31 | 0.23 | 43.29 | 1326.296 | 1.35
D | 4002 | 2018-09-28 | 20 | ON | 38.68 | 12.92 | 0.39 | 0.03 | 0.21 | 0.75 | 0.08 | -0.02 | -0.1 | -0.04 | 0 |  | 0.33 | 0.31 | 0.23 | 53.77 | 1331.371 | 1.46
D | 4002 | 2018-09-28 | 21 | ON | 23.41 | 12.92 | 0.39 | 0.03 | 0.1 | 0.6 | 0 | -0.01 | -0.06 | -0.04 | 0 |  | 0.33 | 0.31 | 0.23 | 38.21 | 1272.965 | 1.12
D | 4002 | 2018-09-28 | 22 | ON | 28.51 | 12.92 | 0.39 | 0.03 | 0.16 | 0.39 | 0.26 | -0.04 | -0.16 | -0.04 | 0 |  | 0.33 | 0.31 | 0.23 | 43.29 | 1187.44 | 1.23
D | 4002 | 2018-09-28 | 23 | ON | 51.7 | 12.92 | 0.39 | 0.03 | 0.76 | 0.58 | 1.24 | -0.04 | -0.04 | -0.04 | 0 |  | 0.33 | 0.31 | 0.23 | 68.37 | 1085.194 | 3
D | 4002 | 2018-09-28 | 24 | OFF | 29.99 | 12.92 | 0.39 | 0.03 | 0.52 | 0 | 0.38 | 0 | 0.21 | -0.04 | 0 |  | 0.33 | 0.31 | 0.23 | 45.27 | 982.957 | 1.32
D | 4002 | 2018-09-29 | 1 | OFF | -6.65 | 12.92 | 0.35 | 0.04 | 0.38 | 0 | 0 | 0.02 | -0.02 | -0.04 | 0 |  | 0.33 | 0.31 | 0.23 | 7.87 | 909.873 | 0.77
D | 4002 | 2018-09-29 | 2 | OFF | -9.33 | 12.92 | 0.35 | 0.04 | 0.26 | 0 | 0 | -0.01 | -0.07 | -0.04 | 0 |  | 0.33 | 0.31 | 0.23 | 4.99 | 869.125 | 0.65
D | 4002 | 2018-09-29 | 3 | OFF | -4.41 | 12.92 | 0.35 | 0.04 | 0.21 | 0 | 0 | 0 | 0.01 | -0.04 | 0 |  | 0.33 | 0.31 | 0.23 | 9.95 | 847.282 | 0.6
D | 4002 | 2018-09-29 | 4 | OFF | 10.79 | 12.92 | 0.35 | 0.04 | 0.13 | 0 | 0 | -0.01 | -0.05 | -0.04 | 0 |  | 0.33 | 0.31 | 0.23 | 25 | 838.709 | 0.52
D | 4002 | 2018-09-29 | 5 | OFF | 10.94 | 12.92 | 0.35 | 0.04 | 0.16 | 0 | 0 | 0 | -0.04 | -0.04 | 0 |  | 0.33 | 0.31 | 0.23 | 25.2 | 850.436 | 0.55
D | 4002 | 2018-09-29 | 6 | OFF | 16.65 | 12.92 | 0.35 | 0.04 | 0.15 | 0 | 0 | -0.01 | 0 | -0.04 | 0 |  | 0.33 | 0.31 | 0.23 | 30.93 | 889.28 | 0.54
D | 4002 | 2018-09-29 | 7 | OFF | 21.81 | 12.92 | 0.35 | 0.04 | 0.18 | 0 | 0 | 0.02 | -0.03 | -0.04 | 0 |  | 0.33 | 0.31 | 0.23 | 36.12 | 961.149 | 0.57
D | 4002 | 2018-09-29 | 8 | OFF | 24.52 | 12.92 | 0.35 | 0.04 | 0.24 | 0 | 0 | 0.01 | 0.02 | -0.04 | 0 |  | 0.33 | 0.31 | 0.23 | 38.93 | 1045.197 | 0.63
D | 4002 | 2018-09-29 | 9 | OFF | 19.43 | 12.92 | 0.35 | 0.04 | 0.2 | 0 | 0 | 0.01 | -0.02 | -0.04 | 0 |  | 0.33 | 0.31 | 0.23 | 33.76 | 1130.293 | 0.59
D | 4002 | 2018-09-29 | 10 | OFF | 20.31 | 12.92 | 0.35 | 0.04 | 0.12 | 0 | 0 | 0.02 | -0.04 | -0.04 | 0 |  | 0.33 | 0.31 | 0.23 | 34.55 | 1171.602 | 0.51
D | 4002 | 2018-09-29 | 11 | OFF | 18.11 | 12.92 | 0.35 | 0.04 | 0.07 | 0 | 0 | 0.01 | -0.05 | -0.04 | 0 |  | 0.33 | 0.31 | 0.23 | 32.28 | 1185.591 | 0.46
D | 4002 | 2018-09-29 | 12 | OFF | 15.89 | 12.92 | 0.35 | 0.04 | 0.1 | 0 | 0 | 0 | -0.06 | -0.04 | 0 |  | 0.33 | 0.31 | 0.23 | 30.07 | 1184.131 | 0.49
D | 4002 | 2018-09-29 | 13 | OFF | 17.74 | 12.92 | 0.35 | 0.04 | 0.07 | 0 | 0 | 0 | -0.05 | -0.04 | 0 |  | 0.33 | 0.31 | 0.23 | 31.9 | 1170.732 | 0.46
D | 4002 | 2018-09-29 | 14 | OFF | 19.77 | 12.92 | 0.35 | 0.04 | 0.06 | 0 | 0 | -0.01 | -0.04 | -0.04 | 0 |  | 0.33 | 0.31 | 0.23 | 33.92 | 1156.277 | 0.45
D | 4002 | 2018-09-29 | 15 | OFF | 19.1 | 12.92 | 0.35 | 0.04 | 0.13 | 0 | 0 | 0.03 | -0.04 | -0.04 | 0 |  | 0.33 | 0.31 | 0.23 | 33.36 | 1145.67 | 0.52
D | 4002 | 2018-09-29 | 16 | OFF | 19.12 | 12.92 | 0.35 | 0.04 | 0.12 | 0 | 0 | 0.01 | -0.05 | -0.04 | 0 |  | 0.33 | 0.31 | 0.23 | 33.34 | 1145.503 | 0.51
D | 4002 | 2018-09-29 | 17 | OFF | 21.37 | 12.92 | 0.35 | 0.04 | 0.12 | 0 | 0 | 0 | -0.01 | -0.04 | 0 |  | 0.33 | 0.31 | 0.23 | 35.62 | 1166.033 | 0.51
D | 4002 | 2018-09-29 | 18 | OFF | 28.09 | 12.92 | 0.35 | 0.04 | 0.09 | 0 | 0.04 | 0.04 | -0.03 | -0.04 | 0 |  | 0.33 | 0.31 | 0.23 | 42.37 | 1198.109 | 0.52
D | 4002 | 2018-09-29 | 19 | OFF | 42.77 | 12.92 | 0.35 | 0.04 | 0.2 | 0 | 0.66 | -0.03 | -0.05 | -0.04 | 0 |  | 0.33 | 0.31 | 0.23 | 57.69 | 1226.425 | 1.25
D | 4002 | 2018-09-29 | 20 | OFF | 42.31 | 12.92 | 0.35 | 0.04 | 0.22 | 0 | 0.59 | 0.03 | -0.11 | -0.04 | 0 |  | 0.33 | 0.31 | 0.23 | 57.18 | 1238.641 | 1.2
D | 4002 | 2018-09-29 | 21 | OFF | 33.8 | 12.92 | 0.35 | 0.04 | 0.2 | 0 | 0.25 | -0.02 | 0 | -0.04 | 0 |  | 0.33 | 0.31 | 0.23 | 48.37 | 1186.863 | 0.84
D | 4002 | 2018-09-29 | 22 | OFF | 32.91 | 12.92 | 0.35 | 0.04 | 0.23 | 0 | 0.25 | 0.01 | 0.02 | -0.04 | 0 |  | 0.33 | 0.31 | 0.23 | 47.56 | 1111.723 | 0.87
D | 4002 | 2018-09-29 | 23 | OFF | 32.4 | 12.92 | 0.35 | 0.04 | 0.31 | 0 | 0.24 | -0.02 | -0.2 | -0.04 | 0 |  | 0.33 | 0.31 | 0.23 | 46.87 | 1018.703 | 0.94
D | 4002 | 2018-09-29 | 24 | OFF | 38.98 | 12.92 | 0.35 | 0.04 | 0.54 | 0 | 0.73 | -0.01 | 0.13 | -0.04 | 0 |  | 0.33 | 0.31 | 0.23 | 54.51 | 933.228 | 1.66
D | 4002 | 2018-09-30 | 1 | OFF | 18.46 | 12.92 | 2.2 | 0.1 | 0.19 | 0 | 0.17 | -0.01 | 0.09 | -0.04 | 0 |  | 0.33 | 0.31 | 0.23 | 34.95 | 870.504 | 2.66
D | 4002 | 2018-09-30 | 2 | OFF | 17.11 | 12.92 | 2.2 | 0.1 | 0.13 | 0 | 0 | 0.01 | 0.05 | -0.04 | 0 |  | 0.33 | 0.31 | 0.23 | 33.35 | 833.044 | 2.43
D | 4002 | 2018-09-30 | 3 | OFF | 18.93 | 12.92 | 2.2 | 0.1 | 0.13 | 0 | 0 | -0.02 | 0.07 | -0.04 | 0 |  | 0.33 | 0.31 | 0.23 | 35.16 | 811.07 | 2.43
D | 4002 | 2018-09-30 | 4 | OFF | 19.19 | 12.92 | 2.2 | 0.1 | 0.13 | 0 | 0 | -0.03 | 0.04 | -0.04 | 0 |  | 0.33 | 0.31 | 0.23 | 35.38 | 803.428 | 2.43
D | 4002 | 2018-09-30 | 5 | OFF | 11.23 | 12.92 | 2.2 | 0.1 | 0.32 | 0 | 0 | 0.05 | 0.05 | -0.04 | 0 |  | 0.33 | 0.31 | 0.23 | 27.7 | 811.763 | 2.62
D | 4002 | 2018-09-30 | 6 | OFF | 16.17 | 12.92 | 2.2 | 0.1 | 0.19 | 0 | 0 | -0.01 | 0.07 | -0.04 | 0 |  | 0.33 | 0.31 | 0.23 | 32.47 | 840.422 | 2.49
D | 4002 | 2018-09-30 | 7 | OFF | 18.39 | 12.92 | 2.2 | 0.1 | 0.2 | 0 | 0 | 0.01 | 0.01 | -0.04 | 0 |  | 0.33 | 0.31 | 0.23 | 34.66 | 894.308 | 2.5
D | 4002 | 2018-09-30 | 8 | OFF | 0.56 | 12.92 | 2.2 | 0.1 | 0.66 | 0 | 0 | 0 | 0.02 | -0.04 | 0 |  | 0.33 | 0.31 | 0.23 | 17.29 | 970.596 | 2.96
D | 4002 | 2018-09-30 | 9 | OFF | 19.33 | 12.92 | 2.2 | 0.1 | 0.12 | 0 | 0 | 0.01 | -0.01 | -0.04 | 0 |  | 0.33 | 0.31 | 0.23 | 35.5 | 1060.301 | 2.42
D | 4002 | 2018-09-30 | 10 | OFF | 19.88 | 12.92 | 2.2 | 0.1 | 0.09 | 0 | 0 | -0.03 | 0 | -0.04 | 0 |  | 0.33 | 0.31 | 0.23 | 35.99 | 1112.557 | 2.39
D | 4002 | 2018-09-30 | 11 | OFF | 12.44 | 12.92 | 2.2 | 0.1 | 0.12 | 0 | 0 | 0 | -0.01 | -0.04 | 0 |  | 0.33 | 0.31 | 0.23 | 28.6 | 1131.433 | 2.42
D | 4002 | 2018-09-30 | 12 | OFF | 6.15 | 12.92 | 2.2 | 0.1 | 0.32 | 0 | 0 | 0.04 | 0.01 | -0.04 | 0 |  | 0.33 | 0.31 | 0.23 | 22.57 | 1141.763 | 2.62
D | 4002 | 2018-09-30 | 13 | OFF | 18.14 | 12.92 | 2.2 | 0.1 | 0.09 | 0 | 0 | 0.03 | -0.02 | -0.04 | 0 |  | 0.33 | 0.31 | 0.23 | 34.29 | 1149.327 | 2.39
D | 4002 | 2018-09-30 | 14 | OFF | 13.39 | 12.92 | 2.2 | 0.1 | 0.1 | 0 | 0 | -0.02 | -0.02 | -0.04 | 0 |  | 0.33 | 0.31 | 0.23 | 29.5 | 1143.9 | 2.4
D | 4002 | 2018-09-30 | 15 | OFF | 13.37 | 12.92 | 2.2 | 0.1 | 0.18 | 0 | 0 | -0.01 | -0.01 | -0.04 | 0 |  | 0.33 | 0.31 | 0.23 | 29.58 | 1135.971 | 2.48
D | 4002 | 2018-09-30 | 16 | OFF | 19.11 | 12.92 | 2.2 | 0.1 | 0.09 | 0 | 0 | -0.02 | -0.01 | -0.04 | 0 |  | 0.33 | 0.31 | 0.23 | 35.22 | 1147.879 | 2.39
D | 4002 | 2018-09-30 | 17 | OFF | 22.13 | 12.92 | 2.2 | 0.1 | 0.05 | 0 | 0 | -0.06 | 0.02 | -0.04 | 0 |  | 0.33 | 0.31 | 0.23 | 38.19 | 1181.958 | 2.35
D | 4002 | 2018-09-30 | 18 | OFF | 32.89 | 12.92 | 2.2 | 0.1 | 0.1 | 0 | 0.74 | -0.02 | 0.16 | -0.04 | 0 |  | 0.33 | 0.31 | 0.23 | 49.92 | 1237.501 | 3.14
D | 4002 | 2018-09-30 | 19 | OFF | 60.34 | 12.92 | 2.2 | 0.1 | 0.25 | 0 | 3.35 | -0.18 | -0.07 | -0.04 | 0 |  | 0.33 | 0.31 | 0.23 | 79.74 | 1283.328 | 5.9
D | 4002 | 2018-09-30 | 20 | OFF | 57.9 | 12.92 | 2.2 | 0.1 | 0.52 | 0 | 3.17 | -0.04 | -0.06 | -0.04 | 0 |  | 0.33 | 0.31 | 0.23 | 77.54 | 1297.394 | 5.99
D | 4002 | 2018-09-30 | 21 | OFF | 35.45 | 12.92 | 2.2 | 0.1 | 0.29 | 0 | 0.69 | 0.12 | 0.14 | -0.04 | 0 |  | 0.33 | 0.31 | 0.23 | 52.74 | 1227.678 | 3.28
D | 4002 | 2018-09-30 | 22 | OFF | 22.65 | 12.92 | 2.2 | 0.1 | 0.18 | 0 | 0 | -0.01 | 0 | -0.04 | 0 |  | 0.33 | 0.31 | 0.23 | 38.87 | 1121.224 | 2.48
D | 4002 | 2018-09-30 | 23 | OFF | 27.44 | 12.92 | 2.2 | 0.1 | 0.15 | 0 | 0 | -0.06 | -0.14 | -0.04 | 0 |  | 0.33 | 0.31 | 0.23 | 43.44 | 1006.896 | 2.45
D | 4002 | 2018-09-30 | 24 | OFF | 27.94 | 12.92 | 2.2 | 0.1 | 0.16 | 0 | 0 | -0.01 | -0.03 | -0.04 | 0 |  | 0.33 | 0.31 | 0.23 | 44.11 | 921.48 | 2.46
T | 720 lines

## whlsecost_hourly_4002_201810
C | Hourly Wholesale Load Cost Report
C | Filename: whlsecost_hourly_4002_201810.csv
C | Report for: 10 2018
C | Report generated: 04/01/2019 14:10:14 EDT
H | Location ID | Local Date | Local Hour | OnOffPeak | RTLMP | Capacity | First Contingency | Second Contingency | Regulation | Forward Reserves | Real-Time Reserves | Inadvertent | Marginal Loss Rev Fund | Auction Rev Rights | Real-Time Demand Reduction Cost | Price Responsive Demand Cost | ISO Sched 2 | ISO Sched 3 | NEPOOL Exp | Total Cost | RTLO | Total Ancillary & NCPC
H | Number | Date | Number | String | Number | Number | Number | Number | Number | Number | Number | Number | Number | Number | Number | Number | Number | Number | Number | Number | Number
D | 4002 | 2018-10-01 | 1 | OFF | 38.62 | 12.43 | 0.37 | 0.04 | 0.2 | 0 | 0 | -0.13 | -0.07 | -0.08 | 0 |  | 0.33 | 0.3 | 0.23 | 52.24 | 910.412 | 0.61
D | 4002 | 2018-10-01 | 2 | OFF | 32.05 | 12.43 | 0.37 | 0.04 | 0.26 | 0 | 0 | 0.04 | 0.05 | -0.08 | 0 |  | 0.33 | 0.3 | 0.23 | 46.02 | 884.582 | 0.67
D | 4002 | 2018-10-01 | 3 | OFF | 25.04 | 12.43 | 0.37 | 0.04 | 0.13 | 0 | 0 | 0.02 | -0.01 | -0.08 | 0 |  | 0.33 | 0.3 | 0.23 | 38.8 | 870.713 | 0.54
D | 4002 | 2018-10-01 | 4 | OFF | 26.06 | 12.43 | 0.37 | 0.04 | 0.3 | 0 | 0 | -0.06 | -0.05 | -0.08 | 0 |  | 0.33 | 0.3 | 0.23 | 39.87 | 878.708 | 0.71
D | 4002 | 2018-10-01 | 5 | OFF | 23.04 | 12.43 | 0.37 | 0.04 | 0.15 | 0 | 0 | 0.04 | -0.06 | -0.08 | 0 |  | 0.33 | 0.3 | 0.23 | 36.79 | 909.749 | 0.56
D | 4002 | 2018-10-01 | 6 | OFF | 30.32 | 12.43 | 0.37 | 0.04 | 0.08 | 0 | 0 | 0 | -0.08 | -0.08 | 0 |  | 0.33 | 0.3 | 0.23 | 43.94 | 1016.924 | 0.49
D | 4002 | 2018-10-01 | 7 | OFF | 41.96 | 12.43 | 0.37 | 0.04 | 0.28 | 0 | 0 | -0.01 | -0.01 | -0.08 | 0 |  | 0.33 | 0.3 | 0.23 | 55.84 | 1192.414 | 0.69
D | 4002 | 2018-10-01 | 8 | ON | 61.83 | 12.43 | 0.37 | 0.04 | 0.52 | 0.15 | 0 | -0.04 | -0.43 | -0.08 | 0 |  | 0.33 | 0.3 | 0.23 | 75.65 | 1294.625 | 1.08
D | 4002 | 2018-10-01 | 9 | ON | 36.53 | 12.43 | 0.37 | 0.04 | 0.15 | 0.14 | 0 | -0.04 | -0.21 | -0.08 | 0 |  | 0.33 | 0.3 | 0.23 | 50.19 | 1322.156 | 0.7
D | 4002 | 2018-10-01 | 10 | ON | 40.14 | 12.43 | 0.37 | 0.04 | 0.13 | 0.14 | 0.22 | -0.03 | -0.25 | -0.08 | 0 |  | 0.33 | 0.3 | 0.23 | 53.97 | 1355.243 | 0.9
D | 4002 | 2018-10-01 | 11 | ON | 56.31 | 12.43 | 0.37 | 0.04 | 0.19 | 0.12 | 0.1 | -0.04 | -0.28 | -0.08 | 0 |  | 0.33 | 0.3 | 0.23 | 70.02 | 1377.845 | 0.82
D | 4002 | 2018-10-01 | 12 | ON | 61.15 | 12.43 | 0.37 | 0.04 | 0.38 | 0.14 | 0.23 | 0 | -0.34 | -0.08 | 0 |  | 0.33 | 0.3 | 0.23 | 75.18 | 1388.017 | 1.16
D | 4002 | 2018-10-01 | 13 | ON | 62.23 | 12.43 | 0.37 | 0.04 | 0.27 | 0.14 | 0 | -0.01 | -0.38 | -0.08 | 0 |  | 0.33 | 0.3 | 0.23 | 75.87 | 1385.417 | 0.82
D | 4002 | 2018-10-01 | 14 | ON | 57.38 | 12.43 | 0.37 | 0.04 | 0.33 | 0.14 | 0.11 | 0.04 | -0.33 | -0.08 | 0 |  | 0.33 | 0.3 | 0.23 | 71.29 | 1388.477 | 0.99
D | 4002 | 2018-10-01 | 15 | ON | 43.44 | 12.43 | 0.37 | 0.04 | 0.18 | 0.14 | 0 | 0.01 | -0.29 | -0.08 | 0 |  | 0.33 | 0.3 | 0.23 | 57.1 | 1374.468 | 0.73
D | 4002 | 2018-10-01 | 16 | ON | 45.33 | 12.43 | 0.37 | 0.04 | 0.18 | 0.15 | 0 | -0.02 | -0.29 | -0.08 | 0 |  | 0.33 | 0.3 | 0.23 | 58.97 | 1372.527 | 0.74
D | 4002 | 2018-10-01 | 17 | ON | 49.23 | 12.43 | 0.37 | 0.04 | 0.19 | 0.15 | 0.1 | 0.01 | -0.33 | -0.08 | 0 |  | 0.33 | 0.3 | 0.23 | 62.97 | 1389.247 | 0.85
D | 4002 | 2018-10-01 | 18 | ON | 52.56 | 12.43 | 0.37 | 0.04 | 0.21 | 0.15 | 0 | -0.02 | -0.38 | -0.08 | 0 |  | 0.33 | 0.3 | 0.23 | 66.14 | 1437.25 | 0.77
D | 4002 | 2018-10-01 | 19 | ON | 60.95 | 12.43 | 0.37 | 0.04 | 0.31 | 0.15 | 0 | -0.02 | -0.49 | -0.08 | 0 |  | 0.33 | 0.3 | 0.23 | 74.52 | 1468.157 | 0.87
D | 4002 | 2018-10-01 | 20 | ON | 57.47 | 12.43 | 0.37 | 0.04 | 0.33 | 0.15 | 0 | 0.07 | -0.4 | -0.08 | 0 |  | 0.33 | 0.3 | 0.23 | 71.24 | 1435.215 | 0.89
D | 4002 | 2018-10-01 | 21 | ON | 48.14 | 12.43 | 0.37 | 0.04 | 0.16 | 0.16 | 0 | 0.02 | -0.28 | -0.08 | 0 |  | 0.33 | 0.3 | 0.23 | 61.82 | 1352.22 | 0.73
D | 4002 | 2018-10-01 | 22 | ON | 52.17 | 12.43 | 0.37 | 0.04 | 0.75 | 0.17 | 0 | -0.02 | -0.24 | -0.08 | 0 |  | 0.33 | 0.3 | 0.23 | 66.45 | 1232.121 | 1.33
D | 4002 | 2018-10-01 | 23 | ON | 45.55 | 12.43 | 0.37 | 0.04 | 0.53 | 0.19 | 0 | 0.01 | -0.15 | -0.08 | 0 |  | 0.33 | 0.3 | 0.23 | 59.75 | 1105.549 | 1.13
D | 4002 | 2018-10-01 | 24 | OFF | 38.33 | 12.43 | 0.37 | 0.04 | 0.32 | 0 | 0 | -0.02 | -0.25 | -0.08 | 0 |  | 0.33 | 0.3 | 0.23 | 52 | 1005.842 | 0.73
D | 4002 | 2018-10-02 | 1 | OFF | 40.09 | 12.43 | 0.56 | 0.04 | 0.32 | 0 | 0 | 0 | -0.23 | -0.08 | 0 |  | 0.33 | 0.3 | 0.23 | 53.99 | 947.442 | 0.92
D | 4002 | 2018-10-02 | 2 | OFF | 40.4 | 12.43 | 0.56 | 0.04 | 0.35 | 0 | 0 | 0 | -0.22 | -0.08 | 0 |  | 0.33 | 0.3 | 0.23 | 54.34 | 908.344 | 0.95
D | 4002 | 2018-10-02 | 3 | OFF | 39.75 | 12.43 | 0.56 | 0.04 | 0.38 | 0 | 0 | 0.1 | -0.17 | -0.08 | 0 |  | 0.33 | 0.3 | 0.23 | 53.87 | 859.816 | 0.98
D | 4002 | 2018-10-02 | 4 | OFF | 65.47 | 12.43 | 0.56 | 0.04 | 0.93 | 0 | 0 | 0.23 | -0.15 | -0.08 | 0 |  | 0.33 | 0.3 | 0.23 | 80.29 | 910.818 | 1.53
D | 4002 | 2018-10-02 | 5 | OFF | 50.67 | 12.43 | 0.56 | 0.04 | 0.64 | 0 | 0 | 0.14 | -0.11 | -0.08 | 0 |  | 0.33 | 0.3 | 0.23 | 65.15 | 938.248 | 1.24
D | 4002 | 2018-10-02 | 6 | OFF | 35.79 | 12.43 | 0.56 | 0.04 | 0.33 | 0 | 0 | 0.11 | -0.33 | -0.08 | 0 |  | 0.33 | 0.3 | 0.23 | 49.71 | 1058.512 | 0.93
D | 4002 | 2018-10-02 | 7 | OFF | 35.94 | 12.43 | 0.56 | 0.04 | 0.33 | 0 | 0 | 0.05 | -0.07 | -0.08 | 0 |  | 0.33 | 0.3 | 0.23 | 50.06 | 1221.696 | 0.93
D | 4002 | 2018-10-02 | 8 | ON | 37.48 | 12.43 | 0.56 | 0.04 | 0.25 | 0.31 | 0 | -0.02 | -0.27 | -0.08 | 0 |  | 0.33 | 0.3 | 0.23 | 51.56 | 1309.112 | 1.16
D | 4002 | 2018-10-02 | 9 | ON | 39.35 | 12.43 | 0.56 | 0.04 | 0.15 | 0.3 | 0 | -0.04 | -0.22 | -0.08 | 0 |  | 0.33 | 0.3 | 0.23 | 53.35 | 1342.774 | 1.05
D | 4002 | 2018-10-02 | 10 | ON | 41.79 | 12.43 | 0.56 | 0.04 | 0.18 | 0.3 | 0 | -0.01 | -0.19 | -0.08 | 0 |  | 0.33 | 0.3 | 0.23 | 55.88 | 1365.382 | 1.08
D | 4002 | 2018-10-02 | 11 | ON | 44.26 | 12.43 | 0.56 | 0.04 | 0.17 | 0.29 | 0.05 | -0.01 | -0.22 | -0.08 | 0 |  | 0.33 | 0.3 | 0.23 | 58.35 | 1388.138 | 1.11
D | 4002 | 2018-10-02 | 12 | ON | 47.54 | 12.43 | 0.56 | 0.04 | 0.23 | 0.29 | 0 | -0.03 | -0.22 | -0.08 | 0 |  | 0.33 | 0.3 | 0.23 | 61.62 | 1392.592 | 1.12
D | 4002 | 2018-10-02 | 13 | ON | 48.38 | 12.43 | 0.56 | 0.04 | 0.22 | 0.29 | 0 | 0.03 | -0.2 | -0.08 | 0 |  | 0.33 | 0.3 | 0.23 | 62.53 | 1385.749 | 1.11
D | 4002 | 2018-10-02 | 14 | ON | 39.73 | 12.43 | 0.56 | 0.04 | 0.12 | 0.29 | 0 | 0.04 | -0.19 | -0.08 | 0 |  | 0.33 | 0.3 | 0.23 | 53.8 | 1391.67 | 1.01
D | 4002 | 2018-10-02 | 15 | ON | 39.36 | 12.43 | 0.56 | 0.04 | 0.11 | 0.29 | 0 | -0.01 | -0.15 | -0.08 | 0 |  | 0.33 | 0.3 | 0.23 | 53.41 | 1382.396 | 1
D | 4002 | 2018-10-02 | 16 | ON | 38.53 | 12.43 | 0.56 | 0.04 | 0.13 | 0.29 | 0 | -0.02 | -0.16 | -0.08 | 0 |  | 0.33 | 0.3 | 0.23 | 52.58 | 1382.033 | 1.02
D | 4002 | 2018-10-02 | 17 | ON | 40.29 | 12.43 | 0.56 | 0.04 | 0.08 | 0.28 | 0 | -0.04 | -0.2 | -0.08 | 0 |  | 0.33 | 0.3 | 0.23 | 54.22 | 1409.817 | 0.96
D | 4002 | 2018-10-02 | 18 | ON | 43.05 | 12.43 | 0.56 | 0.04 | 0.14 | 0.27 | 0 | -0.02 | -0.17 | -0.08 | 0 |  | 0.33 | 0.3 | 0.23 | 57.08 | 1452.639 | 1.01
D | 4002 | 2018-10-02 | 19 | ON | 44.33 | 12.43 | 0.56 | 0.04 | 0.15 | 0.27 | 0 | -0.09 | -0.11 | -0.08 | 0 |  | 0.33 | 0.3 | 0.23 | 58.36 | 1475.807 | 1.02
D | 4002 | 2018-10-02 | 20 | ON | 43.32 | 12.43 | 0.56 | 0.04 | 0.12 | 0.27 | 0 | -0.02 | -0.14 | -0.08 | 0 |  | 0.33 | 0.3 | 0.23 | 57.36 | 1443.842 | 0.99
D | 4002 | 2018-10-02 | 21 | ON | 45.19 | 12.43 | 0.56 | 0.04 | 0.27 | 0.29 | 0.14 | -0.02 | -0.11 | -0.08 | 0 |  | 0.33 | 0.3 | 0.23 | 59.57 | 1359.382 | 1.3
D | 4002 | 2018-10-02 | 22 | ON | 36.35 | 12.43 | 0.56 | 0.04 | 0.29 | 0.31 | 0 | -0.03 | -0.1 | -0.08 | 0 |  | 0.33 | 0.3 | 0.23 | 50.63 | 1225.865 | 1.2
D | 4002 | 2018-10-02 | 23 | ON | 29.99 | 12.43 | 0.56 | 0.04 | 0.19 | 0.34 | 0 | -0.01 | -0.06 | -0.08 | 0 |  | 0.33 | 0.3 | 0.23 | 44.26 | 1105.223 | 1.13
D | 4002 | 2018-10-02 | 24 | OFF | 28.13 | 12.43 | 0.56 | 0.04 | 0.19 | 0 | 0 | -0.02 | -0.11 | -0.08 | 0 |  | 0.33 | 0.3 | 0.23 | 42 | 999.269 | 0.79
D | 4002 | 2018-10-03 | 1 | OFF | 29.37 | 12.43 | 0.8 | 0.08 | 0.1 | 0 | 0 | -0.01 | -0.12 | -0.08 | 0 |  | 0.33 | 0.3 | 0.23 | 43.43 | 949.711 | 0.98
D | 4002 | 2018-10-03 | 2 | OFF | 29.07 | 12.43 | 0.8 | 0.08 | 0.11 | 0 | 0 | 0.05 | -0.15 | -0.08 | 0 |  | 0.33 | 0.3 | 0.23 | 43.17 | 913.672 | 0.99
D | 4002 | 2018-10-03 | 3 | OFF | 27.06 | 12.43 | 0.8 | 0.08 | 0.11 | 0 | 0 | 0.02 | -0.16 | -0.08 | 0 |  | 0.33 | 0.3 | 0.23 | 41.12 | 895.876 | 0.99
D | 4002 | 2018-10-03 | 4 | OFF | 26.7 | 12.43 | 0.8 | 0.08 | 0.11 | 0 | 0 | -0.02 | -0.19 | -0.08 | 0 |  | 0.33 | 0.3 | 0.23 | 40.69 | 896.553 | 0.99
D | 4002 | 2018-10-03 | 5 | OFF | 25.89 | 12.43 | 0.8 | 0.08 | 0.09 | 0 | 0 | 0.03 | -0.13 | -0.08 | 0 |  | 0.33 | 0.3 | 0.23 | 39.97 | 932.786 | 0.97
D | 4002 | 2018-10-03 | 6 | OFF | 24.69 | 12.43 | 0.8 | 0.08 | 0.1 | 0 | 0 | 0.02 | -0.17 | -0.08 | 0 |  | 0.33 | 0.3 | 0.23 | 38.73 | 1028.911 | 0.98
D | 4002 | 2018-10-03 | 7 | OFF | 8.37 | 12.43 | 0.8 | 0.08 | 0.4 | 0 | 0 | -0.02 | 1.02 | -0.08 | 0 |  | 0.33 | 0.3 | 0.23 | 23.86 | 1199.925 | 1.28
D | 4002 | 2018-10-03 | 8 | ON | 29.66 | 12.43 | 0.8 | 0.08 | 0.2 | 0.3 | 0 | -0.04 | -0.26 | -0.08 | 0 |  | 0.33 | 0.3 | 0.23 | 43.95 | 1285.386 | 1.38
D | 4002 | 2018-10-03 | 9 | ON | 30.63 | 12.43 | 0.8 | 0.08 | 0.1 | 0.29 | 0 | -0.01 | -0.22 | -0.08 | 0 |  | 0.33 | 0.3 | 0.23 | 44.88 | 1308.3 | 1.27
D | 4002 | 2018-10-03 | 10 | ON | 31.31 | 12.43 | 0.8 | 0.08 | 0.09 | 0.29 | 0 | -0.02 | -0.21 | -0.08 | 0 |  | 0.33 | 0.3 | 0.23 | 45.55 | 1330.217 | 1.26
D | 4002 | 2018-10-03 | 11 | ON | 33.97 | 12.43 | 0.8 | 0.08 | 0.1 | 0.29 | 0 | -0.01 | -0.17 | -0.08 | 0 |  | 0.33 | 0.3 | 0.23 | 48.27 | 1347.708 | 1.27
D | 4002 | 2018-10-03 | 12 | ON | 35.16 | 12.43 | 0.8 | 0.08 | 0.13 | 0.28 | 0 | -0.03 | -0.19 | -0.08 | 0 |  | 0.33 | 0.3 | 0.23 | 49.44 | 1349.305 | 1.29
D | 4002 | 2018-10-03 | 13 | ON | 33.76 | 12.43 | 0.8 | 0.08 | 0.11 | 0.29 | 0 | 0.04 | -0.16 | -0.08 | 0 |  | 0.33 | 0.3 | 0.23 | 48.13 | 1335.272 | 1.28
D | 4002 | 2018-10-03 | 14 | ON | 31.8 | 12.43 | 0.8 | 0.08 | 0.1 | 0.29 | 0 | 0.01 | -0.15 | -0.08 | 0 |  | 0.33 | 0.3 | 0.23 | 46.14 | 1340.763 | 1.27
D | 4002 | 2018-10-03 | 15 | ON | 32.76 | 12.43 | 0.8 | 0.08 | 0.09 | 0.29 | 0 | -0.01 | -0.15 | -0.08 | 0 |  | 0.33 | 0.3 | 0.23 | 47.07 | 1327.944 | 1.26
D | 4002 | 2018-10-03 | 16 | ON | 36.14 | 12.43 | 0.8 | 0.08 | 0.13 | 0.28 | 0 | -0.01 | -0.18 | -0.08 | 0 |  | 0.33 | 0.3 | 0.23 | 50.45 | 1319.886 | 1.29
D | 4002 | 2018-10-03 | 17 | ON | 34.63 | 12.43 | 0.8 | 0.08 | 0.1 | 0.28 | 0 | 0 | -0.19 | -0.08 | 0 |  | 0.33 | 0.3 | 0.23 | 48.91 | 1328.876 | 1.26
D | 4002 | 2018-10-03 | 18 | ON | 36.17 | 12.43 | 0.8 | 0.08 | 0.1 | 0.27 | 0 | -0.03 | -0.18 | -0.08 | 0 |  | 0.33 | 0.3 | 0.23 | 50.42 | 1361.402 | 1.25
D | 4002 | 2018-10-03 | 19 | ON | 37.04 | 12.43 | 0.8 | 0.08 | 0.07 | 0.27 | 0 | -0.06 | -0.24 | -0.08 | 0 |  | 0.33 | 0.3 | 0.23 | 51.17 | 1420.817 | 1.22
D | 4002 | 2018-10-03 | 20 | ON | 38.66 | 12.43 | 0.8 | 0.08 | 0.1 | 0.27 | 0 | -0.01 | -0.24 | -0.08 | 0 |  | 0.33 | 0.3 | 0.23 | 52.87 | 1420.095 | 1.25
D | 4002 | 2018-10-03 | 21 | ON | 35.66 | 12.43 | 0.8 | 0.08 | 0.09 | 0.28 | 0 | -0.02 | -0.13 | -0.08 | 0 |  | 0.33 | 0.3 | 0.23 | 49.97 | 1350.137 | 1.25
D | 4002 | 2018-10-03 | 22 | ON | 34.68 | 12.43 | 0.8 | 0.08 | 0.27 | 0.3 | 0 | -0.02 | -0.18 | -0.08 | 0 |  | 0.33 | 0.3 | 0.23 | 49.14 | 1240.716 | 1.45
D | 4002 | 2018-10-03 | 23 | ON | 27.89 | 12.43 | 0.8 | 0.08 | 0.33 | 0.33 | 0 | 0.03 | -0.1 | -0.08 | 0 |  | 0.33 | 0.3 | 0.23 | 42.57 | 1107.07 | 1.54
D | 4002 | 2018-10-03 | 24 | OFF | 26.86 | 12.43 | 0.8 | 0.08 | 0.17 | 0 | 0 | -0.05 | -0.24 | -0.08 | 0 |  | 0.33 | 0.3 | 0.23 | 40.83 | 1003.848 | 1.05
D | 4002 | 2018-10-04 | 1 | OFF | 26 | 12.43 | 0.24 | 0.05 | 0.08 | 0 | 0 | -0.03 | -0.14 | -0.08 | 0 |  | 0.33 | 0.3 | 0.23 | 39.41 | 941.591 | 0.37
D | 4002 | 2018-10-04 | 2 | OFF | 25.81 | 12.43 | 0.24 | 0.05 | 0.07 | 0 | 0 | -0.02 | -0.13 | -0.08 | 0 |  | 0.33 | 0.3 | 0.23 | 39.23 | 904.28 | 0.36
D | 4002 | 2018-10-04 | 3 | OFF | 24.34 | 12.43 | 0.24 | 0.05 | 0.08 | 0 | 0 | 0 | -0.1 | -0.08 | 0 |  | 0.33 | 0.3 | 0.23 | 37.82 | 885.138 | 0.37
D | 4002 | 2018-10-04 | 4 | OFF | 23.95 | 12.43 | 0.24 | 0.05 | 0.11 | 0 | 0 | 0.02 | -0.11 | -0.08 | 0 |  | 0.33 | 0.3 | 0.23 | 37.47 | 885.197 | 0.4
D | 4002 | 2018-10-04 | 5 | OFF | 23.99 | 12.43 | 0.24 | 0.05 | 0.12 | 0 | 0 | 0.05 | -0.12 | -0.08 | 0 |  | 0.33 | 0.3 | 0.23 | 37.54 | 920.443 | 0.41
D | 4002 | 2018-10-04 | 6 | OFF | 23.26 | 12.43 | 0.24 | 0.05 | 0.1 | 0 | 0 | 0.01 | -0.1 | -0.08 | 0 |  | 0.33 | 0.3 | 0.23 | 36.77 | 1027.214 | 0.39
D | 4002 | 2018-10-04 | 7 | OFF | 34.18 | 12.43 | 0.24 | 0.05 | 0.34 | 0 | 0 | 0 | 0.03 | -0.08 | 0 |  | 0.33 | 0.3 | 0.23 | 48.05 | 1197.858 | 0.63
D | 4002 | 2018-10-04 | 8 | ON | 34.17 | 12.43 | 0.24 | 0.05 | 0.19 | 0.35 | 0 | -0.02 | -0.25 | -0.08 | 0 |  | 0.33 | 0.3 | 0.23 | 47.94 | 1288.832 | 0.83
D | 4002 | 2018-10-04 | 9 | ON | 34.11 | 12.43 | 0.24 | 0.05 | 0.07 | 0.34 | 0 | -0.04 | -0.22 | -0.08 | 0 |  | 0.33 | 0.3 | 0.23 | 47.76 | 1320.569 | 0.7
D | 4002 | 2018-10-04 | 10 | ON | 37.08 | 12.43 | 0.24 | 0.05 | 0.11 | 0.33 | 0 | -0.02 | -0.21 | -0.08 | 0 |  | 0.33 | 0.3 | 0.23 | 50.79 | 1341.846 | 0.73
D | 4002 | 2018-10-04 | 11 | ON | 41.6 | 12.43 | 0.24 | 0.05 | 0.14 | 0.33 | 0 | -0.02 | -0.2 | -0.08 | 0 |  | 0.33 | 0.3 | 0.23 | 55.35 | 1364.399 | 0.76
D | 4002 | 2018-10-04 | 12 | ON | 37.78 | 12.43 | 0.24 | 0.05 | 0.11 | 0.32 | 0 | 0 | -0.2 | -0.08 | 0 |  | 0.33 | 0.3 | 0.23 | 51.51 | 1378.61 | 0.72
D | 4002 | 2018-10-04 | 13 | ON | 32.25 | 12.43 | 0.24 | 0.05 | 0.08 | 0.32 | 0 | -0.01 | -0.19 | -0.08 | 0 |  | 0.33 | 0.3 | 0.23 | 45.95 | 1379.893 | 0.69
D | 4002 | 2018-10-04 | 14 | ON | 35.61 | 12.43 | 0.24 | 0.05 | 0.17 | 0.32 | 0 | 0.01 | -0.22 | -0.08 | 0 |  | 0.33 | 0.3 | 0.23 | 49.39 | 1391.018 | 0.78
D | 4002 | 2018-10-04 | 15 | ON | 39.99 | 12.43 | 0.24 | 0.05 | 0.15 | 0.35 | 0 | -0.05 | -0.22 | -0.08 | 0 |  | 0.33 | 0.3 | 0.23 | 53.72 | 1397.76 | 0.79
D | 4002 | 2018-10-04 | 16 | ON | 40.99 | 12.43 | 0.24 | 0.05 | 0.14 | 0.38 | 0 | -0.03 | -0.22 | -0.08 | 0 |  | 0.33 | 0.3 | 0.23 | 54.76 | 1397.012 | 0.81
D | 4002 | 2018-10-04 | 17 | ON | 36.4 | 12.43 | 0.24 | 0.05 | 0.17 | 0.38 | 0 | -0.02 | -0.28 | -0.08 | 0 |  | 0.33 | 0.3 | 0.23 | 50.15 | 1400.415 | 0.84
D | 4002 | 2018-10-04 | 18 | ON | 38.69 | 12.43 | 0.24 | 0.05 | 0.17 | 0.37 | 0 | 0 | -0.28 | -0.08 | 0 |  | 0.33 | 0.3 | 0.23 | 52.45 | 1425.534 | 0.83
D | 4002 | 2018-10-04 | 19 | ON | 46.89 | 12.43 | 0.24 | 0.05 | 0.24 | 0.36 | 0 | -0.03 | -0.31 | -0.08 | 0 |  | 0.33 | 0.3 | 0.23 | 60.65 | 1480.489 | 0.89
D | 4002 | 2018-10-04 | 20 | ON | 55.08 | 12.43 | 0.24 | 0.05 | 0.37 | 0.36 | 0 | 0.03 | -0.38 | -0.08 | 0 |  | 0.33 | 0.3 | 0.23 | 68.96 | 1485.09 | 1.02
D | 4002 | 2018-10-04 | 21 | ON | 54.87 | 12.43 | 0.24 | 0.05 | 0.21 | 0.38 | 0 | -0.02 | -0.27 | -0.08 | 0 |  | 0.33 | 0.3 | 0.23 | 68.67 | 1413.69 | 0.88
D | 4002 | 2018-10-04 | 22 | ON | 42.67 | 12.43 | 0.24 | 0.05 | 0.87 | 0.4 | 0.1 | 0.05 | -0.23 | -0.08 | 0 |  | 0.33 | 0.3 | 0.23 | 57.36 | 1298.06 | 1.66
D | 4002 | 2018-10-04 | 23 | ON | 40.95 | 12.43 | 0.24 | 0.05 | 1.33 | 0.44 | 0 | 0.03 | -0.29 | -0.08 | 0 |  | 0.33 | 0.3 | 0.23 | 55.96 | 1171.327 | 2.06
D | 4002 | 2018-10-04 | 24 | OFF | 35.92 | 12.43 | 0.24 | 0.05 | 0.89 | 0 | 0 | 0.01 | -0.21 | -0.08 | 0 |  | 0.33 | 0.3 | 0.23 | 50.11 | 1060.661 | 1.18
D | 4002 | 2018-10-05 | 1 | OFF | 33.41 | 12.43 | 0.26 | 0.12 | 0.22 | 0 | 0 | 0.03 | -0.28 | -0.08 | 0 |  | 0.33 | 0.3 | 0.23 | 46.97 | 982.122 | 0.6
D | 4002 | 2018-10-05 | 2 | OFF | 28.99 | 12.43 | 0.26 | 0.12 | 0.09 | 0 | 0 | -0.01 | -0.22 | -0.08 | 0 |  | 0.33 | 0.3 | 0.23 | 42.44 | 932.895 | 0.47
D | 4002 | 2018-10-05 | 3 | OFF | 26.81 | 12.43 | 0.26 | 0.12 | 0.1 | 0 | 0 | 0.02 | -0.19 | -0.08 | 0 |  | 0.33 | 0.3 | 0.23 | 40.33 | 903.99 | 0.48
D | 4002 | 2018-10-05 | 4 | OFF | 26.33 | 12.43 | 0.26 | 0.12 | 0.11 | 0 | 0 | 0 | -0.19 | -0.08 | 0 |  | 0.33 | 0.3 | 0.23 | 39.84 | 896.091 | 0.49
D | 4002 | 2018-10-05 | 5 | OFF | 28.16 | 12.43 | 0.26 | 0.12 | 0.11 | 0 | 0 | 0 | -0.16 | -0.08 | 0 |  | 0.33 | 0.3 | 0.23 | 41.7 | 920.666 | 0.49
D | 4002 | 2018-10-05 | 6 | OFF | 36.59 | 12.43 | 0.26 | 0.12 | 0.17 | 0 | 0 | 0.06 | -0.02 | -0.08 | 0 |  | 0.33 | 0.3 | 0.23 | 50.39 | 1005.496 | 0.55
D | 4002 | 2018-10-05 | 7 | OFF | 44.85 | 12.43 | 0.26 | 0.12 | 0.59 | 0 | 0 | 0.07 | -0.35 | -0.08 | 0 |  | 0.33 | 0.3 | 0.23 | 58.75 | 1151.901 | 0.97
D | 4002 | 2018-10-05 | 8 | ON | 42.22 | 12.43 | 0.26 | 0.12 | 0.39 | 0.39 | 0 | -0.04 | -0.35 | -0.08 | 0 |  | 0.33 | 0.3 | 0.23 | 56.2 | 1235.696 | 1.16
D | 4002 | 2018-10-05 | 9 | ON | 43.66 | 12.43 | 0.26 | 0.12 | 0.16 | 0.39 | 0.01 | -0.02 | -0.32 | -0.08 | 0 |  | 0.33 | 0.3 | 0.23 | 57.47 | 1269.203 | 0.94
D | 4002 | 2018-10-05 | 10 | ON | 37.16 | 12.43 | 0.26 | 0.12 | 0.15 | 0.39 | 0.01 | 0.01 | -0.28 | -0.08 | 0 |  | 0.33 | 0.3 | 0.23 | 51.03 | 1280.133 | 0.93
D | 4002 | 2018-10-05 | 11 | ON | 33.75 | 12.43 | 0.26 | 0.12 | 0.12 | 0.4 | 0 | 0.03 | -0.26 | -0.08 | 0 |  | 0.33 | 0.3 | 0.23 | 47.63 | 1285.417 | 0.9
D | 4002 | 2018-10-05 | 12 | ON | 33.17 | 12.43 | 0.26 | 0.12 | 0.08 | 0.4 | 0 | 0 | -0.27 | -0.08 | 0 |  | 0.33 | 0.3 | 0.23 | 46.97 | 1281.869 | 0.86
D | 4002 | 2018-10-05 | 13 | ON | 42.62 | 12.43 | 0.26 | 0.12 | 0.15 | 0.4 | 0 | -0.16 | -0.26 | -0.08 | 0 |  | 0.33 | 0.3 | 0.23 | 56.34 | 1269.514 | 0.93
D | 4002 | 2018-10-05 | 14 | ON | 44.75 | 12.43 | 0.26 | 0.12 | 0.14 | 0.4 | 0 | -0.02 | -0.32 | -0.08 | 0 |  | 0.33 | 0.3 | 0.23 | 58.54 | 1268.823 | 0.92
D | 4002 | 2018-10-05 | 15 | ON | 47.49 | 12.43 | 0.26 | 0.12 | 0.14 | 0.4 | 0.19 | -0.04 | -0.28 | -0.08 | 0 |  | 0.33 | 0.3 | 0.23 | 61.49 | 1264.579 | 1.11
D | 4002 | 2018-10-05 | 16 | ON | 53.02 | 12.43 | 0.26 | 0.12 | 0.19 | 0.39 | 0.34 | -0.1 | -0.32 | -0.08 | 0 |  | 0.33 | 0.3 | 0.23 | 67.11 | 1261.623 | 1.3
D | 4002 | 2018-10-05 | 17 | ON | 54.26 | 12.43 | 0.26 | 0.12 | 0.32 | 0.38 | 0 | -0.07 | -0.2 | -0.08 | 0 |  | 0.33 | 0.3 | 0.23 | 68.28 | 1273.737 | 1.08
D | 4002 | 2018-10-05 | 18 | ON | 61.49 | 12.43 | 0.26 | 0.12 | 0.55 | 0.38 | 0 | 0 | -0.35 | -0.08 | 0 |  | 0.33 | 0.3 | 0.23 | 75.66 | 1290.843 | 1.31
D | 4002 | 2018-10-05 | 19 | ON | 79.16 | 12.43 | 0.26 | 0.12 | 0.72 | 0.36 | 0.1 | 0 | -0.5 | -0.08 | 0 |  | 0.33 | 0.3 | 0.23 | 93.43 | 1335.603 | 1.56
D | 4002 | 2018-10-05 | 20 | ON | 77.58 | 12.43 | 0.26 | 0.12 | 0.78 | 0.36 | 0 | -0.05 | -0.49 | -0.08 | 0 |  | 0.33 | 0.3 | 0.23 | 91.77 | 1335.489 | 1.52
D | 4002 | 2018-10-05 | 21 | ON | 76.13 | 12.43 | 0.26 | 0.12 | 0.33 | 0.38 | 0.43 | -0.02 | -0.54 | -0.08 | 0 |  | 0.33 | 0.3 | 0.23 | 90.3 | 1280.342 | 1.52
D | 4002 | 2018-10-05 | 22 | ON | 80.45 | 12.43 | 0.26 | 0.12 | 1.19 | 0.4 | 0.57 | 0.02 | -0.36 | -0.08 | 0 |  | 0.33 | 0.3 | 0.23 | 95.86 | 1198.48 | 2.54
D | 4002 | 2018-10-05 | 23 | ON | 81.46 | 12.43 | 0.26 | 0.12 | 1.51 | 0.42 | 0 | -0.02 | -0.31 | -0.08 | 0 |  | 0.33 | 0.3 | 0.23 | 96.65 | 1097.935 | 2.31
D | 4002 | 2018-10-05 | 24 | OFF | 44.09 | 12.43 | 0.26 | 0.12 | 0.74 | 0 | 0.04 | -0.04 | -0.05 | -0.08 | 0 |  | 0.33 | 0.3 | 0.23 | 58.37 | 992.109 | 1.16
D | 4002 | 2018-10-06 | 1 | OFF | 45.36 | 12.43 | 0.8 | 0.14 | 0.4 | 0 | 0.62 | -0.05 | -0.29 | -0.08 | 0 |  | 0.33 | 0.3 | 0.23 | 60.19 | 920.928 | 1.96
D | 4002 | 2018-10-06 | 2 | OFF | 38.87 | 12.43 | 0.8 | 0.14 | 0.42 | 0 | 0.28 | 0 | -0.13 | -0.08 | 0 |  | 0.33 | 0.3 | 0.23 | 53.59 | 877.392 | 1.64
D | 4002 | 2018-10-06 | 3 | OFF | 33.8 | 12.43 | 0.8 | 0.14 | 0.27 | 0 | 0 | -0.05 | -0.18 | -0.08 | 0 |  | 0.33 | 0.3 | 0.23 | 47.99 | 856.455 | 1.21
D | 4002 | 2018-10-06 | 4 | OFF | 35.66 | 12.43 | 0.8 | 0.14 | 0.28 | 0 | 0 | -0.05 | -0.21 | -0.08 | 0 |  | 0.33 | 0.3 | 0.23 | 49.83 | 847.995 | 1.22
D | 4002 | 2018-10-06 | 5 | OFF | 31.25 | 12.43 | 0.8 | 0.14 | 0.24 | 0 | 0 | -0.04 | -0.16 | -0.08 | 0 |  | 0.33 | 0.3 | 0.23 | 45.44 | 859.248 | 1.18
D | 4002 | 2018-10-06 | 6 | OFF | 43.79 | 12.43 | 0.8 | 0.14 | 0.32 | 0 | 0 | -0.01 | -0.12 | -0.08 | 0 |  | 0.33 | 0.3 | 0.23 | 58.13 | 902.194 | 1.26
D | 4002 | 2018-10-06 | 7 | OFF | 81.45 | 12.43 | 0.8 | 0.14 | 1.52 | 0 | 0.06 | -0.01 | 0.01 | -0.08 | 0 |  | 0.33 | 0.3 | 0.23 | 97.18 | 978.091 | 2.52
D | 4002 | 2018-10-06 | 8 | OFF | 49.92 | 12.43 | 0.8 | 0.14 | 0.65 | 0 | 0.56 | -0.03 | -0.21 | -0.08 | 0 |  | 0.33 | 0.3 | 0.23 | 65.04 | 1064.614 | 2.15
D | 4002 | 2018-10-06 | 9 | OFF | 59.59 | 12.43 | 0.8 | 0.14 | 0.58 | 0 | 0.23 | -0.05 | -0.2 | -0.08 | 0 |  | 0.33 | 0.3 | 0.23 | 74.3 | 1156.322 | 1.75
D | 4002 | 2018-10-06 | 10 | OFF | 66.47 | 12.43 | 0.8 | 0.14 | 0.46 | 0 | 0.06 | -0.04 | -0.33 | -0.08 | 0 |  | 0.33 | 0.3 | 0.23 | 80.77 | 1201.605 | 1.46
D | 4002 | 2018-10-06 | 11 | OFF | 74.98 | 12.43 | 0.8 | 0.14 | 0.58 | 0 | 0.62 | 0.02 | -0.26 | -0.08 | 0 |  | 0.33 | 0.3 | 0.23 | 90.09 | 1210.297 | 2.14
D | 4002 | 2018-10-06 | 12 | OFF | 58.12 | 12.43 | 0.8 | 0.14 | 0.69 | 0 | 0.92 | 0.01 | -0.19 | -0.08 | 0 |  | 0.33 | 0.3 | 0.23 | 73.7 | 1200.262 | 2.55
D | 4002 | 2018-10-06 | 13 | OFF | 45.38 | 12.43 | 0.8 | 0.14 | 0.35 | 0 | 1.07 | 0 | -0.25 | -0.08 | 0 |  | 0.33 | 0.3 | 0.23 | 60.7 | 1184.581 | 2.36
D | 4002 | 2018-10-06 | 14 | OFF | 44.14 | 12.43 | 0.8 | 0.14 | 0.2 | 0 | 0.83 | -0.05 | -0.17 | -0.08 | 0 |  | 0.33 | 0.3 | 0.23 | 59.1 | 1174.088 | 1.97
D | 4002 | 2018-10-06 | 15 | OFF | 45.33 | 12.43 | 0.8 | 0.14 | 0.28 | 0 | 0.16 | -0.03 | -0.19 | -0.08 | 0 |  | 0.33 | 0.3 | 0.23 | 59.7 | 1160.791 | 1.38
D | 4002 | 2018-10-06 | 16 | OFF | 48.92 | 12.43 | 0.8 | 0.14 | 0.38 | 0 | 0.22 | -0.02 | -0.18 | -0.08 | 0 |  | 0.33 | 0.3 | 0.23 | 63.47 | 1160.687 | 1.54
D | 4002 | 2018-10-06 | 17 | OFF | 54.04 | 12.43 | 0.8 | 0.14 | 0.45 | 0 | 0.52 | 0.03 | -0.16 | -0.08 | 0 |  | 0.33 | 0.3 | 0.23 | 69.03 | 1187.829 | 1.91
D | 4002 | 2018-10-06 | 18 | OFF | 59.69 | 12.43 | 0.8 | 0.14 | 0.45 | 0 | 0.61 | 0.02 | -0.42 | -0.08 | 0 |  | 0.33 | 0.3 | 0.23 | 74.5 | 1241.298 | 2
D | 4002 | 2018-10-06 | 19 | OFF | 57.48 | 12.43 | 0.8 | 0.14 | 0.37 | 0 | 0.47 | -0.31 | 0.03 | -0.08 | 0 |  | 0.33 | 0.3 | 0.23 | 72.19 | 1289.843 | 1.78
D | 4002 | 2018-10-06 | 20 | OFF | 55.92 | 12.43 | 0.8 | 0.14 | 0.36 | 0 | 0.17 | 0.1 | -0.08 | -0.08 | 0 |  | 0.33 | 0.3 | 0.23 | 70.62 | 1276.001 | 1.47
D | 4002 | 2018-10-06 | 21 | OFF | 46.43 | 12.43 | 0.8 | 0.14 | 0.32 | 0 | 0.19 | 0.06 | -0.22 | -0.08 | 0 |  | 0.33 | 0.3 | 0.23 | 60.93 | 1222.156 | 1.45
D | 4002 | 2018-10-06 | 22 | OFF | 40.02 | 12.43 | 0.8 | 0.14 | 0.35 | 0 | 0.68 | -0.02 | -0.13 | -0.08 | 0 |  | 0.33 | 0.3 | 0.23 | 55.05 | 1143.658 | 1.97
D | 4002 | 2018-10-06 | 23 | OFF | 26.88 | 12.43 | 0.8 | 0.14 | 0.24 | 0 | 0.01 | -0.02 | -0.05 | -0.08 | 0 |  | 0.33 | 0.3 | 0.23 | 41.21 | 1053.946 | 1.19
D | 4002 | 2018-10-06 | 24 | OFF | 25.71 | 12.43 | 0.8 | 0.14 | 0.23 | 0 | 0 | -0.08 | -0.14 | -0.08 | 0 |  | 0.33 | 0.3 | 0.23 | 39.87 | 965.497 | 1.17
D | 4002 | 2018-10-07 | 1 | OFF | 28.71 | 12.43 | 0.51 | 0.17 | 0.11 | 0 | 0 | -0.13 | -0.1 | -0.08 | 0 |  | 0.33 | 0.3 | 0.23 | 42.48 | 897.075 | 0.79
D | 4002 | 2018-10-07 | 2 | OFF | 30.59 | 12.43 | 0.51 | 0.17 | 0.12 | 0 | 0 | -0.2 | -0.1 | -0.08 | 0 |  | 0.33 | 0.3 | 0.23 | 44.3 | 857.041 | 0.8
D | 4002 | 2018-10-07 | 3 | OFF | 36.15 | 12.43 | 0.51 | 0.17 | 0.18 | 0 | 0 | -0.14 | -0.13 | -0.08 | 0 |  | 0.33 | 0.3 | 0.23 | 49.95 | 839.24 | 0.86
D | 4002 | 2018-10-07 | 4 | OFF | 29.61 | 12.43 | 0.51 | 0.17 | 0.2 | 0 | 0 | -0.09 | -0.07 | -0.08 | 0 |  | 0.33 | 0.3 | 0.23 | 43.54 | 830.583 | 0.88
D | 4002 | 2018-10-07 | 5 | OFF | 25.14 | 12.43 | 0.51 | 0.17 | 0.16 | 0 | 0 | -0.08 | -0.06 | -0.08 | 0 |  | 0.33 | 0.3 | 0.23 | 39.05 | 836.912 | 0.84
D | 4002 | 2018-10-07 | 6 | OFF | 27.86 | 12.43 | 0.51 | 0.17 | 0.12 | 0 | 0 | -0.02 | -0.06 | -0.08 | 0 |  | 0.33 | 0.3 | 0.23 | 41.79 | 863.353 | 0.8
D | 4002 | 2018-10-07 | 7 | OFF | 24.74 | 12.43 | 0.51 | 0.17 | 0.15 | 0 | 0 | -0.04 | -0.09 | -0.08 | 0 |  | 0.33 | 0.3 | 0.23 | 38.65 | 920.127 | 0.83
D | 4002 | 2018-10-07 | 8 | OFF | 25.32 | 12.43 | 0.51 | 0.17 | 0.41 | 0 | 0 | -0.04 | -0.05 | -0.08 | 0 |  | 0.33 | 0.3 | 0.23 | 39.53 | 996.231 | 1.09
D | 4002 | 2018-10-07 | 9 | OFF | 27.36 | 12.43 | 0.51 | 0.17 | 0.16 | 0 | 0 | -0.01 | -0.11 | -0.08 | 0 |  | 0.33 | 0.3 | 0.23 | 41.29 | 1098.472 | 0.84
D | 4002 | 2018-10-07 | 10 | OFF | 27.19 | 12.43 | 0.51 | 0.17 | 0.07 | 0 | 0 | 0 | -0.16 | -0.08 | 0 |  | 0.33 | 0.3 | 0.23 | 40.99 | 1171.98 | 0.75
D | 4002 | 2018-10-07 | 11 | OFF | 25.97 | 12.43 | 0.51 | 0.17 | 0.11 | 0 | 0 | -0.03 | -0.13 | -0.08 | 0 |  | 0.33 | 0.3 | 0.23 | 39.81 | 1208.024 | 0.79
D | 4002 | 2018-10-07 | 12 | OFF | 28.88 | 12.43 | 0.51 | 0.17 | 0.27 | 0 | 0 | -0.03 | -0.15 | -0.08 | 0 |  | 0.33 | 0.3 | 0.23 | 42.86 | 1227.836 | 0.95
D | 4002 | 2018-10-07 | 13 | OFF | 37.97 | 12.43 | 0.51 | 0.17 | 0.26 | 0 | 0 | -0.02 | -0.14 | -0.08 | 0 |  | 0.33 | 0.3 | 0.23 | 51.96 | 1234.352 | 0.94
D | 4002 | 2018-10-07 | 14 | OFF | 40.05 | 12.43 | 0.51 | 0.17 | 0.26 | 0 | 0 | -0.03 | -0.15 | -0.08 | 0 |  | 0.33 | 0.3 | 0.23 | 54.02 | 1235.298 | 0.94
D | 4002 | 2018-10-07 | 15 | OFF | 41.57 | 12.43 | 0.51 | 0.17 | 0.23 | 0 | 0.1 | -0.06 | -0.09 | -0.08 | 0 |  | 0.33 | 0.3 | 0.23 | 55.64 | 1231.933 | 1.01
D | 4002 | 2018-10-07 | 16 | OFF | 53.2 | 12.43 | 0.51 | 0.17 | 0.17 | 0 | 0.49 | -0.08 | -0.04 | -0.08 | 0 |  | 0.33 | 0.3 | 0.23 | 67.63 | 1243.713 | 1.34
D | 4002 | 2018-10-07 | 17 | OFF | 57.77 | 12.43 | 0.51 | 0.17 | 0.23 | 0 | 0.39 | -0.08 | 0.06 | -0.08 | 0 |  | 0.33 | 0.3 | 0.23 | 72.26 | 1275.396 | 1.3
D | 4002 | 2018-10-07 | 18 | OFF | 58.01 | 12.43 | 0.51 | 0.17 | 0.53 | 0 | 0.19 | 0.02 | -0.15 | -0.08 | 0 |  | 0.33 | 0.3 | 0.23 | 72.49 | 1312.385 | 1.4
D | 4002 | 2018-10-07 | 19 | OFF | 59.5 | 12.43 | 0.51 | 0.17 | 0.45 | 0 | 0.69 | -0.07 | -0.16 | -0.08 | 0 |  | 0.33 | 0.3 | 0.23 | 74.3 | 1334.68 | 1.82
D | 4002 | 2018-10-07 | 20 | OFF | 44.73 | 12.43 | 0.51 | 0.17 | 0.36 | 0 | 0.25 | -0.02 | -0.12 | -0.08 | 0 |  | 0.33 | 0.3 | 0.23 | 59.09 | 1301.543 | 1.29
D | 4002 | 2018-10-07 | 21 | OFF | 37.17 | 12.43 | 0.51 | 0.17 | 0.2 | 0 | 0 | 0.02 | 0.02 | -0.08 | 0 |  | 0.33 | 0.3 | 0.23 | 51.3 | 1232.349 | 0.88
D | 4002 | 2018-10-07 | 22 | OFF | 34.74 | 12.43 | 0.51 | 0.17 | 0.48 | 0 | 0 | -0.03 | -0.06 | -0.08 | 0 |  | 0.33 | 0.3 | 0.23 | 49.02 | 1142.134 | 1.16
D | 4002 | 2018-10-07 | 23 | OFF | 20.52 | 12.43 | 0.51 | 0.17 | 0.58 | 0 | 0 | 0.01 | -0.07 | -0.08 | 0 |  | 0.33 | 0.3 | 0.23 | 34.93 | 1038.575 | 1.26
D | 4002 | 2018-10-07 | 24 | OFF | 13.42 | 12.43 | 0.51 | 0.17 | 0.19 | 0 | 0 | -0.02 | 0.03 | -0.08 | 0 |  | 0.33 | 0.3 | 0.23 | 27.51 | 953.44 | 0.87
D | 4002 | 2018-10-08 | 1 | OFF | 21.33 | 12.43 | 0.23 | 0.04 | 0.12 | 0 | 0 | -0.05 | -0.13 | -0.08 | 0 |  | 0.33 | 0.3 | 0.23 | 34.75 | 893.052 | 0.39
D | 4002 | 2018-10-08 | 2 | OFF | 22 | 12.43 | 0.23 | 0.04 | 0.12 | 0 | 0 | -0.01 | -0.06 | -0.08 | 0 |  | 0.33 | 0.3 | 0.23 | 35.53 | 860.478 | 0.39
D | 4002 | 2018-10-08 | 3 | OFF | 21.04 | 12.43 | 0.23 | 0.04 | 0.09 | 0 | 0 | -0.02 | -0.09 | -0.08 | 0 |  | 0.33 | 0.3 | 0.23 | 34.5 | 842.769 | 0.36
D | 4002 | 2018-10-08 | 4 | OFF | 21.02 | 12.43 | 0.23 | 0.04 | 0.09 | 0 | 0 | -0.02 | -0.1 | -0.08 | 0 |  | 0.33 | 0.3 | 0.23 | 34.47 | 844.545 | 0.36
D | 4002 | 2018-10-08 | 5 | OFF | 22.9 | 12.43 | 0.23 | 0.04 | 0.11 | 0 | 0 | -0.02 | -0.08 | -0.08 | 0 |  | 0.33 | 0.3 | 0.23 | 36.39 | 871.055 | 0.38
D | 4002 | 2018-10-08 | 6 | OFF | 25.46 | 12.43 | 0.23 | 0.04 | 0.12 | 0 | 0 | -0.03 | -0.04 | -0.08 | 0 |  | 0.33 | 0.3 | 0.23 | 38.99 | 944.759 | 0.39
D | 4002 | 2018-10-08 | 7 | OFF | 25.17 | 12.43 | 0.23 | 0.04 | 0.25 | 0 | 0 | 0.03 | -0.06 | -0.08 | 0 |  | 0.33 | 0.3 | 0.23 | 38.87 | 1067.99 | 0.52
D | 4002 | 2018-10-08 | 8 | ON | 27.24 | 12.43 | 0.23 | 0.04 | 0.22 | 0.44 | 0 | -0.05 | -0.08 | -0.08 | 0 |  | 0.33 | 0.3 | 0.23 | 41.25 | 1175.964 | 0.93
D | 4002 | 2018-10-08 | 9 | ON | 25.68 | 12.43 | 0.23 | 0.04 | 0.07 | 0.42 | 0 | -0.01 | -0.1 | -0.08 | 0 |  | 0.33 | 0.3 | 0.23 | 39.54 | 1260.948 | 0.76
D | 4002 | 2018-10-08 | 10 | ON | 32.2 | 12.43 | 0.23 | 0.04 | 0.1 | 0.4 | 0.06 | -0.03 | -0.08 | -0.08 | 0 |  | 0.33 | 0.3 | 0.23 | 46.13 | 1319.657 | 0.83
D | 4002 | 2018-10-08 | 11 | ON | 43.55 | 12.43 | 0.23 | 0.04 | 0.23 | 0.39 | 0.01 | 0.01 | -0.11 | -0.08 | 0 |  | 0.33 | 0.3 | 0.23 | 57.56 | 1350.967 | 0.9
D | 4002 | 2018-10-08 | 12 | ON | 37.57 | 12.43 | 0.23 | 0.04 | 0.16 | 0.39 | 0 | -0.02 | -0.11 | -0.08 | 0 |  | 0.33 | 0.3 | 0.23 | 51.47 | 1363.744 | 0.82
D | 4002 | 2018-10-08 | 13 | ON | 33.87 | 12.43 | 0.23 | 0.04 | 0.15 | 0.39 | 0 | 0 | -0.08 | -0.08 | 0 |  | 0.33 | 0.3 | 0.23 | 47.81 | 1361.25 | 0.81
D | 4002 | 2018-10-08 | 14 | ON | 34.28 | 12.43 | 0.23 | 0.04 | 0.14 | 0.39 | 0 | -0.03 | -0.11 | -0.08 | 0 |  | 0.33 | 0.3 | 0.23 | 48.15 | 1358.407 | 0.8
D | 4002 | 2018-10-08 | 15 | ON | 34.66 | 12.43 | 0.23 | 0.04 | 0.25 | 0.39 | 0 | -0.02 | -0.1 | -0.08 | 0 |  | 0.33 | 0.3 | 0.23 | 48.66 | 1348.362 | 0.91
D | 4002 | 2018-10-08 | 16 | ON | 33.61 | 12.43 | 0.23 | 0.04 | 0.17 | 0.39 | 0 | 0 | -0.1 | -0.08 | 0 |  | 0.33 | 0.3 | 0.23 | 47.55 | 1343.868 | 0.83
D | 4002 | 2018-10-08 | 17 | ON | 36.65 | 12.43 | 0.23 | 0.04 | 0.12 | 0.39 | 0 | -0.04 | -0.1 | -0.08 | 0 |  | 0.33 | 0.3 | 0.23 | 50.5 | 1361.562 | 0.78
D | 4002 | 2018-10-08 | 18 | ON | 42.23 | 12.43 | 0.23 | 0.04 | 0.21 | 0.38 | 0 | -0.03 | -0.12 | -0.08 | 0 |  | 0.33 | 0.3 | 0.23 | 56.15 | 1406.345 | 0.86
D | 4002 | 2018-10-08 | 19 | ON | 36.46 | 12.43 | 0.23 | 0.04 | 0.13 | 0.37 | 0 | 0.05 | -0.19 | -0.08 | 0 |  | 0.33 | 0.3 | 0.23 | 50.3 | 1441.773 | 0.77
D | 4002 | 2018-10-08 | 20 | ON | 29.22 | 12.43 | 0.23 | 0.04 | 0.14 | 0.37 | 0 | -0.02 | -0.13 | -0.08 | 0 |  | 0.33 | 0.3 | 0.23 | 43.06 | 1409.517 | 0.78
D | 4002 | 2018-10-08 | 21 | ON | 26.97 | 12.43 | 0.23 | 0.04 | 0.14 | 0.39 | 0 | -0.01 | -0.08 | -0.08 | 0 |  | 0.33 | 0.3 | 0.23 | 40.89 | 1330.039 | 0.8
D | 4002 | 2018-10-08 | 22 | ON | 25.73 | 12.43 | 0.23 | 0.04 | 0.14 | 0.42 | 0 | -0.02 | -0.11 | -0.08 | 0 |  | 0.33 | 0.3 | 0.23 | 39.64 | 1211.756 | 0.83
D | 4002 | 2018-10-08 | 23 | ON | 22.04 | 12.43 | 0.23 | 0.04 | 0.15 | 0.46 | 0 | 0 | 0 | -0.08 | 0 |  | 0.33 | 0.3 | 0.23 | 36.13 | 1086.445 | 0.88
D | 4002 | 2018-10-08 | 24 | OFF | 22.19 | 12.43 | 0.23 | 0.04 | 0.15 | 0 | 0 | 0 | -0.02 | -0.08 | 0 |  | 0.33 | 0.3 | 0.23 | 35.8 | 984.184 | 0.42
D | 4002 | 2018-10-09 | 1 | OFF | 19.19 | 12.43 | 0.16 | 0.01 | 0.18 | 0 | 0 | -0.01 | -0.06 | -0.08 | 0 |  | 0.33 | 0.3 | 0.23 | 32.68 | 924.059 | 0.35
D | 4002 | 2018-10-09 | 2 | OFF | 21.3 | 12.43 | 0.16 | 0.01 | 0.1 | 0 | 0 | -0.01 | -0.05 | -0.08 | 0 |  | 0.33 | 0.3 | 0.23 | 34.72 | 886.61 | 0.27
D | 4002 | 2018-10-09 | 3 | OFF | 20.62 | 12.43 | 0.16 | 0.01 | 0.08 | 0 | 0 | -0.02 | -0.01 | -0.08 | 0 |  | 0.33 | 0.3 | 0.23 | 34.05 | 872.326 | 0.25
D | 4002 | 2018-10-09 | 4 | OFF | 20.23 | 12.43 | 0.16 | 0.01 | 0.09 | 0 | 0 | -0.01 | -0.02 | -0.08 | 0 |  | 0.33 | 0.3 | 0.23 | 33.67 | 875.037 | 0.26
D | 4002 | 2018-10-09 | 5 | OFF | 21.14 | 12.43 | 0.16 | 0.01 | 0.09 | 0 | 0 | -0.01 | -0.04 | -0.08 | 0 |  | 0.33 | 0.3 | 0.23 | 34.56 | 912.497 | 0.26
D | 4002 | 2018-10-09 | 6 | OFF | 21.1 | 12.43 | 0.16 | 0.01 | 0.08 | 0 | 0 | -0.02 | -0.08 | -0.08 | 0 |  | 0.33 | 0.3 | 0.23 | 34.46 | 1019.752 | 0.25
D | 4002 | 2018-10-09 | 7 | OFF | 24.9 | 12.43 | 0.16 | 0.01 | 0.19 | 0 | 0 | -0.04 | -0.09 | -0.08 | 0 |  | 0.33 | 0.3 | 0.23 | 38.34 | 1199.421 | 0.36
D | 4002 | 2018-10-09 | 8 | ON | 29.74 | 12.43 | 0.16 | 0.01 | 0.16 | 0.39 | 0 | -0.02 | -0.19 | -0.08 | 0 |  | 0.33 | 0.3 | 0.23 | 43.46 | 1296.467 | 0.72
D | 4002 | 2018-10-09 | 9 | ON | 30.37 | 12.43 | 0.16 | 0.01 | 0.08 | 0.38 | 0 | -0.03 | -0.15 | -0.08 | 0 |  | 0.33 | 0.3 | 0.23 | 44.03 | 1325.9 | 0.63
D | 4002 | 2018-10-09 | 10 | ON | 33.2 | 12.43 | 0.16 | 0.01 | 0.18 | 0.37 | 0 | -0.03 | -0.16 | -0.08 | 0 |  | 0.33 | 0.3 | 0.23 | 46.94 | 1344.564 | 0.72
D | 4002 | 2018-10-09 | 11 | ON | 29.12 | 12.43 | 0.16 | 0.01 | 0.17 | 0.37 | 0 | -0.03 | -0.17 | -0.08 | 0 |  | 0.33 | 0.3 | 0.23 | 42.84 | 1359.799 | 0.71
D | 4002 | 2018-10-09 | 12 | ON | 28.65 | 12.43 | 0.16 | 0.01 | 0.07 | 0.37 | 0 | -0.03 | -0.19 | -0.08 | 0 |  | 0.33 | 0.3 | 0.23 | 42.25 | 1382.899 | 0.61
D | 4002 | 2018-10-09 | 13 | ON | 32.21 | 12.43 | 0.16 | 0.01 | 0.09 | 0.36 | 0 | -0.07 | -0.18 | -0.08 | 0 |  | 0.33 | 0.3 | 0.23 | 45.79 | 1399.47 | 0.62
D | 4002 | 2018-10-09 | 14 | ON | 40.95 | 12.43 | 0.16 | 0.01 | 0.13 | 0.36 | 0 | -0.09 | -0.2 | -0.08 | 0 |  | 0.33 | 0.3 | 0.23 | 54.53 | 1420.466 | 0.66
D | 4002 | 2018-10-09 | 15 | ON | 38.69 | 12.43 | 0.16 | 0.01 | 0.17 | 0.35 | 0 | 0 | -0.23 | -0.08 | 0 |  | 0.33 | 0.3 | 0.23 | 52.36 | 1427.985 | 0.69
D | 4002 | 2018-10-09 | 16 | ON | 33.09 | 12.43 | 0.16 | 0.01 | 0.11 | 0.35 | 0 | -0.09 | -0.19 | -0.08 | 0 |  | 0.33 | 0.3 | 0.23 | 46.65 | 1438.044 | 0.63
D | 4002 | 2018-10-09 | 17 | ON | 42.82 | 12.43 | 0.16 | 0.01 | 0.14 | 0.33 | 0 | -0.08 | -0.24 | -0.08 | 0 |  | 0.33 | 0.3 | 0.23 | 56.35 | 1452.876 | 0.64
D | 4002 | 2018-10-09 | 18 | ON | 48.27 | 12.43 | 0.16 | 0.01 | 0.23 | 0.33 | 0 | -0.14 | -0.17 | -0.08 | 0 |  | 0.33 | 0.3 | 0.23 | 61.9 | 1476.77 | 0.73
D | 4002 | 2018-10-09 | 19 | ON | 53.56 | 12.43 | 0.16 | 0.01 | 0.42 | 0.32 | 0 | -0.08 | -0.36 | -0.08 | 0 |  | 0.33 | 0.3 | 0.23 | 67.24 | 1530.291 | 0.91
D | 4002 | 2018-10-09 | 20 | ON | 53.94 | 12.43 | 0.16 | 0.01 | 0.41 | 0.32 | 0 | -0.05 | -0.28 | -0.08 | 0 |  | 0.33 | 0.3 | 0.23 | 67.72 | 1533.406 | 0.9
D | 4002 | 2018-10-09 | 21 | ON | 39.65 | 12.43 | 0.16 | 0.01 | 0.2 | 0.33 | 0 | 0.01 | -0.1 | -0.08 | 0 |  | 0.33 | 0.3 | 0.23 | 53.47 | 1451.411 | 0.7
D | 4002 | 2018-10-09 | 22 | ON | 36.24 | 12.43 | 0.16 | 0.01 | 0.44 | 0.35 | 0 | 0.01 | -0.11 | -0.08 | 0 |  | 0.33 | 0.3 | 0.23 | 50.31 | 1326.906 | 0.96
D | 4002 | 2018-10-09 | 23 | ON | 27.59 | 12.43 | 0.16 | 0.01 | 0.37 | 0.39 | 0 | -0.02 | -0.07 | -0.08 | 0 |  | 0.33 | 0.3 | 0.23 | 41.64 | 1191.193 | 0.93
D | 4002 | 2018-10-09 | 24 | OFF | 23.36 | 12.43 | 0.16 | 0.01 | 0.17 | 0 | 0 | -0.06 | -0.1 | -0.08 | 0 |  | 0.33 | 0.3 | 0.23 | 36.75 | 1082.505 | 0.34
D | 4002 | 2018-10-10 | 1 | OFF | 29.41 | 12.43 | 0.4 | 0.02 | 0.11 | 0 | 0 | -0.02 | -0.05 | -0.08 | 0 |  | 0.33 | 0.3 | 0.23 | 43.08 | 1008.547 | 0.53
D | 4002 | 2018-10-10 | 2 | OFF | 27.88 | 12.43 | 0.4 | 0.02 | 0.09 | 0 | 0 | -0.04 | -0.02 | -0.08 | 0 |  | 0.33 | 0.3 | 0.23 | 41.54 | 962.788 | 0.51
D | 4002 | 2018-10-10 | 3 | OFF | 24.38 | 12.43 | 0.4 | 0.02 | 0.08 | 0 | 0 | 0.01 | -0.03 | -0.08 | 0 |  | 0.33 | 0.3 | 0.23 | 38.07 | 936.275 | 0.5
D | 4002 | 2018-10-10 | 4 | OFF | 24.56 | 12.43 | 0.4 | 0.02 | 0.08 | 0 | 0 | -0.01 | -0.01 | -0.08 | 0 |  | 0.33 | 0.3 | 0.23 | 38.25 | 932.798 | 0.5
D | 4002 | 2018-10-10 | 5 | OFF | 24.8 | 12.43 | 0.4 | 0.02 | 0.08 | 0 | 0 | 0.01 | -0.03 | -0.08 | 0 |  | 0.33 | 0.3 | 0.23 | 38.49 | 963.514 | 0.5
D | 4002 | 2018-10-10 | 6 | OFF | 24.81 | 12.43 | 0.4 | 0.02 | 0.12 | 0 | 0 | 0 | -0.08 | -0.08 | 0 |  | 0.33 | 0.3 | 0.23 | 38.48 | 1066.218 | 0.54
D | 4002 | 2018-10-10 | 7 | OFF | 34.1 | 12.43 | 0.4 | 0.02 | 0.36 | 0 | 0 | -0.03 | -0.01 | -0.08 | 0 |  | 0.33 | 0.3 | 0.23 | 48.05 | 1231.919 | 0.78
D | 4002 | 2018-10-10 | 8 | ON | 48.19 | 12.43 | 0.4 | 0.02 | 0.41 | 0.38 | 0.4 | 0.01 | -0.1 | -0.08 | 0 |  | 0.33 | 0.3 | 0.23 | 62.92 | 1320.755 | 1.61
D | 4002 | 2018-10-10 | 9 | ON | 31.9 | 12.43 | 0.4 | 0.02 | 0.09 | 0.37 | 0.02 | -0.03 | -0.09 | -0.08 | 0 |  | 0.33 | 0.3 | 0.23 | 45.89 | 1367.256 | 0.9
D | 4002 | 2018-10-10 | 10 | ON | 31.11 | 12.43 | 0.4 | 0.02 | 0.09 | 0.36 | 0 | -0.02 | -0.06 | -0.08 | 0 |  | 0.33 | 0.3 | 0.23 | 45.11 | 1414.387 | 0.87
D | 4002 | 2018-10-10 | 11 | ON | 33.28 | 12.43 | 0.4 | 0.02 | 0.07 | 0.35 | 0 | -0.03 | -0.12 | -0.08 | 0 |  | 0.33 | 0.3 | 0.23 | 47.18 | 1457.054 | 0.84
D | 4002 | 2018-10-10 | 12 | ON | 34.56 | 12.43 | 0.4 | 0.02 | 0.13 | 0.35 | 0 | -0.02 | -0.15 | -0.08 | 0 |  | 0.33 | 0.3 | 0.23 | 48.5 | 1492.423 | 0.9
D | 4002 | 2018-10-10 | 13 | ON | 35.8 | 12.43 | 0.4 | 0.02 | 0.13 | 0.34 | 0 | -0.04 | -0.16 | -0.08 | 0 |  | 0.33 | 0.3 | 0.23 | 49.7 | 1511.876 | 0.89
D | 4002 | 2018-10-10 | 14 | ON | 38.06 | 12.43 | 0.4 | 0.02 | 0.12 | 0.33 | 0 | -0.04 | -0.19 | -0.08 | 0 |  | 0.33 | 0.3 | 0.23 | 51.91 | 1542.992 | 0.87
D | 4002 | 2018-10-10 | 15 | ON | 68.16 | 12.43 | 0.4 | 0.02 | 0.27 | 0.33 | 0.55 | -0.12 | -0.21 | -0.08 | 0 |  | 0.33 | 0.3 | 0.23 | 82.61 | 1557.909 | 1.57
D | 4002 | 2018-10-10 | 16 | ON | 69.1 | 12.43 | 0.4 | 0.02 | 0.34 | 0.32 | 0.3 | -0.11 | -0.26 | -0.08 | 0 |  | 0.33 | 0.3 | 0.23 | 83.32 | 1572.172 | 1.38
D | 4002 | 2018-10-10 | 17 | ON | 69.65 | 12.43 | 0.4 | 0.02 | 0.26 | 0.32 | 0.21 | -0.08 | -0.18 | -0.08 | 0 |  | 0.33 | 0.3 | 0.23 | 83.81 | 1579.56 | 1.21
D | 4002 | 2018-10-10 | 18 | ON | 57.45 | 12.43 | 0.4 | 0.02 | 0.24 | 0.31 | 0.01 | -0.03 | -0.23 | -0.08 | 0 |  | 0.33 | 0.3 | 0.23 | 71.38 | 1584.029 | 0.98
D | 4002 | 2018-10-10 | 19 | ON | 42.74 | 12.43 | 0.4 | 0.02 | 0.15 | 0.29 | 0 | 0.02 | -0.36 | -0.08 | 0 |  | 0.33 | 0.3 | 0.23 | 56.47 | 1623.52 | 0.86
D | 4002 | 2018-10-10 | 20 | ON | 44.56 | 12.43 | 0.4 | 0.02 | 0.23 | 0.32 | 0.01 | -0.04 | -0.26 | -0.08 | 0 |  | 0.33 | 0.3 | 0.23 | 58.45 | 1615.122 | 0.98
D | 4002 | 2018-10-10 | 21 | ON | 50.16 | 12.43 | 0.4 | 0.02 | 0.2 | 0.33 | 0.03 | -0.07 | -0.17 | -0.08 | 0 |  | 0.33 | 0.3 | 0.23 | 64.11 | 1525.55 | 0.98
D | 4002 | 2018-10-10 | 22 | ON | 43.36 | 12.43 | 0.4 | 0.02 | 0.35 | 0.36 | 0.01 | -0.09 | -0.15 | -0.08 | 0 |  | 0.33 | 0.3 | 0.23 | 57.47 | 1389.579 | 1.14
D | 4002 | 2018-10-10 | 23 | ON | 37.63 | 12.43 | 0.4 | 0.02 | 0.3 | 0.39 | 0 | -0.03 | 0.06 | -0.08 | 0 |  | 0.33 | 0.3 | 0.23 | 51.98 | 1235.848 | 1.11
D | 4002 | 2018-10-10 | 24 | OFF | 34.22 | 12.43 | 0.4 | 0.02 | 0.13 | 0 | 0 | -0.05 | -0.07 | -0.08 | 0 |  | 0.33 | 0.3 | 0.23 | 47.86 | 1113.361 | 0.55
D | 4002 | 2018-10-11 | 1 | OFF | 31.16 | 12.43 | 0.42 | 0.04 | 0.08 | 0 | 0.11 | -0.02 | -0.2 | -0.08 | 0 |  | 0.33 | 0.3 | 0.23 | 44.8 | 1033.523 | 0.65
D | 4002 | 2018-10-11 | 2 | OFF | 46.41 | 12.43 | 0.42 | 0.04 | 0.25 | 0 | 0 | 0.03 | -0.04 | -0.08 | 0 |  | 0.33 | 0.3 | 0.23 | 60.32 | 987.18 | 0.71
D | 4002 | 2018-10-11 | 3 | OFF | 40.11 | 12.43 | 0.42 | 0.04 | 0.25 | 0 | 0 | 0.01 | 0.03 | -0.08 | 0 |  | 0.33 | 0.3 | 0.23 | 54.07 | 952.836 | 0.71
D | 4002 | 2018-10-11 | 4 | OFF | 29.91 | 12.43 | 0.42 | 0.04 | 0.14 | 0 | 0 | 0.05 | 0.01 | -0.08 | 0 |  | 0.33 | 0.3 | 0.23 | 43.78 | 942.282 | 0.6
D | 4002 | 2018-10-11 | 5 | OFF | 36.25 | 12.43 | 0.42 | 0.04 | 0.16 | 0 | 0 | 0.09 | 0.01 | -0.08 | 0 |  | 0.33 | 0.3 | 0.23 | 50.18 | 964.297 | 0.62
D | 4002 | 2018-10-11 | 6 | OFF | 39.2 | 12.43 | 0.42 | 0.04 | 0.28 | 0 | 0 | 0.17 | 0.07 | -0.08 | 0 |  | 0.33 | 0.3 | 0.23 | 53.39 | 1056.63 | 0.74
D | 4002 | 2018-10-11 | 7 | OFF | 44.56 | 12.43 | 0.42 | 0.04 | 0.37 | 0 | 0 | 0 | 0.15 | -0.08 | 0 |  | 0.33 | 0.3 | 0.23 | 58.75 | 1217.183 | 0.83
D | 4002 | 2018-10-11 | 8 | ON | 62.75 | 12.43 | 0.42 | 0.04 | 0.8 | 0.37 | 0.06 | 0 | 0.04 | -0.08 | 0 |  | 0.33 | 0.3 | 0.23 | 77.69 | 1314.936 | 1.69
D | 4002 | 2018-10-11 | 9 | ON | 55.29 | 12.43 | 0.42 | 0.04 | 0.23 | 0.36 | 0.45 | -0.05 | -0.03 | -0.08 | 0 |  | 0.33 | 0.3 | 0.23 | 69.92 | 1347.611 | 1.5
D | 4002 | 2018-10-11 | 10 | ON | 74.07 | 12.43 | 0.42 | 0.04 | 0.3 | 0.35 | 1.36 | -0.09 | -0.02 | -0.08 | 0 |  | 0.33 | 0.3 | 0.23 | 89.64 | 1370.879 | 2.47
D | 4002 | 2018-10-11 | 11 | ON | 58.97 | 12.43 | 0.42 | 0.04 | 0.14 | 0.35 | 0.84 | -0.06 | -0.05 | -0.08 | 0 |  | 0.33 | 0.3 | 0.23 | 73.86 | 1387.22 | 1.79
D | 4002 | 2018-10-11 | 12 | ON | 61.89 | 12.43 | 0.42 | 0.04 | 0.31 | 0.34 | 1.05 | 0.01 | -0.09 | -0.08 | 0 |  | 0.33 | 0.3 | 0.23 | 77.18 | 1390.179 | 2.16
D | 4002 | 2018-10-11 | 13 | ON | 55.54 | 12.43 | 0.42 | 0.04 | 0.14 | 0.34 | 0.17 | -0.12 | -0.05 | -0.08 | 0 |  | 0.33 | 0.3 | 0.23 | 69.69 | 1382.048 | 1.11
D | 4002 | 2018-10-11 | 14 | ON | 53.29 | 12.43 | 0.42 | 0.04 | 0.27 | 0.35 | 0.57 | 0.01 | -0.04 | -0.08 | 0 |  | 0.33 | 0.3 | 0.23 | 68.12 | 1377.957 | 1.65
D | 4002 | 2018-10-11 | 15 | ON | 51.92 | 12.43 | 0.42 | 0.04 | 0.17 | 0.35 | 0.66 | -0.02 | -0.01 | -0.08 | 0 |  | 0.33 | 0.3 | 0.23 | 66.74 | 1365.248 | 1.64
D | 4002 | 2018-10-11 | 16 | ON | 51.19 | 12.43 | 0.42 | 0.04 | 0.17 | 0.35 | 0.05 | 0.07 | 0.04 | -0.08 | 0 |  | 0.33 | 0.3 | 0.23 | 65.54 | 1363.465 | 1.03
D | 4002 | 2018-10-11 | 17 | ON | 51.56 | 12.43 | 0.42 | 0.04 | 0.53 | 0.35 | 0 | -0.04 | 0 | -0.08 | 0 |  | 0.33 | 0.3 | 0.23 | 66.07 | 1386.859 | 1.34
D | 4002 | 2018-10-11 | 18 | ON | 51.18 | 12.43 | 0.42 | 0.04 | 0.27 | 0.34 | 0.48 | -0.01 | -0.06 | -0.08 | 0 |  | 0.33 | 0.3 | 0.23 | 65.87 | 1415.364 | 1.55
D | 4002 | 2018-10-11 | 19 | ON | 50.55 | 12.43 | 0.42 | 0.04 | 0.21 | 0.35 | 0.17 | -0.07 | -0.1 | -0.08 | 0 |  | 0.33 | 0.3 | 0.23 | 64.78 | 1442.379 | 1.19
D | 4002 | 2018-10-11 | 20 | ON | 43.3 | 12.43 | 0.42 | 0.04 | 0.25 | 0.36 | 0.19 | -0.01 | -0.03 | -0.08 | 0 |  | 0.33 | 0.3 | 0.23 | 57.73 | 1410.025 | 1.26
D | 4002 | 2018-10-11 | 21 | ON | 33.43 | 12.43 | 0.42 | 0.04 | 0.12 | 0.38 | 0.06 | -0.02 | -0.06 | -0.08 | 0 |  | 0.33 | 0.3 | 0.23 | 47.58 | 1335.541 | 1.02
D | 4002 | 2018-10-11 | 22 | ON | 29.77 | 12.43 | 0.42 | 0.04 | 0.16 | 0.4 | 0 | -0.04 | -0.03 | -0.08 | 0 |  | 0.33 | 0.3 | 0.23 | 43.93 | 1227.814 | 1.02
D | 4002 | 2018-10-11 | 23 | ON | 31.85 | 12.43 | 0.42 | 0.04 | 0.2 | 0.44 | 0 | -0.03 | -0.07 | -0.08 | 0 |  | 0.33 | 0.3 | 0.23 | 46.06 | 1102.043 | 1.1
D | 4002 | 2018-10-11 | 24 | OFF | 38.06 | 12.43 | 0.42 | 0.04 | 0.18 | 0 | 0.29 | -0.09 | -0.13 | -0.08 | 0 |  | 0.33 | 0.3 | 0.23 | 51.98 | 997.323 | 0.93
D | 4002 | 2018-10-12 | 1 | OFF | 34.69 | 12.43 | 0.31 | 0.06 | 0.11 | 0 | 0 | -0.05 | -0.19 | -0.08 | 0 |  | 0.33 | 0.3 | 0.23 | 48.14 | 931.37 | 0.48
D | 4002 | 2018-10-12 | 2 | OFF | 29.49 | 12.43 | 0.31 | 0.06 | 0.08 | 0 | 0 | -0.03 | -0.14 | -0.08 | 0 |  | 0.33 | 0.3 | 0.23 | 42.98 | 896.885 | 0.45
D | 4002 | 2018-10-12 | 3 | OFF | 29.19 | 12.43 | 0.31 | 0.06 | 0.11 | 0 | 0 | -0.05 | -0.15 | -0.08 | 0 |  | 0.33 | 0.3 | 0.23 | 42.68 | 874.763 | 0.48
D | 4002 | 2018-10-12 | 4 | OFF | 30.51 | 12.43 | 0.31 | 0.06 | 0.08 | 0 | 0 | 0 | -0.11 | -0.08 | 0 |  | 0.33 | 0.3 | 0.23 | 44.06 | 874.405 | 0.45
D | 4002 | 2018-10-12 | 5 | OFF | 30.15 | 12.43 | 0.31 | 0.06 | 0.08 | 0 | 0 | -0.03 | -0.13 | -0.08 | 0 |  | 0.33 | 0.3 | 0.23 | 43.65 | 907.641 | 0.45
D | 4002 | 2018-10-12 | 6 | OFF | 30.83 | 12.43 | 0.31 | 0.06 | 0.09 | 0 | 0 | -0.01 | -0.16 | -0.08 | 0 |  | 0.33 | 0.3 | 0.23 | 44.33 | 1005.394 | 0.46
D | 4002 | 2018-10-12 | 7 | OFF | 49.08 | 12.43 | 0.31 | 0.06 | 0.53 | 0 | 0.17 | -0.03 | 0.09 | -0.08 | 0 |  | 0.33 | 0.3 | 0.23 | 63.42 | 1172.308 | 1.07
D | 4002 | 2018-10-12 | 8 | ON | 66.82 | 12.43 | 0.31 | 0.06 | 0.56 | 0.39 | 0.07 | -0.05 | -0.27 | -0.08 | 0 |  | 0.33 | 0.3 | 0.23 | 81.1 | 1276.645 | 1.39
D | 4002 | 2018-10-12 | 9 | ON | 70.8 | 12.43 | 0.31 | 0.06 | 0.28 | 0.38 | 0.08 | -0.04 | -0.26 | -0.08 | 0 |  | 0.33 | 0.3 | 0.23 | 84.82 | 1312.883 | 1.11
D | 4002 | 2018-10-12 | 10 | ON | 66.09 | 12.43 | 0.31 | 0.06 | 0.29 | 0.37 | 0.09 | -0.04 | -0.28 | -0.08 | 0 |  | 0.33 | 0.3 | 0.23 | 80.1 | 1336.352 | 1.12
D | 4002 | 2018-10-12 | 11 | ON | 62.08 | 12.43 | 0.31 | 0.06 | 0.28 | 0.37 | 0 | -0.04 | -0.19 | -0.08 | 0 |  | 0.33 | 0.3 | 0.23 | 76.08 | 1350.893 | 1.02
D | 4002 | 2018-10-12 | 12 | ON | 56.63 | 12.43 | 0.31 | 0.06 | 0.26 | 0.38 | 0.35 | 0.04 | -0.14 | -0.08 | 0 |  | 0.33 | 0.3 | 0.23 | 71.1 | 1343.32 | 1.36
D | 4002 | 2018-10-12 | 13 | ON | 49.12 | 12.43 | 0.31 | 0.06 | 0.47 | 0.39 | 0.55 | 0 | -0.16 | -0.08 | 0 |  | 0.33 | 0.3 | 0.23 | 63.95 | 1319.567 | 1.78
D | 4002 | 2018-10-12 | 14 | ON | 29.22 | 12.43 | 0.31 | 0.06 | 0.17 | 0.4 | 0 | -0.01 | -0.15 | -0.08 | 0 |  | 0.33 | 0.3 | 0.23 | 43.21 | 1294.94 | 0.94
D | 4002 | 2018-10-12 | 15 | ON | 27.63 | 12.43 | 0.31 | 0.06 | 0.09 | 0.41 | 0 | 0.01 | -0.19 | -0.08 | 0 |  | 0.33 | 0.3 | 0.23 | 41.53 | 1263.65 | 0.87
D | 4002 | 2018-10-12 | 16 | ON | 27.62 | 12.43 | 0.31 | 0.06 | 0.06 | 0.41 | 0 | -0.04 | -0.2 | -0.08 | 0 |  | 0.33 | 0.3 | 0.23 | 41.43 | 1252.569 | 0.84
D | 4002 | 2018-10-12 | 17 | ON | 29.22 | 12.43 | 0.31 | 0.06 | 0.1 | 0.4 | 0.03 | 0.03 | -0.12 | -0.08 | 0 |  | 0.33 | 0.3 | 0.23 | 43.24 | 1263.182 | 0.9
D | 4002 | 2018-10-12 | 18 | ON | 39.78 | 12.43 | 0.31 | 0.06 | 0.18 | 0.39 | 0.33 | 0 | -0.13 | -0.08 | 0 |  | 0.33 | 0.3 | 0.23 | 54.13 | 1289.604 | 1.27
D | 4002 | 2018-10-12 | 19 | ON | 45.05 | 12.43 | 0.31 | 0.06 | 0.15 | 0.38 | 0.3 | -0.01 | -0.16 | -0.08 | 0 |  | 0.33 | 0.3 | 0.23 | 59.29 | 1343.67 | 1.2
D | 4002 | 2018-10-12 | 20 | ON | 58.23 | 12.43 | 0.31 | 0.06 | 0.47 | 0.38 | 0.88 | 0.01 | -0.16 | -0.08 | 0 |  | 0.33 | 0.3 | 0.23 | 73.39 | 1338.123 | 2.1
D | 4002 | 2018-10-12 | 21 | ON | 48.44 | 12.43 | 0.31 | 0.06 | 0.32 | 0.4 | 1.14 | 0 | -0.11 | -0.08 | 0 |  | 0.33 | 0.3 | 0.23 | 63.77 | 1281.196 | 2.23
D | 4002 | 2018-10-12 | 22 | ON | 25.61 | 12.43 | 0.31 | 0.06 | 0.16 | 0.38 | 0.05 | 0.01 | -0.12 | -0.08 | 0 |  | 0.33 | 0.3 | 0.23 | 39.67 | 1194.955 | 0.96
D | 4002 | 2018-10-12 | 23 | ON | 24.37 | 12.43 | 0.31 | 0.06 | 0.18 | 0.46 | 0 | -0.02 | -0.09 | -0.08 | 0 |  | 0.33 | 0.3 | 0.23 | 38.48 | 1091.633 | 1.01
D | 4002 | 2018-10-12 | 24 | OFF | 19.82 | 12.43 | 0.31 | 0.06 | 0.19 | 0 | 0 | 0.04 | 0.01 | -0.08 | 0 |  | 0.33 | 0.3 | 0.23 | 33.64 | 989.728 | 0.56
D | 4002 | 2018-10-13 | 1 | OFF | 22.87 | 12.43 | 0.59 | 0.07 | 0.1 | 0 | 0 | 0 | -0.14 | -0.08 | 0 |  | 0.33 | 0.3 | 0.23 | 36.7 | 916.273 | 0.76
D | 4002 | 2018-10-13 | 2 | OFF | 23.95 | 12.43 | 0.59 | 0.07 | 0.14 | 0 | 0 | -0.03 | -0.12 | -0.08 | 0 |  | 0.33 | 0.3 | 0.23 | 37.81 | 875.864 | 0.8
D | 4002 | 2018-10-13 | 3 | OFF | 24.61 | 12.43 | 0.59 | 0.07 | 0.11 | 0 | 0 | -0.02 | -0.12 | -0.08 | 0 |  | 0.33 | 0.3 | 0.23 | 38.45 | 851.671 | 0.77
D | 4002 | 2018-10-13 | 4 | OFF | 25.38 | 12.43 | 0.59 | 0.07 | 0.17 | 0 | 0 | -0.03 | -0.07 | -0.08 | 0 |  | 0.33 | 0.3 | 0.23 | 39.32 | 843.373 | 0.83
D | 4002 | 2018-10-13 | 5 | OFF | 24.74 | 12.43 | 0.59 | 0.07 | 0.13 | 0 | 0 | 0.01 | -0.07 | -0.08 | 0 |  | 0.33 | 0.3 | 0.23 | 38.68 | 855.343 | 0.79
D | 4002 | 2018-10-13 | 6 | OFF | 24.78 | 12.43 | 0.59 | 0.07 | 0.1 | 0 | 0 | 0.01 | -0.1 | -0.08 | 0 |  | 0.33 | 0.3 | 0.23 | 38.66 | 896.584 | 0.76
D | 4002 | 2018-10-13 | 7 | OFF | 26.37 | 12.43 | 0.59 | 0.07 | 0.23 | 0 | 0 | 0 | -0.13 | -0.08 | 0 |  | 0.33 | 0.3 | 0.23 | 40.34 | 977.427 | 0.89
D | 4002 | 2018-10-13 | 8 | OFF | 35.34 | 12.43 | 0.59 | 0.07 | 0.32 | 0 | 0.28 | -0.03 | 0.04 | -0.08 | 0 |  | 0.33 | 0.3 | 0.23 | 49.82 | 1070.644 | 1.26
D | 4002 | 2018-10-13 | 9 | OFF | 48.81 | 12.43 | 0.59 | 0.07 | 0.69 | 0 | 0.29 | -0.01 | -0.14 | -0.08 | 0 |  | 0.33 | 0.3 | 0.23 | 63.51 | 1169.925 | 1.64
D | 4002 | 2018-10-13 | 10 | OFF | 51.91 | 12.43 | 0.59 | 0.07 | 0.43 | 0 | 0.02 | -0.02 | -0.16 | -0.08 | 0 |  | 0.33 | 0.3 | 0.23 | 66.05 | 1232.951 | 1.11
D | 4002 | 2018-10-13 | 11 | OFF | 56.81 | 12.43 | 0.59 | 0.07 | 0.27 | 0 | 0.3 | 0.04 | -0.17 | -0.08 | 0 |  | 0.33 | 0.3 | 0.23 | 71.12 | 1260.354 | 1.23
D | 4002 | 2018-10-13 | 12 | OFF | 50.11 | 12.43 | 0.59 | 0.07 | 0.54 | 0 | 0.05 | 0.1 | -0.17 | -0.08 | 0 |  | 0.33 | 0.3 | 0.23 | 64.5 | 1268.905 | 1.25
D | 4002 | 2018-10-13 | 13 | OFF | 40.1 | 12.43 | 0.59 | 0.07 | 0.43 | 0 | 0.17 | 0.09 | -0.12 | -0.08 | 0 |  | 0.33 | 0.3 | 0.23 | 54.54 | 1257.631 | 1.26
D | 4002 | 2018-10-13 | 14 | OFF | 33.4 | 12.43 | 0.59 | 0.07 | 0.18 | 0 | 0.13 | 0.08 | -0.13 | -0.08 | 0 |  | 0.33 | 0.3 | 0.23 | 47.53 | 1227.056 | 0.97
D | 4002 | 2018-10-13 | 15 | OFF | 31.44 | 12.43 | 0.59 | 0.07 | 0.17 | 0 | 0.04 | 0.1 | -0.08 | -0.08 | 0 |  | 0.33 | 0.3 | 0.23 | 45.54 | 1190.559 | 0.87
D | 4002 | 2018-10-13 | 16 | OFF | 22.67 | 12.43 | 0.59 | 0.07 | 0.1 | 0 | 0 | 0.06 | -0.1 | -0.08 | 0 |  | 0.33 | 0.3 | 0.23 | 36.6 | 1174.068 | 0.76
D | 4002 | 2018-10-13 | 17 | OFF | 23.37 | 12.43 | 0.59 | 0.07 | 0.08 | 0 | 0 | 0.02 | -0.11 | -0.08 | 0 |  | 0.33 | 0.3 | 0.23 | 37.23 | 1188.25 | 0.74
D | 4002 | 2018-10-13 | 18 | OFF | 34.27 | 12.43 | 0.59 | 0.07 | 0.12 | 0 | 0.13 | 0.05 | -0.07 | -0.08 | 0 |  | 0.33 | 0.3 | 0.23 | 48.37 | 1232.387 | 0.91
D | 4002 | 2018-10-13 | 19 | OFF | 49.61 | 12.43 | 0.59 | 0.07 | 0.16 | 0 | 0.05 | 0.14 | -0.13 | -0.08 | 0 |  | 0.33 | 0.3 | 0.23 | 63.7 | 1292.242 | 0.87
D | 4002 | 2018-10-13 | 20 | OFF | 46.89 | 12.43 | 0.59 | 0.07 | 0.39 | 0 | 0.17 | 0.14 | -0.13 | -0.08 | 0 |  | 0.33 | 0.3 | 0.23 | 61.33 | 1283.837 | 1.22
D | 4002 | 2018-10-13 | 21 | OFF | 41.75 | 12.43 | 0.59 | 0.07 | 0.17 | 0 | 0.52 | 0.03 | -0.11 | -0.08 | 0 |  | 0.33 | 0.3 | 0.23 | 56.23 | 1235.343 | 1.35
D | 4002 | 2018-10-13 | 22 | OFF | 28.71 | 12.43 | 0.59 | 0.07 | 0.18 | 0 | 0.16 | 0.11 | -0.06 | -0.08 | 0 |  | 0.33 | 0.3 | 0.23 | 42.97 | 1167.476 | 1
D | 4002 | 2018-10-13 | 23 | OFF | 22.22 | 12.43 | 0.59 | 0.07 | 0.18 | 0 | 0.01 | 0.04 | -0.09 | -0.08 | 0 |  | 0.33 | 0.3 | 0.23 | 36.23 | 1076.733 | 0.85
D | 4002 | 2018-10-13 | 24 | OFF | 21.67 | 12.43 | 0.59 | 0.07 | 0.13 | 0 | 0 | 0.05 | -0.1 | -0.08 | 0 |  | 0.33 | 0.3 | 0.23 | 35.62 | 991.362 | 0.79
D | 4002 | 2018-10-14 | 1 | OFF | 20.85 | 12.43 | 0.34 | 0.03 | 0.14 | 0 | 0 | 0.06 | -0.05 | -0.08 | 0 |  | 0.33 | 0.3 | 0.23 | 34.58 | 923.812 | 0.51
D | 4002 | 2018-10-14 | 2 | OFF | 22.47 | 12.43 | 0.34 | 0.03 | 0.11 | 0 | 0 | 0.06 | -0.04 | -0.08 | 0 |  | 0.33 | 0.3 | 0.23 | 36.18 | 882.688 | 0.48
D | 4002 | 2018-10-14 | 3 | OFF | 21.54 | 12.43 | 0.34 | 0.03 | 0.11 | 0 | 0 | 0.04 | -0.03 | -0.08 | 0 |  | 0.33 | 0.3 | 0.23 | 35.24 | 861.51 | 0.48
D | 4002 | 2018-10-14 | 4 | OFF | 22.67 | 12.43 | 0.34 | 0.03 | 0.07 | 0 | 0 | 0.12 | -0.02 | -0.08 | 0 |  | 0.33 | 0.3 | 0.23 | 36.42 | 855.121 | 0.44
D | 4002 | 2018-10-14 | 5 | OFF | 21.17 | 12.43 | 0.34 | 0.03 | 0.12 | 0 | 0 | 0.04 | -0.03 | -0.08 | 0 |  | 0.33 | 0.3 | 0.23 | 34.88 | 863.878 | 0.49
D | 4002 | 2018-10-14 | 6 | OFF | 22.92 | 12.43 | 0.34 | 0.03 | 0.1 | 0 | 0 | 0.06 | -0.06 | -0.08 | 0 |  | 0.33 | 0.3 | 0.23 | 36.6 | 896.822 | 0.47
D | 4002 | 2018-10-14 | 7 | OFF | 23.12 | 12.43 | 0.34 | 0.03 | 0.16 | 0 | 0 | 0.13 | -0.08 | -0.08 | 0 |  | 0.33 | 0.3 | 0.23 | 36.91 | 957.659 | 0.53
D | 4002 | 2018-10-14 | 8 | OFF | 23.62 | 12.43 | 0.34 | 0.03 | 0.2 | 0 | 0 | 0.03 | -0.14 | -0.08 | 0 |  | 0.33 | 0.3 | 0.23 | 37.29 | 1036.823 | 0.57
D | 4002 | 2018-10-14 | 9 | OFF | 23.28 | 12.43 | 0.34 | 0.03 | 0.13 | 0 | 0.03 | 0.02 | -0.09 | -0.08 | 0 |  | 0.33 | 0.3 | 0.23 | 36.95 | 1121.266 | 0.53
D | 4002 | 2018-10-14 | 10 | OFF | 27.37 | 12.43 | 0.34 | 0.03 | 0.17 | 0 | 0.22 | 0.08 | -0.08 | -0.08 | 0 |  | 0.33 | 0.3 | 0.23 | 41.34 | 1165.259 | 0.76
D | 4002 | 2018-10-14 | 11 | OFF | 22.16 | 12.43 | 0.34 | 0.03 | 0.06 | 0 | 0 | 0 | -0.14 | -0.08 | 0 |  | 0.33 | 0.3 | 0.23 | 35.66 | 1168.472 | 0.43
D | 4002 | 2018-10-14 | 12 | OFF | 23.23 | 12.43 | 0.34 | 0.03 | 0.08 | 0 | 0 | 0.04 | -0.11 | -0.08 | 0 |  | 0.33 | 0.3 | 0.23 | 36.82 | 1159.796 | 0.45
D | 4002 | 2018-10-14 | 13 | OFF | 22.73 | 12.43 | 0.34 | 0.03 | 0.08 | 0 | 0 | 0.02 | -0.09 | -0.08 | 0 |  | 0.33 | 0.3 | 0.23 | 36.32 | 1143.653 | 0.45
D | 4002 | 2018-10-14 | 14 | OFF | 21.54 | 12.43 | 0.34 | 0.03 | 0.09 | 0 | 0 | 0.01 | -0.08 | -0.08 | 0 |  | 0.33 | 0.3 | 0.23 | 35.14 | 1128.014 | 0.46
D | 4002 | 2018-10-14 | 15 | OFF | 22.72 | 12.43 | 0.34 | 0.03 | 0.1 | 0 | 0 | 0.04 | -0.06 | -0.08 | 0 |  | 0.33 | 0.3 | 0.23 | 36.38 | 1125.387 | 0.47
D | 4002 | 2018-10-14 | 16 | OFF | 23.09 | 12.43 | 0.34 | 0.03 | 0.08 | 0 | 0 | -0.02 | -0.06 | -0.08 | 0 |  | 0.33 | 0.3 | 0.23 | 36.67 | 1138.006 | 0.45
D | 4002 | 2018-10-14 | 17 | OFF | 34.54 | 12.43 | 0.34 | 0.03 | 0.09 | 0 | 0.16 | -0.04 | 0.11 | -0.08 | 0 |  | 0.33 | 0.3 | 0.23 | 48.44 | 1185.337 | 0.62
D | 4002 | 2018-10-14 | 18 | OFF | 51.15 | 12.43 | 0.34 | 0.03 | 0.22 | 0 | 0.29 | 0.09 | -0.07 | -0.08 | 0 |  | 0.33 | 0.3 | 0.23 | 65.26 | 1259.309 | 0.88
D | 4002 | 2018-10-14 | 19 | OFF | 66.84 | 12.43 | 0.34 | 0.03 | 0.47 | 0 | 0.4 | 0 | -0.03 | -0.08 | 0 |  | 0.33 | 0.3 | 0.23 | 81.26 | 1335.875 | 1.24
D | 4002 | 2018-10-14 | 20 | OFF | 61.26 | 12.43 | 0.34 | 0.03 | 0.65 | 0 | 0 | -0.01 | -0.07 | -0.08 | 0 |  | 0.33 | 0.3 | 0.23 | 75.41 | 1327.005 | 1.02
D | 4002 | 2018-10-14 | 21 | OFF | 43.43 | 12.43 | 0.34 | 0.03 | 0.41 | 0 | 0.26 | 0.04 | 0.01 | -0.08 | 0 |  | 0.33 | 0.3 | 0.23 | 57.73 | 1255.867 | 1.04
D | 4002 | 2018-10-14 | 22 | OFF | 47.46 | 12.43 | 0.34 | 0.03 | 0.58 | 0 | 0.8 | -0.04 | -0.13 | -0.08 | 0 |  | 0.33 | 0.3 | 0.23 | 62.25 | 1157.61 | 1.75
D | 4002 | 2018-10-14 | 23 | OFF | 34.12 | 12.43 | 0.34 | 0.03 | 0.54 | 0 | 0.49 | 0.05 | 0.16 | -0.08 | 0 |  | 0.33 | 0.3 | 0.23 | 48.94 | 1056.223 | 1.4
D | 4002 | 2018-10-14 | 24 | OFF | 30.94 | 12.43 | 0.34 | 0.03 | 0.25 | 0 | 0.06 | 0.03 | -0.14 | -0.08 | 0 |  | 0.33 | 0.3 | 0.23 | 44.72 | 969.168 | 0.68
D | 4002 | 2018-10-15 | 1 | OFF | 26.81 | 12.43 | 0.78 | 0.43 | 0.16 | 0 | 0 | -0.02 | 0.03 | -0.08 | 0 |  | 0.33 | 0.3 | 0.23 | 41.4 | 906.704 | 1.37
D | 4002 | 2018-10-15 | 2 | OFF | 25.78 | 12.43 | 0.78 | 0.43 | 0.08 | 0 | 0 | -0.04 | -0.01 | -0.08 | 0 |  | 0.33 | 0.3 | 0.23 | 40.23 | 873.579 | 1.29
D | 4002 | 2018-10-15 | 3 | OFF | 26.35 | 12.43 | 0.78 | 0.43 | 0.27 | 0 | 0 | 0.04 | -0.01 | -0.08 | 0 |  | 0.33 | 0.3 | 0.23 | 41.07 | 862.413 | 1.48
D | 4002 | 2018-10-15 | 4 | OFF | 33.78 | 12.43 | 0.78 | 0.43 | 0.35 | 0 | 0 | -0.03 | 0 | -0.08 | 0 |  | 0.33 | 0.3 | 0.23 | 48.52 | 870.491 | 1.56
D | 4002 | 2018-10-15 | 5 | OFF | 77.32 | 12.43 | 0.78 | 0.43 | 0.51 | 0 | 0 | -0.19 | -0.07 | -0.08 | 0 |  | 0.33 | 0.3 | 0.23 | 91.99 | 914.766 | 1.72
D | 4002 | 2018-10-15 | 6 | OFF | 32.46 | 12.43 | 0.78 | 0.43 | 0.26 | 0 | 0.13 | 0.01 | 0.13 | -0.08 | 0 |  | 0.33 | 0.3 | 0.23 | 47.41 | 1025.463 | 1.6
D | 4002 | 2018-10-15 | 7 | OFF | 83.43 | 12.43 | 0.78 | 0.43 | 1.12 | 0 | 0.82 | 0.01 | -0.51 | -0.08 | 0 |  | 0.33 | 0.3 | 0.23 | 99.29 | 1207.664 | 3.15
D | 4002 | 2018-10-15 | 8 | ON | 64.97 | 12.43 | 0.78 | 0.43 | 0.81 | 0.4 | 0 | -0.02 | -0.2 | -0.08 | 0 |  | 0.33 | 0.3 | 0.23 | 80.38 | 1307.379 | 2.42
D | 4002 | 2018-10-15 | 9 | ON | 54.75 | 12.43 | 0.78 | 0.43 | 0.26 | 0.38 | 0.01 | 0.08 | -0.22 | -0.08 | 0 |  | 0.33 | 0.3 | 0.23 | 69.68 | 1342.448 | 1.86
D | 4002 | 2018-10-15 | 10 | ON | 64.69 | 12.43 | 0.78 | 0.43 | 0.38 | 0.37 | 0.17 | 0.13 | -0.24 | -0.08 | 0 |  | 0.33 | 0.3 | 0.23 | 79.92 | 1376.17 | 2.13
D | 4002 | 2018-10-15 | 11 | ON | 67.7 | 12.43 | 0.78 | 0.43 | 0.41 | 0.37 | 0.13 | 0.11 | -0.21 | -0.08 | 0 |  | 0.33 | 0.3 | 0.23 | 82.93 | 1411.079 | 2.12
D | 4002 | 2018-10-15 | 12 | ON | 97.92 | 12.43 | 0.78 | 0.43 | 0.91 | 0.37 | 1.22 | 0.12 | -0.24 | -0.08 | 0 |  | 0.33 | 0.3 | 0.23 | 114.72 | 1430.595 | 3.71
D | 4002 | 2018-10-15 | 13 | ON | 73.82 | 12.43 | 0.78 | 0.43 | 0.55 | 0.36 | 0.12 | 0.05 | -0.2 | -0.08 | 0 |  | 0.33 | 0.3 | 0.23 | 89.12 | 1422.767 | 2.24
D | 4002 | 2018-10-15 | 14 | ON | 76.99 | 12.43 | 0.78 | 0.43 | 0.41 | 0.36 | 0.31 | 0.14 | -0.21 | -0.08 | 0 |  | 0.33 | 0.3 | 0.23 | 92.42 | 1422.125 | 2.29
D | 4002 | 2018-10-15 | 15 | ON | 90.32 | 12.43 | 0.78 | 0.43 | 0.51 | 0.37 | 1.72 | 0.2 | -0.18 | -0.08 | 0 |  | 0.33 | 0.3 | 0.23 | 107.36 | 1405.979 | 3.81
D | 4002 | 2018-10-15 | 16 | ON | 90.23 | 12.43 | 0.78 | 0.43 | 0.55 | 0.37 | 1.57 | 0.13 | -0.18 | -0.08 | 0 |  | 0.33 | 0.3 | 0.23 | 107.09 | 1402.029 | 3.7
D | 4002 | 2018-10-15 | 17 | ON | 88.11 | 12.43 | 0.78 | 0.43 | 0.34 | 0.36 | 1.38 | 0.08 | -0.29 | -0.08 | 0 |  | 0.33 | 0.3 | 0.23 | 104.4 | 1423.5 | 3.29
D | 4002 | 2018-10-15 | 18 | ON | 91.28 | 12.43 | 0.78 | 0.43 | 0.32 | 0.35 | 0.42 | 0.1 | -0.17 | -0.08 | 0 |  | 0.33 | 0.3 | 0.23 | 106.72 | 1480.224 | 2.3
D | 4002 | 2018-10-15 | 19 | ON | 162.27 | 12.43 | 0.78 | 0.43 | 0.82 | 0.32 | 1.13 | 0.19 | -0.55 | -0.08 | 0 |  | 0.33 | 0.3 | 0.23 | 178.6 | 1515.304 | 3.48
D | 4002 | 2018-10-15 | 20 | ON | 125.42 | 12.43 | 0.78 | 0.43 | 1.2 | 0.33 | 1.31 | 0.13 | -0.08 | -0.08 | 0 |  | 0.33 | 0.3 | 0.23 | 142.73 | 1473.639 | 4.05
D | 4002 | 2018-10-15 | 21 | ON | 76.32 | 12.43 | 0.78 | 0.43 | 0.61 | 0.37 | 1.09 | 0.06 | -0.42 | -0.08 | 0 |  | 0.33 | 0.3 | 0.23 | 92.45 | 1389.579 | 3.28
D | 4002 | 2018-10-15 | 22 | ON | 47.94 | 12.43 | 0.78 | 0.43 | 0.56 | 0.4 | 0.68 | 0.1 | 0.14 | -0.08 | 0 |  | 0.33 | 0.3 | 0.23 | 64.24 | 1268.327 | 2.85
D | 4002 | 2018-10-15 | 23 | ON | 36.27 | 12.43 | 0.78 | 0.43 | 0.48 | 0.44 | 0.34 | 0.05 | 0.04 | -0.08 | 0 |  | 0.33 | 0.3 | 0.23 | 52.04 | 1136.424 | 2.47
D | 4002 | 2018-10-15 | 24 | OFF | 27.53 | 12.43 | 0.78 | 0.43 | 0.15 | 0 | 0.01 | 0.07 | -0.15 | -0.08 | 0 |  | 0.33 | 0.3 | 0.23 | 42.03 | 1025.285 | 1.37
D | 4002 | 2018-10-16 | 1 | OFF | 67.57 | 12.43 | 0.58 | 0.1 | 0.47 | 0 | 0 | 0.11 | -0.43 | -0.08 | 0 |  | 0.33 | 0.3 | 0.23 | 81.61 | 957.2 | 1.15
D | 4002 | 2018-10-16 | 2 | OFF | 62.18 | 12.43 | 0.58 | 0.1 | 0.5 | 0 | 0 | 0.03 | 0.13 | -0.08 | 0 |  | 0.33 | 0.3 | 0.23 | 76.73 | 911.519 | 1.18
D | 4002 | 2018-10-16 | 3 | OFF | 43.1 | 12.43 | 0.58 | 0.1 | 0.32 | 0 | 0 | -0.01 | 0.06 | -0.08 | 0 |  | 0.33 | 0.3 | 0.23 | 57.36 | 890.998 | 1
D | 4002 | 2018-10-16 | 4 | OFF | 40.08 | 12.43 | 0.58 | 0.1 | 0.35 | 0 | 0 | 0.05 | -0.17 | -0.08 | 0 |  | 0.33 | 0.3 | 0.23 | 54.2 | 893.056 | 1.03
D | 4002 | 2018-10-16 | 5 | OFF | 45.11 | 12.43 | 0.58 | 0.1 | 0.28 | 0 | 0 | 0.09 | -0.06 | -0.08 | 0 |  | 0.33 | 0.3 | 0.23 | 59.31 | 930.473 | 0.96
D | 4002 | 2018-10-16 | 6 | OFF | 36.27 | 12.43 | 0.58 | 0.1 | 0.9 | 0 | 0 | 0.12 | -0.04 | -0.08 | 0 |  | 0.33 | 0.3 | 0.23 | 51.14 | 1041.685 | 1.58
D | 4002 | 2018-10-16 | 7 | OFF | 112.35 | 12.43 | 0.58 | 0.1 | 0.68 | 0 | 0 | 0.03 | 2.96 | -0.08 | 0 |  | 0.33 | 0.3 | 0.23 | 129.91 | 1223.642 | 1.36
D | 4002 | 2018-10-16 | 8 | ON | 37.83 | 12.43 | 0.58 | 0.1 | 0.53 | 0.41 | 0.2 | 0.09 | -0.24 | -0.08 | 0 |  | 0.33 | 0.3 | 0.23 | 52.71 | 1310.705 | 1.82
D | 4002 | 2018-10-16 | 9 | ON | 33.69 | 12.43 | 0.58 | 0.1 | 0.2 | 0.41 | 0.21 | 0.15 | -0.15 | -0.08 | 0 |  | 0.33 | 0.3 | 0.23 | 48.4 | 1320.957 | 1.5
D | 4002 | 2018-10-16 | 10 | ON | 22.13 | 12.43 | 0.58 | 0.1 | 0.09 | 0.41 | 0 | 0.1 | -0.13 | -0.08 | 0 |  | 0.33 | 0.3 | 0.23 | 36.49 | 1311.878 | 1.18
D | 4002 | 2018-10-16 | 11 | ON | 22.27 | 12.43 | 0.58 | 0.1 | 0.09 | 0.42 | 0 | 0.05 | -0.1 | -0.08 | 0 |  | 0.33 | 0.3 | 0.23 | 36.62 | 1305.731 | 1.19
D | 4002 | 2018-10-16 | 12 | ON | 23.45 | 12.43 | 0.58 | 0.1 | 0.09 | 0.42 | 0 | 0.03 | -0.1 | -0.08 | 0 |  | 0.33 | 0.3 | 0.23 | 37.78 | 1295.269 | 1.19
D | 4002 | 2018-10-16 | 13 | ON | 22.85 | 12.43 | 0.58 | 0.1 | 0.1 | 0.43 | 0 | 0.06 | -0.09 | -0.08 | 0 |  | 0.33 | 0.3 | 0.23 | 37.24 | 1282.946 | 1.21
D | 4002 | 2018-10-16 | 14 | ON | 23.6 | 12.43 | 0.58 | 0.1 | 0.08 | 0.43 | 0 | 0.02 | -0.08 | -0.08 | 0 |  | 0.33 | 0.3 | 0.23 | 37.94 | 1280.095 | 1.19
D | 4002 | 2018-10-16 | 15 | ON | 23.61 | 12.43 | 0.58 | 0.1 | 0.08 | 0.44 | 0 | 0.02 | -0.08 | -0.08 | 0 |  | 0.33 | 0.3 | 0.23 | 37.96 | 1263.009 | 1.2
D | 4002 | 2018-10-16 | 16 | ON | 23.53 | 12.43 | 0.58 | 0.1 | 0.08 | 0.43 | 0 | 0.02 | -0.08 | -0.08 | 0 |  | 0.33 | 0.3 | 0.23 | 37.87 | 1268.27 | 1.19
D | 4002 | 2018-10-16 | 17 | ON | 28.6 | 12.43 | 0.58 | 0.1 | 0.08 | 0.41 | 0.09 | -0.02 | -0.01 | -0.08 | 0 |  | 0.33 | 0.3 | 0.23 | 43.04 | 1291.999 | 1.26
D | 4002 | 2018-10-16 | 18 | ON | 51.94 | 12.43 | 0.58 | 0.1 | 0.15 | 0.39 | 0.86 | 0.02 | 0.08 | -0.08 | 0 |  | 0.33 | 0.3 | 0.23 | 67.33 | 1351.129 | 2.08
D | 4002 | 2018-10-16 | 19 | ON | 56.66 | 12.43 | 0.58 | 0.1 | 0.15 | 0.37 | 0.39 | -0.02 | -0.29 | -0.08 | 0 |  | 0.33 | 0.3 | 0.23 | 71.15 | 1432.625 | 1.59
D | 4002 | 2018-10-16 | 20 | ON | 53.72 | 12.43 | 0.58 | 0.1 | 0.38 | 0.37 | 0.18 | 0.1 | -0.16 | -0.08 | 0 |  | 0.33 | 0.3 | 0.23 | 68.48 | 1421.403 | 1.61
D | 4002 | 2018-10-16 | 21 | ON | 43.86 | 12.43 | 0.58 | 0.1 | 0.12 | 0.39 | 0.4 | 0.06 | 0.03 | -0.08 | 0 |  | 0.33 | 0.3 | 0.23 | 58.75 | 1350.478 | 1.59
D | 4002 | 2018-10-16 | 22 | ON | 37.27 | 12.43 | 0.58 | 0.1 | 0.55 | 0.41 | 0.21 | 0.08 | -0.03 | -0.08 | 0 |  | 0.33 | 0.3 | 0.23 | 52.38 | 1245.519 | 1.85
D | 4002 | 2018-10-16 | 23 | ON | 37.81 | 12.43 | 0.58 | 0.1 | 0.32 | 0.46 | 0.66 | 0.02 | -0.24 | -0.08 | 0 |  | 0.33 | 0.3 | 0.23 | 52.92 | 1116.262 | 2.12
D | 4002 | 2018-10-16 | 24 | OFF | 26.16 | 12.43 | 0.58 | 0.1 | 0.21 | 0 | 0 | 0.05 | -0.06 | -0.08 | 0 |  | 0.33 | 0.3 | 0.23 | 40.25 | 1020.643 | 0.89
D | 4002 | 2018-10-17 | 1 | OFF | 25.81 | 12.43 | 0.14 | 0.01 | 0.1 | 0 | 0 | 0.09 | -0.07 | -0.08 | 0 |  | 0.33 | 0.3 | 0.23 | 39.29 | 961.208 | 0.25
D | 4002 | 2018-10-17 | 2 | OFF | 26.25 | 12.43 | 0.14 | 0.01 | 0.11 | 0 | 0 | 0.08 | -0.19 | -0.08 | 0 |  | 0.33 | 0.3 | 0.23 | 39.61 | 927.957 | 0.26
D | 4002 | 2018-10-17 | 3 | OFF | 25.97 | 12.43 | 0.14 | 0.01 | 0.12 | 0 | 0 | 0 | -0.02 | -0.08 | 0 |  | 0.33 | 0.3 | 0.23 | 39.43 | 912.414 | 0.27
D | 4002 | 2018-10-17 | 4 | OFF | 25.76 | 12.43 | 0.14 | 0.01 | 0.08 | 0 | 0 | 0.01 | -0.04 | -0.08 | 0 |  | 0.33 | 0.3 | 0.23 | 39.17 | 915.922 | 0.23
D | 4002 | 2018-10-17 | 5 | OFF | 25.53 | 12.43 | 0.14 | 0.01 | 0.09 | 0 | 0 | 0.05 | -0.04 | -0.08 | 0 |  | 0.33 | 0.3 | 0.23 | 38.99 | 949.658 | 0.24
D | 4002 | 2018-10-17 | 6 | OFF | 31.38 | 12.43 | 0.14 | 0.01 | 0.15 | 0 | 0 | 0.06 | -0.08 | -0.08 | 0 |  | 0.33 | 0.3 | 0.23 | 44.87 | 1064.156 | 0.3
D | 4002 | 2018-10-17 | 7 | OFF | 40.54 | 12.43 | 0.14 | 0.01 | 0.47 | 0 | 0.06 | 0.06 | 0.07 | -0.08 | 0 |  | 0.33 | 0.3 | 0.23 | 54.56 | 1249.769 | 0.68
D | 4002 | 2018-10-17 | 8 | ON | 52.22 | 12.43 | 0.14 | 0.01 | 0.5 | 0.37 | 0 | 0.04 | -0.25 | -0.08 | 0 |  | 0.33 | 0.3 | 0.23 | 66.24 | 1343.625 | 1.02
D | 4002 | 2018-10-17 | 9 | ON | 39.61 | 12.43 | 0.14 | 0.01 | 0.5 | 0.35 | 0 | 0.01 | -0.13 | -0.08 | 0 |  | 0.33 | 0.3 | 0.23 | 53.7 | 1360.089 | 1
D | 4002 | 2018-10-17 | 10 | ON | 28.85 | 12.43 | 0.14 | 0.01 | 0.14 | 0.36 | 0 | 0.02 | -0.12 | -0.08 | 0 |  | 0.33 | 0.3 | 0.23 | 42.61 | 1357.217 | 0.65
D | 4002 | 2018-10-17 | 11 | ON | 28.19 | 12.43 | 0.14 | 0.01 | 0.08 | 0.4 | 0 | 0.02 | -0.11 | -0.08 | 0 |  | 0.33 | 0.3 | 0.23 | 41.94 | 1347.104 | 0.63
D | 4002 | 2018-10-17 | 12 | ON | 26.67 | 12.43 | 0.14 | 0.01 | 0.04 | 0.41 | 0 | 0.07 | -0.09 | -0.08 | 0 |  | 0.33 | 0.3 | 0.23 | 40.46 | 1334.029 | 0.6
D | 4002 | 2018-10-17 | 13 | ON | 26.44 | 12.43 | 0.14 | 0.01 | 0.07 | 0.41 | 0 | 0.01 | -0.1 | -0.08 | 0 |  | 0.33 | 0.3 | 0.23 | 40.19 | 1326.231 | 0.63
D | 4002 | 2018-10-17 | 14 | ON | 27.02 | 12.43 | 0.14 | 0.01 | 0.08 | 0.41 | 0 | 0.01 | -0.09 | -0.08 | 0 |  | 0.33 | 0.3 | 0.23 | 40.79 | 1336.221 | 0.64
D | 4002 | 2018-10-17 | 15 | ON | 28.67 | 12.43 | 0.14 | 0.01 | 0.08 | 0.4 | 0 | 0.04 | -0.11 | -0.08 | 0 |  | 0.33 | 0.3 | 0.23 | 42.44 | 1327.293 | 0.63
D | 4002 | 2018-10-17 | 16 | ON | 29.47 | 12.43 | 0.14 | 0.01 | 0.07 | 0.4 | 0 | 0.03 | -0.09 | -0.08 | 0 |  | 0.33 | 0.3 | 0.23 | 43.24 | 1344.88 | 0.62
D | 4002 | 2018-10-17 | 17 | ON | 36.39 | 12.43 | 0.14 | 0.01 | 0.18 | 0.39 | 0 | 0.02 | -0.1 | -0.08 | 0 |  | 0.33 | 0.3 | 0.23 | 50.24 | 1363.232 | 0.72
D | 4002 | 2018-10-17 | 18 | ON | 34.47 | 12.43 | 0.14 | 0.01 | 0.19 | 0.37 | 0.03 | 0.08 | -0.09 | -0.08 | 0 |  | 0.33 | 0.3 | 0.23 | 48.41 | 1404.281 | 0.74
D | 4002 | 2018-10-17 | 19 | ON | 32.5 | 12.43 | 0.14 | 0.01 | 0.11 | 0.36 | 0 | 0.05 | -0.19 | -0.08 | 0 |  | 0.33 | 0.3 | 0.23 | 46.19 | 1476.364 | 0.62
D | 4002 | 2018-10-17 | 20 | ON | 32.51 | 12.43 | 0.14 | 0.01 | 0.1 | 0.36 | 0 | 0.02 | -0.18 | -0.08 | 0 |  | 0.33 | 0.3 | 0.23 | 46.17 | 1461.072 | 0.61
D | 4002 | 2018-10-17 | 21 | ON | 30.51 | 12.43 | 0.14 | 0.01 | 0.08 | 0.37 | 0 | 0.02 | -0.21 | -0.08 | 0 |  | 0.33 | 0.3 | 0.23 | 44.13 | 1394.374 | 0.6
D | 4002 | 2018-10-17 | 22 | ON | 26.89 | 12.43 | 0.14 | 0.01 | 0.16 | 0.4 | 0 | -0.01 | -0.19 | -0.08 | 0 |  | 0.33 | 0.3 | 0.23 | 40.61 | 1282.641 | 0.71
D | 4002 | 2018-10-17 | 23 | ON | 27.2 | 12.43 | 0.14 | 0.01 | 0.13 | 0.44 | 0 | 0.01 | -0.17 | -0.08 | 0 |  | 0.33 | 0.3 | 0.23 | 40.97 | 1156.54 | 0.72
D | 4002 | 2018-10-17 | 24 | OFF | 25.81 | 12.43 | 0.14 | 0.01 | 0.11 | 0 | 0 | 0 | -0.12 | -0.08 | 0 |  | 0.33 | 0.3 | 0.23 | 39.16 | 1056.002 | 0.26
D | 4002 | 2018-10-18 | 1 | OFF | 25.36 | 12.43 | 0.42 | 0.03 | 0.06 | 0 | 0 | -0.02 | -0.11 | -0.08 | 0 |  | 0.33 | 0.3 | 0.23 | 38.95 | 993.751 | 0.51
D | 4002 | 2018-10-18 | 2 | OFF | 25.75 | 12.43 | 0.42 | 0.03 | 0.07 | 0 | 0 | 0.04 | -0.2 | -0.08 | 0 |  | 0.33 | 0.3 | 0.23 | 39.32 | 960.079 | 0.52
D | 4002 | 2018-10-18 | 3 | OFF | 24.8 | 12.43 | 0.42 | 0.03 | 0.08 | 0 | 0 | 0 | -0.17 | -0.08 | 0 |  | 0.33 | 0.3 | 0.23 | 38.37 | 938.468 | 0.53
D | 4002 | 2018-10-18 | 4 | OFF | 28.15 | 12.43 | 0.42 | 0.03 | 0.09 | 0 | 0 | -0.04 | -0.16 | -0.08 | 0 |  | 0.33 | 0.3 | 0.23 | 41.7 | 940.579 | 0.54
D | 4002 | 2018-10-18 | 5 | OFF | 28.06 | 12.43 | 0.42 | 0.03 | 0.11 | 0 | 0 | 0.09 | -0.16 | -0.08 | 0 |  | 0.33 | 0.3 | 0.23 | 41.76 | 984.888 | 0.56
D | 4002 | 2018-10-18 | 6 | OFF | 27.25 | 12.43 | 0.42 | 0.03 | 0.08 | 0 | 0 | 0.11 | -0.21 | -0.08 | 0 |  | 0.33 | 0.3 | 0.23 | 40.89 | 1098.883 | 0.53
D | 4002 | 2018-10-18 | 7 | OFF | 29.02 | 12.43 | 0.42 | 0.03 | 0.14 | 0 | 0 | 0 | -0.19 | -0.08 | 0 |  | 0.33 | 0.3 | 0.23 | 42.63 | 1287.82 | 0.59
D | 4002 | 2018-10-18 | 8 | ON | 29.96 | 12.43 | 0.42 | 0.03 | 0.12 | 0.39 | 0 | -0.01 | -0.3 | -0.08 | 0 |  | 0.33 | 0.3 | 0.23 | 43.82 | 1376.315 | 0.96
D | 4002 | 2018-10-18 | 9 | ON | 34.56 | 12.43 | 0.42 | 0.03 | 0.12 | 0.39 | 0.12 | 0.01 | -0.24 | -0.08 | 0 |  | 0.33 | 0.3 | 0.23 | 48.62 | 1386.906 | 1.08
D | 4002 | 2018-10-18 | 10 | ON | 30.04 | 12.43 | 0.42 | 0.03 | 0.05 | 0.39 | 0.01 | 0.03 | -0.21 | -0.08 | 0 |  | 0.33 | 0.3 | 0.23 | 43.97 | 1382.558 | 0.9
D | 4002 | 2018-10-18 | 11 | ON | 29.99 | 12.43 | 0.42 | 0.03 | 0.06 | 0.4 | 0 | 0.03 | -0.19 | -0.08 | 0 |  | 0.33 | 0.3 | 0.23 | 43.95 | 1375.399 | 0.91
D | 4002 | 2018-10-18 | 12 | ON | 28.24 | 12.43 | 0.42 | 0.03 | 0.08 | 0.41 | 0 | 0 | -0.18 | -0.08 | 0 |  | 0.33 | 0.3 | 0.23 | 42.21 | 1362.268 | 0.94
D | 4002 | 2018-10-18 | 13 | ON | 27.31 | 12.43 | 0.42 | 0.03 | 0.1 | 0.41 | 0 | 0.05 | -0.17 | -0.08 | 0 |  | 0.33 | 0.3 | 0.23 | 41.36 | 1346.195 | 0.96
D | 4002 | 2018-10-18 | 14 | ON | 18.28 | 12.43 | 0.42 | 0.03 | 0.1 | 0.41 | 0 | 0.08 | -0.17 | -0.08 | 0 |  | 0.33 | 0.3 | 0.23 | 32.36 | 1337.242 | 0.96
D | 4002 | 2018-10-18 | 15 | ON | 18.6 | 12.43 | 0.42 | 0.03 | 0.16 | 0.42 | 0 | 0.04 | -0.16 | -0.08 | 0 |  | 0.33 | 0.3 | 0.23 | 32.72 | 1313.093 | 1.03
D | 4002 | 2018-10-18 | 16 | ON | 23.78 | 12.43 | 0.42 | 0.03 | 0.13 | 0.42 | 0 | -0.01 | -0.14 | -0.08 | 0 |  | 0.33 | 0.3 | 0.23 | 37.84 | 1321.208 | 1
D | 4002 | 2018-10-18 | 17 | ON | 25.86 | 12.43 | 0.42 | 0.03 | 0.11 | 0.39 | 0 | -0.04 | -0.13 | -0.08 | 0 |  | 0.33 | 0.3 | 0.23 | 39.85 | 1352.03 | 0.95
D | 4002 | 2018-10-18 | 18 | ON | 29.78 | 12.43 | 0.42 | 0.03 | 0.08 | 0.36 | 0 | -0.02 | -0.16 | -0.08 | 0 |  | 0.33 | 0.3 | 0.23 | 43.7 | 1412.893 | 0.89
D | 4002 | 2018-10-18 | 19 | ON | 39.1 | 12.43 | 0.42 | 0.03 | 0.13 | 0.34 | 0 | 0.01 | -0.24 | -0.08 | 0 |  | 0.33 | 0.3 | 0.23 | 53 | 1498.904 | 0.92
D | 4002 | 2018-10-18 | 20 | ON | 61.57 | 12.43 | 0.42 | 0.03 | 0.26 | 0.34 | 0.15 | -0.05 | -0.41 | -0.08 | 0 |  | 0.33 | 0.3 | 0.23 | 75.52 | 1493.706 | 1.2
D | 4002 | 2018-10-18 | 21 | ON | 38.67 | 12.43 | 0.42 | 0.03 | 0.2 | 0.35 | 0 | 0.01 | -0.17 | -0.08 | 0 |  | 0.33 | 0.3 | 0.23 | 52.72 | 1433.349 | 1
D | 4002 | 2018-10-18 | 22 | ON | 45.46 | 12.43 | 0.42 | 0.03 | 0.44 | 0.37 | 0.36 | 0 | -0.21 | -0.08 | 0 |  | 0.33 | 0.3 | 0.23 | 60.08 | 1324.441 | 1.62
D | 4002 | 2018-10-18 | 23 | ON | 32.99 | 12.43 | 0.42 | 0.03 | 0.32 | 0.41 | 0 | -0.02 | -0.12 | -0.08 | 0 |  | 0.33 | 0.3 | 0.23 | 47.24 | 1197.658 | 1.18
D | 4002 | 2018-10-18 | 24 | OFF | 30.13 | 12.43 | 0.42 | 0.03 | 0.15 | 0 | 0 | -0.05 | -0.18 | -0.08 | 0 |  | 0.33 | 0.3 | 0.23 | 43.71 | 1093.914 | 0.6
D | 4002 | 2018-10-19 | 1 | OFF | 27.47 | 12.43 | 0.28 | 0.03 | 0.11 | 0 | 0 | 0.04 | -0.1 | -0.08 | 0 |  | 0.33 | 0.3 | 0.23 | 41.04 | 1024.698 | 0.42
D | 4002 | 2018-10-19 | 2 | OFF | 28.36 | 12.43 | 0.28 | 0.03 | 0.11 | 0 | 0 | 0.02 | -0.09 | -0.08 | 0 |  | 0.33 | 0.3 | 0.23 | 41.92 | 986.47 | 0.42
D | 4002 | 2018-10-19 | 3 | OFF | 27.85 | 12.43 | 0.28 | 0.03 | 0.1 | 0 | 0 | -0.01 | -0.08 | -0.08 | 0 |  | 0.33 | 0.3 | 0.23 | 41.38 | 969.676 | 0.41
D | 4002 | 2018-10-19 | 4 | OFF | 27.78 | 12.43 | 0.28 | 0.03 | 0.1 | 0 | 0 | 0.02 | -0.08 | -0.08 | 0 |  | 0.33 | 0.3 | 0.23 | 41.34 | 973.36 | 0.41
D | 4002 | 2018-10-19 | 5 | OFF | 31.25 | 12.43 | 0.28 | 0.03 | 0.11 | 0 | 0 | 0.05 | -0.08 | -0.08 | 0 |  | 0.33 | 0.3 | 0.23 | 44.85 | 1011.391 | 0.42
D | 4002 | 2018-10-19 | 6 | OFF | 32.83 | 12.43 | 0.28 | 0.03 | 0.13 | 0 | 0.06 | 0.04 | -0.1 | -0.08 | 0 |  | 0.33 | 0.3 | 0.23 | 46.48 | 1115.892 | 0.5
D | 4002 | 2018-10-19 | 7 | OFF | 43.06 | 12.43 | 0.28 | 0.03 | 0.33 | 0 | 0.05 | -0.01 | -0.33 | -0.08 | 0 |  | 0.33 | 0.3 | 0.23 | 56.62 | 1293.083 | 0.69
D | 4002 | 2018-10-19 | 8 | ON | 49.62 | 12.43 | 0.28 | 0.03 | 0.37 | 0.38 | 0 | -0.01 | -0.31 | -0.08 | 0 |  | 0.33 | 0.3 | 0.23 | 63.57 | 1376.973 | 1.06
D | 4002 | 2018-10-19 | 9 | ON | 47.45 | 12.43 | 0.28 | 0.03 | 0.16 | 0.38 | 0.02 | -0.01 | -0.23 | -0.08 | 0 |  | 0.33 | 0.3 | 0.23 | 61.29 | 1382.73 | 0.87
D | 4002 | 2018-10-19 | 10 | ON | 43.89 | 12.43 | 0.28 | 0.03 | 0.11 | 0.39 | 0.1 | 0 | -0.14 | -0.08 | 0 |  | 0.33 | 0.3 | 0.23 | 57.87 | 1365.825 | 0.91
D | 4002 | 2018-10-19 | 11 | ON | 36.44 | 12.43 | 0.28 | 0.03 | 0.13 | 0.39 | 0 | -0.01 | -0.09 | -0.08 | 0 |  | 0.33 | 0.3 | 0.23 | 50.38 | 1348.162 | 0.83
D | 4002 | 2018-10-19 | 12 | ON | 31.92 | 12.43 | 0.28 | 0.03 | 0.21 | 0.42 | 0.14 | 0.02 | -0.06 | -0.08 | 0 |  | 0.33 | 0.3 | 0.23 | 46.17 | 1324.587 | 1.08
D | 4002 | 2018-10-19 | 13 | ON | 25.91 | 12.43 | 0.28 | 0.03 | 0.12 | 0.43 | 0 | 0.01 | -0.08 | -0.08 | 0 |  | 0.33 | 0.3 | 0.23 | 39.91 | 1293.723 | 0.86
D | 4002 | 2018-10-19 | 14 | ON | 26.09 | 12.43 | 0.28 | 0.03 | 0.09 | 0.42 | 0 | 0 | -0.07 | -0.08 | 0 |  | 0.33 | 0.3 | 0.23 | 40.05 | 1274.685 | 0.82
D | 4002 | 2018-10-19 | 15 | ON | 25.69 | 12.43 | 0.28 | 0.03 | 0.09 | 0.42 | 0 | -0.04 | -0.06 | -0.08 | 0 |  | 0.33 | 0.3 | 0.23 | 39.62 | 1256.267 | 0.82
D | 4002 | 2018-10-19 | 16 | ON | 26.98 | 12.43 | 0.28 | 0.03 | 0.09 | 0.43 | 0 | -0.04 | -0.06 | -0.08 | 0 |  | 0.33 | 0.3 | 0.23 | 40.92 | 1252.734 | 0.83
D | 4002 | 2018-10-19 | 17 | ON | 28.21 | 12.43 | 0.28 | 0.03 | 0.09 | 0.44 | 0.04 | 0 | -0.06 | -0.08 | 0 |  | 0.33 | 0.3 | 0.23 | 42.24 | 1275.192 | 0.88
D | 4002 | 2018-10-19 | 18 | ON | 36.26 | 12.43 | 0.28 | 0.03 | 0.16 | 0.42 | 0.28 | 0.02 | -0.14 | -0.08 | 0 |  | 0.33 | 0.3 | 0.23 | 50.52 | 1315.488 | 1.17
D | 4002 | 2018-10-19 | 19 | ON | 29.41 | 12.43 | 0.28 | 0.03 | 0.1 | 0.4 | 0 | -0.02 | -0.27 | -0.08 | 0 |  | 0.33 | 0.3 | 0.23 | 43.14 | 1378.083 | 0.81
D | 4002 | 2018-10-19 | 20 | ON | 31.91 | 12.43 | 0.28 | 0.03 | 0.17 | 0.41 | 0 | 0.01 | -0.2 | -0.08 | 0 |  | 0.33 | 0.3 | 0.23 | 45.82 | 1355.763 | 0.89
D | 4002 | 2018-10-19 | 21 | ON | 26.07 | 12.43 | 0.28 | 0.03 | 0.13 | 0.42 | 0 | -0.02 | -0.14 | -0.08 | 0 |  | 0.33 | 0.3 | 0.23 | 39.98 | 1304.822 | 0.86
D | 4002 | 2018-10-19 | 22 | ON | 38.73 | 12.43 | 0.28 | 0.03 | 0.38 | 0.42 | 0 | -0.01 | -0.16 | -0.08 | 0 |  | 0.33 | 0.3 | 0.23 | 52.88 | 1218.238 | 1.11
D | 4002 | 2018-10-19 | 23 | ON | 42.38 | 12.43 | 0.28 | 0.03 | 0.48 | 0.48 | 0.22 | 0 | -0.15 | -0.08 | 0 |  | 0.33 | 0.3 | 0.23 | 56.93 | 1112.121 | 1.49
D | 4002 | 2018-10-19 | 24 | OFF | 46.84 | 12.43 | 0.28 | 0.03 | 0.28 | 0 | 1.09 | -0.04 | -0.22 | -0.08 | 0 |  | 0.33 | 0.3 | 0.23 | 61.47 | 1009.722 | 1.68
D | 4002 | 2018-10-20 | 1 | OFF | 45.78 | 12.43 | 0.92 | 0.07 | 0.31 | 0 | 0.72 | -0.01 | -0.02 | -0.08 | 0 |  | 0.33 | 0.3 | 0.23 | 60.98 | 942.167 | 2.02
D | 4002 | 2018-10-20 | 2 | OFF | 40.67 | 12.43 | 0.92 | 0.07 | 0.2 | 0 | 0 | 0 | -0.17 | -0.08 | 0 |  | 0.33 | 0.3 | 0.23 | 54.9 | 899.972 | 1.19
D | 4002 | 2018-10-20 | 3 | OFF | 38.02 | 12.43 | 0.92 | 0.07 | 0.37 | 0 | 0 | 0 | -0.08 | -0.08 | 0 |  | 0.33 | 0.3 | 0.23 | 52.51 | 876.934 | 1.36
D | 4002 | 2018-10-20 | 4 | OFF | 46.02 | 12.43 | 0.92 | 0.07 | 0.25 | 0 | 0 | -0.02 | -0.11 | -0.08 | 0 |  | 0.33 | 0.3 | 0.23 | 60.34 | 866.123 | 1.24
D | 4002 | 2018-10-20 | 5 | OFF | 48.98 | 12.43 | 0.92 | 0.07 | 0.37 | 0 | 0 | 0.02 | -0.17 | -0.08 | 0 |  | 0.33 | 0.3 | 0.23 | 63.4 | 877.935 | 1.36
D | 4002 | 2018-10-20 | 6 | OFF | 42.53 | 12.43 | 0.92 | 0.07 | 0.28 | 0 | 0 | 0.03 | -0.12 | -0.08 | 0 |  | 0.33 | 0.3 | 0.23 | 56.92 | 921.308 | 1.27
D | 4002 | 2018-10-20 | 7 | OFF | 61.15 | 12.43 | 0.92 | 0.07 | 1.13 | 0 | 0 | -0.04 | -0.1 | -0.08 | 0 |  | 0.33 | 0.3 | 0.23 | 76.34 | 996.775 | 2.12
D | 4002 | 2018-10-20 | 8 | OFF | 72 | 12.43 | 0.92 | 0.07 | 1.58 | 0 | 1.8 | 0.06 | -0.28 | -0.08 | 0 |  | 0.33 | 0.3 | 0.23 | 89.36 | 1089.599 | 4.37
D | 4002 | 2018-10-20 | 9 | OFF | 46.45 | 12.43 | 0.92 | 0.07 | 0.49 | 0 | 0.63 | 0.03 | -0.13 | -0.08 | 0 |  | 0.33 | 0.3 | 0.23 | 61.67 | 1172.72 | 2.11
D | 4002 | 2018-10-20 | 10 | OFF | 52.64 | 12.43 | 0.92 | 0.07 | 0.24 | 0 | 0.94 | -0.08 | -0.22 | -0.08 | 0 |  | 0.33 | 0.3 | 0.23 | 67.72 | 1215.3 | 2.17
D | 4002 | 2018-10-20 | 11 | OFF | 35.6 | 12.43 | 0.92 | 0.07 | 0.2 | 0 | 0.47 | 0.02 | -0.15 | -0.08 | 0 |  | 0.33 | 0.3 | 0.23 | 50.34 | 1232.636 | 1.66
D | 4002 | 2018-10-20 | 12 | OFF | 23.66 | 12.43 | 0.92 | 0.07 | 0.09 | 0 | 0.02 | 0.03 | -0.14 | -0.08 | 0 |  | 0.33 | 0.3 | 0.23 | 37.86 | 1219.222 | 1.1
D | 4002 | 2018-10-20 | 13 | OFF | 23.9 | 12.43 | 0.92 | 0.07 | 0.09 | 0 | 0 | 0 | -0.12 | -0.08 | 0 |  | 0.33 | 0.3 | 0.23 | 38.07 | 1201.631 | 1.08
D | 4002 | 2018-10-20 | 14 | OFF | 24.48 | 12.43 | 0.92 | 0.07 | 0.09 | 0 | 0 | 0.03 | -0.1 | -0.08 | 0 |  | 0.33 | 0.3 | 0.23 | 38.7 | 1166.632 | 1.08
D | 4002 | 2018-10-20 | 15 | OFF | 22.74 | 12.43 | 0.92 | 0.07 | 0.09 | 0 | 0 | 0.05 | -0.11 | -0.08 | 0 |  | 0.33 | 0.3 | 0.23 | 36.97 | 1140.368 | 1.08
D | 4002 | 2018-10-20 | 16 | OFF | 22.91 | 12.43 | 0.92 | 0.07 | 0.07 | 0 | 0 | -0.01 | -0.09 | -0.08 | 0 |  | 0.33 | 0.3 | 0.23 | 37.08 | 1137.79 | 1.06
D | 4002 | 2018-10-20 | 17 | OFF | 24.54 | 12.43 | 0.92 | 0.07 | 0.08 | 0 | 0 | 0.05 | -0.09 | -0.08 | 0 |  | 0.33 | 0.3 | 0.23 | 38.78 | 1163.429 | 1.07
D | 4002 | 2018-10-20 | 18 | OFF | 36.9 | 12.43 | 0.92 | 0.07 | 0.13 | 0 | 0.42 | -0.02 | 0.04 | -0.08 | 0 |  | 0.33 | 0.3 | 0.23 | 51.67 | 1213.401 | 1.54
D | 4002 | 2018-10-20 | 19 | OFF | 54.22 | 12.43 | 0.92 | 0.07 | 0.39 | 0 | 1.02 | -0.01 | -0.24 | -0.08 | 0 |  | 0.33 | 0.3 | 0.23 | 69.58 | 1275.145 | 2.4
D | 4002 | 2018-10-20 | 20 | OFF | 32.52 | 12.43 | 0.92 | 0.07 | 0.15 | 0 | 0.08 | -0.04 | -0.2 | -0.08 | 0 |  | 0.33 | 0.3 | 0.23 | 46.71 | 1252.111 | 1.22
D | 4002 | 2018-10-20 | 21 | OFF | 43.48 | 12.43 | 0.92 | 0.07 | 0.12 | 0 | 0.69 | -0.09 | -0.09 | -0.08 | 0 |  | 0.33 | 0.3 | 0.23 | 58.31 | 1202.084 | 1.8
D | 4002 | 2018-10-20 | 22 | OFF | 36.28 | 12.43 | 0.92 | 0.07 | 0.24 | 0 | 0.35 | -0.01 | -0.09 | -0.08 | 0 |  | 0.33 | 0.3 | 0.23 | 50.97 | 1134.069 | 1.58
D | 4002 | 2018-10-20 | 23 | OFF | 34.45 | 12.43 | 0.92 | 0.07 | 0.34 | 0 | 0 | -0.03 | -0.21 | -0.08 | 0 |  | 0.33 | 0.3 | 0.23 | 48.75 | 1047.382 | 1.33
D | 4002 | 2018-10-20 | 24 | OFF | 30.59 | 12.43 | 0.92 | 0.07 | 0.28 | 0 | 0.28 | -0.04 | 0.04 | -0.08 | 0 |  | 0.33 | 0.3 | 0.23 | 45.35 | 963.184 | 1.55
D | 4002 | 2018-10-21 | 1 | OFF | 27.34 | 12.43 | 0.47 | 0.03 | 0.07 | 0 | 0.06 | -0.07 | -0.11 | -0.08 | 0 |  | 0.33 | 0.3 | 0.23 | 41 | 905.921 | 0.63
D | 4002 | 2018-10-21 | 2 | OFF | 37.45 | 12.43 | 0.47 | 0.03 | 0.3 | 0 | 0.11 | -0.07 | -0.09 | -0.08 | 0 |  | 0.33 | 0.3 | 0.23 | 51.41 | 870.93 | 0.91
D | 4002 | 2018-10-21 | 3 | OFF | 38.12 | 12.43 | 0.47 | 0.03 | 0.36 | 0 | 0 | 0.01 | -0.08 | -0.08 | 0 |  | 0.33 | 0.3 | 0.23 | 52.12 | 851.207 | 0.86
D | 4002 | 2018-10-21 | 4 | OFF | 26.98 | 12.43 | 0.47 | 0.03 | 0.17 | 0 | 0 | 0 | -0.09 | -0.08 | 0 |  | 0.33 | 0.3 | 0.23 | 40.77 | 846.345 | 0.67
D | 4002 | 2018-10-21 | 5 | OFF | 26.06 | 12.43 | 0.47 | 0.03 | 0.11 | 0 | 0 | 0.02 | -0.1 | -0.08 | 0 |  | 0.33 | 0.3 | 0.23 | 39.8 | 854.394 | 0.61
D | 4002 | 2018-10-21 | 6 | OFF | 23.64 | 12.43 | 0.47 | 0.03 | 0.12 | 0 | 0 | 0.06 | -0.11 | -0.08 | 0 |  | 0.33 | 0.3 | 0.23 | 37.42 | 886.913 | 0.62
D | 4002 | 2018-10-21 | 7 | OFF | 24.06 | 12.43 | 0.47 | 0.03 | 0.26 | 0 | 0 | 0.03 | -0.11 | -0.08 | 0 |  | 0.33 | 0.3 | 0.23 | 37.95 | 947.367 | 0.76
D | 4002 | 2018-10-21 | 8 | OFF | 23 | 12.43 | 0.47 | 0.03 | 0.26 | 0 | 0 | 0 | -0.1 | -0.08 | 0 |  | 0.33 | 0.3 | 0.23 | 36.87 | 1032.772 | 0.76
D | 4002 | 2018-10-21 | 9 | OFF | 29.41 | 12.43 | 0.47 | 0.03 | 0.1 | 0 | 0.17 | -0.03 | -0.05 | -0.08 | 0 |  | 0.33 | 0.3 | 0.23 | 43.31 | 1138.459 | 0.77
D | 4002 | 2018-10-21 | 10 | OFF | 35.5 | 12.43 | 0.47 | 0.03 | 0.15 | 0 | 0.31 | -0.03 | -0.2 | -0.08 | 0 |  | 0.33 | 0.3 | 0.23 | 49.44 | 1207.002 | 0.96
D | 4002 | 2018-10-21 | 11 | OFF | 40.1 | 12.43 | 0.47 | 0.03 | 0.15 | 0 | 0.47 | -0.02 | -0.16 | -0.08 | 0 |  | 0.33 | 0.3 | 0.23 | 54.25 | 1233.444 | 1.12
D | 4002 | 2018-10-21 | 12 | OFF | 35.37 | 12.43 | 0.47 | 0.03 | 0.22 | 0 | 0.26 | -0.01 | -0.11 | -0.08 | 0 |  | 0.33 | 0.3 | 0.23 | 49.44 | 1241.014 | 0.98
D | 4002 | 2018-10-21 | 13 | OFF | 29.85 | 12.43 | 0.47 | 0.03 | 0.1 | 0 | 0.01 | 0 | -0.14 | -0.08 | 0 |  | 0.33 | 0.3 | 0.23 | 43.53 | 1250.029 | 0.61
D | 4002 | 2018-10-21 | 14 | OFF | 31.34 | 12.43 | 0.47 | 0.03 | 0.12 | 0 | 0.14 | 0.06 | -0.15 | -0.08 | 0 |  | 0.33 | 0.3 | 0.23 | 45.22 | 1248.308 | 0.76
D | 4002 | 2018-10-21 | 15 | OFF | 26.06 | 12.43 | 0.47 | 0.03 | 0.1 | 0 | 0 | 0 | -0.13 | -0.08 | 0 |  | 0.33 | 0.3 | 0.23 | 39.74 | 1244.935 | 0.6
D | 4002 | 2018-10-21 | 16 | OFF | 25.7 | 12.43 | 0.47 | 0.03 | 0.08 | 0 | 0 | 0 | -0.14 | -0.08 | 0 |  | 0.33 | 0.3 | 0.23 | 39.35 | 1250.207 | 0.58
D | 4002 | 2018-10-21 | 17 | OFF | 24.61 | 12.43 | 0.47 | 0.03 | 0.07 | 0 | 0 | -0.04 | -0.13 | -0.08 | 0 |  | 0.33 | 0.3 | 0.23 | 38.22 | 1281.51 | 0.57
D | 4002 | 2018-10-21 | 18 | OFF | 37.2 | 12.43 | 0.47 | 0.03 | 0.29 | 0 | 0.08 | -0.03 | -0.08 | -0.08 | 0 |  | 0.33 | 0.3 | 0.23 | 51.17 | 1357.296 | 0.87
D | 4002 | 2018-10-21 | 19 | OFF | 72.98 | 12.43 | 0.47 | 0.03 | 0.53 | 0 | 0.49 | -0.04 | -0.46 | -0.08 | 0 |  | 0.33 | 0.3 | 0.23 | 87.21 | 1428.015 | 1.52
D | 4002 | 2018-10-21 | 20 | OFF | 56.54 | 12.43 | 0.47 | 0.03 | 0.32 | 0 | 0.32 | -0.04 | -0.37 | -0.08 | 0 |  | 0.33 | 0.3 | 0.23 | 70.48 | 1398.007 | 1.14
D | 4002 | 2018-10-21 | 21 | OFF | 35.3 | 12.43 | 0.47 | 0.03 | 0.13 | 0 | 0.07 | 0.02 | -0.17 | -0.08 | 0 |  | 0.33 | 0.3 | 0.23 | 49.06 | 1324.633 | 0.7
D | 4002 | 2018-10-21 | 22 | OFF | 32.72 | 12.43 | 0.47 | 0.03 | 0.48 | 0 | 0.17 | 0.06 | -0.24 | -0.08 | 0 |  | 0.33 | 0.3 | 0.23 | 46.9 | 1219.427 | 1.15
D | 4002 | 2018-10-21 | 23 | OFF | 32.43 | 12.43 | 0.47 | 0.03 | 0.57 | 0 | 0.18 | -0.02 | -0.16 | -0.08 | 0 |  | 0.33 | 0.3 | 0.23 | 46.71 | 1105.309 | 1.25
D | 4002 | 2018-10-21 | 24 | OFF | 34.55 | 12.43 | 0.47 | 0.03 | 0.26 | 0 | 0.36 | -0.05 | -0.26 | -0.08 | 0 |  | 0.33 | 0.3 | 0.23 | 48.57 | 1016.449 | 1.12
D | 4002 | 2018-10-22 | 1 | OFF | 30.22 | 12.43 | 0.8 | 0.23 | 0.14 | 0 | 0.14 | 0.01 | -0.15 | -0.08 | 0 |  | 0.33 | 0.3 | 0.23 | 44.6 | 965.928 | 1.31
D | 4002 | 2018-10-22 | 2 | OFF | 28.08 | 12.43 | 0.8 | 0.23 | 0.1 | 0 | 0 | 0.01 | -0.17 | -0.08 | 0 |  | 0.33 | 0.3 | 0.23 | 42.26 | 942.145 | 1.13
D | 4002 | 2018-10-22 | 3 | OFF | 29.97 | 12.43 | 0.8 | 0.23 | 0.12 | 0 | 0 | 0.04 | -0.19 | -0.08 | 0 |  | 0.33 | 0.3 | 0.23 | 44.18 | 934.555 | 1.15
D | 4002 | 2018-10-22 | 4 | OFF | 32.01 | 12.43 | 0.8 | 0.23 | 0.13 | 0 | 0 | 0 | -0.2 | -0.08 | 0 |  | 0.33 | 0.3 | 0.23 | 46.18 | 945.52 | 1.16
D | 4002 | 2018-10-22 | 5 | OFF | 30.6 | 12.43 | 0.8 | 0.23 | 0.12 | 0 | 0 | 0.06 | -0.22 | -0.08 | 0 |  | 0.33 | 0.3 | 0.23 | 44.8 | 994.385 | 1.15
D | 4002 | 2018-10-22 | 6 | OFF | 43.16 | 12.43 | 0.8 | 0.23 | 0.52 | 0 | 0 | 0.06 | 0.12 | -0.08 | 0 |  | 0.33 | 0.3 | 0.23 | 58.1 | 1116.243 | 1.55
D | 4002 | 2018-10-22 | 7 | OFF | 78.22 | 12.43 | 0.8 | 0.23 | 0.9 | 0 | 0.82 | -0.21 | -0.33 | -0.08 | 0 |  | 0.33 | 0.3 | 0.23 | 93.64 | 1304.074 | 2.75
D | 4002 | 2018-10-22 | 8 | ON | 338.73 | 12.43 | 0.8 | 0.23 | 3.96 | -0.84 | 13.24 | -0.31 | -0.86 | -0.08 | 0 |  | 0.33 | 0.3 | 0.23 | 368.16 | 1401.081 | 17.39
D | 4002 | 2018-10-22 | 9 | ON | 188.57 | 12.43 | 0.8 | 0.23 | 3.47 | -0.03 | 6.15 | 0.26 | 0.78 | -0.08 | 0 |  | 0.33 | 0.3 | 0.23 | 213.44 | 1406.13 | 10.62
D | 4002 | 2018-10-22 | 10 | ON | 47.91 | 12.43 | 0.8 | 0.23 | 0.48 | 0.37 | 0 | 0.07 | -0.25 | -0.08 | 0 |  | 0.33 | 0.3 | 0.23 | 62.82 | 1393.979 | 1.88
D | 4002 | 2018-10-22 | 11 | ON | 40.22 | 12.43 | 0.8 | 0.23 | 0.17 | 0.38 | 0 | -0.03 | -0.12 | -0.08 | 0 |  | 0.33 | 0.3 | 0.23 | 54.86 | 1382.837 | 1.58
D | 4002 | 2018-10-22 | 12 | ON | 41.58 | 12.43 | 0.8 | 0.23 | 0.18 | 0.39 | 0.36 | -0.03 | -0.11 | -0.08 | 0 |  | 0.33 | 0.3 | 0.23 | 56.61 | 1362.111 | 1.96
D | 4002 | 2018-10-22 | 13 | ON | 56.77 | 12.43 | 0.8 | 0.23 | 0.28 | 0.4 | 1.12 | 0.08 | -0.25 | -0.08 | 0 |  | 0.33 | 0.3 | 0.23 | 72.64 | 1342.688 | 2.83
D | 4002 | 2018-10-22 | 14 | ON | 57.54 | 12.43 | 0.8 | 0.23 | 0.23 | 0.41 | 1.19 | 0.15 | -0.23 | -0.08 | 0 |  | 0.33 | 0.3 | 0.23 | 73.53 | 1339.362 | 2.86
D | 4002 | 2018-10-22 | 15 | ON | 59.27 | 12.43 | 0.8 | 0.23 | 0.31 | 0.41 | 1.72 | 0.17 | -0.1 | -0.08 | 0 |  | 0.33 | 0.3 | 0.23 | 76.02 | 1324.893 | 3.47
D | 4002 | 2018-10-22 | 16 | ON | 53.62 | 12.43 | 0.8 | 0.23 | 0.35 | 0.41 | 1.12 | 0.01 | 0.05 | -0.08 | 0 |  | 0.33 | 0.3 | 0.23 | 69.8 | 1326.589 | 2.91
D | 4002 | 2018-10-22 | 17 | ON | 70.13 | 12.43 | 0.8 | 0.23 | 0.34 | 0.39 | 1.76 | 0.11 | -0.05 | -0.08 | 0 |  | 0.33 | 0.3 | 0.23 | 86.92 | 1352.062 | 3.52
D | 4002 | 2018-10-22 | 18 | ON | 73.57 | 12.43 | 0.8 | 0.23 | 0.61 | 0.37 | 1.75 | 0.03 | 0.09 | -0.08 | 0 |  | 0.33 | 0.3 | 0.23 | 90.66 | 1428.841 | 3.76
D | 4002 | 2018-10-22 | 19 | ON | 76.44 | 12.43 | 0.8 | 0.23 | 0.87 | 0.36 | 1.76 | 0.17 | -0.23 | -0.08 | 0 |  | 0.33 | 0.3 | 0.23 | 93.61 | 1504.403 | 4.02
D | 4002 | 2018-10-22 | 20 | ON | 74.83 | 12.43 | 0.8 | 0.23 | 0.63 | 0.36 | 1.88 | -0.03 | -0.09 | -0.08 | 0 |  | 0.33 | 0.3 | 0.23 | 91.82 | 1467.219 | 3.9
D | 4002 | 2018-10-22 | 21 | ON | 51.35 | 12.43 | 0.8 | 0.23 | 0.37 | 0.38 | 0.89 | 0.17 | -0.15 | -0.08 | 0 |  | 0.33 | 0.3 | 0.23 | 67.25 | 1391.907 | 2.67
D | 4002 | 2018-10-22 | 22 | ON | 62.89 | 12.43 | 0.8 | 0.23 | 1.09 | 0.41 | 1.91 | 0.03 | -0.03 | -0.08 | 0 |  | 0.33 | 0.3 | 0.23 | 80.54 | 1271.807 | 4.44
D | 4002 | 2018-10-22 | 23 | ON | 43.73 | 12.43 | 0.8 | 0.23 | 0.79 | 0.45 | 0.87 | 0.04 | 0.07 | -0.08 | 0 |  | 0.33 | 0.3 | 0.23 | 60.19 | 1139.144 | 3.14
D | 4002 | 2018-10-22 | 24 | OFF | 40.39 | 12.43 | 0.8 | 0.23 | 0.36 | 0 | 1.33 | -0.21 | -0.48 | -0.08 | 0 |  | 0.33 | 0.3 | 0.23 | 55.63 | 1038.547 | 2.72
D | 4002 | 2018-10-23 | 1 | OFF | 63.21 | 12.43 | 1.96 | 0.24 | 0.52 | 0 | 2.54 | -0.06 | -0.27 | -0.08 | 0 |  | 0.33 | 0.3 | 0.23 | 81.35 | 978.228 | 5.26
D | 4002 | 2018-10-23 | 2 | OFF | 57.06 | 12.43 | 1.96 | 0.24 | 0.35 | 0 | 0 | -0.05 | -0.14 | -0.08 | 0 |  | 0.33 | 0.3 | 0.23 | 72.63 | 951.123 | 2.55
D | 4002 | 2018-10-23 | 3 | OFF | 153.1 | 12.43 | 1.96 | 0.24 | 1.53 | 0 | 0 | 0.04 | -0.44 | -0.08 | 0 |  | 0.33 | 0.3 | 0.23 | 169.64 | 945.089 | 3.73
D | 4002 | 2018-10-23 | 4 | OFF | 43.9 | 12.43 | 1.96 | 0.24 | 0.43 | 0 | 0 | 0.07 | -0.2 | -0.08 | 0 |  | 0.33 | 0.3 | 0.23 | 59.61 | 942.553 | 2.63
D | 4002 | 2018-10-23 | 5 | OFF | 58.03 | 12.43 | 1.96 | 0.24 | 0.2 | 0 | 0 | -0.11 | -0.19 | -0.08 | 0 |  | 0.33 | 0.3 | 0.23 | 73.34 | 981.079 | 2.4
D | 4002 | 2018-10-23 | 6 | OFF | 60.08 | 12.43 | 1.96 | 0.24 | 0.47 | 0 | 0 | 0.06 | -0.03 | -0.08 | 0 |  | 0.33 | 0.3 | 0.23 | 75.99 | 1101.829 | 2.67
D | 4002 | 2018-10-23 | 7 | OFF | 78.89 | 12.43 | 1.96 | 0.24 | 0.92 | 0 | 0.68 | 0.02 | -0.03 | -0.08 | 0 |  | 0.33 | 0.3 | 0.23 | 95.89 | 1284.292 | 3.8
D | 4002 | 2018-10-23 | 8 | ON | 62.67 | 12.43 | 1.96 | 0.24 | 0.61 | 0.39 | 0 | -0.04 | -0.35 | -0.08 | 0 |  | 0.33 | 0.3 | 0.23 | 78.69 | 1379.914 | 3.2
D | 4002 | 2018-10-23 | 9 | ON | 49.55 | 12.43 | 1.96 | 0.24 | 0.28 | 0.39 | 0 | 0 | -0.29 | -0.08 | 0 |  | 0.33 | 0.3 | 0.23 | 65.34 | 1385.87 | 2.87
D | 4002 | 2018-10-23 | 10 | ON | 53.82 | 12.43 | 1.96 | 0.24 | 0.32 | 0.4 | 0 | -0.03 | -0.27 | -0.08 | 0 |  | 0.33 | 0.3 | 0.23 | 69.65 | 1382.528 | 2.92
D | 4002 | 2018-10-23 | 11 | ON | 53.31 | 12.43 | 1.96 | 0.24 | 0.95 | 0.4 | 0 | -0.08 | -0.24 | -0.08 | 0 |  | 0.33 | 0.3 | 0.23 | 69.75 | 1381.58 | 3.55
D | 4002 | 2018-10-23 | 12 | ON | 71.37 | 12.43 | 1.96 | 0.24 | 0.37 | 0.4 | 0.76 | -0.01 | -0.26 | -0.08 | 0 |  | 0.33 | 0.3 | 0.23 | 88.04 | 1381.421 | 3.73
D | 4002 | 2018-10-23 | 13 | ON | 78.09 | 12.43 | 1.96 | 0.24 | 0.43 | 0.4 | 0.75 | 0 | -0.2 | -0.08 | 0 |  | 0.33 | 0.3 | 0.23 | 94.88 | 1388.547 | 3.78
D | 4002 | 2018-10-23 | 14 | ON | 59.13 | 12.43 | 1.96 | 0.24 | 0.37 | 0.4 | 0.26 | 0 | -0.22 | -0.08 | 0 |  | 0.33 | 0.3 | 0.23 | 75.35 | 1390.04 | 3.23
D | 4002 | 2018-10-23 | 15 | ON | 43.57 | 12.43 | 1.96 | 0.24 | 0.22 | 0.41 | 0 | -0.01 | -0.16 | -0.08 | 0 |  | 0.33 | 0.3 | 0.23 | 59.44 | 1377.016 | 2.83
D | 4002 | 2018-10-23 | 16 | ON | 38.16 | 12.43 | 1.96 | 0.24 | 0.17 | 0.41 | 0 | 0 | -0.14 | -0.08 | 0 |  | 0.33 | 0.3 | 0.23 | 54.01 | 1375.409 | 2.78
D | 4002 | 2018-10-23 | 17 | ON | 54.56 | 12.43 | 1.96 | 0.24 | 0.27 | 0.4 | 0.53 | 0.03 | -0.12 | -0.08 | 0 |  | 0.33 | 0.3 | 0.23 | 71.08 | 1407.051 | 3.4
D | 4002 | 2018-10-23 | 18 | ON | 62.71 | 12.43 | 1.96 | 0.24 | 0.39 | 0.38 | 0.43 | -0.04 | 0.06 | -0.08 | 0 |  | 0.33 | 0.3 | 0.23 | 79.34 | 1478.87 | 3.4
D | 4002 | 2018-10-23 | 19 | ON | 80.83 | 12.43 | 1.96 | 0.24 | 0.66 | 0.37 | 1.57 | 0.05 | -0.25 | -0.08 | 0 |  | 0.33 | 0.3 | 0.23 | 98.64 | 1511.326 | 4.8
D | 4002 | 2018-10-23 | 20 | ON | 72.5 | 12.43 | 1.96 | 0.24 | 0.45 | 0.38 | 0.64 | 0.06 | -0.27 | -0.08 | 0 |  | 0.33 | 0.3 | 0.23 | 89.17 | 1473.384 | 3.67
D | 4002 | 2018-10-23 | 21 | ON | 65.05 | 12.43 | 1.96 | 0.24 | 0.47 | 0.39 | 1.13 | -0.08 | 0.06 | -0.08 | 0 |  | 0.33 | 0.3 | 0.23 | 82.43 | 1395.665 | 4.19
D | 4002 | 2018-10-23 | 22 | ON | 33.62 | 12.43 | 1.96 | 0.24 | 0.27 | 0.42 | 0.3 | 0 | -0.02 | -0.08 | 0 |  | 0.33 | 0.3 | 0.23 | 50 | 1285.814 | 3.19
D | 4002 | 2018-10-23 | 23 | ON | 29.11 | 12.43 | 1.96 | 0.24 | 0.15 | 0.46 | 0 | -0.03 | -0.06 | -0.08 | 0 |  | 0.33 | 0.3 | 0.23 | 45.04 | 1162.373 | 2.81
D | 4002 | 2018-10-23 | 24 | OFF | 30.65 | 12.43 | 1.96 | 0.24 | 0.2 | 0 | 0 | -0.03 | -0.15 | -0.08 | 0 |  | 0.33 | 0.3 | 0.23 | 46.08 | 1063.1 | 2.4
D | 4002 | 2018-10-24 | 1 | OFF | 33.88 | 12.43 | 1.61 | 0.14 | 0.14 | 0 | 0 | 0.1 | -0.31 | -0.08 | 0 |  | 0.33 | 0.3 | 0.23 | 48.77 | 995.712 | 1.89
D | 4002 | 2018-10-24 | 2 | OFF | 48.26 | 12.43 | 1.61 | 0.14 | 0.47 | 0 | 0 | 0.08 | -0.28 | -0.08 | 0 |  | 0.33 | 0.3 | 0.23 | 63.49 | 960.189 | 2.22
D | 4002 | 2018-10-24 | 3 | OFF | 54.93 | 12.43 | 1.61 | 0.14 | 0.37 | 0 | 0 | 0.01 | -0.2 | -0.08 | 0 |  | 0.33 | 0.3 | 0.23 | 70.07 | 942.138 | 2.12
D | 4002 | 2018-10-24 | 4 | OFF | 33.91 | 12.43 | 1.61 | 0.14 | 0.2 | 0 | 0 | 0.02 | -0.11 | -0.08 | 0 |  | 0.33 | 0.3 | 0.23 | 48.98 | 945.888 | 1.95
D | 4002 | 2018-10-24 | 5 | OFF | 37.35 | 12.43 | 1.61 | 0.14 | 0.18 | 0 | 0 | 0.02 | -0.09 | -0.08 | 0 |  | 0.33 | 0.3 | 0.23 | 52.42 | 986.07 | 1.93
D | 4002 | 2018-10-24 | 6 | OFF | 49.49 | 12.43 | 1.61 | 0.14 | 0.34 | 0 | 0 | 0.02 | -0.26 | -0.08 | 0 |  | 0.33 | 0.3 | 0.23 | 64.55 | 1096.373 | 2.09
D | 4002 | 2018-10-24 | 7 | OFF | 34.4 | 12.43 | 1.61 | 0.14 | 0.32 | 0 | 0.09 | 0 | -0.01 | -0.08 | 0 |  | 0.33 | 0.3 | 0.23 | 49.76 | 1277.608 | 2.16
D | 4002 | 2018-10-24 | 8 | ON | 53.32 | 12.43 | 1.61 | 0.14 | 0.5 | 0.4 | 0.02 | -0.07 | -0.3 | -0.08 | 0 |  | 0.33 | 0.3 | 0.23 | 68.83 | 1374.13 | 2.67
D | 4002 | 2018-10-24 | 9 | ON | 48.34 | 12.43 | 1.61 | 0.14 | 0.2 | 0.4 | 0.03 | 0.05 | -0.28 | -0.08 | 0 |  | 0.33 | 0.3 | 0.23 | 63.7 | 1390.951 | 2.38
D | 4002 | 2018-10-24 | 10 | ON | 38.93 | 12.43 | 1.61 | 0.14 | 0.12 | 0.4 | 0.08 | -0.04 | -0.24 | -0.08 | 0 |  | 0.33 | 0.3 | 0.23 | 54.21 | 1409.841 | 2.35
D | 4002 | 2018-10-24 | 11 | ON | 45.51 | 12.43 | 1.61 | 0.14 | 0.26 | 0.4 | 0.22 | -0.04 | -0.26 | -0.08 | 0 |  | 0.33 | 0.3 | 0.23 | 61.05 | 1426.395 | 2.63
D | 4002 | 2018-10-24 | 12 | ON | 46.2 | 12.43 | 1.61 | 0.14 | 0.16 | 0.4 | 0.15 | 0.03 | -0.26 | -0.08 | 0 |  | 0.33 | 0.3 | 0.23 | 61.64 | 1429.107 | 2.46
D | 4002 | 2018-10-24 | 13 | ON | 37.99 | 12.43 | 1.61 | 0.14 | 0.14 | 0.4 | 0.05 | -0.03 | -0.17 | -0.08 | 0 |  | 0.33 | 0.3 | 0.23 | 53.34 | 1403.074 | 2.34
D | 4002 | 2018-10-24 | 14 | ON | 33.48 | 12.43 | 1.61 | 0.14 | 0.1 | 0.4 | 0 | 0.04 | -0.17 | -0.08 | 0 |  | 0.33 | 0.3 | 0.23 | 48.81 | 1382.975 | 2.25
D | 4002 | 2018-10-24 | 15 | ON | 32.6 | 12.43 | 1.61 | 0.14 | 0.23 | 0.41 | 0 | -0.02 | -0.15 | -0.08 | 0 |  | 0.33 | 0.3 | 0.23 | 48.03 | 1364.854 | 2.39
D | 4002 | 2018-10-24 | 16 | ON | 31.71 | 12.43 | 1.61 | 0.14 | 0.29 | 0.41 | 0 | -0.04 | -0.13 | -0.08 | 0 |  | 0.33 | 0.3 | 0.23 | 47.2 | 1357.7 | 2.45
D | 4002 | 2018-10-24 | 17 | ON | 35.15 | 12.43 | 1.61 | 0.14 | 0.26 | 0.4 | 0 | -0.03 | -0.13 | -0.08 | 0 |  | 0.33 | 0.3 | 0.23 | 50.61 | 1370.644 | 2.41
D | 4002 | 2018-10-24 | 18 | ON | 43.29 | 12.43 | 1.61 | 0.14 | 0.15 | 0.36 | 0 | 0.01 | -0.15 | -0.08 | 0 |  | 0.33 | 0.3 | 0.23 | 58.62 | 1437.598 | 2.26
D | 4002 | 2018-10-24 | 19 | ON | 53.28 | 12.43 | 1.61 | 0.14 | 0.16 | 0.37 | 0.06 | -0.04 | -0.35 | -0.08 | 0 |  | 0.33 | 0.3 | 0.23 | 68.44 | 1517.789 | 2.34
D | 4002 | 2018-10-24 | 20 | ON | 47.14 | 12.43 | 1.61 | 0.14 | 0.2 | 0.37 | 0.01 | -0.03 | -0.26 | -0.08 | 0 |  | 0.33 | 0.3 | 0.23 | 62.39 | 1495.243 | 2.33
D | 4002 | 2018-10-24 | 21 | ON | 38.36 | 12.43 | 1.61 | 0.14 | 0.23 | 0.38 | 0.19 | 0 | -0.18 | -0.08 | 0 |  | 0.33 | 0.3 | 0.23 | 53.94 | 1425.969 | 2.55
D | 4002 | 2018-10-24 | 22 | ON | 29.17 | 12.43 | 1.61 | 0.14 | 0.2 | 0.41 | 0 | -0.02 | -0.21 | -0.08 | 0 |  | 0.33 | 0.3 | 0.23 | 44.51 | 1317.339 | 2.36
D | 4002 | 2018-10-24 | 23 | ON | 27.43 | 12.43 | 1.61 | 0.14 | 0.13 | 0.44 | 0 | -0.01 | -0.17 | -0.08 | 0 |  | 0.33 | 0.3 | 0.23 | 42.78 | 1192.735 | 2.32
D | 4002 | 2018-10-24 | 24 | OFF | 22.21 | 12.43 | 1.61 | 0.14 | 0.1 | 0 | 0 | -0.02 | -0.12 | -0.08 | 0 |  | 0.33 | 0.3 | 0.23 | 37.13 | 1093.767 | 1.85
D | 4002 | 2018-10-25 | 1 | OFF | 29.03 | 12.43 | 0.47 | 0.03 | 0.13 | 0 | 0 | -0.1 | -0.16 | -0.08 | 0 |  | 0.33 | 0.3 | 0.23 | 42.61 | 1037.822 | 0.63
D | 4002 | 2018-10-25 | 2 | OFF | 28.41 | 12.43 | 0.47 | 0.03 | 0.13 | 0 | 0 | 0.01 | -0.14 | -0.08 | 0 |  | 0.33 | 0.3 | 0.23 | 42.12 | 1004.997 | 0.63
D | 4002 | 2018-10-25 | 3 | OFF | 29.47 | 12.43 | 0.47 | 0.03 | 0.13 | 0 | 0 | 0.02 | -0.21 | -0.08 | 0 |  | 0.33 | 0.3 | 0.23 | 43.12 | 989.95 | 0.63
D | 4002 | 2018-10-25 | 4 | OFF | 27.85 | 12.43 | 0.47 | 0.03 | 0.1 | 0 | 0 | -0.02 | -0.11 | -0.08 | 0 |  | 0.33 | 0.3 | 0.23 | 41.53 | 992.625 | 0.6
D | 4002 | 2018-10-25 | 5 | OFF | 29.99 | 12.43 | 0.47 | 0.03 | 0.09 | 0 | 0 | 0.04 | -0.18 | -0.08 | 0 |  | 0.33 | 0.3 | 0.23 | 43.65 | 1035.152 | 0.59
D | 4002 | 2018-10-25 | 6 | OFF | 30.14 | 12.43 | 0.47 | 0.03 | 0.12 | 0 | 0 | 0.14 | -0.27 | -0.08 | 0 |  | 0.33 | 0.3 | 0.23 | 43.84 | 1145.384 | 0.62
D | 4002 | 2018-10-25 | 7 | OFF | 43.59 | 12.43 | 0.47 | 0.03 | 0.23 | 0 | 0 | -0.08 | -0.03 | -0.08 | 0 |  | 0.33 | 0.3 | 0.23 | 57.42 | 1333.724 | 0.73
D | 4002 | 2018-10-25 | 8 | ON | 54.05 | 12.43 | 0.47 | 0.03 | 0.44 | 0.38 | 0 | -0.02 | -0.45 | -0.08 | 0 |  | 0.33 | 0.3 | 0.23 | 68.11 | 1423.863 | 1.32
D | 4002 | 2018-10-25 | 9 | ON | 48.38 | 12.43 | 0.47 | 0.03 | 0.25 | 0.36 | 0.14 | -0.01 | -0.39 | -0.08 | 0 |  | 0.33 | 0.3 | 0.23 | 62.44 | 1435.527 | 1.25
D | 4002 | 2018-10-25 | 10 | ON | 39.03 | 12.43 | 0.47 | 0.03 | 0.16 | 0.36 | 0.24 | 0.1 | -0.2 | -0.08 | 0 |  | 0.33 | 0.3 | 0.23 | 53.4 | 1431.764 | 1.26
D | 4002 | 2018-10-25 | 11 | ON | 32.14 | 12.43 | 0.47 | 0.03 | 0.1 | 0.37 | 0 | 0.14 | -0.19 | -0.08 | 0 |  | 0.33 | 0.3 | 0.23 | 46.27 | 1426.058 | 0.97
D | 4002 | 2018-10-25 | 12 | ON | 31.42 | 12.43 | 0.47 | 0.03 | 0.1 | 0.38 | 0 | 0.11 | -0.19 | -0.08 | 0 |  | 0.33 | 0.3 | 0.23 | 45.53 | 1414.425 | 0.98
D | 4002 | 2018-10-25 | 13 | ON | 29.31 | 12.43 | 0.47 | 0.03 | 0.09 | 0.39 | 0 | 0.17 | -0.28 | -0.08 | 0 |  | 0.33 | 0.3 | 0.23 | 43.39 | 1394.873 | 0.98
D | 4002 | 2018-10-25 | 14 | ON | 29.64 | 12.43 | 0.47 | 0.03 | 0.1 | 0.39 | 0 | 0.23 | -0.41 | -0.08 | 0 |  | 0.33 | 0.3 | 0.23 | 43.66 | 1393.365 | 0.99
D | 4002 | 2018-10-25 | 15 | ON | 29.02 | 12.43 | 0.47 | 0.03 | 0.07 | 0.39 | 0 | 0.09 | -0.12 | -0.08 | 0 |  | 0.33 | 0.3 | 0.23 | 43.16 | 1385.959 | 0.96
D | 4002 | 2018-10-25 | 16 | ON | 30.47 | 12.43 | 0.47 | 0.03 | 0.08 | 0.38 | 0 | 0.1 | -0.14 | -0.08 | 0 |  | 0.33 | 0.3 | 0.23 | 44.6 | 1386.025 | 0.96
D | 4002 | 2018-10-25 | 17 | ON | 31.97 | 12.43 | 0.47 | 0.03 | 0.08 | 0.37 | 0 | 0.11 | -0.17 | -0.08 | 0 |  | 0.33 | 0.3 | 0.23 | 46.07 | 1413.538 | 0.95
D | 4002 | 2018-10-25 | 18 | ON | 43.6 | 12.43 | 0.47 | 0.03 | 0.13 | 0.35 | 0 | 0.23 | -0.24 | -0.08 | 0 |  | 0.33 | 0.3 | 0.23 | 57.78 | 1482.312 | 0.98
D | 4002 | 2018-10-25 | 19 | ON | 56.15 | 12.43 | 0.47 | 0.03 | 0.26 | 0.33 | 0.09 | 0.16 | -0.41 | -0.08 | 0 |  | 0.33 | 0.3 | 0.23 | 70.29 | 1552.395 | 1.18
D | 4002 | 2018-10-25 | 20 | ON | 48.81 | 12.43 | 0.47 | 0.03 | 0.32 | 0.34 | 0.08 | 0.12 | -0.31 | -0.08 | 0 |  | 0.33 | 0.3 | 0.23 | 63.07 | 1524.907 | 1.24
D | 4002 | 2018-10-25 | 21 | ON | 39.81 | 12.43 | 0.47 | 0.03 | 0.31 | 0.35 | 0.05 | 0.11 | -0.33 | -0.08 | 0 |  | 0.33 | 0.3 | 0.23 | 54.01 | 1464.246 | 1.21
D | 4002 | 2018-10-25 | 22 | ON | 33.92 | 12.43 | 0.47 | 0.03 | 0.16 | 0.37 | 0 | 0.11 | -0.26 | -0.08 | 0 |  | 0.33 | 0.3 | 0.23 | 48.01 | 1358.409 | 1.03
D | 4002 | 2018-10-25 | 23 | ON | 30.77 | 12.43 | 0.47 | 0.03 | 0.15 | 0.41 | 0 | 0.12 | -0.22 | -0.08 | 0 |  | 0.33 | 0.3 | 0.23 | 44.94 | 1229.71 | 1.06
D | 4002 | 2018-10-25 | 24 | OFF | 25.61 | 12.43 | 0.47 | 0.03 | 0.28 | 0 | 0 | 0.04 | -0.2 | -0.08 | 0 |  | 0.33 | 0.3 | 0.23 | 39.44 | 1126.828 | 0.78
D | 4002 | 2018-10-26 | 1 | OFF | 28.31 | 12.43 | 0.37 | 0.05 | 0.09 | 0 | 0 | 0.03 | -0.21 | -0.08 | 0 |  | 0.33 | 0.3 | 0.23 | 41.85 | 1060.93 | 0.51
D | 4002 | 2018-10-26 | 2 | OFF | 26.73 | 12.43 | 0.37 | 0.05 | 0.08 | 0 | 0 | -0.01 | -0.09 | -0.08 | 0 |  | 0.33 | 0.3 | 0.23 | 40.34 | 1029.424 | 0.5
D | 4002 | 2018-10-26 | 3 | OFF | 26.11 | 12.43 | 0.37 | 0.05 | 0.09 | 0 | 0 | -0.04 | -0.06 | -0.08 | 0 |  | 0.33 | 0.3 | 0.23 | 39.73 | 1014.593 | 0.51
D | 4002 | 2018-10-26 | 4 | OFF | 24.3 | 12.43 | 0.37 | 0.05 | 0.09 | 0 | 0 | -0.03 | -0.09 | -0.08 | 0 |  | 0.33 | 0.3 | 0.23 | 37.9 | 1020.741 | 0.51
D | 4002 | 2018-10-26 | 5 | OFF | 29.41 | 12.43 | 0.37 | 0.05 | 0.09 | 0 | 0 | -0.01 | -0.08 | -0.08 | 0 |  | 0.33 | 0.3 | 0.23 | 43.04 | 1060.474 | 0.51
D | 4002 | 2018-10-26 | 6 | OFF | 26.64 | 12.43 | 0.37 | 0.05 | 0.11 | 0 | 0 | 0.03 | -0.15 | -0.08 | 0 |  | 0.33 | 0.3 | 0.23 | 40.26 | 1171.406 | 0.53
D | 4002 | 2018-10-26 | 7 | OFF | 37.02 | 12.43 | 0.37 | 0.05 | 0.21 | 0 | 0.21 | 0 | -0.2 | -0.08 | 0 |  | 0.33 | 0.3 | 0.23 | 50.87 | 1355.523 | 0.84
D | 4002 | 2018-10-26 | 8 | ON | 48.27 | 12.43 | 0.37 | 0.05 | 0.28 | 0.35 | 0.03 | 0.01 | -0.5 | -0.08 | 0 |  | 0.33 | 0.3 | 0.23 | 62.07 | 1439.907 | 1.08
D | 4002 | 2018-10-26 | 9 | ON | 41.74 | 12.43 | 0.37 | 0.05 | 0.19 | 0.35 | 0 | 0.04 | -0.29 | -0.08 | 0 |  | 0.33 | 0.3 | 0.23 | 55.66 | 1447.754 | 0.96
D | 4002 | 2018-10-26 | 10 | ON | 32.25 | 12.43 | 0.37 | 0.05 | 0.09 | 0.36 | 0 | 0.04 | -0.25 | -0.08 | 0 |  | 0.33 | 0.3 | 0.23 | 46.12 | 1438.737 | 0.87
D | 4002 | 2018-10-26 | 11 | ON | 31.76 | 12.43 | 0.37 | 0.05 | 0.12 | 0.37 | 0.09 | 0.03 | -0.28 | -0.08 | 0 |  | 0.33 | 0.3 | 0.23 | 45.72 | 1417.597 | 1
D | 4002 | 2018-10-26 | 12 | ON | 28.16 | 12.43 | 0.37 | 0.05 | 0.08 | 0.37 | 0 | 0.04 | -0.18 | -0.08 | 0 |  | 0.33 | 0.3 | 0.23 | 42.1 | 1385.743 | 0.87
D | 4002 | 2018-10-26 | 13 | ON | 27.49 | 12.43 | 0.37 | 0.05 | 0.07 | 0.35 | 0 | 0.05 | -0.28 | -0.08 | 0 |  | 0.33 | 0.3 | 0.23 | 41.31 | 1354.243 | 0.84
D | 4002 | 2018-10-26 | 14 | ON | 27.69 | 12.43 | 0.37 | 0.05 | 0.07 | 0.32 | 0 | 0 | -0.18 | -0.08 | 0 |  | 0.33 | 0.3 | 0.23 | 41.53 | 1337.872 | 0.81
D | 4002 | 2018-10-26 | 15 | ON | 27.6 | 12.43 | 0.37 | 0.05 | 0.07 | 0.39 | 0 | 0.08 | -0.31 | -0.08 | 0 |  | 0.33 | 0.3 | 0.23 | 41.46 | 1317.39 | 0.88
D | 4002 | 2018-10-26 | 16 | ON | 29.44 | 12.43 | 0.37 | 0.05 | 0.07 | 0.39 | 0 | -0.04 | -0.12 | -0.08 | 0 |  | 0.33 | 0.3 | 0.23 | 43.37 | 1310.692 | 0.88
D | 4002 | 2018-10-26 | 17 | ON | 29.35 | 12.43 | 0.37 | 0.05 | 0.08 | 0.38 | 0 | -0.02 | -0.12 | -0.08 | 0 |  | 0.33 | 0.3 | 0.23 | 43.3 | 1337.824 | 0.88
D | 4002 | 2018-10-26 | 18 | ON | 32.79 | 12.43 | 0.37 | 0.05 | 0.22 | 0.36 | 0.13 | 0.02 | -0.16 | -0.08 | 0 |  | 0.33 | 0.3 | 0.23 | 46.99 | 1402.369 | 1.13
D | 4002 | 2018-10-26 | 19 | ON | 46.55 | 12.43 | 0.37 | 0.05 | 0.36 | 0.35 | 0.62 | 0.07 | -0.41 | -0.08 | 0 |  | 0.33 | 0.3 | 0.23 | 61.17 | 1465.106 | 1.75
D | 4002 | 2018-10-26 | 20 | ON | 39.65 | 12.43 | 0.37 | 0.05 | 0.46 | 0.35 | 0.47 | 0.14 | -0.39 | -0.08 | 0 |  | 0.33 | 0.3 | 0.23 | 54.31 | 1440.379 | 1.7
D | 4002 | 2018-10-26 | 21 | ON | 30.32 | 12.43 | 0.37 | 0.05 | 0.39 | 0.37 | 0 | -0.06 | -0.06 | -0.08 | 0 |  | 0.33 | 0.3 | 0.23 | 44.59 | 1389.134 | 1.18
D | 4002 | 2018-10-26 | 22 | ON | 29.07 | 12.43 | 0.37 | 0.05 | 0.16 | 0.37 | 0 | -0.05 | -0.18 | -0.08 | 0 |  | 0.33 | 0.3 | 0.23 | 43 | 1305.234 | 0.95
D | 4002 | 2018-10-26 | 23 | ON | 28.76 | 12.43 | 0.37 | 0.05 | 0.52 | 0.41 | 0 | -0.04 | -0.2 | -0.08 | 0 |  | 0.33 | 0.3 | 0.23 | 43.08 | 1203.893 | 1.35
D | 4002 | 2018-10-26 | 24 | OFF | 42.5 | 12.43 | 0.37 | 0.05 | 0.6 | 0 | 0.18 | 0.51 | -0.27 | -0.08 | 0 |  | 0.33 | 0.3 | 0.23 | 57.15 | 1107.339 | 1.2
D | 4002 | 2018-10-27 | 1 | OFF | 52.21 | 12.43 | 1.64 | 0.09 | 0.5 | 0 | 0 | -0.12 | -0.32 | -0.08 | 0 |  | 0.33 | 0.3 | 0.23 | 67.21 | 1042.364 | 2.23
D | 4002 | 2018-10-27 | 2 | OFF | 50.46 | 12.43 | 1.64 | 0.09 | 0.47 | 0 | 0.02 | 0.02 | -0.28 | -0.08 | 0 |  | 0.33 | 0.3 | 0.23 | 65.63 | 1002.118 | 2.22
D | 4002 | 2018-10-27 | 3 | OFF | 44.67 | 12.43 | 1.64 | 0.09 | 0.28 | 0 | 0 | -0.4 | -0.26 | -0.08 | 0 |  | 0.33 | 0.3 | 0.23 | 59.23 | 974.508 | 2.01
D | 4002 | 2018-10-27 | 4 | OFF | 30.59 | 12.43 | 1.64 | 0.09 | 0.15 | 0 | 0 | 0.11 | -0.19 | -0.08 | 0 |  | 0.33 | 0.3 | 0.23 | 45.6 | 962.749 | 1.88
D | 4002 | 2018-10-27 | 5 | OFF | 30.9 | 12.43 | 1.64 | 0.09 | 0.1 | 0 | 0 | 0 | -0.1 | -0.08 | 0 |  | 0.33 | 0.3 | 0.23 | 45.84 | 971.916 | 1.83
D | 4002 | 2018-10-27 | 6 | OFF | 31.67 | 12.43 | 1.64 | 0.09 | 0.11 | 0 | 0 | 0.1 | -0.1 | -0.08 | 0 |  | 0.33 | 0.3 | 0.23 | 46.72 | 1013.776 | 1.84
D | 4002 | 2018-10-27 | 7 | OFF | 32.12 | 12.43 | 1.64 | 0.09 | 0.2 | 0 | 0 | 0.06 | -0.13 | -0.08 | 0 |  | 0.33 | 0.3 | 0.23 | 47.19 | 1090.633 | 1.93
D | 4002 | 2018-10-27 | 8 | OFF | 32.55 | 12.43 | 1.64 | 0.09 | 0.2 | 0 | 0 | 0.03 | -0.17 | -0.08 | 0 |  | 0.33 | 0.3 | 0.23 | 47.55 | 1179.165 | 1.93
D | 4002 | 2018-10-27 | 9 | OFF | 34.33 | 12.43 | 1.64 | 0.09 | 0.16 | 0 | 0.08 | -0.01 | -0.13 | -0.08 | 0 |  | 0.33 | 0.3 | 0.23 | 49.37 | 1277.39 | 1.97
D | 4002 | 2018-10-27 | 10 | OFF | 44.45 | 12.43 | 1.64 | 0.09 | 0.15 | 0 | 0.1 | -0.01 | -0.13 | -0.08 | 0 |  | 0.33 | 0.3 | 0.23 | 59.5 | 1357.174 | 1.98
D | 4002 | 2018-10-27 | 11 | OFF | 61.37 | 12.43 | 1.64 | 0.09 | 0.3 | 0 | 0.5 | -0.03 | -0.19 | -0.08 | 0 |  | 0.33 | 0.3 | 0.23 | 76.89 | 1408.517 | 2.53
D | 4002 | 2018-10-27 | 12 | OFF | 67.95 | 12.43 | 1.64 | 0.09 | 0.25 | 0 | 0.83 | -0.01 | -0.24 | -0.08 | 0 |  | 0.33 | 0.3 | 0.23 | 83.72 | 1430.345 | 2.81
D | 4002 | 2018-10-27 | 13 | OFF | 53.92 | 12.43 | 1.64 | 0.09 | 0.28 | 0 | 0.27 | -0.01 | -0.17 | -0.08 | 0 |  | 0.33 | 0.3 | 0.23 | 69.23 | 1438.971 | 2.28
D | 4002 | 2018-10-27 | 14 | OFF | 48.3 | 12.43 | 1.64 | 0.09 | 0.28 | 0 | 0.03 | 0 | -0.11 | -0.08 | 0 |  | 0.33 | 0.3 | 0.23 | 63.44 | 1416.178 | 2.04
D | 4002 | 2018-10-27 | 15 | OFF | 39.57 | 12.43 | 1.64 | 0.09 | 0.15 | 0 | 0 | -0.01 | -0.11 | -0.08 | 0 |  | 0.33 | 0.3 | 0.23 | 54.54 | 1388.561 | 1.88
D | 4002 | 2018-10-27 | 16 | OFF | 31.4 | 12.43 | 1.64 | 0.09 | 0.42 | 0 | 0 | -0.01 | -0.1 | -0.08 | 0 |  | 0.33 | 0.3 | 0.23 | 46.65 | 1394.724 | 2.15
D | 4002 | 2018-10-27 | 17 | OFF | 29.14 | 12.43 | 1.64 | 0.09 | 0.26 | 0 | 0 | 0.03 | -0.11 | -0.08 | 0 |  | 0.33 | 0.3 | 0.23 | 44.26 | 1403.502 | 1.99
D | 4002 | 2018-10-27 | 18 | OFF | 33.04 | 12.43 | 1.64 | 0.09 | 0.12 | 0 | 0.15 | 0 | -0.13 | -0.08 | 0 |  | 0.33 | 0.3 | 0.23 | 48.12 | 1441.356 | 2
D | 4002 | 2018-10-27 | 19 | OFF | 53.2 | 12.43 | 1.64 | 0.09 | 0.5 | 0 | 1.21 | 0 | -0.14 | -0.08 | 0 |  | 0.33 | 0.3 | 0.23 | 69.71 | 1449.936 | 3.44
D | 4002 | 2018-10-27 | 20 | OFF | 51.86 | 12.43 | 1.64 | 0.09 | 0.62 | 0 | 0.19 | 0.06 | -0.31 | -0.08 | 0 |  | 0.33 | 0.3 | 0.23 | 67.36 | 1398.496 | 2.54
D | 4002 | 2018-10-27 | 21 | OFF | 37.69 | 12.43 | 1.64 | 0.09 | 0.62 | 0 | 0.15 | -0.13 | 0.13 | -0.08 | 0 |  | 0.33 | 0.3 | 0.23 | 53.4 | 1326.707 | 2.5
D | 4002 | 2018-10-27 | 22 | OFF | 31.68 | 12.43 | 1.64 | 0.09 | 0.62 | 0 | 0.08 | -0.12 | -0.01 | -0.08 | 0 |  | 0.33 | 0.3 | 0.23 | 47.19 | 1248.423 | 2.43
D | 4002 | 2018-10-27 | 23 | OFF | 30.47 | 12.43 | 1.64 | 0.09 | 0.23 | 0 | 0 | -0.09 | -0.04 | -0.08 | 0 |  | 0.33 | 0.3 | 0.23 | 45.51 | 1157.333 | 1.96
D | 4002 | 2018-10-27 | 24 | OFF | 45.66 | 12.43 | 1.64 | 0.09 | 0.19 | 0 | 1.03 | 0.05 | -0.39 | -0.08 | 0 |  | 0.33 | 0.3 | 0.23 | 61.48 | 1073.639 | 2.95
D | 4002 | 2018-10-28 | 1 | OFF | 55.75 | 12.43 | 1.8 | 0.2 | 0.65 | 0 | 1.51 | 0.04 | -0.09 | -0.08 | 0 |  | 0.33 | 0.3 | 0.23 | 73.07 | 1011.185 | 4.16
D | 4002 | 2018-10-28 | 2 | OFF | 60.22 | 12.43 | 1.8 | 0.2 | 0.38 | 0 | 1.08 | 0.09 | -0.41 | -0.08 | 0 |  | 0.33 | 0.3 | 0.23 | 76.57 | 963.514 | 3.46
D | 4002 | 2018-10-28 | 3 | OFF | 52.4 | 12.43 | 1.8 | 0.2 | 0.41 | 0 | 0 | 0 | -0.38 | -0.08 | 0 |  | 0.33 | 0.3 | 0.23 | 67.64 | 935.233 | 2.41
D | 4002 | 2018-10-28 | 4 | OFF | 70.45 | 12.43 | 1.8 | 0.2 | 0.52 | 0 | 0 | -0.02 | -0.12 | -0.08 | 0 |  | 0.33 | 0.3 | 0.23 | 86.04 | 926.534 | 2.52
D | 4002 | 2018-10-28 | 5 | OFF | 73.38 | 12.43 | 1.8 | 0.2 | 0.75 | 0 | 0 | 0.29 | -0.46 | -0.08 | 0 |  | 0.33 | 0.3 | 0.23 | 89.17 | 933.541 | 2.75
D | 4002 | 2018-10-28 | 6 | OFF | 70.37 | 12.43 | 1.8 | 0.2 | 0.74 | 0 | 0.65 | 0.09 | 0.1 | -0.08 | 0 |  | 0.33 | 0.3 | 0.23 | 87.16 | 963.342 | 3.39
D | 4002 | 2018-10-28 | 7 | OFF | 45.26 | 12.43 | 1.8 | 0.2 | 1.81 | 0 | 0.69 | 0.06 | -0.13 | -0.08 | 0 |  | 0.33 | 0.3 | 0.23 | 62.9 | 1023.905 | 4.5
D | 4002 | 2018-10-28 | 8 | OFF | 41.39 | 12.43 | 1.8 | 0.2 | 0.96 | 0 | 0.43 | -0.02 | -0.09 | -0.08 | 0 |  | 0.33 | 0.3 | 0.23 | 57.88 | 1103.484 | 3.39
D | 4002 | 2018-10-28 | 9 | OFF | 42.82 | 12.43 | 1.8 | 0.2 | 0.23 | 0 | 0.48 | -0.03 | 0.01 | -0.08 | 0 |  | 0.33 | 0.3 | 0.23 | 58.72 | 1193.869 | 2.71
D | 4002 | 2018-10-28 | 10 | OFF | 56.52 | 12.43 | 1.8 | 0.2 | 0.25 | 0 | 1.32 | 0 | -0.09 | -0.08 | 0 |  | 0.33 | 0.3 | 0.23 | 73.21 | 1261.848 | 3.57
D | 4002 | 2018-10-28 | 11 | OFF | 64.24 | 12.43 | 1.8 | 0.2 | 0.38 | 0 | 1.97 | -0.06 | -0.17 | -0.08 | 0 |  | 0.33 | 0.3 | 0.23 | 81.57 | 1294.493 | 4.35
D | 4002 | 2018-10-28 | 12 | OFF | 56.34 | 12.43 | 1.8 | 0.2 | 0.2 | 0 | 1.5 | 0.07 | -0.14 | -0.08 | 0 |  | 0.33 | 0.3 | 0.23 | 73.18 | 1308.717 | 3.7
D | 4002 | 2018-10-28 | 13 | OFF | 53.62 | 12.43 | 1.8 | 0.2 | 0.23 | 0 | 0.54 | 0.01 | -0.13 | -0.08 | 0 |  | 0.33 | 0.3 | 0.23 | 69.48 | 1309.925 | 2.77
D | 4002 | 2018-10-28 | 14 | OFF | 53.43 | 12.43 | 1.8 | 0.2 | 0.21 | 0 | 1.65 | 0.03 | -0.07 | -0.08 | 0 |  | 0.33 | 0.3 | 0.23 | 70.46 | 1296.91 | 3.86
D | 4002 | 2018-10-28 | 15 | OFF | 54.87 | 12.43 | 1.8 | 0.2 | 0.45 | 0 | 1.6 | -0.03 | -0.05 | -0.08 | 0 |  | 0.33 | 0.3 | 0.23 | 72.05 | 1288.074 | 4.05
D | 4002 | 2018-10-28 | 16 | OFF | 51.98 | 12.43 | 1.8 | 0.2 | 0.31 | 0 | 1.25 | -0.07 | -0.04 | -0.08 | 0 |  | 0.33 | 0.3 | 0.23 | 68.64 | 1287.369 | 3.56
D | 4002 | 2018-10-28 | 17 | OFF | 53.57 | 12.43 | 1.8 | 0.2 | 0.27 | 0 | 1.18 | -0.05 | -0.06 | -0.08 | 0 |  | 0.33 | 0.3 | 0.23 | 70.12 | 1316.666 | 3.45
D | 4002 | 2018-10-28 | 18 | OFF | 60.39 | 12.43 | 1.8 | 0.2 | 0.24 | 0 | 1.42 | -0.11 | -0.03 | -0.08 | 0 |  | 0.33 | 0.3 | 0.23 | 77.12 | 1385.469 | 3.66
D | 4002 | 2018-10-28 | 19 | OFF | 59.19 | 12.43 | 1.8 | 0.2 | 0.56 | 0 | 1.58 | -0.16 | -0.05 | -0.08 | 0 |  | 0.33 | 0.3 | 0.23 | 76.33 | 1432.204 | 4.14
D | 4002 | 2018-10-28 | 20 | OFF | 54.16 | 12.43 | 1.8 | 0.2 | 0.4 | 0 | 1.32 | -0.03 | -0.15 | -0.08 | 0 |  | 0.33 | 0.3 | 0.23 | 70.91 | 1359.268 | 3.72
D | 4002 | 2018-10-28 | 21 | OFF | 51.56 | 12.43 | 1.8 | 0.2 | 0.57 | 0 | 1.2 | -0.05 | -0.08 | -0.08 | 0 |  | 0.33 | 0.3 | 0.23 | 68.41 | 1275.86 | 3.77
D | 4002 | 2018-10-28 | 22 | OFF | 29.06 | 12.43 | 1.8 | 0.2 | 0.29 | 0 | 0.08 | 0.01 | -0.11 | -0.08 | 0 |  | 0.33 | 0.3 | 0.23 | 44.54 | 1174.011 | 2.37
D | 4002 | 2018-10-28 | 23 | OFF | 39.35 | 12.43 | 1.8 | 0.2 | 0.44 | 0 | 0.64 | 0.05 | -0.22 | -0.08 | 0 |  | 0.33 | 0.3 | 0.23 | 55.47 | 1068.469 | 3.08
D | 4002 | 2018-10-28 | 24 | OFF | 29.83 | 12.43 | 1.8 | 0.2 | 0.17 | 0 | 0 | 0.02 | -0.05 | -0.08 | 0 |  | 0.33 | 0.3 | 0.23 | 45.18 | 988.944 | 2.17
D | 4002 | 2018-10-29 | 1 | OFF | 27.97 | 12.43 | 0.35 | 0.29 | 0.11 | 0 | 0 | -0.01 | -0.07 | -0.08 | 0 |  | 0.33 | 0.3 | 0.23 | 41.85 | 927.354 | 0.75
D | 4002 | 2018-10-29 | 2 | OFF | 28.08 | 12.43 | 0.35 | 0.29 | 0.11 | 0 | 0 | 0.01 | -0.07 | -0.08 | 0 |  | 0.33 | 0.3 | 0.23 | 41.98 | 890.288 | 0.75
D | 4002 | 2018-10-29 | 3 | OFF | 26.07 | 12.43 | 0.35 | 0.29 | 0.07 | 0 | 0 | -0.02 | -0.06 | -0.08 | 0 |  | 0.33 | 0.3 | 0.23 | 39.91 | 875.821 | 0.71
D | 4002 | 2018-10-29 | 4 | OFF | 26.6 | 12.43 | 0.35 | 0.29 | 0.07 | 0 | 0 | 0.04 | -0.03 | -0.08 | 0 |  | 0.33 | 0.3 | 0.23 | 40.53 | 880.974 | 0.71
D | 4002 | 2018-10-29 | 5 | OFF | 28.36 | 12.43 | 0.35 | 0.29 | 0.07 | 0 | 0 | 0 | -0.05 | -0.08 | 0 |  | 0.33 | 0.3 | 0.23 | 42.23 | 923.363 | 0.71
D | 4002 | 2018-10-29 | 6 | OFF | 26.27 | 12.43 | 0.35 | 0.29 | 0.15 | 0 | 0 | 0.06 | -0.09 | -0.08 | 0 |  | 0.33 | 0.3 | 0.23 | 40.24 | 1037.948 | 0.79
D | 4002 | 2018-10-29 | 7 | OFF | 30.54 | 12.43 | 0.35 | 0.29 | 0.15 | 0 | 0 | 0.06 | -0.08 | -0.08 | 0 |  | 0.33 | 0.3 | 0.23 | 44.52 | 1217.093 | 0.79
D | 4002 | 2018-10-29 | 8 | ON | 43.2 | 12.43 | 0.35 | 0.29 | 0.33 | 0.34 | 0.42 | -0.03 | -0.14 | -0.08 | 0 |  | 0.33 | 0.3 | 0.23 | 57.97 | 1321.561 | 1.73
D | 4002 | 2018-10-29 | 9 | ON | 53.45 | 12.43 | 0.35 | 0.29 | 0.21 | 0.33 | 0.69 | -0.03 | -0.16 | -0.08 | 0 |  | 0.33 | 0.3 | 0.23 | 68.34 | 1355.72 | 1.87
D | 4002 | 2018-10-29 | 10 | ON | 40.52 | 12.43 | 0.35 | 0.29 | 0.21 | 0.33 | 0.56 | 0.08 | -0.12 | -0.08 | 0 |  | 0.33 | 0.3 | 0.23 | 55.43 | 1386.432 | 1.74
D | 4002 | 2018-10-29 | 11 | ON | 47 | 12.43 | 0.35 | 0.29 | 0.22 | 0.33 | 0.88 | -0.01 | -0.1 | -0.08 | 0 |  | 0.33 | 0.3 | 0.23 | 62.17 | 1416.539 | 2.07
D | 4002 | 2018-10-29 | 12 | ON | 30.26 | 12.43 | 0.35 | 0.29 | 0.12 | 0.33 | 0 | 0 | -0.1 | -0.08 | 0 |  | 0.33 | 0.3 | 0.23 | 44.46 | 1417.131 | 1.09
D | 4002 | 2018-10-29 | 13 | ON | 29.44 | 12.43 | 0.35 | 0.29 | 0.12 | 0.33 | 0 | -0.02 | -0.08 | -0.08 | 0 |  | 0.33 | 0.3 | 0.23 | 43.64 | 1403.488 | 1.09
D | 4002 | 2018-10-29 | 14 | ON | 29.6 | 12.43 | 0.35 | 0.29 | 0.07 | 0.33 | 0 | -0.01 | -0.06 | -0.08 | 0 |  | 0.33 | 0.3 | 0.23 | 43.78 | 1390.369 | 1.04
D | 4002 | 2018-10-29 | 15 | ON | 30.67 | 12.43 | 0.35 | 0.29 | 0.09 | 0.34 | 0 | 0 | -0.06 | -0.08 | 0 |  | 0.33 | 0.3 | 0.23 | 44.89 | 1359.19 | 1.07
D | 4002 | 2018-10-29 | 16 | ON | 28.86 | 12.43 | 0.35 | 0.29 | 0.06 | 0.37 | 0 | -0.04 | -0.08 | -0.08 | 0 |  | 0.33 | 0.3 | 0.23 | 43.02 | 1335.679 | 1.07
D | 4002 | 2018-10-29 | 17 | ON | 31.21 | 12.43 | 0.35 | 0.29 | 0.21 | 0.4 | 0 | 0.01 | -0.06 | -0.08 | 0 |  | 0.33 | 0.3 | 0.23 | 45.62 | 1352.243 | 1.25
D | 4002 | 2018-10-29 | 18 | ON | 39.55 | 12.43 | 0.35 | 0.29 | 0.16 | 0.38 | 0.14 | 0.01 | -0.03 | -0.08 | 0 |  | 0.33 | 0.3 | 0.23 | 54.06 | 1421.626 | 1.32
D | 4002 | 2018-10-29 | 19 | ON | 49.17 | 12.43 | 0.35 | 0.29 | 0.25 | 0.36 | 0.36 | -0.01 | -0.17 | -0.08 | 0 |  | 0.33 | 0.3 | 0.23 | 63.81 | 1479.718 | 1.61
D | 4002 | 2018-10-29 | 20 | ON | 40.82 | 12.43 | 0.35 | 0.29 | 0.21 | 0.37 | 0.08 | -0.04 | -0.13 | -0.08 | 0 |  | 0.33 | 0.3 | 0.23 | 55.16 | 1441.206 | 1.3
D | 4002 | 2018-10-29 | 21 | ON | 32.92 | 12.43 | 0.35 | 0.29 | 0.3 | 0.39 | 0 | -0.02 | -0.08 | -0.08 | 0 |  | 0.33 | 0.3 | 0.23 | 47.36 | 1369.654 | 1.33
D | 4002 | 2018-10-29 | 22 | ON | 30.62 | 12.43 | 0.35 | 0.29 | 0.48 | 0.42 | 0.01 | 0.01 | -0.06 | -0.08 | 0 |  | 0.33 | 0.3 | 0.23 | 45.33 | 1259.336 | 1.55
D | 4002 | 2018-10-29 | 23 | ON | 28.14 | 12.43 | 0.35 | 0.29 | 0.16 | 0.45 | 0.02 | -0.02 | -0.06 | -0.08 | 0 |  | 0.33 | 0.3 | 0.23 | 42.54 | 1135.214 | 1.27
D | 4002 | 2018-10-29 | 24 | OFF | 23.97 | 12.43 | 0.35 | 0.29 | 0.33 | 0 | 0 | -0.01 | 0.01 | -0.08 | 0 |  | 0.33 | 0.3 | 0.23 | 38.15 | 1034.888 | 0.97
D | 4002 | 2018-10-30 | 1 | OFF | 27.44 | 12.43 | 0.22 | 0.24 | 0.16 | 0 | 0 | -0.01 | -0.06 | -0.08 | 0 |  | 0.33 | 0.3 | 0.23 | 41.2 | 964.802 | 0.62
D | 4002 | 2018-10-30 | 2 | OFF | 26.81 | 12.43 | 0.22 | 0.24 | 0.13 | 0 | 0 | 0 | -0.03 | -0.08 | 0 |  | 0.33 | 0.3 | 0.23 | 40.58 | 930.962 | 0.59
D | 4002 | 2018-10-30 | 3 | OFF | 23.79 | 12.43 | 0.22 | 0.24 | 0.11 | 0 | 0 | 0 | -0.08 | -0.08 | 0 |  | 0.33 | 0.3 | 0.23 | 37.49 | 916.098 | 0.57
D | 4002 | 2018-10-30 | 4 | OFF | 23.61 | 12.43 | 0.22 | 0.24 | 0.1 | 0 | 0 | 0.04 | -0.08 | -0.08 | 0 |  | 0.33 | 0.3 | 0.23 | 37.34 | 922.833 | 0.56
D | 4002 | 2018-10-30 | 5 | OFF | 25.26 | 12.43 | 0.22 | 0.24 | 0.09 | 0 | 0 | 0.06 | -0.09 | -0.08 | 0 |  | 0.33 | 0.3 | 0.23 | 38.99 | 965.075 | 0.55
D | 4002 | 2018-10-30 | 6 | OFF | 27.32 | 12.43 | 0.22 | 0.24 | 0.11 | 0 | 0 | 0.05 | -0.06 | -0.08 | 0 |  | 0.33 | 0.3 | 0.23 | 41.09 | 1078.299 | 0.57
D | 4002 | 2018-10-30 | 7 | OFF | 19.24 | 12.43 | 0.22 | 0.24 | 0.34 | 0 | 0 | 0.02 | 0.22 | -0.08 | 0 |  | 0.33 | 0.3 | 0.23 | 33.49 | 1257.891 | 0.8
D | 4002 | 2018-10-30 | 8 | ON | 29.91 | 12.43 | 0.22 | 0.24 | 0.18 | 0.38 | 0 | -0.05 | -0.2 | -0.08 | 0 |  | 0.33 | 0.3 | 0.23 | 43.89 | 1348.951 | 1.02
D | 4002 | 2018-10-30 | 9 | ON | 29.55 | 12.43 | 0.22 | 0.24 | 0.11 | 0.38 | 0 | 0.04 | -0.13 | -0.08 | 0 |  | 0.33 | 0.3 | 0.23 | 43.62 | 1353.749 | 0.95
D | 4002 | 2018-10-30 | 10 | ON | 27.26 | 12.43 | 0.22 | 0.24 | 0.1 | 0.38 | 0 | -0.02 | -0.12 | -0.08 | 0 |  | 0.33 | 0.3 | 0.23 | 41.27 | 1352.41 | 0.94
D | 4002 | 2018-10-30 | 11 | ON | 28.03 | 12.43 | 0.22 | 0.24 | 0.09 | 0.39 | 0 | -0.03 | -0.11 | -0.08 | 0 |  | 0.33 | 0.3 | 0.23 | 42.04 | 1362.443 | 0.94
D | 4002 | 2018-10-30 | 12 | ON | 29.4 | 12.43 | 0.22 | 0.24 | 0.05 | 0.39 | 0 | -0.05 | -0.09 | -0.08 | 0 |  | 0.33 | 0.3 | 0.23 | 43.37 | 1365.959 | 0.9
D | 4002 | 2018-10-30 | 13 | ON | 27.86 | 12.43 | 0.22 | 0.24 | 0.08 | 0.39 | 0 | 0.08 | -0.07 | -0.08 | 0 |  | 0.33 | 0.3 | 0.23 | 42.01 | 1354.086 | 0.93
D | 4002 | 2018-10-30 | 14 | ON | 26.71 | 12.43 | 0.22 | 0.24 | 0.08 | 0.39 | 0 | -0.03 | -0.07 | -0.08 | 0 |  | 0.33 | 0.3 | 0.23 | 40.75 | 1365.358 | 0.93
D | 4002 | 2018-10-30 | 15 | ON | 25.54 | 12.43 | 0.22 | 0.24 | 0.09 | 0.39 | 0 | -0.02 | -0.06 | -0.08 | 0 |  | 0.33 | 0.3 | 0.23 | 39.61 | 1355.424 | 0.94
D | 4002 | 2018-10-30 | 16 | ON | 25.71 | 12.43 | 0.22 | 0.24 | 0.08 | 0.39 | 0 | -0.02 | -0.07 | -0.08 | 0 |  | 0.33 | 0.3 | 0.23 | 39.76 | 1350.63 | 0.93
D | 4002 | 2018-10-30 | 17 | ON | 28.04 | 12.43 | 0.22 | 0.24 | 0.08 | 0.38 | 0 | -0.03 | -0.05 | -0.08 | 0 |  | 0.33 | 0.3 | 0.23 | 42.09 | 1363.686 | 0.92
D | 4002 | 2018-10-30 | 18 | ON | 33.26 | 12.43 | 0.22 | 0.24 | 0.09 | 0.36 | 0 | 0 | -0.03 | -0.08 | 0 |  | 0.33 | 0.3 | 0.23 | 47.35 | 1425.598 | 0.91
D | 4002 | 2018-10-30 | 19 | ON | 40.42 | 12.43 | 0.22 | 0.24 | 0.11 | 0.34 | 0 | -0.02 | -0.14 | -0.08 | 0 |  | 0.33 | 0.3 | 0.23 | 54.38 | 1491.141 | 0.91
D | 4002 | 2018-10-30 | 20 | ON | 40.77 | 12.43 | 0.22 | 0.24 | 0.18 | 0.35 | 0.04 | -0.05 | -0.09 | -0.08 | 0 |  | 0.33 | 0.3 | 0.23 | 54.87 | 1465.476 | 1.03
D | 4002 | 2018-10-30 | 21 | ON | 36.65 | 12.43 | 0.22 | 0.24 | 0.18 | 0.36 | 0 | -0.02 | -0.07 | -0.08 | 0 |  | 0.33 | 0.3 | 0.23 | 50.77 | 1403.167 | 1
D | 4002 | 2018-10-30 | 22 | ON | 30.54 | 12.43 | 0.22 | 0.24 | 0.19 | 0.38 | 0 | 0.01 | -0.08 | -0.08 | 0 |  | 0.33 | 0.3 | 0.23 | 44.71 | 1299.676 | 1.03
D | 4002 | 2018-10-30 | 23 | ON | 28.17 | 12.43 | 0.22 | 0.24 | 0.54 | 0.42 | 0 | -0.01 | -0.05 | -0.08 | 0 |  | 0.33 | 0.3 | 0.23 | 42.74 | 1170.033 | 1.42
D | 4002 | 2018-10-30 | 24 | OFF | 22.08 | 12.43 | 0.22 | 0.24 | 0.65 | 0 | 0 | -0.02 | -0.09 | -0.08 | 0 |  | 0.33 | 0.3 | 0.23 | 36.29 | 1065.767 | 1.11
D | 4002 | 2018-10-31 | 1 | OFF | 27.36 | 12.43 | 0.34 | 0.29 | 0.29 | 0 | 0 | -0.04 | -0.03 | -0.08 | 0 |  | 0.33 | 0.3 | 0.23 | 41.42 | 1005.645 | 0.92
D | 4002 | 2018-10-31 | 2 | OFF | 25.22 | 12.43 | 0.34 | 0.29 | 0.1 | 0 | 0 | 0.02 | -0.06 | -0.08 | 0 |  | 0.33 | 0.3 | 0.23 | 39.12 | 979.386 | 0.73
D | 4002 | 2018-10-31 | 3 | OFF | 19.56 | 12.43 | 0.34 | 0.29 | 0.13 | 0 | 0 | 0.01 | -0.02 | -0.08 | 0 |  | 0.33 | 0.3 | 0.23 | 33.52 | 967.014 | 0.76
D | 4002 | 2018-10-31 | 4 | OFF | 7.2 | 12.43 | 0.34 | 0.29 | 0.29 | 0 | 0 | 0 | -0.04 | -0.08 | 0 |  | 0.33 | 0.3 | 0.23 | 21.29 | 972.628 | 0.92
D | 4002 | 2018-10-31 | 5 | OFF | 20.78 | 12.43 | 0.34 | 0.29 | 0.14 | 0 | 0 | 0.02 | 0 | -0.08 | 0 |  | 0.33 | 0.3 | 0.23 | 34.78 | 1016.361 | 0.77
D | 4002 | 2018-10-31 | 6 | OFF | 25.94 | 12.43 | 0.34 | 0.29 | 0.13 | 0 | 0.05 | 0.1 | 0.07 | -0.08 | 0 |  | 0.33 | 0.3 | 0.23 | 40.13 | 1135.316 | 0.81
D | 4002 | 2018-10-31 | 7 | OFF | 39.26 | 12.43 | 0.34 | 0.29 | 0.22 | 0 | 0.05 | -0.03 | 0.02 | -0.08 | 0 |  | 0.33 | 0.3 | 0.23 | 53.36 | 1321.991 | 0.9
D | 4002 | 2018-10-31 | 8 | ON | 41.51 | 12.43 | 0.34 | 0.29 | 0.26 | 0.36 | 0.03 | -0.02 | -0.16 | -0.08 | 0 |  | 0.33 | 0.3 | 0.23 | 55.82 | 1412.543 | 1.28
D | 4002 | 2018-10-31 | 9 | ON | 37.35 | 12.43 | 0.34 | 0.29 | 0.12 | 0.37 | 0.02 | -0.02 | -0.09 | -0.08 | 0 |  | 0.33 | 0.3 | 0.23 | 51.59 | 1407.815 | 1.14
D | 4002 | 2018-10-31 | 10 | ON | 32.75 | 12.43 | 0.34 | 0.29 | 0.12 | 0.37 | 0.09 | -0.02 | -0.02 | -0.08 | 0 |  | 0.33 | 0.3 | 0.23 | 47.13 | 1398.073 | 1.21
D | 4002 | 2018-10-31 | 11 | ON | 27.08 | 12.43 | 0.34 | 0.29 | 0.07 | 0.37 | 0 | -0.01 | -0.06 | -0.08 | 0 |  | 0.33 | 0.3 | 0.23 | 41.29 | 1408.762 | 1.07
D | 4002 | 2018-10-31 | 12 | ON | 30.6 | 12.43 | 0.34 | 0.29 | 0.12 | 0.38 | 0 | -0.01 | -0.03 | -0.08 | 0 |  | 0.33 | 0.3 | 0.23 | 44.9 | 1402.451 | 1.13
D | 4002 | 2018-10-31 | 13 | ON | 26.74 | 12.43 | 0.34 | 0.29 | 0.09 | 0.39 | 0 | 0 | -0.05 | -0.08 | 0 |  | 0.33 | 0.3 | 0.23 | 41.01 | 1381.693 | 1.11
D | 4002 | 2018-10-31 | 14 | ON | 25.89 | 12.43 | 0.34 | 0.29 | 0.08 | 0.4 | 0 | 0 | -0.03 | -0.08 | 0 |  | 0.33 | 0.3 | 0.23 | 40.18 | 1371.62 | 1.11
D | 4002 | 2018-10-31 | 15 | ON | 24.94 | 12.43 | 0.34 | 0.29 | 0.08 | 0.41 | 0 | 0 | -0.03 | -0.08 | 0 |  | 0.33 | 0.3 | 0.23 | 39.24 | 1339.188 | 1.12
D | 4002 | 2018-10-31 | 16 | ON | 24.58 | 12.43 | 0.34 | 0.29 | 0.29 | 0.4 | 0 | 0 | -0.03 | -0.08 | 0 |  | 0.33 | 0.3 | 0.23 | 39.08 | 1335.655 | 1.32
D | 4002 | 2018-10-31 | 17 | ON | 27.91 | 12.43 | 0.34 | 0.29 | 0.1 | 0.39 | 0.03 | -0.02 | -0.03 | -0.08 | 0 |  | 0.33 | 0.3 | 0.23 | 42.22 | 1354.688 | 1.15
D | 4002 | 2018-10-31 | 18 | ON | 32.74 | 12.43 | 0.34 | 0.29 | 0.27 | 0.37 | 0 | 0 | -0.03 | -0.08 | 0 |  | 0.33 | 0.3 | 0.23 | 47.19 | 1388.003 | 1.27
D | 4002 | 2018-10-31 | 19 | ON | 35.11 | 12.43 | 0.34 | 0.29 | 0.31 | 0.37 | 0 | 0.01 | -0.08 | -0.08 | 0 |  | 0.33 | 0.3 | 0.23 | 49.56 | 1400.632 | 1.31
D | 4002 | 2018-10-31 | 20 | ON | 31.88 | 12.43 | 0.34 | 0.29 | 0.28 | 0.38 | 0 | -0.02 | -0.07 | -0.08 | 0 |  | 0.33 | 0.3 | 0.23 | 46.29 | 1373.524 | 1.29
D | 4002 | 2018-10-31 | 21 | ON | 28.35 | 12.43 | 0.34 | 0.29 | 0.2 | 0.39 | 0 | 0.01 | -0.04 | -0.08 | 0 |  | 0.33 | 0.3 | 0.23 | 42.75 | 1335.482 | 1.22
D | 4002 | 2018-10-31 | 22 | ON | 27.13 | 12.43 | 0.34 | 0.29 | 0.15 | 0.41 | 0 | 0.03 | -0.05 | -0.08 | 0 |  | 0.33 | 0.3 | 0.23 | 41.51 | 1245.419 | 1.19
D | 4002 | 2018-10-31 | 23 | ON | 28.02 | 12.43 | 0.34 | 0.29 | 0.22 | 0.45 | 0 | 0.04 | -0.08 | -0.08 | 0 |  | 0.33 | 0.3 | 0.23 | 42.49 | 1116.498 | 1.3
D | 4002 | 2018-10-31 | 24 | OFF | 22.45 | 12.43 | 0.34 | 0.29 | 0.17 | 0 | 0 | 0.07 | 0.06 | -0.08 | 0 |  | 0.33 | 0.3 | 0.23 | 36.59 | 1016.173 | 0.8
T | 744 lines

## whlsecost_hourly_4002_201811
C | Hourly Wholesale Load Cost Report
C | Filename: whlsecost_hourly_4002_201811.csv
C | Report for: 11 2018
C | Report generated: 04/17/2019 09:41:31 EDT
H | Location ID | Local Date | Local Hour | OnOffPeak | RTLMP | Capacity | First Contingency | Second Contingency | Regulation | Forward Reserves | Real-Time Reserves | Inadvertent | Marginal Loss Rev Fund | Auction Rev Rights | Real-Time Demand Reduction Cost | Price Responsive Demand Cost | ISO Sched 2 | ISO Sched 3 | NEPOOL Exp | Total Cost | RTLO | Total Ancillary & NCPC
H | Number | Date | Number | String | Number | Number | Number | Number | Number | Number | Number | Number | Number | Number | Number | Number | Number | Number | Number | Number | Number
D | 4002 | 2018-11-01 | 1 | OFF | 13.37 | 12.77 | 0.53 | 0.03 | 0.55 | 0 | 0 | 0.03 | -0.18 | -0.08 | 0 |  | 0.33 | 0.31 | 0.23 | 27.89 | 959.31 | 1.11
D | 4002 | 2018-11-01 | 2 | OFF | 21.99 | 12.77 | 0.53 | 0.03 | 0.19 | 0 | 0 | 0.04 | -0.01 | -0.08 | 0 |  | 0.33 | 0.31 | 0.23 | 36.33 | 923.83 | 0.75
D | 4002 | 2018-11-01 | 3 | OFF | 20.33 | 12.77 | 0.53 | 0.03 | 0.1 | 0 | 0 | -0.01 | 0 | -0.08 | 0 |  | 0.33 | 0.31 | 0.23 | 34.54 | 905.916 | 0.66
D | 4002 | 2018-11-01 | 4 | OFF | 14.65 | 12.77 | 0.53 | 0.03 | 0.21 | 0 | 0 | 0 | 0 | -0.08 | 0 |  | 0.33 | 0.31 | 0.23 | 28.98 | 909.74 | 0.77
D | 4002 | 2018-11-01 | 5 | OFF | 21.16 | 12.77 | 0.53 | 0.03 | 0.14 | 0 | 0 | -0.01 | 0.01 | -0.08 | 0 |  | 0.33 | 0.31 | 0.23 | 35.42 | 946.654 | 0.7
D | 4002 | 2018-11-01 | 6 | OFF | 27.93 | 12.77 | 0.53 | 0.03 | 0.81 | 0 | 0 | 0.06 | 0.13 | -0.08 | 0 |  | 0.33 | 0.31 | 0.23 | 43.05 | 1053.12 | 1.37
D | 4002 | 2018-11-01 | 7 | OFF | 31.14 | 12.77 | 0.53 | 0.03 | 0.32 | 0 | 0.1 | 0 | -0.07 | -0.08 | 0 |  | 0.33 | 0.31 | 0.23 | 45.61 | 1230.418 | 0.98
D | 4002 | 2018-11-01 | 8 | ON | 35.73 | 12.77 | 0.53 | 0.03 | 0.38 | 0.43 | 0.31 | -0.03 | -0.1 | -0.08 | 0 |  | 0.33 | 0.31 | 0.23 | 50.84 | 1329.465 | 1.68
D | 4002 | 2018-11-01 | 9 | ON | 27.5 | 12.77 | 0.53 | 0.03 | 0.11 | 0.43 | 0 | -0.05 | -0.06 | -0.08 | 0 |  | 0.33 | 0.31 | 0.23 | 42.05 | 1344.985 | 1.1
D | 4002 | 2018-11-01 | 10 | ON | 36.4 | 12.77 | 0.53 | 0.03 | 0.11 | 0.42 | 0 | -0.03 | -0.1 | -0.08 | 0 |  | 0.33 | 0.31 | 0.23 | 50.92 | 1360.335 | 1.09
D | 4002 | 2018-11-01 | 11 | ON | 39.21 | 12.77 | 0.53 | 0.03 | 0.21 | 0.4 | 0 | 0.07 | -0.1 | -0.08 | 0 |  | 0.33 | 0.31 | 0.23 | 53.91 | 1379.884 | 1.17
D | 4002 | 2018-11-01 | 12 | ON | 36.95 | 12.77 | 0.53 | 0.03 | 0.15 | 0.4 | 0 | 0.09 | -0.11 | -0.08 | 0 |  | 0.33 | 0.31 | 0.23 | 51.6 | 1387.807 | 1.11
D | 4002 | 2018-11-01 | 13 | ON | 32.12 | 12.77 | 0.53 | 0.03 | 0.24 | 0.43 | 0 | 0.1 | -0.12 | -0.08 | 0 |  | 0.33 | 0.31 | 0.23 | 46.89 | 1380.878 | 1.23
D | 4002 | 2018-11-01 | 14 | ON | 29.25 | 12.77 | 0.53 | 0.03 | 0.3 | 0.43 | 0.04 | 0.03 | -0.11 | -0.08 | 0 |  | 0.33 | 0.31 | 0.23 | 44.06 | 1378.677 | 1.33
D | 4002 | 2018-11-01 | 15 | ON | 37.64 | 12.77 | 0.53 | 0.03 | 0.42 | 0.43 | 0.39 | 0.13 | -0.11 | -0.08 | 0 |  | 0.33 | 0.31 | 0.23 | 53.02 | 1361.512 | 1.8
D | 4002 | 2018-11-01 | 16 | ON | 43.97 | 12.77 | 0.53 | 0.03 | 0.51 | 0.42 | 0.69 | 0.11 | -0.13 | -0.08 | 0 |  | 0.33 | 0.31 | 0.23 | 59.69 | 1364.112 | 2.18
D | 4002 | 2018-11-01 | 17 | ON | 30 | 12.77 | 0.53 | 0.03 | 0.44 | 0.42 | 0.05 | 0.06 | -0.13 | -0.08 | 0 |  | 0.33 | 0.31 | 0.23 | 44.96 | 1387.403 | 1.47
D | 4002 | 2018-11-01 | 18 | ON | 32.38 | 12.77 | 0.53 | 0.03 | 0.32 | 0.41 | 0.09 | 0.07 | -0.18 | -0.08 | 0 |  | 0.33 | 0.31 | 0.23 | 47.21 | 1446.795 | 1.38
D | 4002 | 2018-11-01 | 19 | ON | 37.17 | 12.77 | 0.53 | 0.03 | 0.3 | 0.4 | 0 | 0.08 | -0.17 | -0.08 | 0 |  | 0.33 | 0.31 | 0.23 | 51.9 | 1458.477 | 1.26
D | 4002 | 2018-11-01 | 20 | ON | 43.45 | 12.77 | 0.53 | 0.03 | 0.33 | 0.41 | 0 | 0.13 | -0.09 | -0.08 | 0 |  | 0.33 | 0.31 | 0.23 | 58.35 | 1421.95 | 1.3
D | 4002 | 2018-11-01 | 21 | ON | 44.1 | 12.77 | 0.53 | 0.03 | 0.3 | 0.43 | 0.14 | 0.1 | -0.07 | -0.08 | 0 |  | 0.33 | 0.31 | 0.23 | 59.12 | 1348.499 | 1.43
D | 4002 | 2018-11-01 | 22 | ON | 33 | 12.77 | 0.53 | 0.03 | 0.17 | 0.46 | 0.13 | 0.06 | 0.02 | -0.08 | 0 |  | 0.33 | 0.31 | 0.23 | 47.96 | 1240.634 | 1.32
D | 4002 | 2018-11-01 | 23 | ON | 28.29 | 12.77 | 0.53 | 0.03 | 0.33 | 0.51 | 0.08 | 0.07 | 0.08 | -0.08 | 0 |  | 0.33 | 0.31 | 0.23 | 43.48 | 1110.589 | 1.48
D | 4002 | 2018-11-01 | 24 | OFF | 23.62 | 12.77 | 0.53 | 0.03 | 0.36 | 0 | 0 | -0.06 | -0.01 | -0.08 | 0 |  | 0.33 | 0.31 | 0.23 | 38.03 | 1006.967 | 0.92
D | 4002 | 2018-11-02 | 1 | OFF | 33.35 | 12.77 | 1.14 | 0.08 | 0.18 | 0 | 0 | -0.11 | 0.02 | -0.08 | 0 |  | 0.33 | 0.31 | 0.23 | 48.22 | 943.892 | 1.4
D | 4002 | 2018-11-02 | 2 | OFF | 36.69 | 12.77 | 1.14 | 0.08 | 0.23 | 0 | 0.06 | -0.08 | 0.11 | -0.08 | 0 |  | 0.33 | 0.31 | 0.23 | 51.79 | 908.175 | 1.51
D | 4002 | 2018-11-02 | 3 | OFF | 31.9 | 12.77 | 1.14 | 0.08 | 0.3 | 0 | 0 | -0.07 | 0.05 | -0.08 | 0 |  | 0.33 | 0.31 | 0.23 | 46.96 | 889.349 | 1.52
D | 4002 | 2018-11-02 | 4 | OFF | 27.61 | 12.77 | 1.14 | 0.08 | 0.17 | 0 | 0 | -0.04 | 0.05 | -0.08 | 0 |  | 0.33 | 0.31 | 0.23 | 42.57 | 890.919 | 1.39
D | 4002 | 2018-11-02 | 5 | OFF | 24.77 | 12.77 | 1.14 | 0.08 | 0.11 | 0 | 0 | -0.04 | 0.05 | -0.08 | 0 |  | 0.33 | 0.31 | 0.23 | 39.67 | 926.981 | 1.33
D | 4002 | 2018-11-02 | 6 | OFF | 24.44 | 12.77 | 1.14 | 0.08 | 0.49 | 0 | 0 | 0 | -0.09 | -0.08 | 0 |  | 0.33 | 0.31 | 0.23 | 39.62 | 1028.764 | 1.71
D | 4002 | 2018-11-02 | 7 | OFF | 23.68 | 12.77 | 1.14 | 0.08 | 0.25 | 0 | 0 | -0.06 | -0.02 | -0.08 | 0 |  | 0.33 | 0.31 | 0.23 | 38.63 | 1196.409 | 1.47
D | 4002 | 2018-11-02 | 8 | ON | 30.28 | 12.77 | 1.14 | 0.08 | 0.21 | 0.43 | 0.13 | 0.01 | -0.02 | -0.08 | 0 |  | 0.33 | 0.31 | 0.23 | 45.82 | 1308.114 | 1.99
D | 4002 | 2018-11-02 | 9 | ON | 48.57 | 12.77 | 1.14 | 0.08 | 0.37 | 0.41 | 0.73 | 0 | -0.07 | -0.08 | 0 |  | 0.33 | 0.31 | 0.23 | 64.79 | 1342.228 | 2.73
D | 4002 | 2018-11-02 | 10 | ON | 43.89 | 12.77 | 1.14 | 0.08 | 0.47 | 0.41 | 0.62 | 0.07 | -0.11 | -0.08 | 0 |  | 0.33 | 0.31 | 0.23 | 60.13 | 1365.647 | 2.72
D | 4002 | 2018-11-02 | 11 | ON | 42.43 | 12.77 | 1.14 | 0.08 | 0.32 | 0.4 | 0.39 | 0.05 | -0.07 | -0.08 | 0 |  | 0.33 | 0.31 | 0.23 | 58.3 | 1383.926 | 2.33
D | 4002 | 2018-11-02 | 12 | ON | 53.58 | 12.77 | 1.14 | 0.08 | 0.35 | 0.4 | 0.12 | 0.05 | -0.09 | -0.08 | 0 |  | 0.33 | 0.31 | 0.23 | 69.19 | 1385.06 | 2.09
D | 4002 | 2018-11-02 | 13 | ON | 59.49 | 12.77 | 1.14 | 0.08 | 0.35 | 0.4 | 0.46 | 0.06 | -0.11 | -0.08 | 0 |  | 0.33 | 0.31 | 0.23 | 75.43 | 1363.45 | 2.43
D | 4002 | 2018-11-02 | 14 | ON | 49.54 | 12.77 | 1.14 | 0.08 | 0.23 | 0.4 | 0.19 | 0.07 | -0.06 | -0.08 | 0 |  | 0.33 | 0.31 | 0.23 | 65.15 | 1354.622 | 2.04
D | 4002 | 2018-11-02 | 15 | ON | 42.88 | 12.77 | 1.14 | 0.08 | 0.54 | 0.41 | 0.16 | 0.06 | -0.12 | -0.08 | 0 |  | 0.33 | 0.31 | 0.23 | 58.71 | 1338.432 | 2.33
D | 4002 | 2018-11-02 | 16 | ON | 55.28 | 12.77 | 1.14 | 0.08 | 0.61 | 0.41 | 1.28 | 0.05 | -0.05 | -0.08 | 0 |  | 0.33 | 0.31 | 0.23 | 72.36 | 1334.478 | 3.52
D | 4002 | 2018-11-02 | 17 | ON | 40.55 | 12.77 | 1.14 | 0.08 | 0.45 | 0.41 | 0.01 | 0.07 | -0.13 | -0.08 | 0 |  | 0.33 | 0.31 | 0.23 | 56.14 | 1346.239 | 2.09
D | 4002 | 2018-11-02 | 18 | ON | 40.45 | 12.77 | 1.14 | 0.08 | 0.43 | 0.4 | 0.49 | 0.05 | -0.11 | -0.08 | 0 |  | 0.33 | 0.31 | 0.23 | 56.49 | 1391.199 | 2.54
D | 4002 | 2018-11-02 | 19 | ON | 35.09 | 12.77 | 1.14 | 0.08 | 0.43 | 0.4 | 0.08 | 0.05 | -0.14 | -0.08 | 0 |  | 0.33 | 0.31 | 0.23 | 50.69 | 1394.871 | 2.13
D | 4002 | 2018-11-02 | 20 | ON | 38.1 | 12.77 | 1.14 | 0.08 | 0.45 | 0.41 | 0.55 | 0.12 | -0.09 | -0.08 | 0 |  | 0.33 | 0.31 | 0.23 | 54.32 | 1345.742 | 2.63
D | 4002 | 2018-11-02 | 21 | ON | 40.98 | 12.77 | 1.14 | 0.08 | 0.43 | 0.43 | 0.67 | 0.04 | -0.09 | -0.08 | 0 |  | 0.33 | 0.31 | 0.23 | 57.24 | 1283.811 | 2.75
D | 4002 | 2018-11-02 | 22 | ON | 45.77 | 12.77 | 1.14 | 0.08 | 0.3 | 0.44 | 0.95 | 0.11 | -0.06 | -0.08 | 0 |  | 0.33 | 0.31 | 0.23 | 62.29 | 1199.275 | 2.91
D | 4002 | 2018-11-02 | 23 | ON | 29.3 | 12.77 | 1.14 | 0.08 | 0.29 | 0.48 | 0.2 | 0.08 | 0 | -0.08 | 0 |  | 0.33 | 0.31 | 0.23 | 45.13 | 1096.349 | 2.19
D | 4002 | 2018-11-02 | 24 | OFF | 25.24 | 12.77 | 1.14 | 0.08 | 0.33 | 0 | 0.17 | -0.13 | 0.26 | -0.08 | 0 |  | 0.33 | 0.31 | 0.23 | 40.65 | 995.993 | 1.72
D | 4002 | 2018-11-03 | 1 | OFF | 32.91 | 12.77 | 0.4 | 0.25 | 0.23 | 0 | 0.89 | -0.01 | 0.22 | -0.08 | 0 |  | 0.33 | 0.31 | 0.23 | 48.45 | 930.149 | 1.77
D | 4002 | 2018-11-03 | 2 | OFF | 22.03 | 12.77 | 0.4 | 0.25 | 0.11 | 0 | 0 | 0.01 | 0.08 | -0.08 | 0 |  | 0.33 | 0.31 | 0.23 | 36.44 | 890.155 | 0.76
D | 4002 | 2018-11-03 | 3 | OFF | 23.58 | 12.77 | 0.4 | 0.25 | 0.11 | 0 | 0 | 0 | 0.07 | -0.08 | 0 |  | 0.33 | 0.31 | 0.23 | 37.97 | 864.944 | 0.76
D | 4002 | 2018-11-03 | 4 | OFF | 23.82 | 12.77 | 0.4 | 0.25 | 0.11 | 0 | 0 | -0.02 | 0.09 | -0.08 | 0 |  | 0.33 | 0.31 | 0.23 | 38.21 | 857.223 | 0.76
D | 4002 | 2018-11-03 | 5 | OFF | 22.54 | 12.77 | 0.4 | 0.25 | 0.1 | 0 | 0 | 0.02 | 0.11 | -0.08 | 0 |  | 0.33 | 0.31 | 0.23 | 36.98 | 867.097 | 0.75
D | 4002 | 2018-11-03 | 6 | OFF | 23.05 | 12.77 | 0.4 | 0.25 | 0.1 | 0 | 0 | -0.01 | 0.12 | -0.08 | 0 |  | 0.33 | 0.31 | 0.23 | 37.47 | 907.174 | 0.75
D | 4002 | 2018-11-03 | 7 | OFF | 22.92 | 12.77 | 0.4 | 0.25 | 0.13 | 0 | 0 | -0.05 | 0.11 | -0.08 | 0 |  | 0.33 | 0.31 | 0.23 | 37.32 | 982.178 | 0.78
D | 4002 | 2018-11-03 | 8 | OFF | 24.08 | 12.77 | 0.4 | 0.25 | 0.13 | 0 | 0 | -0.06 | 0.1 | -0.08 | 0 |  | 0.33 | 0.31 | 0.23 | 38.46 | 1076.104 | 0.78
D | 4002 | 2018-11-03 | 9 | OFF | 25.41 | 12.77 | 0.4 | 0.25 | 0.11 | 0 | 0 | -0.15 | 0.27 | -0.08 | 0 |  | 0.33 | 0.31 | 0.23 | 39.85 | 1168.349 | 0.76
D | 4002 | 2018-11-03 | 10 | OFF | 34.78 | 12.77 | 0.4 | 0.25 | 0.2 | 0 | 0.34 | -0.09 | -0.02 | -0.08 | 0 |  | 0.33 | 0.31 | 0.23 | 49.42 | 1238.47 | 1.19
D | 4002 | 2018-11-03 | 11 | OFF | 47.44 | 12.77 | 0.4 | 0.25 | 0.25 | 0 | 0.04 | -0.18 | 0.13 | -0.08 | 0 |  | 0.33 | 0.31 | 0.23 | 61.89 | 1272.24 | 0.94
D | 4002 | 2018-11-03 | 12 | OFF | 49.81 | 12.77 | 0.4 | 0.25 | 0.31 | 0 | 0.09 | -0.06 | 0.02 | -0.08 | 0 |  | 0.33 | 0.31 | 0.23 | 64.38 | 1279.229 | 1.05
D | 4002 | 2018-11-03 | 13 | OFF | 33.99 | 12.77 | 0.4 | 0.25 | 0.3 | 0 | 0 | 0 | 0.03 | -0.08 | 0 |  | 0.33 | 0.31 | 0.23 | 48.53 | 1267.854 | 0.95
D | 4002 | 2018-11-03 | 14 | OFF | 19.65 | 12.77 | 0.4 | 0.25 | 0.11 | 0 | 0 | -0.04 | 0.21 | -0.08 | 0 |  | 0.33 | 0.31 | 0.23 | 34.14 | 1252.311 | 0.76
D | 4002 | 2018-11-03 | 15 | OFF | 17.41 | 12.77 | 0.4 | 0.25 | 0.1 | 0 | 0 | 0.04 | -0.07 | -0.08 | 0 |  | 0.33 | 0.31 | 0.23 | 31.69 | 1227.694 | 0.75
D | 4002 | 2018-11-03 | 16 | OFF | 17.21 | 12.77 | 0.4 | 0.25 | 0.13 | 0 | 0 | 0 | -0.03 | -0.08 | 0 |  | 0.33 | 0.31 | 0.23 | 31.52 | 1204.252 | 0.78
D | 4002 | 2018-11-03 | 17 | OFF | 20.67 | 12.77 | 0.4 | 0.25 | 0.12 | 0 | 0 | -0.01 | -0.06 | -0.08 | 0 |  | 0.33 | 0.31 | 0.23 | 34.93 | 1211.671 | 0.77
D | 4002 | 2018-11-03 | 18 | OFF | 24.6 | 12.77 | 0.4 | 0.25 | 0.05 | 0 | 0.02 | 0.01 | -0.1 | -0.08 | 0 |  | 0.33 | 0.31 | 0.23 | 38.79 | 1282.759 | 0.72
D | 4002 | 2018-11-03 | 19 | OFF | 29.8 | 12.77 | 0.4 | 0.25 | 0.08 | 0 | 0.12 | 0.01 | -0.12 | -0.08 | 0 |  | 0.33 | 0.31 | 0.23 | 44.1 | 1331.685 | 0.85
D | 4002 | 2018-11-03 | 20 | OFF | 28.46 | 12.77 | 0.4 | 0.25 | 0.39 | 0 | 0.09 | 0 | -0.09 | -0.08 | 0 |  | 0.33 | 0.31 | 0.23 | 43.06 | 1290.29 | 1.13
D | 4002 | 2018-11-03 | 21 | OFF | 22.55 | 12.77 | 0.4 | 0.25 | 0.12 | 0 | 0 | 0.02 | -0.11 | -0.08 | 0 |  | 0.33 | 0.31 | 0.23 | 36.79 | 1242.377 | 0.77
D | 4002 | 2018-11-03 | 22 | OFF | 22.79 | 12.77 | 0.4 | 0.25 | 0.09 | 0 | 0 | -0.02 | -0.09 | -0.08 | 0 |  | 0.33 | 0.31 | 0.23 | 36.98 | 1173.232 | 0.74
D | 4002 | 2018-11-03 | 23 | OFF | 24.26 | 12.77 | 0.4 | 0.25 | 0.19 | 0 | 0.04 | 0.02 | -0.08 | -0.08 | 0 |  | 0.33 | 0.31 | 0.23 | 38.64 | 1087.347 | 0.88
D | 4002 | 2018-11-03 | 24 | OFF | 22.41 | 12.77 | 0.4 | 0.25 | 0.31 | 0 | 0.14 | -0.01 | -0.12 | -0.08 | 0 |  | 0.33 | 0.31 | 0.23 | 36.94 | 1003.698 | 1.1
D | 4002 | 2018-11-04 | 1 | OFF | 10.64 | 12.77 | 0.62 | 0.04 | 0.59 | 0 | 0 | 0.01 | -0.2 | -0.08 | 0 |  | 0.33 | 0.31 | 0.23 | 25.26 | 921.725 | 1.25
D | 4002 | 2018-11-04 | 2 | OFF | 3.34 | 12.77 | 0.62 | 0.04 | 0.62 | 0 | 0 | 0.01 | -0.05 | -0.08 | 0 |  | 0.33 | 0.31 | 0.23 | 18.14 | 898.107 | 1.28
D | 4002 | 2018-11-04 | 02X | OFF | 3.29 | 12.77 | 0.62 | 0.04 | 0.63 | 0 | 0 | 0.01 | -0.05 | -0.08 | 0 |  | 0.33 | 0.31 | 0.23 | 18.1 | 874.541 | 1.29
D | 4002 | 2018-11-04 | 3 | OFF | 6.99 | 12.77 | 0.62 | 0.04 | 0.43 | 0 | 0 | 0.01 | -0.08 | -0.08 | 0 |  | 0.33 | 0.31 | 0.23 | 21.57 | 870.02 | 1.09
D | 4002 | 2018-11-04 | 4 | OFF | 8.63 | 12.77 | 0.62 | 0.04 | 0.54 | 0 | 0 | 0 | -0.06 | -0.08 | 0 |  | 0.33 | 0.31 | 0.23 | 23.33 | 873.409 | 1.2
D | 4002 | 2018-11-04 | 5 | OFF | 4.13 | 12.77 | 0.62 | 0.04 | 0.45 | 0 | 0 | 0 | -0.09 | -0.08 | 0 |  | 0.33 | 0.31 | 0.23 | 18.71 | 896.21 | 1.11
D | 4002 | 2018-11-04 | 6 | OFF | 1.96 | 12.77 | 0.62 | 0.04 | 0.51 | 0 | 0 | -0.01 | -0.04 | -0.08 | 0 |  | 0.33 | 0.31 | 0.23 | 16.64 | 944.689 | 1.17
D | 4002 | 2018-11-04 | 7 | OFF | 4.57 | 12.77 | 0.62 | 0.04 | 0.66 | 0 | 0 | 0.01 | -0.09 | -0.08 | 0 |  | 0.33 | 0.31 | 0.23 | 19.37 | 1019.82 | 1.32
D | 4002 | 2018-11-04 | 8 | OFF | 23.01 | 12.77 | 0.62 | 0.04 | 0.26 | 0 | 0 | 0.01 | -0.13 | -0.08 | 0 |  | 0.33 | 0.31 | 0.23 | 37.37 | 1105.595 | 0.92
D | 4002 | 2018-11-04 | 9 | OFF | 19.44 | 12.77 | 0.62 | 0.04 | 0.22 | 0 | 0 | -0.01 | -0.11 | -0.08 | 0 |  | 0.33 | 0.31 | 0.23 | 33.76 | 1173.462 | 0.88
D | 4002 | 2018-11-04 | 10 | OFF | 14.98 | 12.77 | 0.62 | 0.04 | 0.16 | 0 | 0 | 0 | -0.1 | -0.08 | 0 |  | 0.33 | 0.31 | 0.23 | 29.26 | 1194.19 | 0.82
D | 4002 | 2018-11-04 | 11 | OFF | 17.74 | 12.77 | 0.62 | 0.04 | 0.14 | 0 | 0 | -0.02 | -0.11 | -0.08 | 0 |  | 0.33 | 0.31 | 0.23 | 31.97 | 1184.908 | 0.8
D | 4002 | 2018-11-04 | 12 | OFF | 4.44 | 12.77 | 0.62 | 0.04 | 0.29 | 0 | 0 | 0.01 | -0.11 | -0.08 | 0 |  | 0.33 | 0.31 | 0.23 | 18.85 | 1172.976 | 0.95
D | 4002 | 2018-11-04 | 13 | OFF | 11.4 | 12.77 | 0.62 | 0.04 | 0.34 | 0 | 0 | -0.04 | -0.11 | -0.08 | 0 |  | 0.33 | 0.31 | 0.23 | 25.81 | 1168.943 | 1
D | 4002 | 2018-11-04 | 14 | OFF | 13.34 | 12.77 | 0.62 | 0.04 | 0.25 | 0 | 0 | -0.06 | -0.08 | -0.08 | 0 |  | 0.33 | 0.31 | 0.23 | 27.67 | 1163.2 | 0.91
D | 4002 | 2018-11-04 | 15 | OFF | 19.29 | 12.77 | 0.62 | 0.04 | 0.21 | 0 | 0 | -0.05 | -0.04 | -0.08 | 0 |  | 0.33 | 0.31 | 0.23 | 33.63 | 1165.827 | 0.87
D | 4002 | 2018-11-04 | 16 | OFF | 23.55 | 12.77 | 0.62 | 0.04 | 0.11 | 0 | 0 | -0.09 | -0.03 | -0.08 | 0 |  | 0.33 | 0.31 | 0.23 | 37.76 | 1199.035 | 0.77
D | 4002 | 2018-11-04 | 17 | OFF | 28.52 | 12.77 | 0.62 | 0.04 | 0.07 | 0 | 0.06 | -0.16 | 0.1 | -0.08 | 0 |  | 0.33 | 0.31 | 0.23 | 42.81 | 1310.63 | 0.79
D | 4002 | 2018-11-04 | 18 | OFF | 30.33 | 12.77 | 0.62 | 0.04 | 0.13 | 0 | 0 | -0.01 | -0.3 | -0.08 | 0 |  | 0.33 | 0.31 | 0.23 | 44.37 | 1420.895 | 0.79
D | 4002 | 2018-11-04 | 19 | OFF | 32.29 | 12.77 | 0.62 | 0.04 | 0.18 | 0 | 0 | -0.07 | -0.15 | -0.08 | 0 |  | 0.33 | 0.31 | 0.23 | 46.47 | 1393.926 | 0.84
D | 4002 | 2018-11-04 | 20 | OFF | 35.96 | 12.77 | 0.62 | 0.04 | 0.26 | 0 | 0.1 | -0.05 | -0.12 | -0.08 | 0 |  | 0.33 | 0.31 | 0.23 | 50.37 | 1339.344 | 1.02
D | 4002 | 2018-11-04 | 21 | OFF | 31.67 | 12.77 | 0.62 | 0.04 | 0.2 | 0 | 0.34 | -0.04 | -0.05 | -0.08 | 0 |  | 0.33 | 0.31 | 0.23 | 46.34 | 1264.192 | 1.2
D | 4002 | 2018-11-04 | 22 | OFF | 24.69 | 12.77 | 0.62 | 0.04 | 0.14 | 0 | 0 | -0.06 | -0.05 | -0.08 | 0 |  | 0.33 | 0.31 | 0.23 | 38.94 | 1166.419 | 0.8
D | 4002 | 2018-11-04 | 23 | OFF | 23.79 | 12.77 | 0.62 | 0.04 | 0.12 | 0 | 0 | -0.03 | 0.02 | -0.08 | 0 |  | 0.33 | 0.31 | 0.23 | 38.12 | 1069.722 | 0.78
D | 4002 | 2018-11-04 | 24 | OFF | 29.17 | 12.77 | 0.62 | 0.04 | 0.18 | 0 | 0.37 | -0.12 | -0.07 | -0.08 | 0 |  | 0.33 | 0.31 | 0.23 | 43.75 | 995.291 | 1.21
D | 4002 | 2018-11-05 | 1 | OFF | 28.78 | 12.77 | 0.73 | 0.06 | 0.32 | 0 | 0.77 | -0.12 | 0.21 | -0.08 | 0 |  | 0.33 | 0.31 | 0.23 | 44.31 | 945.459 | 1.88
D | 4002 | 2018-11-05 | 2 | OFF | 16.93 | 12.77 | 0.73 | 0.06 | 0.22 | 0 | 0 | -0.04 | -0.01 | -0.08 | 0 |  | 0.33 | 0.31 | 0.23 | 31.45 | 922.828 | 1.01
D | 4002 | 2018-11-05 | 3 | OFF | 13.67 | 12.77 | 0.73 | 0.06 | 0.28 | 0 | 0 | -0.07 | 0.06 | -0.08 | 0 |  | 0.33 | 0.31 | 0.23 | 28.29 | 917.93 | 1.07
D | 4002 | 2018-11-05 | 4 | OFF | 1.08 | 12.77 | 0.73 | 0.06 | 0.39 | 0 | 0 | 0 | -0.04 | -0.08 | 0 |  | 0.33 | 0.31 | 0.23 | 15.78 | 930.624 | 1.18
D | 4002 | 2018-11-05 | 5 | OFF | -21.51 | 12.77 | 0.73 | 0.06 | 0.33 | 0 | 0 | -0.01 | -0.19 | -0.08 | 0 |  | 0.33 | 0.31 | 0.23 | -7.03 | 980.353 | 1.12
D | 4002 | 2018-11-05 | 6 | OFF | 12.86 | 12.77 | 0.73 | 0.06 | 0.22 | 0 | 0 | 0 | 0.38 | -0.08 | 0 |  | 0.33 | 0.31 | 0.23 | 27.81 | 1103.773 | 1.01
D | 4002 | 2018-11-05 | 7 | OFF | 28.74 | 12.77 | 0.73 | 0.06 | 0.28 | 0 | 0.01 | -0.07 | -0.06 | -0.08 | 0 |  | 0.33 | 0.31 | 0.23 | 43.25 | 1291.105 | 1.08
D | 4002 | 2018-11-05 | 8 | ON | 32.18 | 12.77 | 0.73 | 0.06 | 0.28 | 0.44 | 0 | -0.01 | -0.1 | -0.08 | 0 |  | 0.33 | 0.31 | 0.23 | 47.14 | 1375.089 | 1.51
D | 4002 | 2018-11-05 | 9 | ON | 33.04 | 12.77 | 0.73 | 0.06 | 0.15 | 0.43 | 0 | -0.02 | -0.1 | -0.08 | 0 |  | 0.33 | 0.31 | 0.23 | 47.85 | 1398.527 | 1.37
D | 4002 | 2018-11-05 | 10 | ON | 38.74 | 12.77 | 0.73 | 0.06 | 0.16 | 0.43 | 0 | -0.03 | -0.09 | -0.08 | 0 |  | 0.33 | 0.31 | 0.23 | 53.56 | 1412.066 | 1.38
D | 4002 | 2018-11-05 | 11 | ON | 50.67 | 12.77 | 0.73 | 0.06 | 0.26 | 0.42 | 0.13 | -0.03 | -0.14 | -0.08 | 0 |  | 0.33 | 0.31 | 0.23 | 65.66 | 1430.058 | 1.6
D | 4002 | 2018-11-05 | 12 | ON | 45.31 | 12.77 | 0.73 | 0.06 | 0.23 | 0.42 | 0 | 0.01 | -0.16 | -0.08 | 0 |  | 0.33 | 0.31 | 0.23 | 60.16 | 1436.421 | 1.44
D | 4002 | 2018-11-05 | 13 | ON | 38.01 | 12.77 | 0.73 | 0.06 | 0.24 | 0.42 | 0 | 0 | -0.15 | -0.08 | 0 |  | 0.33 | 0.31 | 0.23 | 52.87 | 1429.303 | 1.45
D | 4002 | 2018-11-05 | 14 | ON | 37.61 | 12.77 | 0.73 | 0.06 | 0.56 | 0.42 | 0 | -0.02 | -0.12 | -0.08 | 0 |  | 0.33 | 0.31 | 0.23 | 52.8 | 1425.239 | 1.77
D | 4002 | 2018-11-05 | 15 | ON | 34.31 | 12.77 | 0.73 | 0.06 | 0.45 | 0.43 | 0 | -0.01 | -0.11 | -0.08 | 0 |  | 0.33 | 0.31 | 0.23 | 49.42 | 1408.385 | 1.67
D | 4002 | 2018-11-05 | 16 | ON | 33.49 | 12.77 | 0.73 | 0.06 | 0.36 | 0.43 | 0 | 0.02 | -0.11 | -0.08 | 0 |  | 0.33 | 0.31 | 0.23 | 48.54 | 1411.997 | 1.58
D | 4002 | 2018-11-05 | 17 | ON | 51.48 | 12.77 | 0.73 | 0.06 | 0.33 | 0.41 | 0.02 | -0.09 | -0.01 | -0.08 | 0 |  | 0.33 | 0.31 | 0.23 | 66.49 | 1473.644 | 1.55
D | 4002 | 2018-11-05 | 18 | ON | 58.45 | 12.77 | 0.73 | 0.06 | 0.36 | 0.39 | 0.8 | 0 | -0.17 | -0.08 | 0 |  | 0.33 | 0.31 | 0.23 | 74.18 | 1535.621 | 2.34
D | 4002 | 2018-11-05 | 19 | ON | 57.76 | 12.77 | 0.73 | 0.06 | 0.6 | 0.4 | 0.77 | -0.02 | -0.07 | -0.08 | 0 |  | 0.33 | 0.31 | 0.23 | 73.79 | 1513.488 | 2.56
D | 4002 | 2018-11-05 | 20 | ON | 45.64 | 12.77 | 0.73 | 0.06 | 0.32 | 0.42 | 0.1 | -0.04 | -0.05 | -0.08 | 0 |  | 0.33 | 0.31 | 0.23 | 60.74 | 1454.348 | 1.63
D | 4002 | 2018-11-05 | 21 | ON | 48.91 | 12.77 | 0.73 | 0.06 | 0.22 | 0.44 | 0.03 | -0.06 | -0.09 | -0.08 | 0 |  | 0.33 | 0.31 | 0.23 | 63.8 | 1367.581 | 1.48
D | 4002 | 2018-11-05 | 22 | ON | 47.85 | 12.77 | 0.73 | 0.06 | 0.36 | 0.47 | 0.56 | 0.04 | 0.14 | -0.08 | 0 |  | 0.33 | 0.31 | 0.23 | 63.77 | 1249.223 | 2.18
D | 4002 | 2018-11-05 | 23 | ON | 24.51 | 12.77 | 0.73 | 0.06 | 0.23 | 0.52 | 0.09 | 0.04 | 0.14 | -0.08 | 0 |  | 0.33 | 0.31 | 0.23 | 39.88 | 1127.974 | 1.63
D | 4002 | 2018-11-05 | 24 | OFF | 22.52 | 12.77 | 0.73 | 0.06 | 0.3 | 0 | 0 | 0.01 | -0.08 | -0.08 | 0 |  | 0.33 | 0.31 | 0.23 | 37.1 | 1032.477 | 1.09
D | 4002 | 2018-11-06 | 1 | OFF | 23.31 | 12.77 | 1.03 | 0.07 | 0.17 | 0 | 0 | 0.05 | -0.1 | -0.08 | 0 |  | 0.33 | 0.31 | 0.23 | 38.09 | 968.667 | 1.27
D | 4002 | 2018-11-06 | 2 | OFF | 23.52 | 12.77 | 1.03 | 0.07 | 0.1 | 0 | 0 | 0.1 | -0.14 | -0.08 | 0 |  | 0.33 | 0.31 | 0.23 | 38.24 | 935.072 | 1.2
D | 4002 | 2018-11-06 | 3 | OFF | 14.91 | 12.77 | 1.03 | 0.07 | 0.2 | 0 | 0 | 0.1 | -0.17 | -0.08 | 0 |  | 0.33 | 0.31 | 0.23 | 29.7 | 922.441 | 1.3
D | 4002 | 2018-11-06 | 4 | OFF | 23.67 | 12.77 | 1.03 | 0.07 | 0.07 | 0 | 0 | 0.08 | -0.12 | -0.08 | 0 |  | 0.33 | 0.31 | 0.23 | 38.36 | 925.2 | 1.17
D | 4002 | 2018-11-06 | 5 | OFF | 24.9 | 12.77 | 1.03 | 0.07 | 0.09 | 0 | 0 | 0.04 | -0.07 | -0.08 | 0 |  | 0.33 | 0.31 | 0.23 | 39.62 | 968.689 | 1.19
D | 4002 | 2018-11-06 | 6 | OFF | 25.44 | 12.77 | 1.03 | 0.07 | 0.7 | 0 | 0 | 0.02 | 0 | -0.08 | 0 |  | 0.33 | 0.31 | 0.23 | 40.82 | 1080.79 | 1.8
D | 4002 | 2018-11-06 | 7 | OFF | 28.06 | 12.77 | 1.03 | 0.07 | 0.34 | 0 | 0 | 0.08 | -0.14 | -0.08 | 0 |  | 0.33 | 0.31 | 0.23 | 43 | 1251.539 | 1.44
D | 4002 | 2018-11-06 | 8 | ON | 26.24 | 12.77 | 1.03 | 0.07 | 0.24 | 0.46 | 0 | 0.02 | -0.1 | -0.08 | 0 |  | 0.33 | 0.31 | 0.23 | 41.52 | 1332.645 | 1.8
D | 4002 | 2018-11-06 | 9 | ON | 27.97 | 12.77 | 1.03 | 0.07 | 0.17 | 0.45 | 0 | 0 | -0.06 | -0.08 | 0 |  | 0.33 | 0.31 | 0.23 | 43.19 | 1350.204 | 1.72
D | 4002 | 2018-11-06 | 10 | ON | 28.12 | 12.77 | 1.03 | 0.07 | 0.1 | 0.45 | 0 | 0.01 | -0.12 | -0.08 | 0 |  | 0.33 | 0.31 | 0.23 | 43.22 | 1356.96 | 1.65
D | 4002 | 2018-11-06 | 11 | ON | 28.99 | 12.77 | 1.03 | 0.07 | 0.1 | 0.44 | 0 | 0.02 | -0.14 | -0.08 | 0 |  | 0.33 | 0.31 | 0.23 | 44.07 | 1363.56 | 1.64
D | 4002 | 2018-11-06 | 12 | ON | 37.98 | 12.77 | 1.03 | 0.07 | 0.15 | 0.44 | 0.25 | -0.01 | -0.07 | -0.08 | 0 |  | 0.33 | 0.31 | 0.23 | 53.4 | 1371.694 | 1.94
D | 4002 | 2018-11-06 | 13 | ON | 48.96 | 12.77 | 1.03 | 0.07 | 0.49 | 0.43 | 0.77 | 0 | -0.06 | -0.08 | 0 |  | 0.33 | 0.31 | 0.23 | 65.25 | 1379.654 | 2.79
D | 4002 | 2018-11-06 | 14 | ON | 41.71 | 12.77 | 1.03 | 0.07 | 0.28 | 0.43 | 0.56 | 0.02 | -0.04 | -0.08 | 0 |  | 0.33 | 0.31 | 0.23 | 57.62 | 1394.427 | 2.37
D | 4002 | 2018-11-06 | 15 | ON | 33.49 | 12.77 | 1.03 | 0.07 | 0.18 | 0.43 | 0.14 | -0.01 | -0.02 | -0.08 | 0 |  | 0.33 | 0.31 | 0.23 | 48.87 | 1383.099 | 1.85
D | 4002 | 2018-11-06 | 16 | ON | 30.9 | 12.77 | 1.03 | 0.07 | 0.15 | 0.43 | 0 | 0 | -0.02 | -0.08 | 0 |  | 0.33 | 0.31 | 0.23 | 46.12 | 1385.751 | 1.68
D | 4002 | 2018-11-06 | 17 | ON | 37.44 | 12.77 | 1.03 | 0.07 | 0.17 | 0.42 | 0 | 0.05 | -0.05 | -0.08 | 0 |  | 0.33 | 0.31 | 0.23 | 52.69 | 1438.556 | 1.69
D | 4002 | 2018-11-06 | 18 | ON | 46.27 | 12.77 | 1.03 | 0.07 | 0.2 | 0.41 | 0 | 0.01 | -0.2 | -0.08 | 0 |  | 0.33 | 0.31 | 0.23 | 61.35 | 1492.951 | 1.71
D | 4002 | 2018-11-06 | 19 | ON | 46.51 | 12.77 | 1.03 | 0.07 | 0.33 | 0.41 | 0 | 0 | -0.05 | -0.08 | 0 |  | 0.33 | 0.31 | 0.23 | 61.86 | 1475.532 | 1.84
D | 4002 | 2018-11-06 | 20 | ON | 39.1 | 12.77 | 1.03 | 0.07 | 0.25 | 0.43 | 0.08 | 0.05 | 0.05 | -0.08 | 0 |  | 0.33 | 0.31 | 0.23 | 54.62 | 1419.894 | 1.86
D | 4002 | 2018-11-06 | 21 | ON | 39.88 | 12.77 | 1.03 | 0.07 | 0.23 | 0.45 | 0.39 | -0.02 | -0.03 | -0.08 | 0 |  | 0.33 | 0.31 | 0.23 | 55.56 | 1338.186 | 2.17
D | 4002 | 2018-11-06 | 22 | ON | 40.44 | 12.77 | 1.03 | 0.07 | 0.3 | 0.48 | 0.56 | 0.06 | -0.01 | -0.08 | 0 |  | 0.33 | 0.31 | 0.23 | 56.49 | 1221.422 | 2.44
D | 4002 | 2018-11-06 | 23 | ON | 26.11 | 12.77 | 1.03 | 0.07 | 0.19 | 0.53 | 0.02 | 0.07 | -0.07 | -0.08 | 0 |  | 0.33 | 0.31 | 0.23 | 41.51 | 1094.08 | 1.84
D | 4002 | 2018-11-06 | 24 | OFF | 22.7 | 12.77 | 1.03 | 0.07 | 0.16 | 0 | 0 | 0.12 | -0.04 | -0.08 | 0 |  | 0.33 | 0.31 | 0.23 | 37.6 | 999.732 | 1.26
D | 4002 | 2018-11-07 | 1 | OFF | 24.33 | 12.77 | 0.32 | 0.15 | 0.11 | 0 | 0 | -0.02 | -0.07 | -0.08 | 0 |  | 0.33 | 0.31 | 0.23 | 38.38 | 942.791 | 0.58
D | 4002 | 2018-11-07 | 2 | OFF | 26.55 | 12.77 | 0.32 | 0.15 | 0.09 | 0 | 0 | 0.05 | -0.01 | -0.08 | 0 |  | 0.33 | 0.31 | 0.23 | 40.71 | 909.66 | 0.56
D | 4002 | 2018-11-07 | 3 | OFF | 25.12 | 12.77 | 0.32 | 0.15 | 0.1 | 0 | 0 | 0 | -0.03 | -0.08 | 0 |  | 0.33 | 0.31 | 0.23 | 39.22 | 892.273 | 0.57
D | 4002 | 2018-11-07 | 4 | OFF | 21.11 | 12.77 | 0.32 | 0.15 | 0.07 | 0 | 0 | 0.02 | -0.03 | -0.08 | 0 |  | 0.33 | 0.31 | 0.23 | 35.2 | 896.824 | 0.54
D | 4002 | 2018-11-07 | 5 | OFF | 23.92 | 12.77 | 0.32 | 0.15 | 0.11 | 0 | 0 | 0.01 | -0.02 | -0.08 | 0 |  | 0.33 | 0.31 | 0.23 | 38.05 | 944.759 | 0.58
D | 4002 | 2018-11-07 | 6 | OFF | 36.46 | 12.77 | 0.32 | 0.15 | 0.52 | 0 | 0 | 0.03 | 0.24 | -0.08 | 0 |  | 0.33 | 0.31 | 0.23 | 51.28 | 1061.173 | 0.99
D | 4002 | 2018-11-07 | 7 | OFF | 43.75 | 12.77 | 0.32 | 0.15 | 1.24 | 0 | 0.55 | 0.01 | 0.06 | -0.08 | 0 |  | 0.33 | 0.31 | 0.23 | 59.64 | 1237.807 | 2.26
D | 4002 | 2018-11-07 | 8 | ON | 46.17 | 12.77 | 0.32 | 0.15 | 0.64 | 0.47 | 0.02 | 0.03 | -0.13 | -0.08 | 0 |  | 0.33 | 0.31 | 0.23 | 61.23 | 1298.969 | 1.6
D | 4002 | 2018-11-07 | 9 | ON | 37.8 | 12.77 | 0.32 | 0.15 | 0.41 | 0.47 | 0.32 | 0.07 | -0.08 | -0.08 | 0 |  | 0.33 | 0.31 | 0.23 | 53.02 | 1295.36 | 1.67
D | 4002 | 2018-11-07 | 10 | ON | 24.34 | 12.77 | 0.32 | 0.15 | 0.11 | 0.48 | 0 | 0.03 | -0.09 | -0.08 | 0 |  | 0.33 | 0.31 | 0.23 | 38.9 | 1289.617 | 1.06
D | 4002 | 2018-11-07 | 11 | ON | 24.82 | 12.77 | 0.32 | 0.15 | 0.08 | 0.49 | 0 | 0.03 | -0.06 | -0.08 | 0 |  | 0.33 | 0.31 | 0.23 | 39.39 | 1289.787 | 1.04
D | 4002 | 2018-11-07 | 12 | ON | 24.69 | 12.77 | 0.32 | 0.15 | 0.08 | 0.49 | 0 | 0.01 | -0.08 | -0.08 | 0 |  | 0.33 | 0.31 | 0.23 | 39.22 | 1286.706 | 1.04
D | 4002 | 2018-11-07 | 13 | ON | 24.34 | 12.77 | 0.32 | 0.15 | 0.07 | 0.49 | 0 | 0 | -0.08 | -0.08 | 0 |  | 0.33 | 0.31 | 0.23 | 38.85 | 1271.693 | 1.03
D | 4002 | 2018-11-07 | 14 | ON | 24.54 | 12.77 | 0.32 | 0.15 | 0.08 | 0.48 | 0 | -0.01 | -0.07 | -0.08 | 0 |  | 0.33 | 0.31 | 0.23 | 39.05 | 1276.079 | 1.03
D | 4002 | 2018-11-07 | 15 | ON | 25.11 | 12.77 | 0.32 | 0.15 | 0.07 | 0.48 | 0 | -0.05 | -0.07 | -0.08 | 0 |  | 0.33 | 0.31 | 0.23 | 39.57 | 1275.432 | 1.02
D | 4002 | 2018-11-07 | 16 | ON | 33.51 | 12.77 | 0.32 | 0.15 | 0.11 | 0.47 | 0.2 | -0.05 | -0.03 | -0.08 | 0 |  | 0.33 | 0.31 | 0.23 | 48.24 | 1285.318 | 1.25
D | 4002 | 2018-11-07 | 17 | ON | 40.26 | 12.77 | 0.32 | 0.15 | 0.13 | 0.44 | 0.28 | -0.08 | 0.09 | -0.08 | 0 |  | 0.33 | 0.31 | 0.23 | 55.15 | 1357.186 | 1.32
D | 4002 | 2018-11-07 | 18 | ON | 64.19 | 12.77 | 0.32 | 0.15 | 0.4 | 0.41 | 0.49 | -0.04 | -0.14 | -0.08 | 0 |  | 0.33 | 0.31 | 0.23 | 79.34 | 1456.331 | 1.77
D | 4002 | 2018-11-07 | 19 | ON | 46.75 | 12.77 | 0.32 | 0.15 | 0.26 | 0.42 | 0.03 | -0.02 | -0.15 | -0.08 | 0 |  | 0.33 | 0.31 | 0.23 | 61.32 | 1441.916 | 1.18
D | 4002 | 2018-11-07 | 20 | ON | 52.01 | 12.77 | 0.32 | 0.15 | 0.27 | 0.43 | 0.22 | -0.01 | -0.28 | -0.08 | 0 |  | 0.33 | 0.31 | 0.23 | 66.67 | 1393.854 | 1.39
D | 4002 | 2018-11-07 | 21 | ON | 57.14 | 12.77 | 0.32 | 0.15 | 0.24 | 0.45 | 0.86 | 0.01 | -0.09 | -0.08 | 0 |  | 0.33 | 0.31 | 0.23 | 72.64 | 1323.874 | 2.02
D | 4002 | 2018-11-07 | 22 | ON | 39.91 | 12.77 | 0.32 | 0.15 | 0.21 | 0.49 | 0.43 | -0.01 | -0.1 | -0.08 | 0 |  | 0.33 | 0.31 | 0.23 | 54.96 | 1214.386 | 1.6
D | 4002 | 2018-11-07 | 23 | ON | 33.63 | 12.77 | 0.32 | 0.15 | 0.49 | 0.53 | 0.33 | 0.1 | -0.16 | -0.08 | 0 |  | 0.33 | 0.31 | 0.23 | 48.95 | 1093.783 | 1.82
D | 4002 | 2018-11-07 | 24 | OFF | 22.6 | 12.77 | 0.32 | 0.15 | 0.31 | 0 | 0 | 0.04 | -0.08 | -0.08 | 0 |  | 0.33 | 0.31 | 0.23 | 36.9 | 999.172 | 0.78
D | 4002 | 2018-11-08 | 1 | OFF | 25.93 | 12.77 | 0.77 | 0.2 | 0.11 | 0 | 0 | 0.02 | -0.13 | -0.08 | 0 |  | 0.33 | 0.31 | 0.23 | 40.46 | 942.612 | 1.08
D | 4002 | 2018-11-08 | 2 | OFF | 24.64 | 12.77 | 0.77 | 0.2 | 0.1 | 0 | 0 | 0.09 | -0.19 | -0.08 | 0 |  | 0.33 | 0.31 | 0.23 | 39.17 | 917.323 | 1.07
D | 4002 | 2018-11-08 | 3 | OFF | 22.2 | 12.77 | 0.77 | 0.2 | 0.14 | 0 | 0 | 0.08 | -0.16 | -0.08 | 0 |  | 0.33 | 0.31 | 0.23 | 36.79 | 907.648 | 1.11
D | 4002 | 2018-11-08 | 4 | OFF | 20.87 | 12.77 | 0.77 | 0.2 | 0.12 | 0 | 0 | 0.13 | -0.2 | -0.08 | 0 |  | 0.33 | 0.31 | 0.23 | 35.45 | 906.418 | 1.09
D | 4002 | 2018-11-08 | 5 | OFF | 23.99 | 12.77 | 0.77 | 0.2 | 0.1 | 0 | 0 | -0.02 | 0.02 | -0.08 | 0 |  | 0.33 | 0.31 | 0.23 | 38.62 | 955.258 | 1.07
D | 4002 | 2018-11-08 | 6 | OFF | 29.2 | 12.77 | 0.77 | 0.2 | 0.43 | 0 | 0 | 0.03 | 0.09 | -0.08 | 0 |  | 0.33 | 0.31 | 0.23 | 44.28 | 1078.173 | 1.4
D | 4002 | 2018-11-08 | 7 | OFF | 37.22 | 12.77 | 0.77 | 0.2 | 0.51 | 0 | 0.19 | 0.02 | -0.11 | -0.08 | 0 |  | 0.33 | 0.31 | 0.23 | 52.36 | 1251.956 | 1.67
D | 4002 | 2018-11-08 | 8 | ON | 53.31 | 12.77 | 0.77 | 0.2 | 0.57 | 0.46 | 0.13 | 0.01 | -0.25 | -0.08 | 0 |  | 0.33 | 0.31 | 0.23 | 68.76 | 1322.158 | 2.13
D | 4002 | 2018-11-08 | 9 | ON | 50.84 | 12.77 | 0.77 | 0.2 | 0.4 | 0.46 | 0 | 0.04 | -0.16 | -0.08 | 0 |  | 0.33 | 0.31 | 0.23 | 66.11 | 1311.992 | 1.83
D | 4002 | 2018-11-08 | 10 | ON | 50.07 | 12.77 | 0.77 | 0.2 | 0.35 | 0.47 | 0.25 | 0.08 | -0.1 | -0.08 | 0 |  | 0.33 | 0.31 | 0.23 | 65.65 | 1311.407 | 2.04
D | 4002 | 2018-11-08 | 11 | ON | 44.04 | 12.77 | 0.77 | 0.2 | 0.29 | 0.48 | 0.7 | 0.07 | -0.09 | -0.08 | 0 |  | 0.33 | 0.31 | 0.23 | 60.02 | 1317.608 | 2.44
D | 4002 | 2018-11-08 | 12 | ON | 39.59 | 12.77 | 0.77 | 0.2 | 0.23 | 0.48 | 0.6 | 0.03 | -0.08 | -0.08 | 0 |  | 0.33 | 0.31 | 0.23 | 55.38 | 1311.107 | 2.28
D | 4002 | 2018-11-08 | 13 | ON | 31.6 | 12.77 | 0.77 | 0.2 | 0.2 | 0.49 | 0.04 | 0.04 | -0.06 | -0.08 | 0 |  | 0.33 | 0.31 | 0.23 | 46.84 | 1296.432 | 1.7
D | 4002 | 2018-11-08 | 14 | ON | 31.51 | 12.77 | 0.77 | 0.2 | 0.21 | 0.48 | 0 | -0.01 | -0.07 | -0.08 | 0 |  | 0.33 | 0.31 | 0.23 | 46.65 | 1293.795 | 1.66
D | 4002 | 2018-11-08 | 15 | ON | 33.49 | 12.77 | 0.77 | 0.2 | 0.21 | 0.48 | 0 | 0 | -0.04 | -0.08 | 0 |  | 0.33 | 0.31 | 0.23 | 48.67 | 1291.305 | 1.66
D | 4002 | 2018-11-08 | 16 | ON | 52.64 | 12.77 | 0.77 | 0.2 | 0.32 | 0.47 | 0.1 | -0.02 | -0.08 | -0.08 | 0 |  | 0.33 | 0.31 | 0.23 | 67.96 | 1306.681 | 1.86
D | 4002 | 2018-11-08 | 17 | ON | 44.79 | 12.77 | 0.77 | 0.2 | 0.2 | 0.44 | 0 | 0.01 | -0.01 | -0.08 | 0 |  | 0.33 | 0.31 | 0.23 | 59.96 | 1384.375 | 1.61
D | 4002 | 2018-11-08 | 18 | ON | 72.4 | 12.77 | 0.77 | 0.2 | 0.32 | 0.41 | 0.97 | -0.03 | -0.19 | -0.08 | 0 |  | 0.33 | 0.31 | 0.23 | 88.41 | 1476.928 | 2.67
D | 4002 | 2018-11-08 | 19 | ON | 53.32 | 12.77 | 0.77 | 0.2 | 0.22 | 0.42 | 0.3 | 0.06 | -0.19 | -0.08 | 0 |  | 0.33 | 0.31 | 0.23 | 68.66 | 1463.691 | 1.91
D | 4002 | 2018-11-08 | 20 | ON | 48.21 | 12.77 | 0.77 | 0.2 | 0.2 | 0.43 | 0.09 | 0.02 | -0.13 | -0.08 | 0 |  | 0.33 | 0.31 | 0.23 | 63.35 | 1421.875 | 1.69
D | 4002 | 2018-11-08 | 21 | ON | 49.95 | 12.77 | 0.77 | 0.2 | 0.17 | 0.44 | 0.5 | -0.01 | 0.02 | -0.08 | 0 |  | 0.33 | 0.31 | 0.23 | 65.6 | 1356.225 | 2.08
D | 4002 | 2018-11-08 | 22 | ON | 39.21 | 12.77 | 0.77 | 0.2 | 0.22 | 0.47 | 0.43 | -0.03 | -0.03 | -0.08 | 0 |  | 0.33 | 0.31 | 0.23 | 54.8 | 1251.457 | 2.09
D | 4002 | 2018-11-08 | 23 | ON | 35.97 | 12.77 | 0.77 | 0.2 | 0.39 | 0.52 | 0.32 | -0.03 | 0.07 | -0.08 | 0 |  | 0.33 | 0.31 | 0.23 | 51.77 | 1134.53 | 2.2
D | 4002 | 2018-11-08 | 24 | OFF | 31.56 | 12.77 | 0.77 | 0.2 | 0.4 | 0 | 0.03 | -0.05 | 0.01 | -0.08 | 0 |  | 0.33 | 0.31 | 0.23 | 46.48 | 1043.28 | 1.4
D | 4002 | 2018-11-09 | 1 | OFF | 30.28 | 12.77 | 0.31 | 0.02 | 0.14 | 0 | 0 | -0.02 | -0.15 | -0.08 | 0 |  | 0.33 | 0.31 | 0.23 | 44.14 | 986.814 | 0.47
D | 4002 | 2018-11-09 | 2 | OFF | 27.17 | 12.77 | 0.31 | 0.02 | 0.15 | 0 | 0 | 0 | -0.08 | -0.08 | 0 |  | 0.33 | 0.31 | 0.23 | 41.13 | 959.185 | 0.48
D | 4002 | 2018-11-09 | 3 | OFF | 27.54 | 12.77 | 0.31 | 0.02 | 0.09 | 0 | 0 | -0.03 | -0.04 | -0.08 | 0 |  | 0.33 | 0.31 | 0.23 | 41.45 | 946.615 | 0.42
D | 4002 | 2018-11-09 | 4 | OFF | 30.84 | 12.77 | 0.31 | 0.02 | 0.07 | 0 | 0 | -0.05 | -0.05 | -0.08 | 0 |  | 0.33 | 0.31 | 0.23 | 44.7 | 954.549 | 0.4
D | 4002 | 2018-11-09 | 5 | OFF | 29.2 | 12.77 | 0.31 | 0.02 | 0.11 | 0 | 0 | -0.09 | 0.1 | -0.08 | 0 |  | 0.33 | 0.31 | 0.23 | 43.21 | 998.336 | 0.44
D | 4002 | 2018-11-09 | 6 | OFF | 29.25 | 12.77 | 0.31 | 0.02 | 0.5 | 0 | 0 | 0 | -0.06 | -0.08 | 0 |  | 0.33 | 0.31 | 0.23 | 43.58 | 1113.521 | 0.83
D | 4002 | 2018-11-09 | 7 | OFF | 37.43 | 12.77 | 0.31 | 0.02 | 0.32 | 0 | 0.23 | -0.05 | 0.05 | -0.08 | 0 |  | 0.33 | 0.31 | 0.23 | 51.87 | 1285.069 | 0.88
D | 4002 | 2018-11-09 | 8 | ON | 36.08 | 12.77 | 0.31 | 0.02 | 0.26 | 0.45 | 0.09 | 0.02 | -0.13 | -0.08 | 0 |  | 0.33 | 0.31 | 0.23 | 50.66 | 1353.608 | 1.13
D | 4002 | 2018-11-09 | 9 | ON | 27.34 | 12.77 | 0.31 | 0.02 | 0.1 | 0.45 | 0 | -0.01 | -0.05 | -0.08 | 0 |  | 0.33 | 0.31 | 0.23 | 41.72 | 1353.628 | 0.88
D | 4002 | 2018-11-09 | 10 | ON | 26.6 | 12.77 | 0.31 | 0.02 | 0.1 | 0.46 | 0 | -0.05 | -0.11 | -0.08 | 0 |  | 0.33 | 0.31 | 0.23 | 40.89 | 1349.135 | 0.89
D | 4002 | 2018-11-09 | 11 | ON | 32.44 | 12.77 | 0.31 | 0.02 | 0.09 | 0.45 | 0.04 | -0.06 | -0.06 | -0.08 | 0 |  | 0.33 | 0.31 | 0.23 | 46.79 | 1371.201 | 0.91
D | 4002 | 2018-11-09 | 12 | ON | 38.15 | 12.77 | 0.31 | 0.02 | 0.18 | 0.44 | 0.28 | -0.03 | -0.09 | -0.08 | 0 |  | 0.33 | 0.31 | 0.23 | 52.82 | 1372.063 | 1.23
D | 4002 | 2018-11-09 | 13 | ON | 33.79 | 12.77 | 0.31 | 0.02 | 0.13 | 0.44 | 0 | -0.02 | -0.1 | -0.08 | 0 |  | 0.33 | 0.31 | 0.23 | 48.13 | 1363.051 | 0.9
D | 4002 | 2018-11-09 | 14 | ON | 36.81 | 12.77 | 0.31 | 0.02 | 0.24 | 0.44 | 0.18 | -0.02 | -0.08 | -0.08 | 0 |  | 0.33 | 0.31 | 0.23 | 51.46 | 1371.467 | 1.19
D | 4002 | 2018-11-09 | 15 | ON | 33.56 | 12.77 | 0.31 | 0.02 | 0.17 | 0.44 | 0.04 | 0.07 | -0.1 | -0.08 | 0 |  | 0.33 | 0.31 | 0.23 | 48.07 | 1362.303 | 0.98
D | 4002 | 2018-11-09 | 16 | ON | 31.74 | 12.77 | 0.31 | 0.02 | 0.1 | 0.44 | 0.01 | 0.02 | -0.08 | -0.08 | 0 |  | 0.33 | 0.31 | 0.23 | 46.12 | 1372.048 | 0.88
D | 4002 | 2018-11-09 | 17 | ON | 32.38 | 12.77 | 0.31 | 0.02 | 0.09 | 0.42 | 0 | 0.06 | -0.06 | -0.08 | 0 |  | 0.33 | 0.31 | 0.23 | 46.78 | 1435.208 | 0.84
D | 4002 | 2018-11-09 | 18 | ON | 33.82 | 12.77 | 0.31 | 0.02 | 0.1 | 0.41 | 0 | -0.02 | -0.18 | -0.08 | 0 |  | 0.33 | 0.31 | 0.23 | 48.02 | 1470.651 | 0.84
D | 4002 | 2018-11-09 | 19 | ON | 32.6 | 12.77 | 0.31 | 0.02 | 0.09 | 0.42 | 0 | -0.01 | -0.1 | -0.08 | 0 |  | 0.33 | 0.31 | 0.23 | 46.89 | 1437.189 | 0.84
D | 4002 | 2018-11-09 | 20 | ON | 31.8 | 12.77 | 0.31 | 0.02 | 0.09 | 0.43 | 0 | -0.02 | -0.04 | -0.08 | 0 |  | 0.33 | 0.31 | 0.23 | 46.15 | 1386.828 | 0.85
D | 4002 | 2018-11-09 | 21 | ON | 31.82 | 12.77 | 0.31 | 0.02 | 0.1 | 0.45 | 0.02 | -0.03 | 0.01 | -0.08 | 0 |  | 0.33 | 0.31 | 0.23 | 46.26 | 1328.471 | 0.9
D | 4002 | 2018-11-09 | 22 | ON | 30.79 | 12.77 | 0.31 | 0.02 | 0.1 | 0.46 | 0 | 0 | 0.04 | -0.08 | 0 |  | 0.33 | 0.31 | 0.23 | 45.28 | 1247.852 | 0.89
D | 4002 | 2018-11-09 | 23 | ON | 29.49 | 12.77 | 0.31 | 0.02 | 0.2 | 0.5 | 0.02 | 0.02 | 0.06 | -0.08 | 0 |  | 0.33 | 0.31 | 0.23 | 44.18 | 1148.35 | 1.05
D | 4002 | 2018-11-09 | 24 | OFF | 28.1 | 12.77 | 0.31 | 0.02 | 0.35 | 0 | 0 | 0.01 | 0 | -0.08 | 0 |  | 0.33 | 0.31 | 0.23 | 42.35 | 1047.225 | 0.68
D | 4002 | 2018-11-10 | 1 | OFF | 27.98 | 12.77 | 0.96 | 0.88 | 0.21 | 0 | 0 | 0.03 | 0.03 | -0.08 | 0 |  | 0.33 | 0.31 | 0.23 | 43.65 | 981.731 | 2.05
D | 4002 | 2018-11-10 | 2 | OFF | 21.2 | 12.77 | 0.96 | 0.88 | 0.21 | 0 | 0 | 0.01 | 0.07 | -0.08 | 0 |  | 0.33 | 0.31 | 0.23 | 36.89 | 942.579 | 2.05
D | 4002 | 2018-11-10 | 3 | OFF | 20.35 | 12.77 | 0.96 | 0.88 | 0.18 | 0 | 0 | 0 | 0.02 | -0.08 | 0 |  | 0.33 | 0.31 | 0.23 | 35.95 | 919.118 | 2.02
D | 4002 | 2018-11-10 | 4 | OFF | 25.77 | 12.77 | 0.96 | 0.88 | 0.24 | 0 | 0 | -0.01 | 0.04 | -0.08 | 0 |  | 0.33 | 0.31 | 0.23 | 41.44 | 908.242 | 2.08
D | 4002 | 2018-11-10 | 5 | OFF | 28.11 | 12.77 | 0.96 | 0.88 | 0.14 | 0 | 0 | 0.02 | 0.02 | -0.08 | 0 |  | 0.33 | 0.31 | 0.23 | 43.69 | 917.483 | 1.98
D | 4002 | 2018-11-10 | 6 | OFF | 29.41 | 12.77 | 0.96 | 0.88 | 0.16 | 0 | 0 | 0 | 0.06 | -0.08 | 0 |  | 0.33 | 0.31 | 0.23 | 45.03 | 963.394 | 2
D | 4002 | 2018-11-10 | 7 | OFF | 30.92 | 12.77 | 0.96 | 0.88 | 0.26 | 0 | 0 | 0.04 | 0.08 | -0.08 | 0 |  | 0.33 | 0.31 | 0.23 | 46.7 | 1044.123 | 2.1
D | 4002 | 2018-11-10 | 8 | OFF | 30.42 | 12.77 | 0.96 | 0.88 | 0.52 | 0 | 0.1 | -0.02 | 0.11 | -0.08 | 0 |  | 0.33 | 0.31 | 0.23 | 46.53 | 1138.009 | 2.46
D | 4002 | 2018-11-10 | 9 | OFF | 34 | 12.77 | 0.96 | 0.88 | 0.21 | 0 | 0.19 | -0.01 | -0.01 | -0.08 | 0 |  | 0.33 | 0.31 | 0.23 | 49.78 | 1228.291 | 2.24
D | 4002 | 2018-11-10 | 10 | OFF | 36.28 | 12.77 | 0.96 | 0.88 | 0.27 | 0 | 0.29 | -0.01 | -0.07 | -0.08 | 0 |  | 0.33 | 0.31 | 0.23 | 52.16 | 1276.889 | 2.4
D | 4002 | 2018-11-10 | 11 | OFF | 29.58 | 12.77 | 0.96 | 0.88 | 0.14 | 0 | 0 | -0.02 | -0.07 | -0.08 | 0 |  | 0.33 | 0.31 | 0.23 | 45.03 | 1289.754 | 1.98
D | 4002 | 2018-11-10 | 12 | OFF | 28.2 | 12.77 | 0.96 | 0.88 | 0.07 | 0 | 0 | -0.01 | -0.08 | -0.08 | 0 |  | 0.33 | 0.31 | 0.23 | 43.58 | 1281.476 | 1.91
D | 4002 | 2018-11-10 | 13 | OFF | 20.16 | 12.77 | 0.96 | 0.88 | 0.09 | 0 | 0 | 0.03 | -0.05 | -0.08 | 0 |  | 0.33 | 0.31 | 0.23 | 35.63 | 1257.679 | 1.93
D | 4002 | 2018-11-10 | 14 | OFF | 3.51 | 12.77 | 0.96 | 0.88 | 0.27 | 0 | 0 | 0 | -0.03 | -0.08 | 0 |  | 0.33 | 0.31 | 0.23 | 19.15 | 1243.379 | 2.11
D | 4002 | 2018-11-10 | 15 | OFF | 15.73 | 12.77 | 0.96 | 0.88 | 0.28 | 0 | 0 | 0.01 | 0 | -0.08 | 0 |  | 0.33 | 0.31 | 0.23 | 31.42 | 1227.272 | 2.12
D | 4002 | 2018-11-10 | 16 | OFF | 31.04 | 12.77 | 0.96 | 0.88 | 0.13 | 0 | 0 | 0 | -0.03 | -0.08 | 0 |  | 0.33 | 0.31 | 0.23 | 46.54 | 1260.245 | 1.97
D | 4002 | 2018-11-10 | 17 | OFF | 43.05 | 12.77 | 0.96 | 0.88 | 0.14 | 0 | 0.05 | 0.03 | 0.04 | -0.08 | 0 |  | 0.33 | 0.31 | 0.23 | 58.71 | 1352.577 | 2.03
D | 4002 | 2018-11-10 | 18 | OFF | 59.82 | 12.77 | 0.96 | 0.88 | 0.15 | 0 | 0 | 0 | -0.31 | -0.08 | 0 |  | 0.33 | 0.31 | 0.23 | 75.06 | 1439.319 | 1.99
D | 4002 | 2018-11-10 | 19 | OFF | 43.21 | 12.77 | 0.96 | 0.88 | 0.24 | 0 | 0 | -0.02 | -0.17 | -0.08 | 0 |  | 0.33 | 0.31 | 0.23 | 58.66 | 1409.808 | 2.08
D | 4002 | 2018-11-10 | 20 | OFF | 37.22 | 12.77 | 0.96 | 0.88 | 0.27 | 0 | 0 | 0.01 | -0.16 | -0.08 | 0 |  | 0.33 | 0.31 | 0.23 | 52.74 | 1362.228 | 2.11
D | 4002 | 2018-11-10 | 21 | OFF | 47.73 | 12.77 | 0.96 | 0.88 | 0.37 | 0 | 0.61 | -0.01 | -0.01 | -0.08 | 0 |  | 0.33 | 0.31 | 0.23 | 64.09 | 1310.334 | 2.82
D | 4002 | 2018-11-10 | 22 | OFF | 35.94 | 12.77 | 0.96 | 0.88 | 0.15 | 0 | 0.12 | 0.02 | -0.13 | -0.08 | 0 |  | 0.33 | 0.31 | 0.23 | 51.5 | 1233.058 | 2.11
D | 4002 | 2018-11-10 | 23 | OFF | 30.49 | 12.77 | 0.96 | 0.88 | 0.35 | 0 | 0.01 | 0.02 | -0.08 | -0.08 | 0 |  | 0.33 | 0.31 | 0.23 | 46.19 | 1142.711 | 2.2
D | 4002 | 2018-11-10 | 24 | OFF | 31.78 | 12.77 | 0.96 | 0.88 | 0.31 | 0 | 0 | -0.01 | -0.07 | -0.08 | 0 |  | 0.33 | 0.31 | 0.23 | 47.41 | 1063.516 | 2.15
D | 4002 | 2018-11-11 | 1 | OFF | 35.22 | 12.77 | 0.4 | 0.2 | 0.26 | 0 | 0 | 0 | -0.03 | -0.08 | 0 |  | 0.33 | 0.31 | 0.23 | 49.61 | 1006.977 | 0.86
D | 4002 | 2018-11-11 | 2 | OFF | 32.7 | 12.77 | 0.4 | 0.2 | 0.22 | 0 | 0 | 0.03 | -0.07 | -0.08 | 0 |  | 0.33 | 0.31 | 0.23 | 47.04 | 971.523 | 0.82
D | 4002 | 2018-11-11 | 3 | OFF | 33 | 12.77 | 0.4 | 0.2 | 0.17 | 0 | 0 | 0 | -0.09 | -0.08 | 0 |  | 0.33 | 0.31 | 0.23 | 47.24 | 957.138 | 0.77
D | 4002 | 2018-11-11 | 4 | OFF | 27.92 | 12.77 | 0.4 | 0.2 | 0.25 | 0 | 0 | -0.02 | -0.07 | -0.08 | 0 |  | 0.33 | 0.31 | 0.23 | 42.24 | 957.696 | 0.85
D | 4002 | 2018-11-11 | 5 | OFF | 25.54 | 12.77 | 0.4 | 0.2 | 0.12 | 0 | 0 | 0.03 | -0.07 | -0.08 | 0 |  | 0.33 | 0.31 | 0.23 | 39.78 | 973.29 | 0.72
D | 4002 | 2018-11-11 | 6 | OFF | 26.87 | 12.77 | 0.4 | 0.2 | 0.13 | 0 | 0 | -0.02 | -0.02 | -0.08 | 0 |  | 0.33 | 0.31 | 0.23 | 41.12 | 1015.288 | 0.73
D | 4002 | 2018-11-11 | 7 | OFF | 29.43 | 12.77 | 0.4 | 0.2 | 0.18 | 0 | 0.17 | -0.02 | -0.08 | -0.08 | 0 |  | 0.33 | 0.31 | 0.23 | 43.84 | 1084.567 | 0.95
D | 4002 | 2018-11-11 | 8 | OFF | 28.3 | 12.77 | 0.4 | 0.2 | 0.13 | 0 | 0 | 0.03 | -0.07 | -0.08 | 0 |  | 0.33 | 0.31 | 0.23 | 42.55 | 1159.73 | 0.73
D | 4002 | 2018-11-11 | 9 | OFF | 17.11 | 12.77 | 0.4 | 0.2 | 0.15 | 0 | 0 | 0.05 | -0.06 | -0.08 | 0 |  | 0.33 | 0.31 | 0.23 | 31.41 | 1232.118 | 0.75
D | 4002 | 2018-11-11 | 10 | OFF | 1.68 | 12.77 | 0.4 | 0.2 | 0.28 | 0 | 0 | 0.01 | -0.06 | -0.08 | 0 |  | 0.33 | 0.31 | 0.23 | 16.07 | 1264.109 | 0.88
D | 4002 | 2018-11-11 | 11 | OFF | -0.62 | 12.77 | 0.4 | 0.2 | 0.3 | 0 | 0 | 0 | -0.06 | -0.08 | 0 |  | 0.33 | 0.31 | 0.23 | 13.78 | 1265.25 | 0.9
D | 4002 | 2018-11-11 | 12 | OFF | 2.89 | 12.77 | 0.4 | 0.2 | 0.32 | 0 | 0 | -0.01 | -0.05 | -0.08 | 0 |  | 0.33 | 0.31 | 0.23 | 17.31 | 1248.585 | 0.92
D | 4002 | 2018-11-11 | 13 | OFF | 23.3 | 12.77 | 0.4 | 0.2 | 0.18 | 0 | 0 | -0.05 | -0.08 | -0.08 | 0 |  | 0.33 | 0.31 | 0.23 | 37.51 | 1249.669 | 0.78
D | 4002 | 2018-11-11 | 14 | OFF | 17.44 | 12.77 | 0.4 | 0.2 | 0.2 | 0 | 0 | -0.03 | -0.09 | -0.08 | 0 |  | 0.33 | 0.31 | 0.23 | 31.68 | 1242.917 | 0.8
D | 4002 | 2018-11-11 | 15 | OFF | 29.02 | 12.77 | 0.4 | 0.2 | 0.13 | 0 | 0 | -0.06 | -0.09 | -0.08 | 0 |  | 0.33 | 0.31 | 0.23 | 43.16 | 1245.866 | 0.73
D | 4002 | 2018-11-11 | 16 | OFF | 33.86 | 12.77 | 0.4 | 0.2 | 0.12 | 0 | 0 | -0.08 | -0.04 | -0.08 | 0 |  | 0.33 | 0.31 | 0.23 | 48.02 | 1279.421 | 0.72
D | 4002 | 2018-11-11 | 17 | OFF | 35.8 | 12.77 | 0.4 | 0.2 | 0.13 | 0 | 0 | 0 | -0.07 | -0.08 | 0 |  | 0.33 | 0.31 | 0.23 | 50.02 | 1392.751 | 0.73
D | 4002 | 2018-11-11 | 18 | OFF | 44.43 | 12.77 | 0.4 | 0.2 | 0.34 | 0 | 0.24 | -0.02 | -0.26 | -0.08 | 0 |  | 0.33 | 0.31 | 0.23 | 58.89 | 1487.024 | 1.18
D | 4002 | 2018-11-11 | 19 | OFF | 59.78 | 12.77 | 0.4 | 0.2 | 0.59 | 0 | 0.53 | 0 | -0.17 | -0.08 | 0 |  | 0.33 | 0.31 | 0.23 | 74.89 | 1463.503 | 1.72
D | 4002 | 2018-11-11 | 20 | OFF | 37.04 | 12.77 | 0.4 | 0.2 | 0.2 | 0 | 0 | 0 | -0.16 | -0.08 | 0 |  | 0.33 | 0.31 | 0.23 | 51.24 | 1406.807 | 0.8
D | 4002 | 2018-11-11 | 21 | OFF | 33.6 | 12.77 | 0.4 | 0.2 | 0.23 | 0 | 0 | -0.05 | -0.07 | -0.08 | 0 |  | 0.33 | 0.31 | 0.23 | 47.87 | 1339.818 | 0.83
D | 4002 | 2018-11-11 | 22 | OFF | 30.62 | 12.77 | 0.4 | 0.2 | 0.12 | 0 | 0 | -0.05 | -0.11 | -0.08 | 0 |  | 0.33 | 0.31 | 0.23 | 44.74 | 1259.029 | 0.72
D | 4002 | 2018-11-11 | 23 | OFF | 25.57 | 12.77 | 0.4 | 0.2 | 0.19 | 0 | 0 | -0.04 | -0.01 | -0.08 | 0 |  | 0.33 | 0.31 | 0.23 | 39.87 | 1164.992 | 0.79
D | 4002 | 2018-11-11 | 24 | OFF | 24.05 | 12.77 | 0.4 | 0.2 | 0.36 | 0 | 0 | -0.03 | -0.09 | -0.08 | 0 |  | 0.33 | 0.31 | 0.23 | 38.45 | 1089.7 | 0.96
D | 4002 | 2018-11-12 | 1 | OFF | 25.35 | 12.77 | 0.22 | 0.07 | 0.17 | 0 | 0 | -0.06 | -0.04 | -0.08 | 0 |  | 0.33 | 0.31 | 0.23 | 39.27 | 1042.501 | 0.46
D | 4002 | 2018-11-12 | 2 | OFF | 22.24 | 12.77 | 0.22 | 0.07 | 0.16 | 0 | 0 | -0.06 | -0.06 | -0.08 | 0 |  | 0.33 | 0.31 | 0.23 | 36.13 | 1019.006 | 0.45
D | 4002 | 2018-11-12 | 3 | OFF | 22.7 | 12.77 | 0.22 | 0.07 | 0.13 | 0 | 0 | -0.05 | -0.06 | -0.08 | 0 |  | 0.33 | 0.31 | 0.23 | 36.57 | 1011.967 | 0.42
D | 4002 | 2018-11-12 | 4 | OFF | 26.62 | 12.77 | 0.22 | 0.07 | 0.13 | 0 | 0 | -0.06 | -0.05 | -0.08 | 0 |  | 0.33 | 0.31 | 0.23 | 40.49 | 1022.122 | 0.42
D | 4002 | 2018-11-12 | 5 | OFF | 25.5 | 12.77 | 0.22 | 0.07 | 0.15 | 0 | 0 | -0.02 | -0.03 | -0.08 | 0 |  | 0.33 | 0.31 | 0.23 | 39.45 | 1066.838 | 0.44
D | 4002 | 2018-11-12 | 6 | OFF | 31.32 | 12.77 | 0.22 | 0.07 | 0.11 | 0 | 0 | 0.03 | -0.04 | -0.08 | 0 |  | 0.33 | 0.31 | 0.23 | 45.27 | 1166.421 | 0.4
D | 4002 | 2018-11-12 | 7 | OFF | 36.56 | 12.77 | 0.22 | 0.07 | 0.2 | 0 | 0 | -0.11 | 0.03 | -0.08 | 0 |  | 0.33 | 0.31 | 0.23 | 50.53 | 1300.896 | 0.49
D | 4002 | 2018-11-12 | 8 | ON | 48.95 | 12.77 | 0.22 | 0.07 | 0.49 | 0.45 | 0.36 | -0.02 | -0.12 | -0.08 | 0 |  | 0.33 | 0.31 | 0.23 | 63.96 | 1391.522 | 1.59
D | 4002 | 2018-11-12 | 9 | ON | 38.62 | 12.77 | 0.22 | 0.07 | 0.2 | 0.44 | 0.2 | -0.03 | -0.08 | -0.08 | 0 |  | 0.33 | 0.31 | 0.23 | 53.2 | 1424.911 | 1.13
D | 4002 | 2018-11-12 | 10 | ON | 30.62 | 12.77 | 0.22 | 0.07 | 0.11 | 0.45 | 0 | -0.01 | -0.09 | -0.08 | 0 |  | 0.33 | 0.31 | 0.23 | 44.93 | 1419.361 | 0.85
D | 4002 | 2018-11-12 | 11 | ON | 33.43 | 12.77 | 0.22 | 0.07 | 0.13 | 0.46 | 0 | -0.01 | -0.05 | -0.08 | 0 |  | 0.33 | 0.31 | 0.23 | 47.81 | 1399.487 | 0.88
D | 4002 | 2018-11-12 | 12 | ON | 30.58 | 12.77 | 0.22 | 0.07 | 0.12 | 0.47 | 0 | 0.01 | -0.04 | -0.08 | 0 |  | 0.33 | 0.31 | 0.23 | 44.99 | 1381.895 | 0.88
D | 4002 | 2018-11-12 | 13 | ON | 35.94 | 12.77 | 0.22 | 0.07 | 0.13 | 0.47 | 0 | -0.04 | -0.06 | -0.08 | 0 |  | 0.33 | 0.31 | 0.23 | 50.29 | 1364.403 | 0.89
D | 4002 | 2018-11-12 | 14 | ON | 37 | 12.77 | 0.22 | 0.07 | 0.13 | 0.46 | 0 | 0.05 | -0.07 | -0.08 | 0 |  | 0.33 | 0.31 | 0.23 | 51.42 | 1357.45 | 0.88
D | 4002 | 2018-11-12 | 15 | ON | 42.41 | 12.77 | 0.22 | 0.07 | 0.32 | 0.46 | 0.21 | 0.05 | -0.01 | -0.08 | 0 |  | 0.33 | 0.31 | 0.23 | 57.29 | 1358.962 | 1.28
D | 4002 | 2018-11-12 | 16 | ON | 57.54 | 12.77 | 0.22 | 0.07 | 0.23 | 0.44 | 0.57 | 0.07 | -0.01 | -0.08 | 0 |  | 0.33 | 0.31 | 0.23 | 72.69 | 1381.28 | 1.53
D | 4002 | 2018-11-12 | 17 | ON | 65.65 | 12.77 | 0.22 | 0.07 | 0.25 | 0.41 | 0.43 | 0.07 | 0.15 | -0.08 | 0 |  | 0.33 | 0.31 | 0.23 | 80.81 | 1482.17 | 1.38
D | 4002 | 2018-11-12 | 18 | ON | 94.67 | 12.77 | 0.22 | 0.07 | 0.5 | 0.39 | 0.77 | 0.12 | -0.4 | -0.08 | 0 |  | 0.33 | 0.31 | 0.23 | 109.9 | 1571.249 | 1.95
D | 4002 | 2018-11-12 | 19 | ON | 98.5 | 12.77 | 0.22 | 0.07 | 0.9 | 0.4 | 0.94 | 0.12 | -0.2 | -0.08 | 0 |  | 0.33 | 0.31 | 0.23 | 114.51 | 1542.978 | 2.53
D | 4002 | 2018-11-12 | 20 | ON | 78.93 | 12.77 | 0.22 | 0.07 | 0.44 | 0.41 | 0.83 | 0.1 | -0.21 | -0.08 | 0 |  | 0.33 | 0.31 | 0.23 | 94.35 | 1486.592 | 1.97
D | 4002 | 2018-11-12 | 21 | ON | 73.82 | 12.77 | 0.22 | 0.07 | 0.27 | 0.43 | 0.89 | 0.03 | -0.06 | -0.08 | 0 |  | 0.33 | 0.31 | 0.23 | 89.23 | 1404.947 | 1.88
D | 4002 | 2018-11-12 | 22 | ON | 45.13 | 12.77 | 0.22 | 0.07 | 0.26 | 0.46 | 0.37 | 0.15 | 0.19 | -0.08 | 0 |  | 0.33 | 0.31 | 0.23 | 60.41 | 1287.55 | 1.38
D | 4002 | 2018-11-12 | 23 | ON | 34.67 | 12.77 | 0.22 | 0.07 | 0.31 | 0.51 | 0 | 0.02 | -0.04 | -0.08 | 0 |  | 0.33 | 0.31 | 0.23 | 49.32 | 1160.985 | 1.11
D | 4002 | 2018-11-12 | 24 | OFF | 32.39 | 12.77 | 0.22 | 0.07 | 0.28 | 0 | 0 | 0.08 | -0.01 | -0.08 | 0 |  | 0.33 | 0.31 | 0.23 | 46.59 | 1061.528 | 0.57
D | 4002 | 2018-11-13 | 1 | OFF | 29.44 | 12.77 | 0.55 | 0.11 | 0.09 | 0 | 0 | 0.07 | 0.01 | -0.08 | 0 |  | 0.33 | 0.31 | 0.23 | 43.83 | 1000.87 | 0.75
D | 4002 | 2018-11-13 | 2 | OFF | 28.97 | 12.77 | 0.55 | 0.11 | 0.11 | 0 | 0 | 0.02 | 0.04 | -0.08 | 0 |  | 0.33 | 0.31 | 0.23 | 43.36 | 972.242 | 0.77
D | 4002 | 2018-11-13 | 3 | OFF | 26.54 | 12.77 | 0.55 | 0.11 | 0.14 | 0 | 0 | 0.02 | 0.06 | -0.08 | 0 |  | 0.33 | 0.31 | 0.23 | 40.98 | 959.021 | 0.8
D | 4002 | 2018-11-13 | 4 | OFF | 29.49 | 12.77 | 0.55 | 0.11 | 0.1 | 0 | 0 | 0 | 0.09 | -0.08 | 0 |  | 0.33 | 0.31 | 0.23 | 43.9 | 968.792 | 0.76
D | 4002 | 2018-11-13 | 5 | OFF | 30.42 | 12.77 | 0.55 | 0.11 | 0.07 | 0 | 0 | 0.01 | 0.08 | -0.08 | 0 |  | 0.33 | 0.31 | 0.23 | 44.8 | 1013.658 | 0.73
D | 4002 | 2018-11-13 | 6 | OFF | 33.37 | 12.77 | 0.55 | 0.11 | 0.24 | 0 | 0 | 0.01 | 0.1 | -0.08 | 0 |  | 0.33 | 0.31 | 0.23 | 47.94 | 1129.291 | 0.9
D | 4002 | 2018-11-13 | 7 | OFF | 60.59 | 12.77 | 0.55 | 0.11 | 0.83 | 0 | 0.3 | -0.07 | 0.32 | -0.08 | 0 |  | 0.33 | 0.31 | 0.23 | 76.19 | 1295.462 | 1.79
D | 4002 | 2018-11-13 | 8 | ON | 52.98 | 12.77 | 0.55 | 0.11 | 0.53 | 0.45 | 0 | 0.03 | -0.05 | -0.08 | 0 |  | 0.33 | 0.31 | 0.23 | 68.16 | 1379.882 | 1.64
D | 4002 | 2018-11-13 | 9 | ON | 71.01 | 12.77 | 0.55 | 0.11 | 0.46 | 0.43 | 0.52 | -0.02 | 0.01 | -0.08 | 0 |  | 0.33 | 0.31 | 0.23 | 86.63 | 1416.39 | 2.07
D | 4002 | 2018-11-13 | 10 | ON | 73.42 | 12.77 | 0.55 | 0.11 | 0.27 | 0.43 | 1.22 | 0.04 | 0.02 | -0.08 | 0 |  | 0.33 | 0.31 | 0.23 | 89.62 | 1441.949 | 2.58
D | 4002 | 2018-11-13 | 11 | ON | 72.78 | 12.77 | 0.55 | 0.11 | 0.27 | 0.42 | 1.23 | 0.08 | -0.01 | -0.08 | 0 |  | 0.33 | 0.31 | 0.23 | 88.99 | 1453.671 | 2.58
D | 4002 | 2018-11-13 | 12 | ON | 71.71 | 12.77 | 0.55 | 0.11 | 0.35 | 0.43 | 1 | 0.13 | 0 | -0.08 | 0 |  | 0.33 | 0.31 | 0.23 | 87.84 | 1452.449 | 2.44
D | 4002 | 2018-11-13 | 13 | ON | 54.86 | 12.77 | 0.55 | 0.11 | 0.34 | 0.43 | 0.67 | 0.09 | -0.05 | -0.08 | 0 |  | 0.33 | 0.31 | 0.23 | 70.56 | 1441.493 | 2.1
D | 4002 | 2018-11-13 | 14 | ON | 51.01 | 12.77 | 0.55 | 0.11 | 0.27 | 0.43 | 0.43 | 0.09 | -0.07 | -0.08 | 0 |  | 0.33 | 0.31 | 0.23 | 66.38 | 1434.191 | 1.79
D | 4002 | 2018-11-13 | 15 | ON | 49.26 | 12.77 | 0.55 | 0.11 | 0.23 | 0.43 | 0.29 | 0.18 | -0.28 | -0.08 | 0 |  | 0.33 | 0.31 | 0.23 | 64.33 | 1421.084 | 1.61
D | 4002 | 2018-11-13 | 16 | ON | 52.37 | 12.77 | 0.55 | 0.11 | 0.18 | 0.43 | 0.65 | 0.06 | -0.1 | -0.08 | 0 |  | 0.33 | 0.31 | 0.23 | 67.81 | 1426.533 | 1.92
D | 4002 | 2018-11-13 | 17 | ON | 56.82 | 12.77 | 0.55 | 0.11 | 0.33 | 0.41 | 0.55 | 0.09 | -0.05 | -0.08 | 0 |  | 0.33 | 0.31 | 0.23 | 72.37 | 1501.577 | 1.95
D | 4002 | 2018-11-13 | 18 | ON | 70.04 | 12.77 | 0.55 | 0.11 | 0.38 | 0.39 | 0.07 | 0.08 | -0.29 | -0.08 | 0 |  | 0.33 | 0.31 | 0.23 | 84.89 | 1575.634 | 1.5
D | 4002 | 2018-11-13 | 19 | ON | 54.72 | 12.77 | 0.55 | 0.11 | 0.21 | 0.4 | 0.21 | 0.06 | -0.15 | -0.08 | 0 |  | 0.33 | 0.31 | 0.23 | 69.67 | 1554.891 | 1.48
D | 4002 | 2018-11-13 | 20 | ON | 32.1 | 12.77 | 0.55 | 0.11 | 0.1 | 0.41 | 0.02 | 0.07 | -0.15 | -0.08 | 0 |  | 0.33 | 0.31 | 0.23 | 46.77 | 1508.792 | 1.19
D | 4002 | 2018-11-13 | 21 | ON | 36.47 | 12.77 | 0.55 | 0.11 | 0.3 | 0.43 | 0 | 0.11 | -0.1 | -0.08 | 0 |  | 0.33 | 0.31 | 0.23 | 51.43 | 1439.473 | 1.39
D | 4002 | 2018-11-13 | 22 | ON | 37.13 | 12.77 | 0.55 | 0.11 | 0.26 | 0.46 | 0.36 | 0.05 | -0.01 | -0.08 | 0 |  | 0.33 | 0.31 | 0.23 | 52.47 | 1328.687 | 1.74
D | 4002 | 2018-11-13 | 23 | ON | 19.87 | 12.77 | 0.55 | 0.11 | 0.27 | 0.5 | 0 | 0.11 | -0.02 | -0.08 | 0 |  | 0.33 | 0.31 | 0.23 | 34.95 | 1207.443 | 1.43
D | 4002 | 2018-11-13 | 24 | OFF | 15.96 | 12.77 | 0.55 | 0.11 | 0.25 | 0 | 0 | -0.03 | -0.01 | -0.08 | 0 |  | 0.33 | 0.31 | 0.23 | 30.39 | 1119.859 | 0.91
D | 4002 | 2018-11-14 | 1 | OFF | -1.65 | 12.77 | 0.44 | 0.17 | 0.21 | 0 | 0 | -0.02 | -0.05 | -0.08 | 0 |  | 0.33 | 0.31 | 0.23 | 12.66 | 1073.845 | 0.82
D | 4002 | 2018-11-14 | 2 | OFF | -2.46 | 12.77 | 0.44 | 0.17 | 0.23 | 0 | 0 | -0.03 | -0.09 | -0.08 | 0 |  | 0.33 | 0.31 | 0.23 | 11.82 | 1051.701 | 0.84
D | 4002 | 2018-11-14 | 3 | OFF | -0.35 | 12.77 | 0.44 | 0.17 | 0.11 | 0 | 0 | 0.03 | -0.13 | -0.08 | 0 |  | 0.33 | 0.31 | 0.23 | 13.83 | 1034.351 | 0.72
D | 4002 | 2018-11-14 | 4 | OFF | 0.39 | 12.77 | 0.44 | 0.17 | 0.08 | 0 | 0 | 0.02 | -0.03 | -0.08 | 0 |  | 0.33 | 0.31 | 0.23 | 14.63 | 1038.711 | 0.69
D | 4002 | 2018-11-14 | 5 | OFF | 3.33 | 12.77 | 0.44 | 0.17 | 0.11 | 0 | 0 | 0.08 | -0.13 | -0.08 | 0 |  | 0.33 | 0.31 | 0.23 | 17.56 | 1090.713 | 0.72
D | 4002 | 2018-11-14 | 6 | OFF | 14.85 | 12.77 | 0.44 | 0.17 | 0.13 | 0 | 0 | 0.07 | -0.15 | -0.08 | 0 |  | 0.33 | 0.31 | 0.23 | 29.07 | 1213.71 | 0.74
D | 4002 | 2018-11-14 | 7 | OFF | 46.13 | 12.77 | 0.44 | 0.17 | 0.62 | 0 | 0.09 | -0.02 | 0.21 | -0.08 | 0 |  | 0.33 | 0.31 | 0.23 | 61.2 | 1387.03 | 1.32
D | 4002 | 2018-11-14 | 8 | ON | 50.86 | 12.77 | 0.44 | 0.17 | 0.48 | 0.4 | 0.03 | 0.08 | -0.34 | -0.08 | 0 |  | 0.33 | 0.31 | 0.23 | 65.68 | 1464.103 | 1.52
D | 4002 | 2018-11-14 | 9 | ON | 40.35 | 12.77 | 0.44 | 0.17 | 0.22 | 0.4 | 0 | 0.1 | -0.22 | -0.08 | 0 |  | 0.33 | 0.31 | 0.23 | 55.02 | 1474.657 | 1.23
D | 4002 | 2018-11-14 | 10 | ON | 23.81 | 12.77 | 0.44 | 0.17 | 0.08 | 0.41 | 0 | 0.1 | -0.17 | -0.08 | 0 |  | 0.33 | 0.31 | 0.23 | 38.4 | 1470.787 | 1.1
D | 4002 | 2018-11-14 | 11 | ON | 21.5 | 12.77 | 0.44 | 0.17 | 0.15 | 0.42 | 0 | 0.03 | -0.18 | -0.08 | 0 |  | 0.33 | 0.31 | 0.23 | 36.09 | 1466.431 | 1.18
D | 4002 | 2018-11-14 | 12 | ON | 18.03 | 12.77 | 0.44 | 0.17 | 0.14 | 0.42 | 0 | 0.01 | -0.1 | -0.08 | 0 |  | 0.33 | 0.31 | 0.23 | 32.67 | 1456.416 | 1.17
D | 4002 | 2018-11-14 | 13 | ON | 11.47 | 12.77 | 0.44 | 0.17 | 0.2 | 0.42 | 0 | 0.01 | -0.08 | -0.08 | 0 |  | 0.33 | 0.31 | 0.23 | 26.19 | 1439.827 | 1.23
D | 4002 | 2018-11-14 | 14 | ON | 26.21 | 12.77 | 0.44 | 0.17 | 0.1 | 0.41 | 0 | 0.06 | -0.15 | -0.08 | 0 |  | 0.33 | 0.31 | 0.23 | 40.8 | 1445.379 | 1.12
D | 4002 | 2018-11-14 | 15 | ON | 14.76 | 12.77 | 0.44 | 0.17 | 0.1 | 0.41 | 0 | 0.02 | -0.11 | -0.08 | 0 |  | 0.33 | 0.31 | 0.23 | 29.35 | 1450.944 | 1.12
D | 4002 | 2018-11-14 | 16 | ON | 25.09 | 12.77 | 0.44 | 0.17 | 0.11 | 0.39 | 0.09 | 0.07 | -0.19 | -0.08 | 0 |  | 0.33 | 0.31 | 0.23 | 39.73 | 1493.619 | 1.2
D | 4002 | 2018-11-14 | 17 | ON | 49.92 | 12.77 | 0.44 | 0.17 | 0.12 | 0.37 | 0.16 | -0.1 | -0.28 | -0.08 | 0 |  | 0.33 | 0.31 | 0.23 | 64.36 | 1597.863 | 1.26
D | 4002 | 2018-11-14 | 18 | ON | 92.25 | 12.77 | 0.44 | 0.17 | 0.36 | 0.35 | 0.51 | 0.07 | -0.61 | -0.08 | 0 |  | 0.33 | 0.31 | 0.23 | 107.1 | 1693.528 | 1.83
D | 4002 | 2018-11-14 | 19 | ON | 102.35 | 12.77 | 0.44 | 0.17 | 0.57 | 0.35 | 0 | -0.03 | -0.55 | -0.08 | 0 |  | 0.33 | 0.31 | 0.23 | 116.86 | 1691.833 | 1.53
D | 4002 | 2018-11-14 | 20 | ON | 103.8 | 12.77 | 0.44 | 0.17 | 0.5 | 0.36 | 0 | 0.11 | -0.6 | -0.08 | 0 |  | 0.33 | 0.31 | 0.23 | 118.34 | 1651.752 | 1.47
D | 4002 | 2018-11-14 | 21 | ON | 109.96 | 12.77 | 0.44 | 0.17 | 0.57 | 0.37 | 0 | -0.04 | -0.6 | -0.08 | 0 |  | 0.33 | 0.31 | 0.23 | 124.43 | 1586.622 | 1.55
D | 4002 | 2018-11-14 | 22 | ON | 86.31 | 12.77 | 0.44 | 0.17 | 0.57 | 0.38 | 0.25 | 0.25 | -0.43 | -0.08 | 0 |  | 0.33 | 0.31 | 0.23 | 101.5 | 1475.183 | 1.81
D | 4002 | 2018-11-14 | 23 | ON | 37.77 | 12.77 | 0.44 | 0.17 | 1.29 | 0.42 | 0.84 | 0.31 | 0.09 | -0.08 | 0 |  | 0.33 | 0.31 | 0.23 | 54.89 | 1346.396 | 3.16
D | 4002 | 2018-11-14 | 24 | OFF | 33.23 | 12.77 | 0.44 | 0.17 | 0.81 | 0 | 0.14 | -0.03 | -0.25 | -0.08 | 0 |  | 0.33 | 0.31 | 0.23 | 48.07 | 1249.601 | 1.56
D | 4002 | 2018-11-15 | 1 | OFF | 35.04 | 12.77 | 0.96 | 0.32 | 0.29 | 0 | 0 | -0.11 | -0.54 | -0.08 | 0 |  | 0.33 | 0.31 | 0.23 | 49.52 | 1185.12 | 1.57
D | 4002 | 2018-11-15 | 2 | OFF | 35.88 | 12.77 | 0.96 | 0.32 | 0.72 | 0 | 0 | -0.04 | -0.45 | -0.08 | 0 |  | 0.33 | 0.31 | 0.23 | 50.95 | 1156.082 | 2
D | 4002 | 2018-11-15 | 3 | OFF | 39.23 | 12.77 | 0.96 | 0.32 | 0.85 | 0 | 0 | 0.01 | -0.4 | -0.08 | 0 |  | 0.33 | 0.31 | 0.23 | 54.53 | 1142.655 | 2.13
D | 4002 | 2018-11-15 | 4 | OFF | 41.25 | 12.77 | 0.96 | 0.32 | 0.35 | 0 | 0 | 0.02 | -0.35 | -0.08 | 0 |  | 0.33 | 0.31 | 0.23 | 56.11 | 1152.376 | 1.63
D | 4002 | 2018-11-15 | 5 | OFF | 50.07 | 12.77 | 0.96 | 0.32 | 0.6 | 0 | 0 | 0.05 | -0.35 | -0.08 | 0 |  | 0.33 | 0.31 | 0.23 | 65.21 | 1189.469 | 1.88
D | 4002 | 2018-11-15 | 6 | OFF | 62.32 | 12.77 | 0.96 | 0.32 | 1.58 | 0 | 0 | 0 | -0.33 | -0.08 | 0 |  | 0.33 | 0.31 | 0.23 | 78.41 | 1311.856 | 2.86
D | 4002 | 2018-11-15 | 7 | OFF | 81.13 | 12.77 | 0.96 | 0.32 | 0.86 | 0 | 0 | 0.01 | -0.16 | -0.08 | 0 |  | 0.33 | 0.31 | 0.23 | 96.68 | 1487.367 | 2.14
D | 4002 | 2018-11-15 | 8 | ON | 86.43 | 12.77 | 0.96 | 0.32 | 0.39 | 0.4 | 0.23 | -0.03 | -0.6 | -0.08 | 0 |  | 0.33 | 0.31 | 0.23 | 101.66 | 1556.532 | 2.3
D | 4002 | 2018-11-15 | 9 | ON | 90.72 | 12.77 | 0.96 | 0.32 | 0.41 | 0.4 | 0.71 | -0.07 | -0.51 | -0.08 | 0 |  | 0.33 | 0.31 | 0.23 | 106.5 | 1561.364 | 2.8
D | 4002 | 2018-11-15 | 10 | ON | 110.92 | 12.77 | 0.96 | 0.32 | 0.49 | 0.4 | 1.39 | -0.02 | -0.35 | -0.08 | 0 |  | 0.33 | 0.31 | 0.23 | 127.67 | 1559.491 | 3.56
D | 4002 | 2018-11-15 | 11 | ON | 85.19 | 12.77 | 0.96 | 0.32 | 0.54 | 0.4 | 0.74 | 0.1 | -0.27 | -0.08 | 0 |  | 0.33 | 0.31 | 0.23 | 101.54 | 1554.678 | 2.96
D | 4002 | 2018-11-15 | 12 | ON | 68.24 | 12.77 | 0.96 | 0.32 | 0.2 | 0.4 | 0.13 | 0.11 | -0.29 | -0.08 | 0 |  | 0.33 | 0.31 | 0.23 | 83.63 | 1538.883 | 2.01
D | 4002 | 2018-11-15 | 13 | ON | 86.65 | 12.77 | 0.96 | 0.32 | 0.18 | 0.38 | 0.78 | 0.01 | -0.18 | -0.08 | 0 |  | 0.33 | 0.31 | 0.23 | 102.66 | 1513.472 | 2.62
D | 4002 | 2018-11-15 | 14 | ON | 111.52 | 12.77 | 0.96 | 0.32 | 0.34 | 0.39 | 1.88 | 0.12 | -0.28 | -0.08 | 0 |  | 0.33 | 0.31 | 0.23 | 128.81 | 1517.163 | 3.89
D | 4002 | 2018-11-15 | 15 | ON | 103.74 | 12.77 | 0.96 | 0.32 | 0.5 | 0.4 | 1.39 | 0.11 | -0.33 | -0.08 | 0 |  | 0.33 | 0.31 | 0.23 | 120.65 | 1508.233 | 3.57
D | 4002 | 2018-11-15 | 16 | ON | 107.52 | 12.77 | 0.96 | 0.32 | 0.39 | 0.39 | 1.16 | 0.06 | -0.21 | -0.08 | 0 |  | 0.33 | 0.31 | 0.23 | 124.15 | 1524.205 | 3.22
D | 4002 | 2018-11-15 | 17 | ON | 81.02 | 12.77 | 0.96 | 0.32 | 0.22 | 0.37 | 0.05 | 0.16 | -0.25 | -0.08 | 0 |  | 0.33 | 0.31 | 0.23 | 96.41 | 1603.205 | 1.92
D | 4002 | 2018-11-15 | 18 | ON | 106.84 | 12.77 | 0.96 | 0.32 | 0.51 | 0.36 | 0.32 | 0.2 | -0.61 | -0.08 | 0 |  | 0.33 | 0.31 | 0.23 | 122.46 | 1661.696 | 2.47
D | 4002 | 2018-11-15 | 19 | ON | 110.43 | 12.77 | 0.96 | 0.32 | 0.46 | 0.36 | 0.18 | 0.05 | -0.26 | -0.08 | 0 |  | 0.33 | 0.31 | 0.23 | 126.06 | 1642.958 | 2.28
D | 4002 | 2018-11-15 | 20 | ON | 122.57 | 12.77 | 0.96 | 0.32 | 0.19 | 0.37 | 0 | -0.12 | -0.19 | -0.08 | 0 |  | 0.33 | 0.31 | 0.23 | 137.66 | 1596.571 | 1.84
D | 4002 | 2018-11-15 | 21 | ON | 133.21 | 12.77 | 0.96 | 0.32 | 0.22 | 0.39 | 0 | -0.12 | 0 | -0.08 | 0 |  | 0.33 | 0.31 | 0.23 | 148.54 | 1523.8 | 1.89
D | 4002 | 2018-11-15 | 22 | ON | 160.81 | 12.77 | 0.96 | 0.32 | 0.75 | 0.42 | 0.61 | 0.03 | 0.29 | -0.08 | 0 |  | 0.33 | 0.31 | 0.23 | 177.75 | 1418.716 | 3.06
D | 4002 | 2018-11-15 | 23 | ON | 102.96 | 12.77 | 0.96 | 0.32 | 1.16 | 0.45 | 1.65 | 0.25 | 0.99 | -0.08 | 0 |  | 0.33 | 0.31 | 0.23 | 122.3 | 1298.768 | 4.54
D | 4002 | 2018-11-15 | 24 | OFF | 74.4 | 12.77 | 0.96 | 0.32 | 0.43 | 0 | 0.42 | 0 | -0.59 | -0.08 | 0 |  | 0.33 | 0.31 | 0.23 | 89.5 | 1201.76 | 2.13
D | 4002 | 2018-11-16 | 1 | OFF | 111.15 | 12.77 | 0.51 | 0.14 | 0.37 | 0 | 2.1 | -0.08 | 0.04 | -0.08 | 0 |  | 0.33 | 0.31 | 0.23 | 127.79 | 1136.013 | 3.12
D | 4002 | 2018-11-16 | 2 | OFF | 92.3 | 12.77 | 0.51 | 0.14 | 0.23 | 0 | 0.05 | 0.13 | 0.05 | -0.08 | 0 |  | 0.33 | 0.31 | 0.23 | 106.97 | 1103.499 | 0.93
D | 4002 | 2018-11-16 | 3 | OFF | 95.5 | 12.77 | 0.51 | 0.14 | 0.16 | 0 | 0 | -0.09 | -0.02 | -0.08 | 0 |  | 0.33 | 0.31 | 0.23 | 109.76 | 1082.985 | 0.81
D | 4002 | 2018-11-16 | 4 | OFF | 87.84 | 12.77 | 0.51 | 0.14 | 0.09 | 0 | 0 | 0.12 | 0.04 | -0.08 | 0 |  | 0.33 | 0.31 | 0.23 | 102.3 | 1086.677 | 0.74
D | 4002 | 2018-11-16 | 5 | OFF | 87.55 | 12.77 | 0.51 | 0.14 | 0.13 | 0 | 0 | 0.11 | -0.15 | -0.08 | 0 |  | 0.33 | 0.31 | 0.23 | 101.85 | 1128.406 | 0.78
D | 4002 | 2018-11-16 | 6 | OFF | 84.56 | 12.77 | 0.51 | 0.14 | 0.56 | 0 | 0 | 0.13 | -0.31 | -0.08 | 0 |  | 0.33 | 0.31 | 0.23 | 99.15 | 1212.167 | 1.21
D | 4002 | 2018-11-16 | 7 | OFF | 73.01 | 12.77 | 0.51 | 0.14 | 0.44 | 0 | 0 | 0.11 | -0.25 | -0.08 | 0 |  | 0.33 | 0.31 | 0.23 | 87.52 | 1329.482 | 1.09
D | 4002 | 2018-11-16 | 8 | ON | 73.27 | 12.77 | 0.51 | 0.14 | 0.4 | 0.42 | 0 | 0.09 | -0.23 | -0.08 | 0 |  | 0.33 | 0.31 | 0.23 | 88.16 | 1418.277 | 1.47
D | 4002 | 2018-11-16 | 9 | ON | 117.54 | 12.77 | 0.51 | 0.14 | 0.46 | 0.4 | 0.89 | 0.07 | -0.23 | -0.08 | 0 |  | 0.33 | 0.31 | 0.23 | 133.34 | 1487.871 | 2.4
D | 4002 | 2018-11-16 | 10 | ON | 143.04 | 12.77 | 0.51 | 0.14 | 0.52 | 0.4 | 1.71 | 0.08 | -0.35 | -0.08 | 0 |  | 0.33 | 0.31 | 0.23 | 159.61 | 1516.647 | 3.28
D | 4002 | 2018-11-16 | 11 | ON | 126.24 | 12.77 | 0.51 | 0.14 | 0.69 | 0.39 | 1.53 | 0.16 | -0.35 | -0.08 | 0 |  | 0.33 | 0.31 | 0.23 | 142.87 | 1529.655 | 3.26
D | 4002 | 2018-11-16 | 12 | ON | 107.94 | 12.77 | 0.51 | 0.14 | 0.48 | 0.38 | 1.29 | 0.01 | -0.37 | -0.08 | 0 |  | 0.33 | 0.31 | 0.23 | 123.94 | 1524.637 | 2.8
D | 4002 | 2018-11-16 | 13 | ON | 102.17 | 12.77 | 0.51 | 0.14 | 0.7 | 0.39 | 0.36 | 0.2 | -0.33 | -0.08 | 0 |  | 0.33 | 0.31 | 0.23 | 117.7 | 1503.449 | 2.1
D | 4002 | 2018-11-16 | 14 | ON | 56.65 | 12.77 | 0.51 | 0.14 | 0.39 | 0.38 | 0 | 0.08 | -0.27 | -0.08 | 0 |  | 0.33 | 0.31 | 0.23 | 71.44 | 1477.975 | 1.42
D | 4002 | 2018-11-16 | 15 | ON | 51.09 | 12.77 | 0.51 | 0.14 | 0.35 | 0.41 | 0 | 0.06 | -0.25 | -0.08 | 0 |  | 0.33 | 0.31 | 0.23 | 65.87 | 1452.362 | 1.41
D | 4002 | 2018-11-16 | 16 | ON | 49.32 | 12.77 | 0.51 | 0.14 | 0.24 | 0.4 | 0 | 0.06 | -0.24 | -0.08 | 0 |  | 0.33 | 0.31 | 0.23 | 63.99 | 1450.356 | 1.29
D | 4002 | 2018-11-16 | 17 | ON | 56.24 | 12.77 | 0.51 | 0.14 | 0.32 | 0.39 | 0.06 | 0.05 | -0.3 | -0.08 | 0 |  | 0.33 | 0.31 | 0.23 | 70.97 | 1514.835 | 1.42
D | 4002 | 2018-11-16 | 18 | ON | 92.63 | 12.77 | 0.51 | 0.14 | 0.44 | 0.38 | 0.63 | 0.15 | -0.42 | -0.08 | 0 |  | 0.33 | 0.31 | 0.23 | 108.02 | 1572.489 | 2.1
D | 4002 | 2018-11-16 | 19 | ON | 60.28 | 12.77 | 0.51 | 0.14 | 0.38 | 0.39 | 0.02 | 0.02 | -0.33 | -0.08 | 0 |  | 0.33 | 0.31 | 0.23 | 74.97 | 1536.769 | 1.44
D | 4002 | 2018-11-16 | 20 | ON | 54.09 | 12.77 | 0.51 | 0.14 | 0.37 | 0.4 | 0.02 | 0.02 | -0.27 | -0.08 | 0 |  | 0.33 | 0.31 | 0.23 | 68.84 | 1482.008 | 1.44
D | 4002 | 2018-11-16 | 21 | ON | 53 | 12.77 | 0.51 | 0.14 | 0.38 | 0.42 | 0 | 0.1 | -0.21 | -0.08 | 0 |  | 0.33 | 0.31 | 0.23 | 67.9 | 1418.675 | 1.45
D | 4002 | 2018-11-16 | 22 | ON | 50.86 | 12.77 | 0.51 | 0.14 | 0.07 | 0.41 | 0.02 | 0.05 | -0.21 | -0.08 | 0 |  | 0.33 | 0.31 | 0.23 | 65.41 | 1338.24 | 1.15
D | 4002 | 2018-11-16 | 23 | ON | 42.62 | 12.77 | 0.51 | 0.14 | 0.2 | 0.47 | 0 | 0.06 | -0.03 | -0.08 | 0 |  | 0.33 | 0.31 | 0.23 | 57.53 | 1236.445 | 1.32
D | 4002 | 2018-11-16 | 24 | OFF | 41.36 | 12.77 | 0.51 | 0.14 | 0.52 | 0 | 0 | 0.07 | -0.16 | -0.08 | 0 |  | 0.33 | 0.31 | 0.23 | 56 | 1141.534 | 1.17
D | 4002 | 2018-11-17 | 1 | OFF | 43.41 | 12.77 | 1.06 | 0.09 | 0.1 | 0 | 0 | 0.07 | -0.47 | -0.08 | 0 |  | 0.33 | 0.31 | 0.23 | 57.82 | 1083.751 | 1.25
D | 4002 | 2018-11-17 | 2 | OFF | 47.98 | 12.77 | 1.06 | 0.09 | 0.51 | 0 | 0 | 0.08 | -0.16 | -0.08 | 0 |  | 0.33 | 0.31 | 0.23 | 63.12 | 1041.965 | 1.66
D | 4002 | 2018-11-17 | 3 | OFF | 42.61 | 12.77 | 1.06 | 0.09 | 0.23 | 0 | 0 | 0.04 | -0.16 | -0.08 | 0 |  | 0.33 | 0.31 | 0.23 | 57.43 | 1019.933 | 1.38
D | 4002 | 2018-11-17 | 4 | OFF | 40.94 | 12.77 | 1.06 | 0.09 | 0.23 | 0 | 0 | 0.07 | -0.15 | -0.08 | 0 |  | 0.33 | 0.31 | 0.23 | 55.8 | 1015.67 | 1.38
D | 4002 | 2018-11-17 | 5 | OFF | 46.01 | 12.77 | 1.06 | 0.09 | 0.17 | 0 | 0 | 0.1 | -0.17 | -0.08 | 0 |  | 0.33 | 0.31 | 0.23 | 60.82 | 1028.649 | 1.32
D | 4002 | 2018-11-17 | 6 | OFF | 39.59 | 12.77 | 1.06 | 0.09 | 0.14 | 0 | 0 | 0.05 | -0.15 | -0.08 | 0 |  | 0.33 | 0.31 | 0.23 | 54.34 | 1069.977 | 1.29
D | 4002 | 2018-11-17 | 7 | OFF | 43.33 | 12.77 | 1.06 | 0.09 | 0.2 | 0 | 0 | 0.08 | -0.1 | -0.08 | 0 |  | 0.33 | 0.31 | 0.23 | 58.22 | 1150.182 | 1.35
D | 4002 | 2018-11-17 | 8 | OFF | 57.76 | 12.77 | 1.06 | 0.09 | 0.19 | 0 | 0 | 0.06 | -0.03 | -0.08 | 0 |  | 0.33 | 0.31 | 0.23 | 72.69 | 1236.179 | 1.34
D | 4002 | 2018-11-17 | 9 | OFF | 74.24 | 12.77 | 1.06 | 0.09 | 0.43 | 0 | 0 | 0.09 | -0.22 | -0.08 | 0 |  | 0.33 | 0.31 | 0.23 | 89.25 | 1311.288 | 1.58
D | 4002 | 2018-11-17 | 10 | OFF | 62.76 | 12.77 | 1.06 | 0.09 | 0.54 | 0 | 0 | 0.12 | -0.16 | -0.08 | 0 |  | 0.33 | 0.31 | 0.23 | 77.97 | 1344.002 | 1.69
D | 4002 | 2018-11-17 | 11 | OFF | 43.13 | 12.77 | 1.06 | 0.09 | 0.15 | 0 | 0 | 0.05 | -0.13 | -0.08 | 0 |  | 0.33 | 0.31 | 0.23 | 57.91 | 1346.115 | 1.3
D | 4002 | 2018-11-17 | 12 | OFF | 48.43 | 12.77 | 1.06 | 0.09 | 0.13 | 0 | 0 | 0.04 | -0.18 | -0.08 | 0 |  | 0.33 | 0.31 | 0.23 | 63.13 | 1329.647 | 1.28
D | 4002 | 2018-11-17 | 13 | OFF | 86.78 | 12.77 | 1.06 | 0.09 | 0.44 | 0 | 0 | 0.07 | -0.2 | -0.08 | 0 |  | 0.33 | 0.31 | 0.23 | 101.8 | 1313.045 | 1.59
D | 4002 | 2018-11-17 | 14 | OFF | 69.43 | 12.77 | 1.06 | 0.09 | 0.39 | 0 | 0 | 0.07 | -0.17 | -0.08 | 0 |  | 0.33 | 0.31 | 0.23 | 84.43 | 1299.611 | 1.54
D | 4002 | 2018-11-17 | 15 | OFF | 117.34 | 12.77 | 1.06 | 0.09 | 0.91 | 0 | 0 | 0.28 | -0.14 | -0.08 | 0 |  | 0.33 | 0.31 | 0.23 | 133.1 | 1296.183 | 2.06
D | 4002 | 2018-11-17 | 16 | OFF | 81.68 | 12.77 | 1.06 | 0.09 | 0.77 | 0 | 0 | 0.12 | 0.13 | -0.08 | 0 |  | 0.33 | 0.31 | 0.23 | 97.41 | 1321.222 | 1.92
D | 4002 | 2018-11-17 | 17 | OFF | 94.58 | 12.77 | 1.06 | 0.09 | 0.71 | 0 | 0.02 | 0.34 | -0.07 | -0.08 | 0 |  | 0.33 | 0.31 | 0.23 | 110.29 | 1405.48 | 1.88
D | 4002 | 2018-11-17 | 18 | OFF | 100.66 | 12.77 | 1.06 | 0.09 | 0.61 | 0 | 0.29 | 0.19 | -0.42 | -0.08 | 0 |  | 0.33 | 0.31 | 0.23 | 116.04 | 1454.756 | 2.05
D | 4002 | 2018-11-17 | 19 | OFF | 69.27 | 12.77 | 1.06 | 0.09 | 0.32 | 0 | 0 | 0.12 | -0.27 | -0.08 | 0 |  | 0.33 | 0.31 | 0.23 | 84.15 | 1420.73 | 1.47
D | 4002 | 2018-11-17 | 20 | OFF | 84.33 | 12.77 | 1.06 | 0.09 | 0.56 | 0 | 1.02 | 0.16 | -0.37 | -0.08 | 0 |  | 0.33 | 0.31 | 0.23 | 100.41 | 1369.924 | 2.73
D | 4002 | 2018-11-17 | 21 | OFF | 46.21 | 12.77 | 1.06 | 0.09 | 0.17 | 0 | 0.18 | 0.14 | -0.1 | -0.08 | 0 |  | 0.33 | 0.31 | 0.23 | 61.31 | 1316.687 | 1.5
D | 4002 | 2018-11-17 | 22 | OFF | 41.3 | 12.77 | 1.06 | 0.09 | 0.08 | 0 | 0 | 0.11 | -0.1 | -0.08 | 0 |  | 0.33 | 0.31 | 0.23 | 56.1 | 1241.62 | 1.23
D | 4002 | 2018-11-17 | 23 | OFF | 37.74 | 12.77 | 1.06 | 0.09 | 0.15 | 0 | 0 | 0.06 | -0.07 | -0.08 | 0 |  | 0.33 | 0.31 | 0.23 | 52.59 | 1150.404 | 1.3
D | 4002 | 2018-11-17 | 24 | OFF | 39.34 | 12.77 | 1.06 | 0.09 | 0.37 | 0 | 0 | 0 | -0.13 | -0.08 | 0 |  | 0.33 | 0.31 | 0.23 | 54.29 | 1072.6 | 1.52
D | 4002 | 2018-11-18 | 1 | OFF | 38.24 | 12.77 | 1.1 | 0.57 | 0.14 | 0 | 0 | 0.02 | -0.08 | -0.08 | 0 |  | 0.33 | 0.31 | 0.23 | 53.55 | 1017.243 | 1.81
D | 4002 | 2018-11-18 | 2 | OFF | 34.86 | 12.77 | 1.1 | 0.57 | 0.09 | 0 | 0 | 0.01 | -0.12 | -0.08 | 0 |  | 0.33 | 0.31 | 0.23 | 50.07 | 985.264 | 1.76
D | 4002 | 2018-11-18 | 3 | OFF | 27.21 | 12.77 | 1.1 | 0.57 | 0.08 | 0 | 0 | 0 | -0.08 | -0.08 | 0 |  | 0.33 | 0.31 | 0.23 | 42.44 | 969.867 | 1.75
D | 4002 | 2018-11-18 | 4 | OFF | 32.91 | 12.77 | 1.1 | 0.57 | 0.06 | 0 | 0 | -0.03 | -0.12 | -0.08 | 0 |  | 0.33 | 0.31 | 0.23 | 48.05 | 970.833 | 1.73
D | 4002 | 2018-11-18 | 5 | OFF | 31.95 | 12.77 | 1.1 | 0.57 | 0.11 | 0 | 0 | 0.04 | -0.2 | -0.08 | 0 |  | 0.33 | 0.31 | 0.23 | 47.13 | 985.076 | 1.78
D | 4002 | 2018-11-18 | 6 | OFF | 32.89 | 12.77 | 1.1 | 0.57 | 0.11 | 0 | 0 | 0.03 | -0.16 | -0.08 | 0 |  | 0.33 | 0.31 | 0.23 | 48.1 | 1018.922 | 1.78
D | 4002 | 2018-11-18 | 7 | OFF | 43.82 | 12.77 | 1.1 | 0.57 | 0.28 | 0 | 0 | 0.02 | -0.11 | -0.08 | 0 |  | 0.33 | 0.31 | 0.23 | 59.24 | 1090.248 | 1.95
D | 4002 | 2018-11-18 | 8 | OFF | 48.29 | 12.77 | 1.1 | 0.57 | 0.39 | 0 | 0 | -0.03 | -0.27 | -0.08 | 0 |  | 0.33 | 0.31 | 0.23 | 63.61 | 1172.929 | 2.06
D | 4002 | 2018-11-18 | 9 | OFF | 37.64 | 12.77 | 1.1 | 0.57 | 0.22 | 0 | 0.04 | 0.02 | -0.3 | -0.08 | 0 |  | 0.33 | 0.31 | 0.23 | 52.85 | 1257.448 | 1.93
D | 4002 | 2018-11-18 | 10 | OFF | 38.3 | 12.77 | 1.1 | 0.57 | 0.12 | 0 | 0.02 | 0 | -0.29 | -0.08 | 0 |  | 0.33 | 0.31 | 0.23 | 53.38 | 1304.815 | 1.81
D | 4002 | 2018-11-18 | 11 | OFF | 62.49 | 12.77 | 1.1 | 0.57 | 0.15 | 0 | 0.93 | -0.06 | -0.22 | -0.08 | 0 |  | 0.33 | 0.31 | 0.23 | 78.52 | 1329.103 | 2.75
D | 4002 | 2018-11-18 | 12 | OFF | 81.09 | 12.77 | 1.1 | 0.57 | 0.47 | 0 | 1.4 | -0.07 | -0.23 | -0.08 | 0 |  | 0.33 | 0.31 | 0.23 | 97.89 | 1332.172 | 3.54
D | 4002 | 2018-11-18 | 13 | OFF | 95.27 | 12.77 | 1.1 | 0.57 | 0.6 | 0 | 1.94 | -0.04 | -0.35 | -0.08 | 0 |  | 0.33 | 0.31 | 0.23 | 112.65 | 1343.889 | 4.21
D | 4002 | 2018-11-18 | 14 | OFF | 101.67 | 12.77 | 1.1 | 0.57 | 0.41 | 0 | 2.11 | -0.04 | -0.27 | -0.08 | 0 |  | 0.33 | 0.31 | 0.23 | 119.11 | 1336.642 | 4.19
D | 4002 | 2018-11-18 | 15 | OFF | 111.38 | 12.77 | 1.1 | 0.57 | 0.48 | 0 | 2.29 | -0.05 | -0.29 | -0.08 | 0 |  | 0.33 | 0.31 | 0.23 | 129.04 | 1337.854 | 4.44
D | 4002 | 2018-11-18 | 16 | OFF | 112.02 | 12.77 | 1.1 | 0.57 | 0.53 | 0 | 0 | -0.04 | -0.38 | -0.08 | 0 |  | 0.33 | 0.31 | 0.23 | 127.36 | 1367.365 | 2.2
D | 4002 | 2018-11-18 | 17 | OFF | 151.53 | 12.77 | 1.1 | 0.57 | 1.23 | 0 | 0.82 | -0.2 | 0.22 | -0.08 | 0 |  | 0.33 | 0.31 | 0.23 | 168.83 | 1483.298 | 3.72
D | 4002 | 2018-11-18 | 18 | OFF | 220.91 | 12.77 | 1.1 | 0.57 | 3.81 | 0 | 2.38 | -0.01 | -1.17 | -0.08 | 0 |  | 0.33 | 0.31 | 0.23 | 241.15 | 1557.094 | 7.86
D | 4002 | 2018-11-18 | 19 | OFF | 186.89 | 12.77 | 1.1 | 0.57 | 3.35 | 0 | 3.36 | -0.08 | -0.87 | -0.08 | 0 |  | 0.33 | 0.31 | 0.23 | 207.88 | 1520.726 | 8.38
D | 4002 | 2018-11-18 | 20 | OFF | 153.08 | 12.77 | 1.1 | 0.57 | 2.27 | 0 | 0.6 | 0.09 | -0.32 | -0.08 | 0 |  | 0.33 | 0.31 | 0.23 | 170.95 | 1452.923 | 4.54
D | 4002 | 2018-11-18 | 21 | OFF | 115.53 | 12.77 | 1.1 | 0.57 | 1.23 | 0 | 0.5 | -0.01 | 0.08 | -0.08 | 0 |  | 0.33 | 0.31 | 0.23 | 132.56 | 1378.751 | 3.4
D | 4002 | 2018-11-18 | 22 | OFF | 59.59 | 12.77 | 1.1 | 0.57 | 0.38 | 0 | 0 | -0.02 | -0.2 | -0.08 | 0 |  | 0.33 | 0.31 | 0.23 | 74.98 | 1275.746 | 2.05
D | 4002 | 2018-11-18 | 23 | OFF | 52.13 | 12.77 | 1.1 | 0.57 | 0.78 | 0 | 0 | -0.01 | -0.02 | -0.08 | 0 |  | 0.33 | 0.31 | 0.23 | 68.11 | 1165.899 | 2.45
D | 4002 | 2018-11-18 | 24 | OFF | 80.13 | 12.77 | 1.1 | 0.57 | 1.49 | 0 | 0 | -0.1 | -0.11 | -0.08 | 0 |  | 0.33 | 0.31 | 0.23 | 96.64 | 1080.709 | 3.16
D | 4002 | 2018-11-19 | 1 | OFF | 58.04 | 12.77 | 1.15 | 0.07 | 0.67 | 0 | 0 | -0.04 | 0.24 | -0.08 | 0 |  | 0.33 | 0.31 | 0.23 | 73.69 | 1034.961 | 1.89
D | 4002 | 2018-11-19 | 2 | OFF | 49.61 | 12.77 | 1.15 | 0.07 | 0.21 | 0 | 0 | -0.08 | 0.03 | -0.08 | 0 |  | 0.33 | 0.31 | 0.23 | 64.55 | 1008.372 | 1.43
D | 4002 | 2018-11-19 | 3 | OFF | 63.04 | 12.77 | 1.15 | 0.07 | 0.57 | 0 | 0 | -0.12 | 0.08 | -0.08 | 0 |  | 0.33 | 0.31 | 0.23 | 78.35 | 994.149 | 1.79
D | 4002 | 2018-11-19 | 4 | OFF | 64.28 | 12.77 | 1.15 | 0.07 | 0.43 | 0 | 0 | -0.01 | 0.18 | -0.08 | 0 |  | 0.33 | 0.31 | 0.23 | 79.66 | 1009.52 | 1.65
D | 4002 | 2018-11-19 | 5 | OFF | 64.37 | 12.77 | 1.15 | 0.07 | 0.54 | 0 | 0 | -0.02 | 0.25 | -0.08 | 0 |  | 0.33 | 0.31 | 0.23 | 79.92 | 1062.751 | 1.76
D | 4002 | 2018-11-19 | 6 | OFF | 59.27 | 12.77 | 1.15 | 0.07 | 1.85 | 0 | 0 | -0.03 | 0.11 | -0.08 | 0 |  | 0.33 | 0.31 | 0.23 | 75.98 | 1177.115 | 3.07
D | 4002 | 2018-11-19 | 7 | OFF | 65.15 | 12.77 | 1.15 | 0.07 | 0.67 | 0 | 0 | -0.06 | -0.05 | -0.08 | 0 |  | 0.33 | 0.31 | 0.23 | 80.49 | 1354.614 | 1.89
D | 4002 | 2018-11-19 | 8 | ON | 96.12 | 12.77 | 1.15 | 0.07 | 0.54 | 0.42 | 0.31 | -0.06 | -0.07 | -0.08 | 0 |  | 0.33 | 0.31 | 0.23 | 112.04 | 1442.353 | 2.49
D | 4002 | 2018-11-19 | 9 | ON | 74.14 | 12.77 | 1.15 | 0.07 | 0.37 | 0.41 | 0 | 0.01 | -0.23 | -0.08 | 0 |  | 0.33 | 0.31 | 0.23 | 89.48 | 1468.993 | 2
D | 4002 | 2018-11-19 | 10 | ON | 65.23 | 12.77 | 1.15 | 0.07 | 0.2 | 0.41 | 0 | -0.01 | -0.19 | -0.08 | 0 |  | 0.33 | 0.31 | 0.23 | 80.42 | 1487.332 | 1.83
D | 4002 | 2018-11-19 | 11 | ON | 80.09 | 12.77 | 1.15 | 0.07 | 0.33 | 0.41 | 0.57 | -0.05 | -0.19 | -0.08 | 0 |  | 0.33 | 0.31 | 0.23 | 95.94 | 1499.342 | 2.53
D | 4002 | 2018-11-19 | 12 | ON | 85.77 | 12.77 | 1.15 | 0.07 | 0.46 | 0.41 | 0.65 | -0.02 | -0.21 | -0.08 | 0 |  | 0.33 | 0.31 | 0.23 | 101.84 | 1495.085 | 2.74
D | 4002 | 2018-11-19 | 13 | ON | 85.92 | 12.77 | 1.15 | 0.07 | 0.45 | 0.42 | 0.6 | 0 | -0.22 | -0.08 | 0 |  | 0.33 | 0.31 | 0.23 | 101.95 | 1475.102 | 2.69
D | 4002 | 2018-11-19 | 14 | ON | 85.37 | 12.77 | 1.15 | 0.07 | 0.28 | 0.42 | 1.01 | 0.07 | -0.19 | -0.08 | 0 |  | 0.33 | 0.31 | 0.23 | 101.74 | 1464.449 | 2.93
D | 4002 | 2018-11-19 | 15 | ON | 67.77 | 12.77 | 1.15 | 0.07 | 0.44 | 0.42 | 0.62 | 0.06 | -0.34 | -0.08 | 0 |  | 0.33 | 0.31 | 0.23 | 83.75 | 1439.404 | 2.7
D | 4002 | 2018-11-19 | 16 | ON | 67.84 | 12.77 | 1.15 | 0.07 | 0.18 | 0.42 | 0.06 | -0.01 | -0.25 | -0.08 | 0 |  | 0.33 | 0.31 | 0.23 | 83.02 | 1444.317 | 1.88
D | 4002 | 2018-11-19 | 17 | ON | 89.51 | 12.77 | 1.15 | 0.07 | 0.24 | 0.4 | 0.79 | -0.14 | -0.34 | -0.08 | 0 |  | 0.33 | 0.31 | 0.23 | 105.24 | 1526.777 | 2.65
D | 4002 | 2018-11-19 | 18 | ON | 85.44 | 12.77 | 1.15 | 0.07 | 0.34 | 0.38 | 0.1 | -0.05 | -0.62 | -0.08 | 0 |  | 0.33 | 0.31 | 0.23 | 100.37 | 1594.21 | 2.04
D | 4002 | 2018-11-19 | 19 | ON | 80.04 | 12.77 | 1.15 | 0.07 | 0.49 | 0.39 | 0.08 | -0.08 | -0.51 | -0.08 | 0 |  | 0.33 | 0.31 | 0.23 | 95.19 | 1574.63 | 2.18
D | 4002 | 2018-11-19 | 20 | ON | 82.66 | 12.77 | 1.15 | 0.07 | 0.57 | 0.4 | 0.28 | -0.14 | -0.15 | -0.08 | 0 |  | 0.33 | 0.31 | 0.23 | 98.4 | 1524.521 | 2.47
D | 4002 | 2018-11-19 | 21 | ON | 78.69 | 12.77 | 1.15 | 0.07 | 0.39 | 0.42 | 0 | -0.06 | -0.26 | -0.08 | 0 |  | 0.33 | 0.31 | 0.23 | 93.96 | 1453.944 | 2.03
D | 4002 | 2018-11-19 | 22 | ON | 82.76 | 12.77 | 1.15 | 0.07 | 0.33 | 0.44 | 0.52 | 0.08 | -0.26 | -0.08 | 0 |  | 0.33 | 0.31 | 0.23 | 98.65 | 1347.55 | 2.51
D | 4002 | 2018-11-19 | 23 | ON | 61.18 | 12.77 | 1.15 | 0.07 | 1.28 | 0.48 | 0.12 | -0.02 | 0 | -0.08 | 0 |  | 0.33 | 0.31 | 0.23 | 77.82 | 1223.2 | 3.1
D | 4002 | 2018-11-19 | 24 | OFF | 92.7 | 12.77 | 1.15 | 0.07 | 1.65 | 0 | 1.07 | -0.27 | -0.45 | -0.08 | 0 |  | 0.33 | 0.31 | 0.23 | 109.48 | 1118.134 | 3.94
D | 4002 | 2018-11-20 | 1 | OFF | 110.3 | 12.77 | 0.61 | 0.13 | 0.99 | 0 | 0.03 | -0.03 | 0.26 | -0.08 | 0 |  | 0.33 | 0.31 | 0.23 | 125.85 | 1057.12 | 1.76
D | 4002 | 2018-11-20 | 2 | OFF | 63.23 | 12.77 | 0.61 | 0.13 | 0.22 | 0 | 0 | -0.06 | -0.17 | -0.08 | 0 |  | 0.33 | 0.31 | 0.23 | 77.52 | 1024.294 | 0.96
D | 4002 | 2018-11-20 | 3 | OFF | 79.36 | 12.77 | 0.61 | 0.13 | 0.71 | 0 | 0 | 0.13 | -0.25 | -0.08 | 0 |  | 0.33 | 0.31 | 0.23 | 94.25 | 1013.439 | 1.45
D | 4002 | 2018-11-20 | 4 | OFF | 151.09 | 12.77 | 0.61 | 0.13 | 1.15 | 0 | 0 | -0.31 | 0.24 | -0.08 | 0 |  | 0.33 | 0.31 | 0.23 | 166.47 | 1018.397 | 1.89
D | 4002 | 2018-11-20 | 5 | OFF | 133.48 | 12.77 | 0.61 | 0.13 | 1.3 | 0 | 0 | 0.13 | 0.68 | -0.08 | 0 |  | 0.33 | 0.31 | 0.23 | 149.89 | 1066.105 | 2.04
D | 4002 | 2018-11-20 | 6 | OFF | 74.94 | 12.77 | 0.61 | 0.13 | 1.62 | 0 | 0 | 0 | -0.22 | -0.08 | 0 |  | 0.33 | 0.31 | 0.23 | 90.64 | 1172.202 | 2.36
D | 4002 | 2018-11-20 | 7 | OFF | 95.06 | 12.77 | 0.61 | 0.13 | 0.87 | 0 | 0.74 | -0.08 | 0.18 | -0.08 | 0 |  | 0.33 | 0.31 | 0.23 | 111.07 | 1320.389 | 2.35
D | 4002 | 2018-11-20 | 8 | ON | 157.42 | 12.77 | 0.61 | 0.13 | 2.57 | 0.43 | 0.46 | -0.16 | -0.37 | -0.08 | 0 |  | 0.33 | 0.31 | 0.23 | 174.65 | 1406.589 | 4.2
D | 4002 | 2018-11-20 | 9 | ON | 131.95 | 12.77 | 0.61 | 0.13 | 1.06 | 0.42 | 0.04 | 0.08 | -0.42 | -0.08 | 0 |  | 0.33 | 0.31 | 0.23 | 147.43 | 1446.093 | 2.26
D | 4002 | 2018-11-20 | 10 | ON | 89.51 | 12.77 | 0.61 | 0.13 | 0.69 | 0.41 | 0.76 | 0.01 | -0.56 | -0.08 | 0 |  | 0.33 | 0.31 | 0.23 | 105.12 | 1481.648 | 2.6
D | 4002 | 2018-11-20 | 11 | ON | 99.71 | 12.77 | 0.61 | 0.13 | 0.42 | 0.4 | 0.57 | -0.06 | -0.4 | -0.08 | 0 |  | 0.33 | 0.31 | 0.23 | 114.94 | 1506.628 | 2.13
D | 4002 | 2018-11-20 | 12 | ON | 83.54 | 12.77 | 0.61 | 0.13 | 0.22 | 0.4 | 0 | -0.03 | -0.41 | -0.08 | 0 |  | 0.33 | 0.31 | 0.23 | 98.02 | 1514.604 | 1.36
D | 4002 | 2018-11-20 | 13 | ON | 73.71 | 12.77 | 0.61 | 0.13 | 0.17 | 0.4 | 0 | -0.01 | -0.3 | -0.08 | 0 |  | 0.33 | 0.31 | 0.23 | 88.27 | 1511.161 | 1.31
D | 4002 | 2018-11-20 | 14 | ON | 71.2 | 12.77 | 0.61 | 0.13 | 0.09 | 0.4 | 0 | -0.01 | -0.2 | -0.08 | 0 |  | 0.33 | 0.31 | 0.23 | 85.78 | 1505.658 | 1.23
D | 4002 | 2018-11-20 | 15 | ON | 60.44 | 12.77 | 0.61 | 0.13 | 0.17 | 0.39 | 0 | -0.02 | -0.27 | -0.08 | 0 |  | 0.33 | 0.31 | 0.23 | 75.01 | 1491.686 | 1.3
D | 4002 | 2018-11-20 | 16 | ON | 65.3 | 12.77 | 0.61 | 0.13 | 0.1 | 0.4 | 0 | -0.02 | -0.26 | -0.08 | 0 |  | 0.33 | 0.31 | 0.23 | 79.82 | 1501.296 | 1.24
D | 4002 | 2018-11-20 | 17 | ON | 81.89 | 12.77 | 0.61 | 0.13 | 0.14 | 0.37 | 0 | 0 | -0.19 | -0.08 | 0 |  | 0.33 | 0.31 | 0.23 | 96.51 | 1571.634 | 1.25
D | 4002 | 2018-11-20 | 18 | ON | 72.11 | 12.77 | 0.61 | 0.13 | 0.11 | 0.38 | 0 | 0 | -0.6 | -0.08 | 0 |  | 0.33 | 0.31 | 0.23 | 86.3 | 1631.611 | 1.23
D | 4002 | 2018-11-20 | 19 | ON | 73.07 | 12.77 | 0.61 | 0.13 | 0.11 | 0.38 | 0 | -0.08 | -0.47 | -0.08 | 0 |  | 0.33 | 0.31 | 0.23 | 87.31 | 1611.911 | 1.23
D | 4002 | 2018-11-20 | 20 | ON | 72.24 | 12.77 | 0.61 | 0.13 | 0.11 | 0.39 | 0 | -0.1 | -0.32 | -0.08 | 0 |  | 0.33 | 0.31 | 0.23 | 86.62 | 1557.168 | 1.24
D | 4002 | 2018-11-20 | 21 | ON | 69.99 | 12.77 | 0.61 | 0.13 | 0.08 | 0.4 | 0 | 0 | -0.24 | -0.08 | 0 |  | 0.33 | 0.31 | 0.23 | 84.53 | 1484.98 | 1.22
D | 4002 | 2018-11-20 | 22 | ON | 67.36 | 12.77 | 0.61 | 0.13 | 0.16 | 0.43 | 0 | -0.07 | -0.28 | -0.08 | 0 |  | 0.33 | 0.31 | 0.23 | 81.9 | 1377.188 | 1.33
D | 4002 | 2018-11-20 | 23 | ON | 62.86 | 12.77 | 0.61 | 0.13 | 0.5 | 0.46 | 0 | -0.01 | -0.11 | -0.08 | 0 |  | 0.33 | 0.31 | 0.23 | 78 | 1261.709 | 1.7
D | 4002 | 2018-11-20 | 24 | OFF | 35.44 | 12.77 | 0.61 | 0.13 | 0.49 | 0 | 0 | 0.01 | 0.02 | -0.08 | 0 |  | 0.33 | 0.31 | 0.23 | 50.26 | 1158.828 | 1.23
D | 4002 | 2018-11-21 | 1 | OFF | 23.92 | 12.77 | 0.73 | 0.15 | 0.28 | 0 | 0 | 0.04 | -0.33 | -0.08 | 0 |  | 0.33 | 0.31 | 0.23 | 38.35 | 1098.379 | 1.16
D | 4002 | 2018-11-21 | 2 | OFF | 35.95 | 12.77 | 0.73 | 0.15 | 0.18 | 0 | 0 | -0.01 | -0.36 | -0.08 | 0 |  | 0.33 | 0.31 | 0.23 | 50.2 | 1078.871 | 1.06
D | 4002 | 2018-11-21 | 3 | OFF | 37.71 | 12.77 | 0.73 | 0.15 | 0.18 | 0 | 0 | 0.01 | -0.32 | -0.08 | 0 |  | 0.33 | 0.31 | 0.23 | 52.02 | 1065.259 | 1.06
D | 4002 | 2018-11-21 | 4 | OFF | 34.97 | 12.77 | 0.73 | 0.15 | 0.19 | 0 | 0 | 0.06 | -0.33 | -0.08 | 0 |  | 0.33 | 0.31 | 0.23 | 49.33 | 1078.334 | 1.07
D | 4002 | 2018-11-21 | 5 | OFF | 44 | 12.77 | 0.73 | 0.15 | 0.21 | 0 | 0 | 0.01 | -0.13 | -0.08 | 0 |  | 0.33 | 0.31 | 0.23 | 58.53 | 1124.458 | 1.09
D | 4002 | 2018-11-21 | 6 | OFF | 48.18 | 12.77 | 0.73 | 0.15 | 1.21 | 0 | 0 | 0.03 | -0.2 | -0.08 | 0 |  | 0.33 | 0.31 | 0.23 | 63.66 | 1224.753 | 2.09
D | 4002 | 2018-11-21 | 7 | OFF | 81.02 | 12.77 | 0.73 | 0.15 | 1.36 | 0 | 0 | -0.02 | -0.14 | -0.08 | 0 |  | 0.33 | 0.31 | 0.23 | 96.66 | 1372.766 | 2.24
D | 4002 | 2018-11-21 | 8 | ON | 98.96 | 12.77 | 0.73 | 0.15 | 1.05 | 0.42 | 0.06 | 0.01 | -0.51 | -0.08 | 0 |  | 0.33 | 0.31 | 0.23 | 114.43 | 1465.892 | 2.41
D | 4002 | 2018-11-21 | 9 | ON | 91.08 | 12.77 | 0.73 | 0.15 | 0.41 | 0.41 | 0 | -0.03 | -0.43 | -0.08 | 0 |  | 0.33 | 0.31 | 0.23 | 105.88 | 1517.905 | 1.7
D | 4002 | 2018-11-21 | 10 | ON | 84.85 | 12.77 | 0.73 | 0.15 | 0.42 | 0.41 | 0 | 0 | -0.38 | -0.08 | 0 |  | 0.33 | 0.31 | 0.23 | 99.74 | 1539.888 | 1.71
D | 4002 | 2018-11-21 | 11 | ON | 138.29 | 12.77 | 0.73 | 0.15 | 0.64 | 0.4 | 0.58 | -0.18 | -0.4 | -0.08 | 0 |  | 0.33 | 0.31 | 0.23 | 153.77 | 1562.622 | 2.5
D | 4002 | 2018-11-21 | 12 | ON | 150.64 | 12.77 | 0.73 | 0.15 | 0.38 | 0.4 | 0.89 | -0.03 | -0.56 | -0.08 | 0 |  | 0.33 | 0.31 | 0.23 | 166.16 | 1558.786 | 2.55
D | 4002 | 2018-11-21 | 13 | ON | 138.19 | 12.77 | 0.73 | 0.15 | 0.44 | 0.41 | 1.18 | 0.21 | -0.54 | -0.08 | 0 |  | 0.33 | 0.31 | 0.23 | 154.33 | 1535.14 | 2.91
D | 4002 | 2018-11-21 | 14 | ON | 143.48 | 12.77 | 0.73 | 0.15 | 0.43 | 0.41 | 0.43 | 0.18 | -0.35 | -0.08 | 0 |  | 0.33 | 0.31 | 0.23 | 159.02 | 1517.693 | 2.15
D | 4002 | 2018-11-21 | 15 | ON | 120.25 | 12.77 | 0.73 | 0.15 | 0.58 | 0.42 | 0 | 0 | -0.51 | -0.08 | 0 |  | 0.33 | 0.31 | 0.23 | 135.18 | 1497.562 | 1.88
D | 4002 | 2018-11-21 | 16 | ON | 93.96 | 12.77 | 0.73 | 0.15 | 0.52 | 0.41 | 0 | 0.05 | -0.53 | -0.08 | 0 |  | 0.33 | 0.31 | 0.23 | 108.85 | 1499.6 | 1.81
D | 4002 | 2018-11-21 | 17 | ON | 97.38 | 12.77 | 0.73 | 0.15 | 0.61 | 0.39 | 0 | -0.06 | -0.67 | -0.08 | 0 |  | 0.33 | 0.31 | 0.23 | 112.09 | 1580.595 | 1.88
D | 4002 | 2018-11-21 | 18 | ON | 83.47 | 12.77 | 0.73 | 0.15 | 0.37 | 0.38 | 0 | 0.03 | -1.2 | -0.08 | 0 |  | 0.33 | 0.31 | 0.23 | 97.49 | 1647.209 | 1.63
D | 4002 | 2018-11-21 | 19 | ON | 81.3 | 12.77 | 0.73 | 0.15 | 0.73 | 0.38 | 0 | 0.08 | -0.84 | -0.08 | 0 |  | 0.33 | 0.31 | 0.23 | 96.09 | 1631.049 | 1.99
D | 4002 | 2018-11-21 | 20 | ON | 60.33 | 12.77 | 0.73 | 0.15 | 0.6 | 0.39 | 0 | -0.04 | -0.69 | -0.08 | 0 |  | 0.33 | 0.31 | 0.23 | 75.03 | 1597.833 | 1.87
D | 4002 | 2018-11-21 | 21 | ON | 77.06 | 12.77 | 0.73 | 0.15 | 0.48 | 0.4 | 0 | -0.02 | -0.56 | -0.08 | 0 |  | 0.33 | 0.31 | 0.23 | 91.8 | 1544.713 | 1.76
D | 4002 | 2018-11-21 | 22 | ON | 72.41 | 12.77 | 0.73 | 0.15 | 0.47 | 0.42 | 0 | -0.01 | -0.42 | -0.08 | 0 |  | 0.33 | 0.31 | 0.23 | 87.31 | 1461.765 | 1.77
D | 4002 | 2018-11-21 | 23 | ON | 43.86 | 12.77 | 0.73 | 0.15 | 1.3 | 0.44 | 0 | 0.01 | -0.56 | -0.08 | 0 |  | 0.33 | 0.31 | 0.23 | 59.49 | 1354.856 | 2.62
D | 4002 | 2018-11-21 | 24 | OFF | 59.88 | 12.77 | 0.73 | 0.15 | 1.04 | 0 | 0 | -0.1 | -0.58 | -0.08 | 0 |  | 0.33 | 0.31 | 0.23 | 74.68 | 1249.793 | 1.92
D | 4002 | 2018-11-22 | 1 | OFF | 93.96 | 12.77 | 0.87 | 0.18 | 0.45 | 0 | 0 | -0.12 | -0.92 | -0.08 | 0 |  | 0.33 | 0.31 | 0.23 | 107.98 | 1186.684 | 1.5
D | 4002 | 2018-11-22 | 2 | OFF | 79.58 | 12.77 | 0.87 | 0.18 | 1.11 | 0 | 0 | 0.06 | -0.31 | -0.08 | 0 |  | 0.33 | 0.31 | 0.23 | 95.05 | 1159.976 | 2.16
D | 4002 | 2018-11-22 | 3 | OFF | 44.95 | 12.77 | 0.87 | 0.18 | 0.31 | 0 | 0 | 0.02 | -0.29 | -0.08 | 0 |  | 0.33 | 0.31 | 0.23 | 59.6 | 1145.193 | 1.36
D | 4002 | 2018-11-22 | 4 | OFF | 46.82 | 12.77 | 0.87 | 0.18 | 0.78 | 0 | 0 | -0.03 | -0.34 | -0.08 | 0 |  | 0.33 | 0.31 | 0.23 | 61.84 | 1147.006 | 1.83
D | 4002 | 2018-11-22 | 5 | OFF | 96.04 | 12.77 | 0.87 | 0.18 | 0.83 | 0 | 0 | -0.03 | -0.43 | -0.08 | 0 |  | 0.33 | 0.31 | 0.23 | 111.02 | 1168.387 | 1.88
D | 4002 | 2018-11-22 | 6 | OFF | 135.56 | 12.77 | 0.87 | 0.18 | 1.39 | 0 | 0 | 0.21 | -0.34 | -0.08 | 0 |  | 0.33 | 0.31 | 0.23 | 151.43 | 1216.889 | 2.44
D | 4002 | 2018-11-22 | 7 | OFF | 78.96 | 12.77 | 0.87 | 0.18 | 1.1 | 0 | 0.26 | 0.1 | -0.45 | -0.08 | 0 |  | 0.33 | 0.31 | 0.23 | 94.58 | 1293.316 | 2.41
D | 4002 | 2018-11-22 | 8 | OFF | 124.45 | 12.77 | 0.87 | 0.18 | 1.22 | 0 | 0.55 | -0.1 | -0.08 | -0.08 | 0 |  | 0.33 | 0.31 | 0.23 | 140.65 | 1402.88 | 2.82
D | 4002 | 2018-11-22 | 9 | OFF | 220.72 | 12.77 | 0.87 | 0.18 | 2.33 | 0 | 1.89 | -0.06 | -1.51 | -0.08 | 0 |  | 0.33 | 0.31 | 0.23 | 237.98 | 1516.85 | 5.27
D | 4002 | 2018-11-22 | 10 | OFF | 126.24 | 12.77 | 0.87 | 0.18 | 0.88 | 0 | 0.77 | 0 | -1.04 | -0.08 | 0 |  | 0.33 | 0.31 | 0.23 | 141.46 | 1597.385 | 2.7
D | 4002 | 2018-11-22 | 11 | OFF | 171.76 | 12.77 | 0.87 | 0.18 | 0.77 | 0 | 0.57 | 0.18 | -1.25 | -0.08 | 0 |  | 0.33 | 0.31 | 0.23 | 186.64 | 1630.956 | 2.39
D | 4002 | 2018-11-22 | 12 | OFF | 181.25 | 12.77 | 0.87 | 0.18 | 0.54 | 0 | 1.08 | 0.07 | -1.26 | -0.08 | 0 |  | 0.33 | 0.31 | 0.23 | 196.29 | 1626.43 | 2.67
D | 4002 | 2018-11-22 | 13 | OFF | 126.54 | 12.77 | 0.87 | 0.18 | 0.68 | 0 | 1.12 | -0.02 | -0.84 | -0.08 | 0 |  | 0.33 | 0.31 | 0.23 | 142.09 | 1563.042 | 2.85
D | 4002 | 2018-11-22 | 14 | OFF | 60.73 | 12.77 | 0.87 | 0.18 | 0.47 | 0 | 0 | 0.03 | -0.73 | -0.08 | 0 |  | 0.33 | 0.31 | 0.23 | 75.11 | 1477.997 | 1.52
D | 4002 | 2018-11-22 | 15 | OFF | 81.12 | 12.77 | 0.87 | 0.18 | 0.64 | 0 | 0 | 0.01 | -0.64 | -0.08 | 0 |  | 0.33 | 0.31 | 0.23 | 95.74 | 1416.454 | 1.69
D | 4002 | 2018-11-22 | 16 | OFF | 96.88 | 12.77 | 0.87 | 0.18 | 0.53 | 0 | 0 | -0.02 | -0.61 | -0.08 | 0 |  | 0.33 | 0.31 | 0.23 | 111.39 | 1397.902 | 1.58
D | 4002 | 2018-11-22 | 17 | OFF | 103.66 | 12.77 | 0.87 | 0.18 | 0.85 | 0 | 0 | 0.06 | -0.7 | -0.08 | 0 |  | 0.33 | 0.31 | 0.23 | 118.48 | 1442.029 | 1.9
D | 4002 | 2018-11-22 | 18 | OFF | 87.05 | 12.77 | 0.87 | 0.18 | 0.97 | 0 | 0 | -0.02 | -0.95 | -0.08 | 0 |  | 0.33 | 0.31 | 0.23 | 101.66 | 1477.462 | 2.02
D | 4002 | 2018-11-22 | 19 | OFF | 85.38 | 12.77 | 0.87 | 0.18 | 0.4 | 0 | 0 | -0.03 | -0.91 | -0.08 | 0 |  | 0.33 | 0.31 | 0.23 | 99.45 | 1474.051 | 1.45
D | 4002 | 2018-11-22 | 20 | OFF | 84.43 | 12.77 | 0.87 | 0.18 | 0.37 | 0 | 0.29 | -0.03 | -0.86 | -0.08 | 0 |  | 0.33 | 0.31 | 0.23 | 98.81 | 1467.059 | 1.71
D | 4002 | 2018-11-22 | 21 | OFF | 109.9 | 12.77 | 0.87 | 0.18 | 0.44 | 0 | 0.75 | 0.05 | -0.9 | -0.08 | 0 |  | 0.33 | 0.31 | 0.23 | 124.85 | 1451.233 | 2.24
D | 4002 | 2018-11-22 | 22 | OFF | 93.27 | 12.77 | 0.87 | 0.18 | 0.38 | 0 | 0.12 | -0.04 | -0.7 | -0.08 | 0 |  | 0.33 | 0.31 | 0.23 | 107.64 | 1410.862 | 1.55
D | 4002 | 2018-11-22 | 23 | OFF | 60.12 | 12.77 | 0.87 | 0.18 | 1.27 | 0 | 0 | 0.02 | -0.33 | -0.08 | 0 |  | 0.33 | 0.31 | 0.23 | 75.69 | 1337.702 | 2.32
D | 4002 | 2018-11-22 | 24 | OFF | 52.43 | 12.77 | 0.87 | 0.18 | 0.51 | 0 | 0.1 | -0.09 | -0.71 | -0.08 | 0 |  | 0.33 | 0.31 | 0.23 | 66.85 | 1267.382 | 1.66
D | 4002 | 2018-11-23 | 1 | OFF | 120.2 | 12.77 | 1.02 | 0.13 | 0.18 | 0 | 0 | -0.29 | -1.01 | -0.08 | 0 |  | 0.33 | 0.31 | 0.23 | 133.79 | 1214.163 | 1.33
D | 4002 | 2018-11-23 | 2 | OFF | 119.79 | 12.77 | 1.02 | 0.13 | 0.33 | 0 | 0 | -0.07 | -0.55 | -0.08 | 0 |  | 0.33 | 0.31 | 0.23 | 134.21 | 1194.51 | 1.48
D | 4002 | 2018-11-23 | 3 | OFF | 97.7 | 12.77 | 1.02 | 0.13 | 0.48 | 0 | 0.31 | 0.05 | -0.51 | -0.08 | 0 |  | 0.33 | 0.31 | 0.23 | 112.74 | 1183.808 | 1.94
D | 4002 | 2018-11-23 | 4 | OFF | 103.27 | 12.77 | 1.02 | 0.13 | 0.97 | 0 | 0 | 0 | -0.52 | -0.08 | 0 |  | 0.33 | 0.31 | 0.23 | 118.43 | 1185.761 | 2.12
D | 4002 | 2018-11-23 | 5 | OFF | 98.14 | 12.77 | 1.02 | 0.13 | 1.03 | 0 | 0.19 | 0 | -0.4 | -0.08 | 0 |  | 0.33 | 0.31 | 0.23 | 113.67 | 1212.537 | 2.37
D | 4002 | 2018-11-23 | 6 | OFF | 156.98 | 12.77 | 1.02 | 0.13 | 3.07 | 0 | 0 | 0.34 | -0.53 | -0.08 | 0 |  | 0.33 | 0.31 | 0.23 | 174.57 | 1273.171 | 4.22
D | 4002 | 2018-11-23 | 7 | OFF | 148.3 | 12.77 | 1.02 | 0.13 | 2.39 | 0 | 1.15 | -0.01 | -0.56 | -0.08 | 0 |  | 0.33 | 0.31 | 0.23 | 165.98 | 1354.698 | 4.69
D | 4002 | 2018-11-23 | 8 | ON | 96.29 | 12.77 | 1.02 | 0.13 | 1.37 | 0.42 | 0.25 | -0.05 | -0.6 | -0.08 | 0 |  | 0.33 | 0.31 | 0.23 | 112.39 | 1420.809 | 3.19
D | 4002 | 2018-11-23 | 9 | ON | 59.85 | 12.77 | 1.02 | 0.13 | 0.5 | 0.41 | 0 | 0.07 | -0.3 | -0.08 | 0 |  | 0.33 | 0.31 | 0.23 | 75.24 | 1476.75 | 2.06
D | 4002 | 2018-11-23 | 10 | ON | 56.47 | 12.77 | 1.02 | 0.13 | 0.22 | 0.42 | 0 | 0.03 | -0.4 | -0.08 | 0 |  | 0.33 | 0.31 | 0.23 | 71.45 | 1497.519 | 1.79
D | 4002 | 2018-11-23 | 11 | ON | 51.5 | 12.77 | 1.02 | 0.13 | 0.46 | 0.42 | 0 | 0.08 | -0.34 | -0.08 | 0 |  | 0.33 | 0.31 | 0.23 | 66.83 | 1490.649 | 2.03
D | 4002 | 2018-11-23 | 12 | ON | 53.59 | 12.77 | 1.02 | 0.13 | 0.32 | 0.43 | 0 | 0.01 | -0.27 | -0.08 | 0 |  | 0.33 | 0.31 | 0.23 | 68.79 | 1474.013 | 1.9
D | 4002 | 2018-11-23 | 13 | ON | 52.13 | 12.77 | 1.02 | 0.13 | 0.59 | 0.44 | 0 | -0.06 | -0.25 | -0.08 | 0 |  | 0.33 | 0.31 | 0.23 | 67.56 | 1448.597 | 2.18
D | 4002 | 2018-11-23 | 14 | ON | 59.63 | 12.77 | 1.02 | 0.13 | 0.47 | 0.44 | 0 | -0.01 | -0.28 | -0.08 | 0 |  | 0.33 | 0.31 | 0.23 | 74.96 | 1423.961 | 2.06
D | 4002 | 2018-11-23 | 15 | ON | 68 | 12.77 | 1.02 | 0.13 | 0.25 | 0.43 | 0 | -0.06 | -0.16 | -0.08 | 0 |  | 0.33 | 0.31 | 0.23 | 83.17 | 1414.921 | 1.83
D | 4002 | 2018-11-23 | 16 | ON | 110.72 | 12.77 | 1.02 | 0.13 | 0.83 | 0.42 | 0.11 | -0.12 | 0.03 | -0.08 | 0 |  | 0.33 | 0.31 | 0.23 | 126.7 | 1440.809 | 2.51
D | 4002 | 2018-11-23 | 17 | ON | 114.87 | 12.77 | 1.02 | 0.13 | 0.39 | 0.39 | 0.09 | -0.07 | 0.06 | -0.08 | 0 |  | 0.33 | 0.31 | 0.23 | 130.44 | 1544.388 | 2.02
D | 4002 | 2018-11-23 | 18 | ON | 136.79 | 12.77 | 1.02 | 0.13 | 0.48 | 0.38 | 1.49 | 0.09 | -0.8 | -0.08 | 0 |  | 0.33 | 0.31 | 0.23 | 153.14 | 1607.19 | 3.5
D | 4002 | 2018-11-23 | 19 | ON | 115.72 | 12.77 | 1.02 | 0.13 | 0.51 | 0.38 | 1.23 | 0.08 | -0.43 | -0.08 | 0 |  | 0.33 | 0.31 | 0.23 | 132.2 | 1590.6 | 3.27
D | 4002 | 2018-11-23 | 20 | ON | 79.71 | 12.77 | 1.02 | 0.13 | 0.36 | 0.39 | 0 | 0.03 | -0.37 | -0.08 | 0 |  | 0.33 | 0.31 | 0.23 | 94.83 | 1545.869 | 1.9
D | 4002 | 2018-11-23 | 21 | ON | 66.75 | 12.77 | 1.02 | 0.13 | 0.27 | 0.4 | 0 | 0.05 | -0.25 | -0.08 | 0 |  | 0.33 | 0.31 | 0.23 | 81.93 | 1498.459 | 1.82
D | 4002 | 2018-11-23 | 22 | ON | 80.78 | 12.77 | 1.02 | 0.13 | 0.44 | 0.4 | 0.55 | -0.01 | -0.3 | -0.08 | 0 |  | 0.33 | 0.31 | 0.23 | 96.57 | 1420.273 | 2.54
D | 4002 | 2018-11-23 | 23 | ON | 72.17 | 12.77 | 1.02 | 0.13 | 1.57 | 0.45 | 0.39 | 0.09 | -0.13 | -0.08 | 0 |  | 0.33 | 0.31 | 0.23 | 89.25 | 1326.734 | 3.56
D | 4002 | 2018-11-23 | 24 | OFF | 85.68 | 12.77 | 1.02 | 0.13 | 0.97 | 0 | 0.37 | 0.03 | -0.43 | -0.08 | 0 |  | 0.33 | 0.31 | 0.23 | 101.33 | 1238.25 | 2.49
D | 4002 | 2018-11-24 | 1 | OFF | 47.88 | 12.77 | 0.9 | 0.06 | 0.36 | 0 | 0.16 | 0.14 | -0.22 | -0.08 | 0 |  | 0.33 | 0.31 | 0.23 | 62.84 | 1172.209 | 1.48
D | 4002 | 2018-11-24 | 2 | OFF | 51.52 | 12.77 | 0.9 | 0.06 | 0.12 | 0 | 0 | -0.01 | -0.43 | -0.08 | 0 |  | 0.33 | 0.31 | 0.23 | 65.72 | 1135.285 | 1.08
D | 4002 | 2018-11-24 | 3 | OFF | 62.46 | 12.77 | 0.9 | 0.06 | 0.18 | 0 | 0 | -0.03 | -0.36 | -0.08 | 0 |  | 0.33 | 0.31 | 0.23 | 76.77 | 1113.699 | 1.14
D | 4002 | 2018-11-24 | 4 | OFF | 64.84 | 12.77 | 0.9 | 0.06 | 0.26 | 0 | 0 | 0 | -0.35 | -0.08 | 0 |  | 0.33 | 0.31 | 0.23 | 79.27 | 1110.576 | 1.22
D | 4002 | 2018-11-24 | 5 | OFF | 64.95 | 12.77 | 0.9 | 0.06 | 0.27 | 0 | 0 | 0.06 | -0.32 | -0.08 | 0 |  | 0.33 | 0.31 | 0.23 | 79.48 | 1125.268 | 1.23
D | 4002 | 2018-11-24 | 6 | OFF | 50.42 | 12.77 | 0.9 | 0.06 | 0.28 | 0 | 0 | 0.14 | -0.44 | -0.08 | 0 |  | 0.33 | 0.31 | 0.23 | 64.92 | 1167.617 | 1.24
D | 4002 | 2018-11-24 | 7 | OFF | 49.95 | 12.77 | 0.9 | 0.06 | 0.37 | 0 | 0 | 0.11 | -0.29 | -0.08 | 0 |  | 0.33 | 0.31 | 0.23 | 64.66 | 1235.424 | 1.33
D | 4002 | 2018-11-24 | 8 | OFF | 50.65 | 12.77 | 0.9 | 0.06 | 0.31 | 0 | 0 | 0.02 | -0.27 | -0.08 | 0 |  | 0.33 | 0.31 | 0.23 | 65.23 | 1314.123 | 1.27
D | 4002 | 2018-11-24 | 9 | OFF | 54.03 | 12.77 | 0.9 | 0.06 | 0.23 | 0 | 0 | 0.02 | -0.29 | -0.08 | 0 |  | 0.33 | 0.31 | 0.23 | 68.51 | 1385.95 | 1.19
D | 4002 | 2018-11-24 | 10 | OFF | 48.65 | 12.77 | 0.9 | 0.06 | 0.25 | 0 | 0 | 0.02 | -0.23 | -0.08 | 0 |  | 0.33 | 0.31 | 0.23 | 63.21 | 1416.489 | 1.21
D | 4002 | 2018-11-24 | 11 | OFF | 49.93 | 12.77 | 0.9 | 0.06 | 0.25 | 0 | 0 | 0.03 | -0.22 | -0.08 | 0 |  | 0.33 | 0.31 | 0.23 | 64.51 | 1390.879 | 1.21
D | 4002 | 2018-11-24 | 12 | OFF | 54.27 | 12.77 | 0.9 | 0.06 | 0.22 | 0 | 0 | 0.02 | -0.24 | -0.08 | 0 |  | 0.33 | 0.31 | 0.23 | 68.79 | 1357.855 | 1.18
D | 4002 | 2018-11-24 | 13 | OFF | 49.04 | 12.77 | 0.9 | 0.06 | 0.32 | 0 | 0 | 0 | -0.2 | -0.08 | 0 |  | 0.33 | 0.31 | 0.23 | 63.68 | 1324.994 | 1.28
D | 4002 | 2018-11-24 | 14 | OFF | 49.31 | 12.77 | 0.9 | 0.06 | 0.41 | 0 | 0 | -0.03 | -0.16 | -0.08 | 0 |  | 0.33 | 0.31 | 0.23 | 64.05 | 1291.219 | 1.37
D | 4002 | 2018-11-24 | 15 | OFF | 56.17 | 12.77 | 0.9 | 0.06 | 0.49 | 0 | 0.04 | -0.04 | -0.16 | -0.08 | 0 |  | 0.33 | 0.31 | 0.23 | 71.02 | 1286.157 | 1.49
D | 4002 | 2018-11-24 | 16 | OFF | 71.85 | 12.77 | 0.9 | 0.06 | 0.24 | 0 | 0.48 | 0.03 | -0.13 | -0.08 | 0 |  | 0.33 | 0.31 | 0.23 | 86.99 | 1319.504 | 1.68
D | 4002 | 2018-11-24 | 17 | OFF | 101.02 | 12.77 | 0.9 | 0.06 | 0.41 | 0 | 1.53 | 0.16 | 0 | -0.08 | 0 |  | 0.33 | 0.31 | 0.23 | 117.64 | 1417.901 | 2.9
D | 4002 | 2018-11-24 | 18 | OFF | 68.61 | 12.77 | 0.9 | 0.06 | 0.15 | 0 | 0 | 0.05 | -0.58 | -0.08 | 0 |  | 0.33 | 0.31 | 0.23 | 82.75 | 1464.599 | 1.11
D | 4002 | 2018-11-24 | 19 | OFF | 65.8 | 12.77 | 0.9 | 0.06 | 0.22 | 0 | 0 | -0.02 | -0.34 | -0.08 | 0 |  | 0.33 | 0.31 | 0.23 | 80.18 | 1432.891 | 1.18
D | 4002 | 2018-11-24 | 20 | OFF | 56.25 | 12.77 | 0.9 | 0.06 | 0.21 | 0 | 0 | -0.03 | -0.21 | -0.08 | 0 |  | 0.33 | 0.31 | 0.23 | 70.74 | 1385.4 | 1.17
D | 4002 | 2018-11-24 | 21 | OFF | 48.66 | 12.77 | 0.9 | 0.06 | 0.29 | 0 | 0 | 0.04 | -0.15 | -0.08 | 0 |  | 0.33 | 0.31 | 0.23 | 63.36 | 1330.565 | 1.25
D | 4002 | 2018-11-24 | 22 | OFF | 50.48 | 12.77 | 0.9 | 0.06 | 0.18 | 0 | 0.12 | -0.07 | -0.17 | -0.08 | 0 |  | 0.33 | 0.31 | 0.23 | 65.06 | 1253.295 | 1.26
D | 4002 | 2018-11-24 | 23 | OFF | 48.97 | 12.77 | 0.9 | 0.06 | 0.3 | 0 | 0.04 | -0.02 | -0.01 | -0.08 | 0 |  | 0.33 | 0.31 | 0.23 | 63.8 | 1161.661 | 1.3
D | 4002 | 2018-11-24 | 24 | OFF | 65.3 | 12.77 | 0.9 | 0.06 | 1.37 | 0 | 0.75 | -0.07 | -0.29 | -0.08 | 0 |  | 0.33 | 0.31 | 0.23 | 81.58 | 1068.36 | 3.08
D | 4002 | 2018-11-25 | 1 | OFF | 61.05 | 12.77 | 1.21 | 0.08 | 0.75 | 0 | 1.09 | -0.08 | 0 | -0.08 | 0 |  | 0.33 | 0.31 | 0.23 | 77.66 | 1001.821 | 3.13
D | 4002 | 2018-11-25 | 2 | OFF | 45.88 | 12.77 | 1.21 | 0.08 | 0.3 | 0 | 0 | 0.03 | 0.01 | -0.08 | 0 |  | 0.33 | 0.31 | 0.23 | 61.07 | 966.668 | 1.59
D | 4002 | 2018-11-25 | 3 | OFF | 48.3 | 12.77 | 1.21 | 0.08 | 0.22 | 0 | 0 | -0.01 | -0.01 | -0.08 | 0 |  | 0.33 | 0.31 | 0.23 | 63.35 | 946.71 | 1.51
D | 4002 | 2018-11-25 | 4 | OFF | 52.35 | 12.77 | 1.21 | 0.08 | 0.29 | 0 | 0 | -0.03 | -0.03 | -0.08 | 0 |  | 0.33 | 0.31 | 0.23 | 67.43 | 937.701 | 1.58
D | 4002 | 2018-11-25 | 5 | OFF | 53.09 | 12.77 | 1.21 | 0.08 | 0.5 | 0 | 0 | -0.03 | 0 | -0.08 | 0 |  | 0.33 | 0.31 | 0.23 | 68.41 | 949.573 | 1.79
D | 4002 | 2018-11-25 | 6 | OFF | 49.14 | 12.77 | 1.21 | 0.08 | 0.47 | 0 | 0 | -0.06 | 0.01 | -0.08 | 0 |  | 0.33 | 0.31 | 0.23 | 64.41 | 981.138 | 1.76
D | 4002 | 2018-11-25 | 7 | OFF | 41.93 | 12.77 | 1.21 | 0.08 | 0.37 | 0 | 0 | 0.03 | -0.06 | -0.08 | 0 |  | 0.33 | 0.31 | 0.23 | 57.12 | 1041.01 | 1.66
D | 4002 | 2018-11-25 | 8 | OFF | 39.92 | 12.77 | 1.21 | 0.08 | 0.19 | 0 | 0 | -0.01 | -0.15 | -0.08 | 0 |  | 0.33 | 0.31 | 0.23 | 54.8 | 1121.92 | 1.48
D | 4002 | 2018-11-25 | 9 | OFF | 39.27 | 12.77 | 1.21 | 0.08 | 0.16 | 0 | 0 | -0.02 | -0.11 | -0.08 | 0 |  | 0.33 | 0.31 | 0.23 | 54.15 | 1220.527 | 1.45
D | 4002 | 2018-11-25 | 10 | OFF | 41.48 | 12.77 | 1.21 | 0.08 | 0.11 | 0 | 0 | -0.01 | -0.2 | -0.08 | 0 |  | 0.33 | 0.31 | 0.23 | 56.23 | 1295.826 | 1.4
D | 4002 | 2018-11-25 | 11 | OFF | 49.57 | 12.77 | 1.21 | 0.08 | 0.14 | 0 | 0.26 | -0.04 | -0.17 | -0.08 | 0 |  | 0.33 | 0.31 | 0.23 | 64.61 | 1338.488 | 1.69
D | 4002 | 2018-11-25 | 12 | OFF | 64.48 | 12.77 | 1.21 | 0.08 | 0.39 | 0 | 0.53 | -0.06 | -0.28 | -0.08 | 0 |  | 0.33 | 0.31 | 0.23 | 79.91 | 1355.488 | 2.21
D | 4002 | 2018-11-25 | 13 | OFF | 70.11 | 12.77 | 1.21 | 0.08 | 0.23 | 0 | 0.93 | -0.09 | -0.27 | -0.08 | 0 |  | 0.33 | 0.31 | 0.23 | 85.76 | 1361.776 | 2.45
D | 4002 | 2018-11-25 | 14 | OFF | 82.64 | 12.77 | 1.21 | 0.08 | 0.3 | 0 | 1.15 | -0.02 | -0.24 | -0.08 | 0 |  | 0.33 | 0.31 | 0.23 | 98.68 | 1346.035 | 2.74
D | 4002 | 2018-11-25 | 15 | OFF | 89.74 | 12.77 | 1.21 | 0.08 | 0.32 | 0 | 1.36 | 0.03 | -0.22 | -0.08 | 0 |  | 0.33 | 0.31 | 0.23 | 106.08 | 1336.974 | 2.97
D | 4002 | 2018-11-25 | 16 | OFF | 93.17 | 12.77 | 1.21 | 0.08 | 0.21 | 0 | 0.57 | -0.01 | -0.2 | -0.08 | 0 |  | 0.33 | 0.31 | 0.23 | 108.59 | 1349.393 | 2.07
D | 4002 | 2018-11-25 | 17 | OFF | 111.36 | 12.77 | 1.21 | 0.08 | 0.41 | 0 | 0.57 | -0.06 | -0.18 | -0.08 | 0 |  | 0.33 | 0.31 | 0.23 | 126.95 | 1450.027 | 2.27
D | 4002 | 2018-11-25 | 18 | OFF | 110.51 | 12.77 | 1.21 | 0.08 | 0.38 | 0 | 0.18 | 0 | -0.72 | -0.08 | 0 |  | 0.33 | 0.31 | 0.23 | 125.2 | 1506.601 | 1.85
D | 4002 | 2018-11-25 | 19 | OFF | 103.17 | 12.77 | 1.21 | 0.08 | 0.28 | 0 | 0.56 | -0.06 | -0.45 | -0.08 | 0 |  | 0.33 | 0.31 | 0.23 | 118.35 | 1476.063 | 2.13
D | 4002 | 2018-11-25 | 20 | OFF | 107.09 | 12.77 | 1.21 | 0.08 | 0.24 | 0 | 0.97 | -0.02 | -0.25 | -0.08 | 0 |  | 0.33 | 0.31 | 0.23 | 122.88 | 1415.012 | 2.5
D | 4002 | 2018-11-25 | 21 | OFF | 96.54 | 12.77 | 1.21 | 0.08 | 0.34 | 0 | 0.91 | 0 | -0.14 | -0.08 | 0 |  | 0.33 | 0.31 | 0.23 | 112.5 | 1336.872 | 2.54
D | 4002 | 2018-11-25 | 22 | OFF | 67.7 | 12.77 | 1.21 | 0.08 | 0.33 | 0 | 0.48 | -0.04 | 0.08 | -0.08 | 0 |  | 0.33 | 0.31 | 0.23 | 83.4 | 1234.654 | 2.1
D | 4002 | 2018-11-25 | 23 | OFF | 47.66 | 12.77 | 1.21 | 0.08 | 0.68 | 0 | 0 | 0.02 | -0.09 | -0.08 | 0 |  | 0.33 | 0.31 | 0.23 | 63.12 | 1123.387 | 1.97
D | 4002 | 2018-11-25 | 24 | OFF | 62.27 | 12.77 | 1.21 | 0.08 | 1.61 | 0 | 0.12 | -0.02 | -0.31 | -0.08 | 0 |  | 0.33 | 0.31 | 0.23 | 78.52 | 1034.455 | 3.02
D | 4002 | 2018-11-26 | 1 | OFF | 62.27 | 12.77 | 2.24 | 0.13 | 0.65 | 0 | 0 | 0.03 | -0.17 | -0.08 | 0 |  | 0.33 | 0.31 | 0.23 | 78.71 | 987.137 | 3.02
D | 4002 | 2018-11-26 | 2 | OFF | 85.88 | 12.77 | 2.24 | 0.13 | 1 | 0 | 0 | -0.05 | 0.06 | -0.08 | 0 |  | 0.33 | 0.31 | 0.23 | 102.82 | 965.151 | 3.37
D | 4002 | 2018-11-26 | 3 | OFF | 126.98 | 12.77 | 2.24 | 0.13 | 1.34 | 0 | 0 | 0.08 | -0.15 | -0.08 | 0 |  | 0.33 | 0.31 | 0.23 | 144.18 | 957.834 | 3.71
D | 4002 | 2018-11-26 | 4 | OFF | 61.49 | 12.77 | 2.24 | 0.13 | 0.35 | 0 | 0 | 0.11 | -0.11 | -0.08 | 0 |  | 0.33 | 0.31 | 0.23 | 77.77 | 970.325 | 2.72
D | 4002 | 2018-11-26 | 5 | OFF | 53.05 | 12.77 | 2.24 | 0.13 | 0.42 | 0 | 0 | 0.03 | -0.02 | -0.08 | 0 |  | 0.33 | 0.31 | 0.23 | 69.41 | 1004.431 | 2.79
D | 4002 | 2018-11-26 | 6 | OFF | 62.45 | 12.77 | 2.24 | 0.13 | 1.15 | 0 | 0.11 | 0.01 | -0.01 | -0.08 | 0 |  | 0.33 | 0.31 | 0.23 | 79.64 | 1121.696 | 3.63
D | 4002 | 2018-11-26 | 7 | OFF | 107.2 | 12.77 | 2.24 | 0.13 | 1.18 | 0 | 0.21 | -0.02 | 0.03 | -0.08 | 0 |  | 0.33 | 0.31 | 0.23 | 124.53 | 1303.297 | 3.76
D | 4002 | 2018-11-26 | 8 | ON | 118.5 | 12.77 | 2.24 | 0.13 | 1.23 | 0.44 | 0 | 0.02 | -0.6 | -0.08 | 0 |  | 0.33 | 0.31 | 0.23 | 135.52 | 1399.371 | 4.04
D | 4002 | 2018-11-26 | 9 | ON | 113.65 | 12.77 | 2.24 | 0.13 | 0.59 | 0.43 | 0 | 0.05 | -0.51 | -0.08 | 0 |  | 0.33 | 0.31 | 0.23 | 130.14 | 1422.691 | 3.39
D | 4002 | 2018-11-26 | 10 | ON | 91.18 | 12.77 | 2.24 | 0.13 | 0.58 | 0.42 | 0.13 | 0.19 | -0.42 | -0.08 | 0 |  | 0.33 | 0.31 | 0.23 | 108.01 | 1443.906 | 3.5
D | 4002 | 2018-11-26 | 11 | ON | 77.54 | 12.77 | 2.24 | 0.13 | 0.33 | 0.42 | 0.24 | -0.01 | -0.44 | -0.08 | 0 |  | 0.33 | 0.31 | 0.23 | 94.01 | 1459.974 | 3.36
D | 4002 | 2018-11-26 | 12 | ON | 82.4 | 12.77 | 2.24 | 0.13 | 0.45 | 0.42 | 0 | 0.03 | -0.45 | -0.08 | 0 |  | 0.33 | 0.31 | 0.23 | 98.78 | 1466.202 | 3.24
D | 4002 | 2018-11-26 | 13 | ON | 71.22 | 12.77 | 2.24 | 0.13 | 0.33 | 0.42 | 0 | -0.01 | -0.51 | -0.08 | 0 |  | 0.33 | 0.31 | 0.23 | 87.38 | 1462.697 | 3.12
D | 4002 | 2018-11-26 | 14 | ON | 70.66 | 12.77 | 2.24 | 0.13 | 0.27 | 0.42 | 0 | -0.07 | -0.5 | -0.08 | 0 |  | 0.33 | 0.31 | 0.23 | 86.71 | 1466.133 | 3.06
D | 4002 | 2018-11-26 | 15 | ON | 74.78 | 12.77 | 2.24 | 0.13 | 0.17 | 0.42 | 0 | 0.01 | -0.48 | -0.08 | 0 |  | 0.33 | 0.31 | 0.23 | 90.83 | 1455.932 | 2.96
D | 4002 | 2018-11-26 | 16 | ON | 82.15 | 12.77 | 2.24 | 0.13 | 0.15 | 0.41 | 0.22 | 0.03 | -0.5 | -0.08 | 0 |  | 0.33 | 0.31 | 0.23 | 98.39 | 1475.342 | 3.15
D | 4002 | 2018-11-26 | 17 | ON | 88.71 | 12.77 | 2.24 | 0.13 | 0.19 | 0.39 | 0.01 | 0.04 | -0.49 | -0.08 | 0 |  | 0.33 | 0.31 | 0.23 | 104.78 | 1554.202 | 2.96
D | 4002 | 2018-11-26 | 18 | ON | 84.18 | 12.77 | 2.24 | 0.13 | 0.17 | 0.38 | 0.58 | 0.07 | -0.6 | -0.08 | 0 |  | 0.33 | 0.31 | 0.23 | 100.71 | 1607.642 | 3.5
D | 4002 | 2018-11-26 | 19 | ON | 71.83 | 12.77 | 2.24 | 0.13 | 0.1 | 0.38 | 0.03 | 0.03 | -0.61 | -0.08 | 0 |  | 0.33 | 0.31 | 0.23 | 87.69 | 1594.374 | 2.88
D | 4002 | 2018-11-26 | 20 | ON | 70.53 | 12.77 | 2.24 | 0.13 | 0.08 | 0.4 | 0.08 | 0.01 | -0.29 | -0.08 | 0 |  | 0.33 | 0.31 | 0.23 | 86.74 | 1542.463 | 2.93
D | 4002 | 2018-11-26 | 21 | ON | 52.48 | 12.77 | 2.24 | 0.13 | 0.21 | 0.41 | 0 | 0.02 | -0.15 | -0.08 | 0 |  | 0.33 | 0.31 | 0.23 | 68.9 | 1467.663 | 2.99
D | 4002 | 2018-11-26 | 22 | ON | 48.53 | 12.77 | 2.24 | 0.13 | 0.2 | 0.44 | 0 | -0.01 | -0.23 | -0.08 | 0 |  | 0.33 | 0.31 | 0.23 | 64.86 | 1348.149 | 3.01
D | 4002 | 2018-11-26 | 23 | ON | 40.79 | 12.77 | 2.24 | 0.13 | 0.27 | 0.49 | 0 | -0.06 | -0.1 | -0.08 | 0 |  | 0.33 | 0.31 | 0.23 | 57.32 | 1221.312 | 3.13
D | 4002 | 2018-11-26 | 24 | OFF | 42.93 | 12.77 | 2.24 | 0.13 | 1.1 | 0 | 0 | 0.07 | -0.08 | -0.08 | 0 |  | 0.33 | 0.31 | 0.23 | 59.95 | 1115.81 | 3.47
D | 4002 | 2018-11-27 | 1 | OFF | 38.36 | 12.77 | 0.33 | 0.43 | 0.22 | 0 | 0 | -0.05 | -0.33 | -0.08 | 0 |  | 0.33 | 0.31 | 0.23 | 52.52 | 1049.538 | 0.98
D | 4002 | 2018-11-27 | 2 | OFF | 40.3 | 12.77 | 0.33 | 0.43 | 0.13 | 0 | 0 | -0.03 | -0.31 | -0.08 | 0 |  | 0.33 | 0.31 | 0.23 | 54.41 | 1007.965 | 0.89
D | 4002 | 2018-11-27 | 3 | OFF | 39.97 | 12.77 | 0.33 | 0.43 | 0.14 | 0 | 0 | -0.01 | -0.35 | -0.08 | 0 |  | 0.33 | 0.31 | 0.23 | 54.07 | 993.74 | 0.9
D | 4002 | 2018-11-27 | 4 | OFF | 40.49 | 12.77 | 0.33 | 0.43 | 0.09 | 0 | 0 | 0.02 | -0.34 | -0.08 | 0 |  | 0.33 | 0.31 | 0.23 | 54.58 | 1003.984 | 0.85
D | 4002 | 2018-11-27 | 5 | OFF | 39.65 | 12.77 | 0.33 | 0.43 | 0.11 | 0 | 0 | 0.03 | -0.3 | -0.08 | 0 |  | 0.33 | 0.31 | 0.23 | 53.81 | 1047.146 | 0.87
D | 4002 | 2018-11-27 | 6 | OFF | 38.57 | 12.77 | 0.33 | 0.43 | 0.26 | 0 | 0 | 0.03 | -0.27 | -0.08 | 0 |  | 0.33 | 0.31 | 0.23 | 52.91 | 1146.638 | 1.02
D | 4002 | 2018-11-27 | 7 | OFF | 46.94 | 12.77 | 0.33 | 0.43 | 0.38 | 0 | 0 | -0.1 | 0.19 | -0.08 | 0 |  | 0.33 | 0.31 | 0.23 | 61.73 | 1296.85 | 1.14
D | 4002 | 2018-11-27 | 8 | ON | 67.08 | 12.77 | 0.33 | 0.43 | 0.82 | 0.43 | 0.15 | 0.11 | -0.44 | -0.08 | 0 |  | 0.33 | 0.31 | 0.23 | 82.47 | 1374.115 | 2.16
D | 4002 | 2018-11-27 | 9 | ON | 75.11 | 12.77 | 0.33 | 0.43 | 0.49 | 0.43 | 0 | 0.01 | -0.29 | -0.08 | 0 |  | 0.33 | 0.31 | 0.23 | 90.07 | 1410.694 | 1.68
D | 4002 | 2018-11-27 | 10 | ON | 49.04 | 12.77 | 0.33 | 0.43 | 0.23 | 0.43 | 0 | 0.08 | -0.21 | -0.08 | 0 |  | 0.33 | 0.31 | 0.23 | 63.89 | 1429.717 | 1.42
D | 4002 | 2018-11-27 | 11 | ON | 39.78 | 12.77 | 0.33 | 0.43 | 0.09 | 0.43 | 0 | 0.03 | -0.21 | -0.08 | 0 |  | 0.33 | 0.31 | 0.23 | 54.44 | 1448.752 | 1.28
D | 4002 | 2018-11-27 | 12 | ON | 37.98 | 12.77 | 0.33 | 0.43 | 0.07 | 0.43 | 0 | 0.03 | -0.24 | -0.08 | 0 |  | 0.33 | 0.31 | 0.23 | 52.59 | 1456.346 | 1.26
D | 4002 | 2018-11-27 | 13 | ON | 38.35 | 12.77 | 0.33 | 0.43 | 0.06 | 0.43 | 0 | 0.04 | -0.24 | -0.08 | 0 |  | 0.33 | 0.31 | 0.23 | 52.96 | 1443.121 | 1.25
D | 4002 | 2018-11-27 | 14 | ON | 38.98 | 12.77 | 0.33 | 0.43 | 0.08 | 0.43 | 0 | 0.01 | -0.21 | -0.08 | 0 |  | 0.33 | 0.31 | 0.23 | 53.61 | 1430.78 | 1.27
D | 4002 | 2018-11-27 | 15 | ON | 48.57 | 12.77 | 0.33 | 0.43 | 0.13 | 0.43 | 0.13 | 0 | -0.19 | -0.08 | 0 |  | 0.33 | 0.31 | 0.23 | 63.39 | 1424.8 | 1.45
D | 4002 | 2018-11-27 | 16 | ON | 70.3 | 12.77 | 0.33 | 0.43 | 0.41 | 0.42 | 0.51 | 0.06 | -0.15 | -0.08 | 0 |  | 0.33 | 0.31 | 0.23 | 85.87 | 1437.16 | 2.1
D | 4002 | 2018-11-27 | 17 | ON | 66.51 | 12.77 | 0.33 | 0.43 | 0.29 | 0.39 | 0.11 | -0.07 | -0.18 | -0.08 | 0 |  | 0.33 | 0.31 | 0.23 | 81.37 | 1531.784 | 1.55
D | 4002 | 2018-11-27 | 18 | ON | 80.57 | 12.77 | 0.33 | 0.43 | 0.15 | 0.38 | 0.05 | 0.04 | -0.47 | -0.08 | 0 |  | 0.33 | 0.31 | 0.23 | 95.04 | 1611.358 | 1.34
D | 4002 | 2018-11-27 | 19 | ON | 72.9 | 12.77 | 0.33 | 0.43 | 0.3 | 0.38 | 0.46 | -0.01 | -0.34 | -0.08 | 0 |  | 0.33 | 0.31 | 0.23 | 88.01 | 1598.971 | 1.9
D | 4002 | 2018-11-27 | 20 | ON | 77.43 | 12.77 | 0.33 | 0.43 | 0.7 | 0.39 | 0.14 | -0.04 | -0.33 | -0.08 | 0 |  | 0.33 | 0.31 | 0.23 | 92.61 | 1546.854 | 1.99
D | 4002 | 2018-11-27 | 21 | ON | 70.23 | 12.77 | 0.33 | 0.43 | 0.52 | 0.41 | 0.65 | 0 | -0.11 | -0.08 | 0 |  | 0.33 | 0.31 | 0.23 | 86.02 | 1469.958 | 2.34
D | 4002 | 2018-11-27 | 22 | ON | 43.15 | 12.77 | 0.33 | 0.43 | 0.19 | 0.43 | 0.09 | 0.02 | -0.1 | -0.08 | 0 |  | 0.33 | 0.31 | 0.23 | 58.1 | 1354.285 | 1.47
D | 4002 | 2018-11-27 | 23 | ON | 40.09 | 12.77 | 0.33 | 0.43 | 0.28 | 0.48 | 0 | 0.04 | -0.16 | -0.08 | 0 |  | 0.33 | 0.31 | 0.23 | 55.05 | 1231.086 | 1.52
D | 4002 | 2018-11-27 | 24 | OFF | 43.94 | 12.77 | 0.33 | 0.43 | 0.44 | 0 | 0 | -0.01 | -0.18 | -0.08 | 0 |  | 0.33 | 0.31 | 0.23 | 58.51 | 1135.299 | 1.2
D | 4002 | 2018-11-28 | 1 | OFF | 40.49 | 12.77 | 0.5 | 0.21 | 0.29 | 0 | 0 | 0.06 | -0.01 | -0.08 | 0 |  | 0.33 | 0.31 | 0.23 | 55.1 | 1070.644 | 1
D | 4002 | 2018-11-28 | 2 | OFF | 38.33 | 12.77 | 0.5 | 0.21 | 0.26 | 0 | 0 | 0.02 | -0.06 | -0.08 | 0 |  | 0.33 | 0.31 | 0.23 | 52.82 | 1040.608 | 0.97
D | 4002 | 2018-11-28 | 3 | OFF | 33 | 12.77 | 0.5 | 0.21 | 0.19 | 0 | 0 | -0.01 | -0.05 | -0.08 | 0 |  | 0.33 | 0.31 | 0.23 | 47.4 | 1027.387 | 0.9
D | 4002 | 2018-11-28 | 4 | OFF | 36.18 | 12.77 | 0.5 | 0.21 | 0.16 | 0 | 0 | 0.02 | -0.03 | -0.08 | 0 |  | 0.33 | 0.31 | 0.23 | 50.6 | 1036.646 | 0.87
D | 4002 | 2018-11-28 | 5 | OFF | 41.65 | 12.77 | 0.5 | 0.21 | 0.22 | 0 | 0 | 0.05 | -0.02 | -0.08 | 0 |  | 0.33 | 0.31 | 0.23 | 56.17 | 1084.023 | 0.93
D | 4002 | 2018-11-28 | 6 | OFF | 44.17 | 12.77 | 0.5 | 0.21 | 0.36 | 0 | 0 | 0.11 | 0.07 | -0.08 | 0 |  | 0.33 | 0.31 | 0.23 | 58.98 | 1195.363 | 1.07
D | 4002 | 2018-11-28 | 7 | OFF | 43.57 | 12.77 | 0.5 | 0.21 | 0.3 | 0 | 0.08 | -0.01 | -0.2 | -0.08 | 0 |  | 0.33 | 0.31 | 0.23 | 58.01 | 1366.635 | 1.09
D | 4002 | 2018-11-28 | 8 | ON | 49.44 | 12.77 | 0.5 | 0.21 | 0.31 | 0.43 | 0 | -0.02 | -0.29 | -0.08 | 0 |  | 0.33 | 0.31 | 0.23 | 64.14 | 1435.471 | 1.45
D | 4002 | 2018-11-28 | 9 | ON | 43.96 | 12.77 | 0.5 | 0.21 | 0.24 | 0.43 | 0 | 0.01 | -0.26 | -0.08 | 0 |  | 0.33 | 0.31 | 0.23 | 58.65 | 1440.729 | 1.38
D | 4002 | 2018-11-28 | 10 | ON | 38.15 | 12.77 | 0.5 | 0.21 | 0.13 | 0.43 | 0 | 0 | -0.27 | -0.08 | 0 |  | 0.33 | 0.31 | 0.23 | 52.71 | 1436.848 | 1.27
D | 4002 | 2018-11-28 | 11 | ON | 40.13 | 12.77 | 0.5 | 0.21 | 0.09 | 0.43 | 0 | -0.04 | -0.32 | -0.08 | 0 |  | 0.33 | 0.31 | 0.23 | 54.56 | 1440.451 | 1.23
D | 4002 | 2018-11-28 | 12 | ON | 42.89 | 12.77 | 0.5 | 0.21 | 0.08 | 0.43 | 0 | -0.02 | -0.32 | -0.08 | 0 |  | 0.33 | 0.31 | 0.23 | 57.33 | 1443.348 | 1.22
D | 4002 | 2018-11-28 | 13 | ON | 43.38 | 12.77 | 0.5 | 0.21 | 0.08 | 0.43 | 0 | 0.01 | -0.3 | -0.08 | 0 |  | 0.33 | 0.31 | 0.23 | 57.87 | 1437.385 | 1.22
D | 4002 | 2018-11-28 | 14 | ON | 42.77 | 12.77 | 0.5 | 0.21 | 0.08 | 0.42 | 0 | -0.03 | -0.31 | -0.08 | 0 |  | 0.33 | 0.31 | 0.23 | 57.2 | 1435.753 | 1.21
D | 4002 | 2018-11-28 | 15 | ON | 53.51 | 12.77 | 0.5 | 0.21 | 0.09 | 0.42 | 0.26 | 0 | -0.31 | -0.08 | 0 |  | 0.33 | 0.31 | 0.23 | 68.24 | 1427.857 | 1.48
D | 4002 | 2018-11-28 | 16 | ON | 61.27 | 12.77 | 0.5 | 0.21 | 0.16 | 0.42 | 0.28 | 0.03 | -0.31 | -0.08 | 0 |  | 0.33 | 0.31 | 0.23 | 76.12 | 1441.952 | 1.57
D | 4002 | 2018-11-28 | 17 | ON | 70.96 | 12.77 | 0.5 | 0.21 | 0.19 | 0.39 | 0.03 | 0.02 | -0.49 | -0.08 | 0 |  | 0.33 | 0.31 | 0.23 | 85.37 | 1542.348 | 1.32
D | 4002 | 2018-11-28 | 18 | ON | 69.75 | 12.77 | 0.5 | 0.21 | 0.25 | 0.38 | 0.2 | 0.02 | -0.76 | -0.08 | 0 |  | 0.33 | 0.31 | 0.23 | 84.11 | 1617.042 | 1.54
D | 4002 | 2018-11-28 | 19 | ON | 74.72 | 12.77 | 0.5 | 0.21 | 0.29 | 0.38 | 0.18 | -0.01 | -0.66 | -0.08 | 0 |  | 0.33 | 0.31 | 0.23 | 89.17 | 1604.115 | 1.56
D | 4002 | 2018-11-28 | 20 | ON | 76.35 | 12.77 | 0.5 | 0.21 | 0.24 | 0.39 | 0.18 | 0.01 | -0.43 | -0.08 | 0 |  | 0.33 | 0.31 | 0.23 | 91.01 | 1559.472 | 1.52
D | 4002 | 2018-11-28 | 21 | ON | 59.99 | 12.77 | 0.5 | 0.21 | 0.15 | 0.4 | 0.07 | 0.03 | -0.23 | -0.08 | 0 |  | 0.33 | 0.31 | 0.23 | 74.68 | 1489.496 | 1.33
D | 4002 | 2018-11-28 | 22 | ON | 55.43 | 12.77 | 0.5 | 0.21 | 0.17 | 0.43 | 0.15 | -0.02 | -0.18 | -0.08 | 0 |  | 0.33 | 0.31 | 0.23 | 70.25 | 1376.663 | 1.46
D | 4002 | 2018-11-28 | 23 | ON | 38.31 | 12.77 | 0.5 | 0.21 | 0.25 | 0.47 | 0 | 0.07 | -0.15 | -0.08 | 0 |  | 0.33 | 0.31 | 0.23 | 53.22 | 1249.321 | 1.43
D | 4002 | 2018-11-28 | 24 | OFF | 39.59 | 12.77 | 0.5 | 0.21 | 0.8 | 0 | 0 | -0.03 | -0.18 | -0.08 | 0 |  | 0.33 | 0.31 | 0.23 | 54.45 | 1138.334 | 1.51
D | 4002 | 2018-11-29 | 1 | OFF | 45.52 | 12.77 | 0.32 | 0.22 | 0.33 | 0 | 0 | 0.02 | -0.18 | -0.08 | 0 |  | 0.33 | 0.31 | 0.23 | 59.79 | 1072.989 | 0.87
D | 4002 | 2018-11-29 | 2 | OFF | 38.2 | 12.77 | 0.32 | 0.22 | 0.21 | 0 | 0 | 0.03 | -0.2 | -0.08 | 0 |  | 0.33 | 0.31 | 0.23 | 52.34 | 1040.587 | 0.75
D | 4002 | 2018-11-29 | 3 | OFF | 39.61 | 12.77 | 0.32 | 0.22 | 0.26 | 0 | 0 | 0.01 | -0.21 | -0.08 | 0 |  | 0.33 | 0.31 | 0.23 | 53.77 | 1026.612 | 0.8
D | 4002 | 2018-11-29 | 4 | OFF | 40.95 | 12.77 | 0.32 | 0.22 | 0.18 | 0 | 0 | 0.02 | -0.21 | -0.08 | 0 |  | 0.33 | 0.31 | 0.23 | 55.04 | 1035.207 | 0.72
D | 4002 | 2018-11-29 | 5 | OFF | 51.5 | 12.77 | 0.32 | 0.22 | 0.21 | 0 | 0 | 0.02 | -0.17 | -0.08 | 0 |  | 0.33 | 0.31 | 0.23 | 65.66 | 1081.248 | 0.75
D | 4002 | 2018-11-29 | 6 | OFF | 52.81 | 12.77 | 0.32 | 0.22 | 0.51 | 0 | 0 | 0.08 | -0.2 | -0.08 | 0 |  | 0.33 | 0.31 | 0.23 | 67.3 | 1193.233 | 1.05
D | 4002 | 2018-11-29 | 7 | OFF | 53 | 12.77 | 0.32 | 0.22 | 0.37 | 0 | 0 | -0.02 | 0.01 | -0.08 | 0 |  | 0.33 | 0.31 | 0.23 | 67.46 | 1371.185 | 0.91
D | 4002 | 2018-11-29 | 8 | ON | 67.23 | 12.77 | 0.32 | 0.22 | 0.72 | 0.42 | 0.12 | -0.03 | -0.52 | -0.08 | 0 |  | 0.33 | 0.31 | 0.23 | 82.04 | 1446.104 | 1.8
D | 4002 | 2018-11-29 | 9 | ON | 49.41 | 12.77 | 0.32 | 0.22 | 0.22 | 0.43 | 0 | 0.11 | -0.33 | -0.08 | 0 |  | 0.33 | 0.31 | 0.23 | 63.94 | 1454.521 | 1.19
D | 4002 | 2018-11-29 | 10 | ON | 39.33 | 12.77 | 0.32 | 0.22 | 0.1 | 0.43 | 0 | -0.01 | -0.31 | -0.08 | 0 |  | 0.33 | 0.31 | 0.23 | 53.64 | 1455.388 | 1.07
D | 4002 | 2018-11-29 | 11 | ON | 42.69 | 12.77 | 0.32 | 0.22 | 0.08 | 0.43 | 0 | -0.04 | -0.27 | -0.08 | 0 |  | 0.33 | 0.31 | 0.23 | 56.99 | 1460.044 | 1.05
D | 4002 | 2018-11-29 | 12 | ON | 49.56 | 12.77 | 0.32 | 0.22 | 0.12 | 0.43 | 0.04 | -0.01 | -0.31 | -0.08 | 0 |  | 0.33 | 0.31 | 0.23 | 63.93 | 1456.842 | 1.13
D | 4002 | 2018-11-29 | 13 | ON | 51.71 | 12.77 | 0.32 | 0.22 | 0.11 | 0.43 | 0.1 | -0.01 | -0.33 | -0.08 | 0 |  | 0.33 | 0.31 | 0.23 | 66.11 | 1440.006 | 1.18
D | 4002 | 2018-11-29 | 14 | ON | 44.54 | 12.77 | 0.32 | 0.22 | 0.1 | 0.43 | 0 | -0.01 | -0.33 | -0.08 | 0 |  | 0.33 | 0.31 | 0.23 | 58.83 | 1438.438 | 1.07
D | 4002 | 2018-11-29 | 15 | ON | 55.79 | 12.77 | 0.32 | 0.22 | 0.1 | 0.43 | 0.3 | -0.04 | -0.29 | -0.08 | 0 |  | 0.33 | 0.31 | 0.23 | 70.39 | 1442.804 | 1.37
D | 4002 | 2018-11-29 | 16 | ON | 54.89 | 12.77 | 0.32 | 0.22 | 0.11 | 0.42 | 0.22 | 0.03 | -0.32 | -0.08 | 0 |  | 0.33 | 0.31 | 0.23 | 69.45 | 1463.286 | 1.29
D | 4002 | 2018-11-29 | 17 | ON | 58.75 | 12.77 | 0.32 | 0.22 | 0.09 | 0.4 | 0.12 | 0 | -0.21 | -0.08 | 0 |  | 0.33 | 0.31 | 0.23 | 73.25 | 1555.685 | 1.15
D | 4002 | 2018-11-29 | 18 | ON | 73.21 | 12.77 | 0.32 | 0.22 | 0.23 | 0.38 | 0.4 | -0.05 | -0.78 | -0.08 | 0 |  | 0.33 | 0.31 | 0.23 | 87.49 | 1629.38 | 1.55
D | 4002 | 2018-11-29 | 19 | ON | 70.31 | 12.77 | 0.32 | 0.22 | 0.27 | 0.38 | 0.41 | -0.04 | -0.75 | -0.08 | 0 |  | 0.33 | 0.31 | 0.23 | 84.68 | 1617.09 | 1.6
D | 4002 | 2018-11-29 | 20 | ON | 72.94 | 12.77 | 0.32 | 0.22 | 0.26 | 0.39 | 0.24 | -0.04 | -0.62 | -0.08 | 0 |  | 0.33 | 0.31 | 0.23 | 87.27 | 1576.9 | 1.43
D | 4002 | 2018-11-29 | 21 | ON | 66.86 | 12.77 | 0.32 | 0.22 | 0.29 | 0.4 | 0.06 | -0.04 | -0.45 | -0.08 | 0 |  | 0.33 | 0.31 | 0.23 | 81.22 | 1511.878 | 1.29
D | 4002 | 2018-11-29 | 22 | ON | 57.88 | 12.77 | 0.32 | 0.22 | 0.19 | 0.43 | 0.03 | 0.01 | -0.4 | -0.08 | 0 |  | 0.33 | 0.31 | 0.23 | 72.24 | 1398.362 | 1.19
D | 4002 | 2018-11-29 | 23 | ON | 47.54 | 12.77 | 0.32 | 0.22 | 0.23 | 0.47 | 0.06 | 0.06 | -0.21 | -0.08 | 0 |  | 0.33 | 0.31 | 0.23 | 62.25 | 1268.096 | 1.3
D | 4002 | 2018-11-29 | 24 | OFF | 51.72 | 12.77 | 0.32 | 0.22 | 0.42 | 0 | 0.28 | -0.1 | -0.2 | -0.08 | 0 |  | 0.33 | 0.31 | 0.23 | 66.22 | 1161.067 | 1.24
D | 4002 | 2018-11-30 | 1 | OFF | 46.13 | 12.77 | 0.79 | 0.32 | 0.15 | 0 | 0 | -0.01 | -0.18 | -0.08 | 0 |  | 0.33 | 0.31 | 0.23 | 60.76 | 1095.193 | 1.26
D | 4002 | 2018-11-30 | 2 | OFF | 41.36 | 12.77 | 0.79 | 0.32 | 0.08 | 0 | 0 | 0.03 | -0.16 | -0.08 | 0 |  | 0.33 | 0.31 | 0.23 | 55.98 | 1063.249 | 1.19
D | 4002 | 2018-11-30 | 3 | OFF | 46.76 | 12.77 | 0.79 | 0.32 | 0.07 | 0 | 0 | -0.03 | -0.19 | -0.08 | 0 |  | 0.33 | 0.31 | 0.23 | 61.28 | 1048.378 | 1.18
D | 4002 | 2018-11-30 | 4 | OFF | 47.43 | 12.77 | 0.79 | 0.32 | 0.11 | 0 | 0 | 0 | -0.18 | -0.08 | 0 |  | 0.33 | 0.31 | 0.23 | 62.03 | 1058.445 | 1.22
D | 4002 | 2018-11-30 | 5 | OFF | 45.38 | 12.77 | 0.79 | 0.32 | 0.09 | 0 | 0 | 0.04 | -0.16 | -0.08 | 0 |  | 0.33 | 0.31 | 0.23 | 60.02 | 1101.044 | 1.2
D | 4002 | 2018-11-30 | 6 | OFF | 42.09 | 12.77 | 0.79 | 0.32 | 0.17 | 0 | 0 | 0.03 | -0.07 | -0.08 | 0 |  | 0.33 | 0.31 | 0.23 | 56.89 | 1215.855 | 1.28
D | 4002 | 2018-11-30 | 7 | OFF | 58.55 | 12.77 | 0.79 | 0.32 | 0.46 | 0 | 0.57 | -0.04 | -0.25 | -0.08 | 0 |  | 0.33 | 0.31 | 0.23 | 73.96 | 1377.613 | 2.14
D | 4002 | 2018-11-30 | 8 | ON | 84.79 | 12.77 | 0.79 | 0.32 | 0.74 | 0.42 | 0.01 | -0.17 | -0.64 | -0.08 | 0 |  | 0.33 | 0.31 | 0.23 | 99.82 | 1430.954 | 2.28
D | 4002 | 2018-11-30 | 9 | ON | 78.53 | 12.77 | 0.79 | 0.32 | 0.3 | 0.4 | 0.39 | 0.02 | -0.49 | -0.08 | 0 |  | 0.33 | 0.31 | 0.23 | 93.82 | 1438.309 | 2.2
D | 4002 | 2018-11-30 | 10 | ON | 86.26 | 12.77 | 0.79 | 0.32 | 0.27 | 0.41 | 0.7 | 0 | -0.51 | -0.08 | 0 |  | 0.33 | 0.31 | 0.23 | 101.8 | 1420.308 | 2.49
D | 4002 | 2018-11-30 | 11 | ON | 70.42 | 12.77 | 0.79 | 0.32 | 0.31 | 0.41 | 0.94 | 0.01 | -0.39 | -0.08 | 0 |  | 0.33 | 0.31 | 0.23 | 86.37 | 1410.666 | 2.77
D | 4002 | 2018-11-30 | 12 | ON | 80.63 | 12.77 | 0.79 | 0.32 | 0.27 | 0.43 | 0.93 | -0.04 | -0.46 | -0.08 | 0 |  | 0.33 | 0.31 | 0.23 | 96.43 | 1404.444 | 2.74
D | 4002 | 2018-11-30 | 13 | ON | 95.14 | 12.77 | 0.79 | 0.32 | 0.32 | 0.43 | 0.87 | -0.03 | -0.45 | -0.08 | 0 |  | 0.33 | 0.31 | 0.23 | 110.95 | 1399.398 | 2.73
D | 4002 | 2018-11-30 | 14 | ON | 98.5 | 12.77 | 0.79 | 0.32 | 0.29 | 0.43 | 0.29 | 0.04 | -0.5 | -0.08 | 0 |  | 0.33 | 0.31 | 0.23 | 113.72 | 1407.227 | 2.12
D | 4002 | 2018-11-30 | 15 | ON | 91.07 | 12.77 | 0.79 | 0.32 | 0.46 | 0.43 | 1.54 | 0.02 | -0.58 | -0.08 | 0 |  | 0.33 | 0.31 | 0.23 | 107.61 | 1408.346 | 3.54
D | 4002 | 2018-11-30 | 16 | ON | 86.44 | 12.77 | 0.79 | 0.32 | 0.45 | 0.42 | 1.21 | -0.01 | -0.6 | -0.08 | 0 |  | 0.33 | 0.31 | 0.23 | 102.58 | 1418.802 | 3.19
D | 4002 | 2018-11-30 | 17 | ON | 85.24 | 12.77 | 0.79 | 0.32 | 0.3 | 0.4 | 0.32 | 0 | -0.34 | -0.08 | 0 |  | 0.33 | 0.31 | 0.23 | 100.59 | 1502.226 | 2.13
D | 4002 | 2018-11-30 | 18 | ON | 89.69 | 12.77 | 0.79 | 0.32 | 0.54 | 0.39 | 0.39 | 0.04 | -0.98 | -0.08 | 0 |  | 0.33 | 0.31 | 0.23 | 104.74 | 1548.936 | 2.43
D | 4002 | 2018-11-30 | 19 | ON | 100.63 | 12.77 | 0.79 | 0.32 | 0.48 | 0.39 | 0.06 | -0.06 | -0.77 | -0.08 | 0 |  | 0.33 | 0.31 | 0.23 | 115.4 | 1513.628 | 2.04
D | 4002 | 2018-11-30 | 20 | ON | 105.69 | 12.77 | 0.79 | 0.32 | 0.63 | 0.4 | 0.81 | 0.03 | -0.45 | -0.08 | 0 |  | 0.33 | 0.31 | 0.23 | 121.78 | 1482.808 | 2.95
D | 4002 | 2018-11-30 | 21 | ON | 84.45 | 12.77 | 0.79 | 0.32 | 0.47 | 0.4 | 1.16 | 0.03 | -0.34 | -0.08 | 0 |  | 0.33 | 0.31 | 0.23 | 100.84 | 1428.752 | 3.14
D | 4002 | 2018-11-30 | 22 | ON | 61.87 | 12.77 | 0.79 | 0.32 | 0.3 | 0.41 | 0.09 | 0.19 | -0.17 | -0.08 | 0 |  | 0.33 | 0.31 | 0.23 | 77.36 | 1360.603 | 1.91
D | 4002 | 2018-11-30 | 23 | ON | 55.27 | 12.77 | 0.79 | 0.32 | 1.21 | 0.45 | 0 | 0.01 | -0.11 | -0.08 | 0 |  | 0.33 | 0.31 | 0.23 | 71.5 | 1258.602 | 2.77
D | 4002 | 2018-11-30 | 24 | OFF | 51.34 | 12.77 | 0.79 | 0.32 | 0.4 | 0 | 0 | 0.01 | -0.16 | -0.08 | 0 |  | 0.33 | 0.31 | 0.23 | 66.26 | 1157.858 | 1.51
T | 721 lines

## whlsecost_hourly_4002_201812
C | Hourly Wholesale Load Cost Report
C | Filename: whlsecost_hourly_4002_201812.csv
C | Report for: 12 2018
C | Report generated: 04/17/2019 09:41:32 EDT
H | Location ID | Local Date | Local Hour | OnOffPeak | RTLMP | Capacity | First Contingency | Second Contingency | Regulation | Forward Reserves | Real-Time Reserves | Inadvertent | Marginal Loss Rev Fund | Auction Rev Rights | Real-Time Demand Reduction Cost | Price Responsive Demand Cost | ISO Sched 2 | ISO Sched 3 | NEPOOL Exp | Total Cost | RTLO | Total Ancillary & NCPC
H | Number | Date | Number | String | Number | Number | Number | Number | Number | Number | Number | Number | Number | Number | Number | Number | Number | Number | Number | Number | Number
D | 4002 | 2018-12-01 | 1 | OFF | 45.49 | 12.22 | 0.25 | 0.11 | 0.15 | 0 | 0 | 0.03 | -0.12 | -0.21 | 0 |  | 0.33 | 0.3 | 0.23 | 58.78 | 1088.877 | 0.51
D | 4002 | 2018-12-01 | 2 | OFF | 40.05 | 12.22 | 0.25 | 0.11 | 0.13 | 0 | 0 | 0 | -0.14 | -0.21 | 0 |  | 0.33 | 0.3 | 0.23 | 53.27 | 1050.342 | 0.49
D | 4002 | 2018-12-01 | 3 | OFF | 44.02 | 12.22 | 0.25 | 0.11 | 0.16 | 0 | 0 | -0.04 | -0.17 | -0.21 | 0 |  | 0.33 | 0.3 | 0.23 | 57.2 | 1027.962 | 0.52
D | 4002 | 2018-12-01 | 4 | OFF | 40.41 | 12.22 | 0.25 | 0.11 | 0.12 | 0 | 0 | 0.03 | -0.17 | -0.21 | 0 |  | 0.33 | 0.3 | 0.23 | 53.62 | 1025.265 | 0.48
D | 4002 | 2018-12-01 | 5 | OFF | 40.12 | 12.22 | 0.25 | 0.11 | 0.12 | 0 | 0 | 0.05 | -0.12 | -0.21 | 0 |  | 0.33 | 0.3 | 0.23 | 53.4 | 1042.871 | 0.48
D | 4002 | 2018-12-01 | 6 | OFF | 43.86 | 12.22 | 0.25 | 0.11 | 0.1 | 0 | 0 | 0.07 | -0.15 | -0.21 | 0 |  | 0.33 | 0.3 | 0.23 | 57.11 | 1083.502 | 0.46
D | 4002 | 2018-12-01 | 7 | OFF | 44.71 | 12.22 | 0.25 | 0.11 | 1.09 | 0 | 0 | 0 | -0.21 | -0.21 | 0 |  | 0.33 | 0.3 | 0.23 | 58.82 | 1155.769 | 1.45
D | 4002 | 2018-12-01 | 8 | OFF | 42.92 | 12.22 | 0.25 | 0.11 | 0.37 | 0 | 0 | 0 | -0.2 | -0.21 | 0 |  | 0.33 | 0.3 | 0.23 | 56.32 | 1244.332 | 0.73
D | 4002 | 2018-12-01 | 9 | OFF | 43.75 | 12.22 | 0.25 | 0.11 | 0.18 | 0 | 0 | 0 | -0.27 | -0.21 | 0 |  | 0.33 | 0.3 | 0.23 | 56.89 | 1315.304 | 0.54
D | 4002 | 2018-12-01 | 10 | OFF | 38.04 | 12.22 | 0.25 | 0.11 | 0.11 | 0 | 0 | 0 | -0.24 | -0.21 | 0 |  | 0.33 | 0.3 | 0.23 | 51.14 | 1342.12 | 0.47
D | 4002 | 2018-12-01 | 11 | OFF | 34.54 | 12.22 | 0.25 | 0.11 | 0.08 | 0 | 0 | 0 | -0.26 | -0.21 | 0 |  | 0.33 | 0.3 | 0.23 | 47.59 | 1334.194 | 0.44
D | 4002 | 2018-12-01 | 12 | OFF | 32.77 | 12.22 | 0.25 | 0.11 | 0.06 | 0 | 0 | 0.02 | -0.25 | -0.21 | 0 |  | 0.33 | 0.3 | 0.23 | 45.83 | 1315.728 | 0.42
D | 4002 | 2018-12-01 | 13 | OFF | 32.2 | 12.22 | 0.25 | 0.11 | 0.07 | 0 | 0 | 0.02 | -0.27 | -0.21 | 0 |  | 0.33 | 0.3 | 0.23 | 45.25 | 1289.528 | 0.43
D | 4002 | 2018-12-01 | 14 | OFF | 33.79 | 12.22 | 0.25 | 0.11 | 0.05 | 0 | 0 | -0.07 | -0.19 | -0.21 | 0 |  | 0.33 | 0.3 | 0.23 | 46.81 | 1268.246 | 0.41
D | 4002 | 2018-12-01 | 15 | OFF | 38.25 | 12.22 | 0.25 | 0.11 | 0.07 | 0 | 0 | 0.01 | -0.18 | -0.21 | 0 |  | 0.33 | 0.3 | 0.23 | 51.38 | 1271.153 | 0.43
D | 4002 | 2018-12-01 | 16 | OFF | 37.69 | 12.22 | 0.25 | 0.11 | 0.08 | 0 | 0 | -0.03 | -0.26 | -0.21 | 0 |  | 0.33 | 0.3 | 0.23 | 50.71 | 1302.056 | 0.44
D | 4002 | 2018-12-01 | 17 | OFF | 46.45 | 12.22 | 0.25 | 0.11 | 0.11 | 0 | 0 | -0.07 | -0.45 | -0.21 | 0 |  | 0.33 | 0.3 | 0.23 | 59.27 | 1410.221 | 0.47
D | 4002 | 2018-12-01 | 18 | OFF | 60.46 | 12.22 | 0.25 | 0.11 | 0.23 | 0 | 0 | 0 | -0.81 | -0.21 | 0 |  | 0.33 | 0.3 | 0.23 | 73.11 | 1474.51 | 0.59
D | 4002 | 2018-12-01 | 19 | OFF | 62.68 | 12.22 | 0.25 | 0.11 | 0.34 | 0 | 0 | -0.01 | -0.52 | -0.21 | 0 |  | 0.33 | 0.3 | 0.23 | 75.72 | 1451.659 | 0.7
D | 4002 | 2018-12-01 | 20 | OFF | 57.65 | 12.22 | 0.25 | 0.11 | 0.26 | 0 | 0 | 0.01 | -0.31 | -0.21 | 0 |  | 0.33 | 0.3 | 0.23 | 70.84 | 1412.288 | 0.62
D | 4002 | 2018-12-01 | 21 | OFF | 49.65 | 12.22 | 0.25 | 0.11 | 0.2 | 0 | 0 | 0 | -0.22 | -0.21 | 0 |  | 0.33 | 0.3 | 0.23 | 62.86 | 1363.999 | 0.56
D | 4002 | 2018-12-01 | 22 | OFF | 52.95 | 12.22 | 0.25 | 0.11 | 0.16 | 0 | 0.51 | 0.01 | -0.15 | -0.21 | 0 |  | 0.33 | 0.3 | 0.23 | 66.71 | 1285.072 | 1.03
D | 4002 | 2018-12-01 | 23 | OFF | 38.31 | 12.22 | 0.25 | 0.11 | 0.12 | 0 | 0.07 | 0 | -0.15 | -0.21 | 0 |  | 0.33 | 0.3 | 0.23 | 51.58 | 1186.557 | 0.55
D | 4002 | 2018-12-01 | 24 | OFF | 39.71 | 12.22 | 0.25 | 0.11 | 0.3 | 0 | 0 | 0.02 | -0.15 | -0.21 | 0 |  | 0.33 | 0.3 | 0.23 | 53.11 | 1096.36 | 0.66
D | 4002 | 2018-12-02 | 1 | OFF | 47.35 | 12.22 | 0.74 | 0.19 | 0.43 | 0 | 0.67 | 0.01 | -0.18 | -0.21 | 0 |  | 0.33 | 0.3 | 0.23 | 62.08 | 1027.007 | 2.03
D | 4002 | 2018-12-02 | 2 | OFF | 42.08 | 12.22 | 0.74 | 0.19 | 0.16 | 0 | 0 | -0.01 | -0.11 | -0.21 | 0 |  | 0.33 | 0.3 | 0.23 | 55.92 | 987.929 | 1.09
D | 4002 | 2018-12-02 | 3 | OFF | 41.14 | 12.22 | 0.74 | 0.19 | 0.1 | 0 | 0 | -0.03 | -0.18 | -0.21 | 0 |  | 0.33 | 0.3 | 0.23 | 54.83 | 978.17 | 1.03
D | 4002 | 2018-12-02 | 4 | OFF | 38.23 | 12.22 | 0.74 | 0.19 | 0.09 | 0 | 0 | -0.01 | -0.13 | -0.21 | 0 |  | 0.33 | 0.3 | 0.23 | 51.98 | 979.881 | 1.02
D | 4002 | 2018-12-02 | 5 | OFF | 42.81 | 12.22 | 0.74 | 0.19 | 0.12 | 0 | 0 | 0.03 | -0.12 | -0.21 | 0 |  | 0.33 | 0.3 | 0.23 | 56.64 | 988.459 | 1.05
D | 4002 | 2018-12-02 | 6 | OFF | 45.18 | 12.22 | 0.74 | 0.19 | 0.44 | 0 | 0 | 0.01 | -0.14 | -0.21 | 0 |  | 0.33 | 0.3 | 0.23 | 59.29 | 1019.045 | 1.37
D | 4002 | 2018-12-02 | 7 | OFF | 47.76 | 12.22 | 0.74 | 0.19 | 0.68 | 0 | 0 | -0.04 | -0.09 | -0.21 | 0 |  | 0.33 | 0.3 | 0.23 | 62.11 | 1078.584 | 1.61
D | 4002 | 2018-12-02 | 8 | OFF | 41.13 | 12.22 | 0.74 | 0.19 | 0.68 | 0 | 0 | 0.04 | -0.22 | -0.21 | 0 |  | 0.33 | 0.3 | 0.23 | 55.43 | 1159.537 | 1.61
D | 4002 | 2018-12-02 | 9 | OFF | 47.34 | 12.22 | 0.74 | 0.19 | 0.17 | 0 | 0.54 | -0.04 | 0.06 | -0.21 | 0 |  | 0.33 | 0.3 | 0.23 | 61.87 | 1261.184 | 1.64
D | 4002 | 2018-12-02 | 10 | OFF | 73.73 | 12.22 | 0.74 | 0.19 | 0.43 | 0 | 0.82 | -0.08 | -0.25 | -0.21 | 0 |  | 0.33 | 0.3 | 0.23 | 88.45 | 1338.724 | 2.18
D | 4002 | 2018-12-02 | 11 | OFF | 81.11 | 12.22 | 0.74 | 0.19 | 0.37 | 0 | 0.56 | -0.05 | -0.29 | -0.21 | 0 |  | 0.33 | 0.3 | 0.23 | 95.5 | 1382.107 | 1.86
D | 4002 | 2018-12-02 | 12 | OFF | 86.09 | 12.22 | 0.74 | 0.19 | 0.31 | 0 | 0.85 | -0.21 | -0.42 | -0.21 | 0 |  | 0.33 | 0.3 | 0.23 | 100.42 | 1402.091 | 2.09
D | 4002 | 2018-12-02 | 13 | OFF | 91.77 | 12.22 | 0.74 | 0.19 | 0.27 | 0 | 1.16 | 0.02 | -0.3 | -0.21 | 0 |  | 0.33 | 0.3 | 0.23 | 106.72 | 1403.079 | 2.36
D | 4002 | 2018-12-02 | 14 | OFF | 88.69 | 12.22 | 0.74 | 0.19 | 0.27 | 0 | 1.3 | 0.1 | -0.23 | -0.21 | 0 |  | 0.33 | 0.3 | 0.23 | 103.93 | 1389.018 | 2.5
D | 4002 | 2018-12-02 | 15 | OFF | 77.8 | 12.22 | 0.74 | 0.19 | 0.38 | 0 | 1.54 | 0.06 | -0.22 | -0.21 | 0 |  | 0.33 | 0.3 | 0.23 | 93.36 | 1381.277 | 2.85
D | 4002 | 2018-12-02 | 16 | OFF | 79.39 | 12.22 | 0.74 | 0.19 | 0.38 | 0 | 1.28 | -0.01 | -0.26 | -0.21 | 0 |  | 0.33 | 0.3 | 0.23 | 94.58 | 1403.09 | 2.59
D | 4002 | 2018-12-02 | 17 | OFF | 91.74 | 12.22 | 0.74 | 0.19 | 0.14 | 0 | 1.17 | -0.05 | -0.51 | -0.21 | 0 |  | 0.33 | 0.3 | 0.23 | 106.29 | 1492.091 | 2.24
D | 4002 | 2018-12-02 | 18 | OFF | 96.19 | 12.22 | 0.74 | 0.19 | 0.19 | 0 | 0.79 | -0.01 | -0.54 | -0.21 | 0 |  | 0.33 | 0.3 | 0.23 | 110.42 | 1535.862 | 1.91
D | 4002 | 2018-12-02 | 19 | OFF | 87.17 | 12.22 | 0.74 | 0.19 | 0.52 | 0 | 0.5 | 0.02 | -0.35 | -0.21 | 0 |  | 0.33 | 0.3 | 0.23 | 101.66 | 1498.577 | 1.95
D | 4002 | 2018-12-02 | 20 | OFF | 89.36 | 12.22 | 0.74 | 0.19 | 0.43 | 0 | 1.51 | 0.1 | -0.29 | -0.21 | 0 |  | 0.33 | 0.3 | 0.23 | 104.91 | 1439.568 | 2.87
D | 4002 | 2018-12-02 | 21 | OFF | 91.79 | 12.22 | 0.74 | 0.19 | 0.47 | 0 | 1.43 | 0.14 | -0.06 | -0.21 | 0 |  | 0.33 | 0.3 | 0.23 | 107.57 | 1370.001 | 2.83
D | 4002 | 2018-12-02 | 22 | OFF | 96.62 | 12.22 | 0.74 | 0.19 | 0.63 | 0 | 2.45 | 0.18 | 0.16 | -0.21 | 0 |  | 0.33 | 0.3 | 0.23 | 113.84 | 1258.304 | 4.01
D | 4002 | 2018-12-02 | 23 | OFF | 67.02 | 12.22 | 0.74 | 0.19 | 1.14 | 0 | 1.95 | 0.09 | 0.52 | -0.21 | 0 |  | 0.33 | 0.3 | 0.23 | 84.52 | 1138.713 | 4.02
D | 4002 | 2018-12-02 | 24 | OFF | 32.53 | 12.22 | 0.74 | 0.19 | 0.31 | 0 | 0 | 0.05 | -0.01 | -0.21 | 0 |  | 0.33 | 0.3 | 0.23 | 46.68 | 1046.273 | 1.24
D | 4002 | 2018-12-03 | 1 | OFF | 37.6 | 12.22 | 0.39 | 0.11 | 0.1 | 0 | 0 | 0.08 | -0.03 | -0.21 | 0 |  | 0.33 | 0.3 | 0.23 | 51.12 | 986.599 | 0.6
D | 4002 | 2018-12-03 | 2 | OFF | 36.32 | 12.22 | 0.39 | 0.11 | 0.12 | 0 | 0 | -0.05 | -0.08 | -0.21 | 0 |  | 0.33 | 0.3 | 0.23 | 49.68 | 957.055 | 0.62
D | 4002 | 2018-12-03 | 3 | OFF | 33.6 | 12.22 | 0.39 | 0.11 | 0.06 | 0 | 0 | 0.03 | -0.07 | -0.21 | 0 |  | 0.33 | 0.3 | 0.23 | 46.99 | 946.316 | 0.56
D | 4002 | 2018-12-03 | 4 | OFF | 35.1 | 12.22 | 0.39 | 0.11 | 0.08 | 0 | 0 | 0.01 | -0.08 | -0.21 | 0 |  | 0.33 | 0.3 | 0.23 | 48.48 | 952.855 | 0.58
D | 4002 | 2018-12-03 | 5 | OFF | 39.09 | 12.22 | 0.39 | 0.11 | 0.1 | 0 | 0 | 0.04 | -0.06 | -0.21 | 0 |  | 0.33 | 0.3 | 0.23 | 52.54 | 1000.136 | 0.6
D | 4002 | 2018-12-03 | 6 | OFF | 43.61 | 12.22 | 0.39 | 0.11 | 0.3 | 0 | 0 | 0.08 | 0.03 | -0.21 | 0 |  | 0.33 | 0.3 | 0.23 | 57.39 | 1120.386 | 0.8
D | 4002 | 2018-12-03 | 7 | OFF | 87.1 | 12.22 | 0.39 | 0.11 | 1.12 | 0 | 1.07 | -0.03 | 0.65 | -0.21 | 0 |  | 0.33 | 0.3 | 0.23 | 103.28 | 1303.686 | 2.69
D | 4002 | 2018-12-03 | 8 | ON | 99.33 | 12.22 | 0.39 | 0.11 | 1.58 | 0.47 | 0.53 | -0.01 | -0.53 | -0.21 | 0 |  | 0.33 | 0.3 | 0.23 | 114.74 | 1391.349 | 3.08
D | 4002 | 2018-12-03 | 9 | ON | 82.87 | 12.22 | 0.39 | 0.11 | 0.51 | 0.46 | 0.45 | -0.03 | -0.38 | -0.21 | 0 |  | 0.33 | 0.3 | 0.23 | 97.25 | 1409.274 | 1.92
D | 4002 | 2018-12-03 | 10 | ON | 46.4 | 12.22 | 0.39 | 0.11 | 0.23 | 0.47 | 0.12 | 0.04 | -0.14 | -0.21 | 0 |  | 0.33 | 0.3 | 0.23 | 60.49 | 1407.707 | 1.32
D | 4002 | 2018-12-03 | 11 | ON | 37.91 | 12.22 | 0.39 | 0.11 | 0.13 | 0.48 | 0 | 0 | -0.24 | -0.21 | 0 |  | 0.33 | 0.3 | 0.23 | 51.65 | 1394.473 | 1.11
D | 4002 | 2018-12-03 | 12 | ON | 38.74 | 12.22 | 0.39 | 0.11 | 0.12 | 0.48 | 0 | 0.05 | -0.24 | -0.21 | 0 |  | 0.33 | 0.3 | 0.23 | 52.52 | 1386.106 | 1.1
D | 4002 | 2018-12-03 | 13 | ON | 38.18 | 12.22 | 0.39 | 0.11 | 0.14 | 0.47 | 0 | 0.06 | -0.23 | -0.21 | 0 |  | 0.33 | 0.3 | 0.23 | 51.99 | 1373.588 | 1.11
D | 4002 | 2018-12-03 | 14 | ON | 40.45 | 12.22 | 0.39 | 0.11 | 0.15 | 0.47 | 0 | 0.06 | -0.27 | -0.21 | 0 |  | 0.33 | 0.3 | 0.23 | 54.23 | 1378.359 | 1.12
D | 4002 | 2018-12-03 | 15 | ON | 40.88 | 12.22 | 0.39 | 0.11 | 0.16 | 0.47 | 0 | 0.06 | -0.27 | -0.21 | 0 |  | 0.33 | 0.3 | 0.23 | 54.67 | 1373.851 | 1.13
D | 4002 | 2018-12-03 | 16 | ON | 37.26 | 12.22 | 0.39 | 0.11 | 0.09 | 0.45 | 0 | 0.07 | -0.34 | -0.21 | 0 |  | 0.33 | 0.3 | 0.23 | 50.9 | 1386.551 | 1.04
D | 4002 | 2018-12-03 | 17 | ON | 48.65 | 12.22 | 0.39 | 0.11 | 0.14 | 0.42 | 0 | 0.06 | -0.14 | -0.21 | 0 |  | 0.33 | 0.3 | 0.23 | 62.5 | 1502.419 | 1.06
D | 4002 | 2018-12-03 | 18 | ON | 77.27 | 12.22 | 0.39 | 0.11 | 0.37 | 0.41 | 0 | 0.12 | -0.76 | -0.21 | 0 |  | 0.33 | 0.3 | 0.23 | 90.78 | 1580.944 | 1.28
D | 4002 | 2018-12-03 | 19 | ON | 70.65 | 12.22 | 0.39 | 0.11 | 0.33 | 0.41 | 0 | 0.08 | -0.71 | -0.21 | 0 |  | 0.33 | 0.3 | 0.23 | 84.13 | 1575.922 | 1.24
D | 4002 | 2018-12-03 | 20 | ON | 72.73 | 12.22 | 0.39 | 0.11 | 0.35 | 0.42 | 0.14 | 0.11 | -0.54 | -0.21 | 0 |  | 0.33 | 0.3 | 0.23 | 86.58 | 1535.567 | 1.41
D | 4002 | 2018-12-03 | 21 | ON | 61.21 | 12.22 | 0.39 | 0.11 | 0.29 | 0.44 | 0.53 | 0.14 | -0.29 | -0.21 | 0 |  | 0.33 | 0.3 | 0.23 | 75.69 | 1466.383 | 1.76
D | 4002 | 2018-12-03 | 22 | ON | 39.45 | 12.22 | 0.39 | 0.11 | 0.14 | 0.47 | 0.05 | 0.07 | -0.19 | -0.21 | 0 |  | 0.33 | 0.3 | 0.23 | 53.36 | 1350.906 | 1.16
D | 4002 | 2018-12-03 | 23 | ON | 41.85 | 12.22 | 0.39 | 0.11 | 0.24 | 0.51 | 0 | 0.07 | -0.3 | -0.21 | 0 |  | 0.33 | 0.3 | 0.23 | 55.74 | 1221.822 | 1.25
D | 4002 | 2018-12-03 | 24 | OFF | 43.25 | 12.22 | 0.39 | 0.11 | 0.4 | 0 | 0.31 | 0.1 | -0.07 | -0.21 | 0 |  | 0.33 | 0.3 | 0.23 | 57.36 | 1122.973 | 1.21
D | 4002 | 2018-12-04 | 1 | OFF | 47.59 | 12.22 | 0.3 | 0.08 | 0.28 | 0 | 0.92 | 0.11 | -0.23 | -0.21 | 0 |  | 0.33 | 0.3 | 0.23 | 61.92 | 1059.712 | 1.58
D | 4002 | 2018-12-04 | 2 | OFF | 32.39 | 12.22 | 0.3 | 0.08 | 0.07 | 0 | 0 | 0.14 | -0.19 | -0.21 | 0 |  | 0.33 | 0.3 | 0.23 | 45.66 | 1037.059 | 0.45
D | 4002 | 2018-12-04 | 3 | OFF | 36.22 | 12.22 | 0.3 | 0.08 | 0.07 | 0 | 0 | 0.06 | -0.25 | -0.21 | 0 |  | 0.33 | 0.3 | 0.23 | 49.35 | 1030.418 | 0.45
D | 4002 | 2018-12-04 | 4 | OFF | 36.17 | 12.22 | 0.3 | 0.08 | 0.16 | 0 | 0 | 0.11 | -0.26 | -0.21 | 0 |  | 0.33 | 0.3 | 0.23 | 49.43 | 1041.947 | 0.54
D | 4002 | 2018-12-04 | 5 | OFF | 36.76 | 12.22 | 0.3 | 0.08 | 0.08 | 0 | 0 | 0.14 | -0.22 | -0.21 | 0 |  | 0.33 | 0.3 | 0.23 | 50.01 | 1085.313 | 0.46
D | 4002 | 2018-12-04 | 6 | OFF | 31.36 | 12.22 | 0.3 | 0.08 | 0.66 | 0 | 0 | 0.08 | -0.16 | -0.21 | 0 |  | 0.33 | 0.3 | 0.23 | 45.19 | 1210.05 | 1.04
D | 4002 | 2018-12-04 | 7 | OFF | 50.72 | 12.22 | 0.3 | 0.08 | 0.41 | 0 | 0.07 | 0.07 | 0.01 | -0.21 | 0 |  | 0.33 | 0.3 | 0.23 | 64.53 | 1394.076 | 0.86
D | 4002 | 2018-12-04 | 8 | ON | 95.97 | 12.22 | 0.3 | 0.08 | 1.45 | 0.44 | 0.27 | 0.17 | -0.78 | -0.21 | 0 |  | 0.33 | 0.3 | 0.23 | 110.77 | 1480.542 | 2.54
D | 4002 | 2018-12-04 | 9 | ON | 70.93 | 12.22 | 0.3 | 0.08 | 0.59 | 0.44 | 0.2 | 0.09 | -0.53 | -0.21 | 0 |  | 0.33 | 0.3 | 0.23 | 84.97 | 1493.257 | 1.61
D | 4002 | 2018-12-04 | 10 | ON | 39.35 | 12.22 | 0.3 | 0.08 | 0.17 | 0.43 | 0.11 | 0.07 | -0.52 | -0.21 | 0 |  | 0.33 | 0.3 | 0.23 | 52.86 | 1491.252 | 1.09
D | 4002 | 2018-12-04 | 11 | ON | 52.61 | 12.22 | 0.3 | 0.08 | 0.21 | 0.42 | 0 | 0.09 | -0.69 | -0.21 | 0 |  | 0.33 | 0.3 | 0.23 | 65.89 | 1481.874 | 1.01
D | 4002 | 2018-12-04 | 12 | ON | 41.19 | 12.22 | 0.3 | 0.08 | 0.43 | 0.43 | 0 | 0.09 | -0.66 | -0.21 | 0 |  | 0.33 | 0.3 | 0.23 | 54.73 | 1477.447 | 1.24
D | 4002 | 2018-12-04 | 13 | ON | 44.22 | 12.22 | 0.3 | 0.08 | 0.14 | 0.46 | 0 | 0.07 | -0.6 | -0.21 | 0 |  | 0.33 | 0.3 | 0.23 | 57.54 | 1464.394 | 0.98
D | 4002 | 2018-12-04 | 14 | ON | 48.19 | 12.22 | 0.3 | 0.08 | 0.18 | 0.46 | 0 | 0.04 | -0.59 | -0.21 | 0 |  | 0.33 | 0.3 | 0.23 | 61.53 | 1472.254 | 1.02
D | 4002 | 2018-12-04 | 15 | ON | 51.35 | 12.22 | 0.3 | 0.08 | 0.2 | 0.46 | 0 | 0.07 | -0.6 | -0.21 | 0 |  | 0.33 | 0.3 | 0.23 | 64.73 | 1480.588 | 1.04
D | 4002 | 2018-12-04 | 16 | ON | 60.69 | 12.22 | 0.3 | 0.08 | 0.16 | 0.44 | 0 | -0.05 | -0.51 | -0.21 | 0 |  | 0.33 | 0.3 | 0.23 | 73.98 | 1518.91 | 0.98
D | 4002 | 2018-12-04 | 17 | ON | 66.46 | 12.22 | 0.3 | 0.08 | 0.24 | 0.41 | 0 | 0.09 | -0.81 | -0.21 | 0 |  | 0.33 | 0.3 | 0.23 | 79.64 | 1637.829 | 1.03
D | 4002 | 2018-12-04 | 18 | ON | 80.75 | 12.22 | 0.3 | 0.08 | 0.11 | 0.38 | 0 | 0.1 | -1.32 | -0.21 | 0 |  | 0.33 | 0.3 | 0.23 | 93.27 | 1730.63 | 0.87
D | 4002 | 2018-12-04 | 19 | ON | 72.67 | 12.22 | 0.3 | 0.08 | 0.15 | 0.38 | 0 | 0.05 | -1.13 | -0.21 | 0 |  | 0.33 | 0.3 | 0.23 | 85.37 | 1726.792 | 0.91
D | 4002 | 2018-12-04 | 20 | ON | 65.78 | 12.22 | 0.3 | 0.08 | 0.14 | 0.39 | 0 | 0.08 | -1.12 | -0.21 | 0 |  | 0.33 | 0.3 | 0.23 | 78.52 | 1685.63 | 0.91
D | 4002 | 2018-12-04 | 21 | ON | 62.75 | 12.22 | 0.3 | 0.08 | 0.12 | 0.39 | 0 | 0.03 | -0.94 | -0.21 | 0 |  | 0.33 | 0.3 | 0.23 | 75.6 | 1618.115 | 0.89
D | 4002 | 2018-12-04 | 22 | ON | 45.16 | 12.22 | 0.3 | 0.08 | 0.12 | 0.42 | 0 | 0.08 | -0.66 | -0.21 | 0 |  | 0.33 | 0.3 | 0.23 | 58.37 | 1501.038 | 0.92
D | 4002 | 2018-12-04 | 23 | ON | 36.26 | 12.22 | 0.3 | 0.08 | 0.22 | 0.46 | 0 | 0.08 | -0.62 | -0.21 | 0 |  | 0.33 | 0.3 | 0.23 | 49.65 | 1362.186 | 1.06
D | 4002 | 2018-12-04 | 24 | OFF | 39.24 | 12.22 | 0.3 | 0.08 | 0.3 | 0 | 0 | 0.09 | -0.66 | -0.21 | 0 |  | 0.33 | 0.3 | 0.23 | 52.22 | 1253.868 | 0.68
D | 4002 | 2018-12-05 | 1 | OFF | 45.11 | 12.22 | 0.38 | 0.03 | 0.24 | 0 | 0 | 0.04 | -0.87 | -0.21 | 0 |  | 0.33 | 0.3 | 0.23 | 57.8 | 1197.457 | 0.65
D | 4002 | 2018-12-05 | 2 | OFF | 52.03 | 12.22 | 0.38 | 0.03 | 0.41 | 0 | 0 | -0.08 | -0.73 | -0.21 | 0 |  | 0.33 | 0.3 | 0.23 | 64.91 | 1170.985 | 0.82
D | 4002 | 2018-12-05 | 3 | OFF | 52.48 | 12.22 | 0.38 | 0.03 | 0.52 | 0 | 0 | -0.03 | -0.59 | -0.21 | 0 |  | 0.33 | 0.3 | 0.23 | 65.66 | 1158.913 | 0.93
D | 4002 | 2018-12-05 | 4 | OFF | 43.21 | 12.22 | 0.38 | 0.03 | 0.26 | 0 | 0 | -0.03 | -0.45 | -0.21 | 0 |  | 0.33 | 0.3 | 0.23 | 56.27 | 1167.176 | 0.67
D | 4002 | 2018-12-05 | 5 | OFF | 46.09 | 12.22 | 0.38 | 0.03 | 0.16 | 0 | 0 | -0.05 | -0.41 | -0.21 | 0 |  | 0.33 | 0.3 | 0.23 | 59.07 | 1213.103 | 0.57
D | 4002 | 2018-12-05 | 6 | OFF | 57.4 | 12.22 | 0.38 | 0.03 | 0.56 | 0 | 0 | 0.06 | -0.31 | -0.21 | 0 |  | 0.33 | 0.3 | 0.23 | 70.99 | 1325.358 | 0.97
D | 4002 | 2018-12-05 | 7 | OFF | 71.53 | 12.22 | 0.38 | 0.03 | 0.42 | 0 | 0 | 0.01 | -0.49 | -0.21 | 0 |  | 0.33 | 0.3 | 0.23 | 84.75 | 1511.033 | 0.83
D | 4002 | 2018-12-05 | 8 | ON | 78.56 | 12.22 | 0.38 | 0.03 | 0.37 | 0.4 | 0 | -0.02 | -0.74 | -0.21 | 0 |  | 0.33 | 0.3 | 0.23 | 91.85 | 1586.813 | 1.18
D | 4002 | 2018-12-05 | 9 | ON | 64.15 | 12.22 | 0.38 | 0.03 | 0.21 | 0.4 | 0 | 0.05 | -0.59 | -0.21 | 0 |  | 0.33 | 0.3 | 0.23 | 77.5 | 1567.027 | 1.02
D | 4002 | 2018-12-05 | 10 | ON | 35.92 | 12.22 | 0.38 | 0.03 | 0.29 | 0.41 | 0 | -0.02 | -0.38 | -0.21 | 0 |  | 0.33 | 0.3 | 0.23 | 49.5 | 1550.839 | 1.11
D | 4002 | 2018-12-05 | 11 | ON | 38.44 | 12.22 | 0.38 | 0.03 | 0.13 | 0.42 | 0 | -0.2 | -0.3 | -0.21 | 0 |  | 0.33 | 0.3 | 0.23 | 51.77 | 1528.388 | 0.96
D | 4002 | 2018-12-05 | 12 | ON | 33.97 | 12.22 | 0.38 | 0.03 | 0.17 | 0.43 | 0 | -0.15 | -0.32 | -0.21 | 0 |  | 0.33 | 0.3 | 0.23 | 47.38 | 1516.407 | 1.01
D | 4002 | 2018-12-05 | 13 | ON | 36.86 | 12.22 | 0.38 | 0.03 | 0.13 | 0.43 | 0 | -0.05 | -0.38 | -0.21 | 0 |  | 0.33 | 0.3 | 0.23 | 50.27 | 1500.626 | 0.97
D | 4002 | 2018-12-05 | 14 | ON | 53.7 | 12.22 | 0.38 | 0.03 | 0.11 | 0.43 | 0 | 0.01 | -0.38 | -0.21 | 0 |  | 0.33 | 0.3 | 0.23 | 67.15 | 1505.078 | 0.95
D | 4002 | 2018-12-05 | 15 | ON | 50.01 | 12.22 | 0.38 | 0.03 | 0.27 | 0.36 | 0 | 0.11 | -0.38 | -0.21 | 0 |  | 0.33 | 0.3 | 0.23 | 63.65 | 1499.391 | 1.04
D | 4002 | 2018-12-05 | 16 | ON | 56.86 | 12.22 | 0.38 | 0.03 | 0.3 | 0.35 | 0 | 0.05 | -0.29 | -0.21 | 0 |  | 0.33 | 0.3 | 0.23 | 70.55 | 1527.257 | 1.06
D | 4002 | 2018-12-05 | 17 | ON | 74.68 | 12.22 | 0.38 | 0.03 | 0.24 | 0.33 | 0.04 | 0.06 | -0.55 | -0.21 | 0 |  | 0.33 | 0.3 | 0.23 | 88.08 | 1639.8 | 1.02
D | 4002 | 2018-12-05 | 18 | ON | 73.69 | 12.22 | 0.38 | 0.03 | 0.18 | 0.32 | 0 | 0.01 | -0.5 | -0.21 | 0 |  | 0.33 | 0.3 | 0.23 | 86.98 | 1714.318 | 0.91
D | 4002 | 2018-12-05 | 19 | ON | 76.29 | 12.22 | 0.38 | 0.03 | 0.23 | 0.32 | 0 | 0.01 | -0.46 | -0.21 | 0 |  | 0.33 | 0.3 | 0.23 | 89.67 | 1712.73 | 0.96
D | 4002 | 2018-12-05 | 20 | ON | 62.94 | 12.22 | 0.38 | 0.03 | 0.15 | 0.33 | 0 | 0.01 | -0.49 | -0.21 | 0 |  | 0.33 | 0.3 | 0.23 | 76.22 | 1666.864 | 0.89
D | 4002 | 2018-12-05 | 21 | ON | 54.98 | 12.22 | 0.38 | 0.03 | 0.13 | 0.34 | 0 | 0.03 | -0.35 | -0.21 | 0 |  | 0.33 | 0.3 | 0.23 | 68.41 | 1599.98 | 0.88
D | 4002 | 2018-12-05 | 22 | ON | 53.69 | 12.22 | 0.38 | 0.03 | 0.19 | 0.36 | 0 | -0.02 | -0.14 | -0.21 | 0 |  | 0.33 | 0.3 | 0.23 | 67.36 | 1482.79 | 0.96
D | 4002 | 2018-12-05 | 23 | ON | 51.79 | 12.22 | 0.38 | 0.03 | 0.61 | 0.39 | 0.06 | 0.02 | -0.37 | -0.21 | 0 |  | 0.33 | 0.3 | 0.23 | 65.78 | 1343.11 | 1.47
D | 4002 | 2018-12-05 | 24 | OFF | 47.7 | 12.22 | 0.38 | 0.03 | 0.93 | 0 | 0 | 0.01 | -0.19 | -0.21 | 0 |  | 0.33 | 0.3 | 0.23 | 61.73 | 1232.999 | 1.34
D | 4002 | 2018-12-06 | 1 | OFF | 34.85 | 12.22 | 0.18 | 0.02 | 0.25 | 0 | 0 | 0.01 | -0.41 | -0.21 | 0 |  | 0.33 | 0.3 | 0.23 | 47.77 | 1165.699 | 0.45
D | 4002 | 2018-12-06 | 2 | OFF | 25.63 | 12.22 | 0.18 | 0.02 | 0.26 | 0 | 0 | 0.03 | -0.3 | -0.21 | 0 |  | 0.33 | 0.3 | 0.23 | 38.69 | 1133.145 | 0.46
D | 4002 | 2018-12-06 | 3 | OFF | 30.45 | 12.22 | 0.18 | 0.02 | 0.2 | 0 | 0 | 0.02 | -0.31 | -0.21 | 0 |  | 0.33 | 0.3 | 0.23 | 43.43 | 1121.45 | 0.4
D | 4002 | 2018-12-06 | 4 | OFF | 25.89 | 12.22 | 0.18 | 0.02 | 0.26 | 0 | 0 | 0 | -0.32 | -0.21 | 0 |  | 0.33 | 0.3 | 0.23 | 38.9 | 1121.893 | 0.46
D | 4002 | 2018-12-06 | 5 | OFF | 33.53 | 12.22 | 0.18 | 0.02 | 0.27 | 0 | 0 | 0.02 | -0.3 | -0.21 | 0 |  | 0.33 | 0.3 | 0.23 | 46.59 | 1163.416 | 0.47
D | 4002 | 2018-12-06 | 6 | OFF | 31.8 | 12.22 | 0.18 | 0.02 | 0.81 | 0 | 0 | 0.03 | -0.21 | -0.21 | 0 |  | 0.33 | 0.3 | 0.23 | 45.5 | 1282.809 | 1.01
D | 4002 | 2018-12-06 | 7 | OFF | 53.17 | 12.22 | 0.18 | 0.02 | 0.67 | 0 | 0 | 0.02 | -0.51 | -0.21 | 0 |  | 0.33 | 0.3 | 0.23 | 66.42 | 1470.331 | 0.87
D | 4002 | 2018-12-06 | 8 | ON | 61.49 | 12.22 | 0.18 | 0.02 | 0.56 | 0.42 | 0 | 0.01 | -0.51 | -0.21 | 0 |  | 0.33 | 0.3 | 0.23 | 75.04 | 1551.783 | 1.18
D | 4002 | 2018-12-06 | 9 | ON | 33.48 | 12.22 | 0.18 | 0.02 | 0.43 | 0.42 | 0 | 0.02 | -0.34 | -0.21 | 0 |  | 0.33 | 0.3 | 0.23 | 47.08 | 1545.736 | 1.05
D | 4002 | 2018-12-06 | 10 | ON | 17.11 | 12.22 | 0.18 | 0.02 | 0.25 | 0.43 | 0 | 0.01 | -0.2 | -0.21 | 0 |  | 0.33 | 0.3 | 0.23 | 30.67 | 1528.55 | 0.88
D | 4002 | 2018-12-06 | 11 | ON | 30.91 | 12.22 | 0.18 | 0.02 | 0.11 | 0.44 | 0 | 0.03 | -0.2 | -0.21 | 0 |  | 0.33 | 0.3 | 0.23 | 44.36 | 1522.937 | 0.75
D | 4002 | 2018-12-06 | 12 | ON | 35.69 | 12.22 | 0.18 | 0.02 | 0.07 | 0.44 | 0 | -0.02 | -0.19 | -0.21 | 0 |  | 0.33 | 0.3 | 0.23 | 49.06 | 1510.261 | 0.71
D | 4002 | 2018-12-06 | 13 | ON | 32.77 | 12.22 | 0.18 | 0.02 | 0.06 | 0.45 | 0 | -0.01 | -0.2 | -0.21 | 0 |  | 0.33 | 0.3 | 0.23 | 46.14 | 1490.387 | 0.71
D | 4002 | 2018-12-06 | 14 | ON | 32.02 | 12.22 | 0.18 | 0.02 | 0.07 | 0.43 | 0 | 0.01 | -0.21 | -0.21 | 0 |  | 0.33 | 0.3 | 0.23 | 45.39 | 1486.749 | 0.7
D | 4002 | 2018-12-06 | 15 | ON | 25.1 | 12.22 | 0.18 | 0.02 | 0.1 | 0.44 | 0 | -0.02 | -0.18 | -0.21 | 0 |  | 0.33 | 0.3 | 0.23 | 38.51 | 1486.564 | 0.74
D | 4002 | 2018-12-06 | 16 | ON | 36.75 | 12.22 | 0.18 | 0.02 | 0.07 | 0.43 | 0 | -0.01 | -0.25 | -0.21 | 0 |  | 0.33 | 0.3 | 0.23 | 50.06 | 1515.166 | 0.7
D | 4002 | 2018-12-06 | 17 | ON | 50.14 | 12.22 | 0.18 | 0.02 | 0.16 | 0.4 | 0 | 0.08 | -0.32 | -0.21 | 0 |  | 0.33 | 0.3 | 0.23 | 63.53 | 1622.531 | 0.76
D | 4002 | 2018-12-06 | 18 | ON | 51.48 | 12.22 | 0.18 | 0.02 | 0.18 | 0.38 | 0 | 0.06 | -0.5 | -0.21 | 0 |  | 0.33 | 0.3 | 0.23 | 64.67 | 1692.155 | 0.76
D | 4002 | 2018-12-06 | 19 | ON | 44.5 | 12.22 | 0.18 | 0.02 | 0.14 | 0.39 | 0 | 0.01 | -0.43 | -0.21 | 0 |  | 0.33 | 0.3 | 0.23 | 57.68 | 1687.705 | 0.73
D | 4002 | 2018-12-06 | 20 | ON | 48.41 | 12.22 | 0.18 | 0.02 | 0.16 | 0.4 | 0 | 0.04 | -0.43 | -0.21 | 0 |  | 0.33 | 0.3 | 0.23 | 61.65 | 1647.065 | 0.76
D | 4002 | 2018-12-06 | 21 | ON | 44.22 | 12.22 | 0.18 | 0.02 | 0.14 | 0.41 | 0 | 0.01 | -0.3 | -0.21 | 0 |  | 0.33 | 0.3 | 0.23 | 57.55 | 1582.414 | 0.75
D | 4002 | 2018-12-06 | 22 | ON | 42.68 | 12.22 | 0.18 | 0.02 | 0.19 | 0.44 | 0 | 0 | -0.17 | -0.21 | 0 |  | 0.33 | 0.3 | 0.23 | 56.21 | 1470.978 | 0.83
D | 4002 | 2018-12-06 | 23 | ON | 38.69 | 12.22 | 0.18 | 0.02 | 0.21 | 0.48 | 0 | -0.02 | -0.08 | -0.21 | 0 |  | 0.33 | 0.3 | 0.23 | 52.35 | 1331.031 | 0.89
D | 4002 | 2018-12-06 | 24 | OFF | 37.35 | 12.22 | 0.18 | 0.02 | 0.25 | 0 | 0 | -0.03 | -0.07 | -0.21 | 0 |  | 0.33 | 0.3 | 0.23 | 50.57 | 1215.824 | 0.45
D | 4002 | 2018-12-07 | 1 | OFF | 11.05 | 12.22 | 0.75 | 0.02 | 0.41 | 0 | 0 | 0.04 | -0.18 | -0.21 | 0 |  | 0.33 | 0.3 | 0.23 | 24.96 | 1149.131 | 1.18
D | 4002 | 2018-12-07 | 2 | OFF | -14.91 | 12.22 | 0.75 | 0.02 | 0.39 | 0 | 0 | 0.01 | -0.17 | -0.21 | 0 |  | 0.33 | 0.3 | 0.23 | -1.04 | 1110.053 | 1.16
D | 4002 | 2018-12-07 | 3 | OFF | 5.82 | 12.22 | 0.75 | 0.02 | 0.24 | 0 | 0 | 0 | -0.1 | -0.21 | 0 |  | 0.33 | 0.3 | 0.23 | 19.6 | 1090.277 | 1.01
D | 4002 | 2018-12-07 | 4 | OFF | 22.35 | 12.22 | 0.75 | 0.02 | 0.54 | 0 | 0 | 0.04 | -0.13 | -0.21 | 0 |  | 0.33 | 0.3 | 0.23 | 36.44 | 1093.023 | 1.31
D | 4002 | 2018-12-07 | 5 | OFF | 23.63 | 12.22 | 0.75 | 0.02 | 0.18 | 0 | 0 | -0.02 | -0.21 | -0.21 | 0 |  | 0.33 | 0.3 | 0.23 | 37.22 | 1136.881 | 0.95
D | 4002 | 2018-12-07 | 6 | OFF | 19.57 | 12.22 | 0.75 | 0.02 | 0.69 | 0 | 0 | 0.04 | -0.19 | -0.21 | 0 |  | 0.33 | 0.3 | 0.23 | 33.75 | 1248.495 | 1.46
D | 4002 | 2018-12-07 | 7 | OFF | 45.86 | 12.22 | 0.75 | 0.02 | 0.86 | 0 | 0 | 0.03 | -0.4 | -0.21 | 0 |  | 0.33 | 0.3 | 0.23 | 59.99 | 1426.998 | 1.63
D | 4002 | 2018-12-07 | 8 | ON | 53.07 | 12.22 | 0.75 | 0.02 | 0.4 | 0.43 | 0 | -0.03 | -0.48 | -0.21 | 0 |  | 0.33 | 0.3 | 0.23 | 67.03 | 1506.106 | 1.6
D | 4002 | 2018-12-07 | 9 | ON | 42.75 | 12.22 | 0.75 | 0.02 | 0.25 | 0.43 | 0 | 0.05 | -0.31 | -0.21 | 0 |  | 0.33 | 0.3 | 0.23 | 56.81 | 1507.39 | 1.45
D | 4002 | 2018-12-07 | 10 | ON | 12.83 | 12.22 | 0.75 | 0.02 | 0.45 | 0.44 | 0 | 0.08 | -0.03 | -0.21 | 0 |  | 0.33 | 0.3 | 0.23 | 27.41 | 1497.39 | 1.66
D | 4002 | 2018-12-07 | 11 | ON | 25.87 | 12.22 | 0.75 | 0.02 | 0.22 | 0.45 | 0 | 0.01 | -0.26 | -0.21 | 0 |  | 0.33 | 0.3 | 0.23 | 39.93 | 1489.062 | 1.44
D | 4002 | 2018-12-07 | 12 | ON | 31.3 | 12.22 | 0.75 | 0.02 | 0.16 | 0.46 | 0 | 0 | -0.23 | -0.21 | 0 |  | 0.33 | 0.3 | 0.23 | 45.33 | 1460.171 | 1.39
D | 4002 | 2018-12-07 | 13 | ON | 31.32 | 12.22 | 0.75 | 0.02 | 0.2 | 0.47 | 0 | 0 | -0.21 | -0.21 | 0 |  | 0.33 | 0.3 | 0.23 | 45.42 | 1441.016 | 1.44
D | 4002 | 2018-12-07 | 14 | ON | 34.9 | 12.22 | 0.75 | 0.02 | 0.11 | 0.46 | 0 | 0 | -0.22 | -0.21 | 0 |  | 0.33 | 0.3 | 0.23 | 48.89 | 1447.766 | 1.34
D | 4002 | 2018-12-07 | 15 | ON | 47.89 | 12.22 | 0.75 | 0.02 | 0.21 | 0.45 | 0 | 0 | -0.22 | -0.21 | 0 |  | 0.33 | 0.3 | 0.23 | 61.97 | 1456.604 | 1.43
D | 4002 | 2018-12-07 | 16 | ON | 50.66 | 12.22 | 0.75 | 0.02 | 0.18 | 0.44 | 0 | 0.04 | -0.34 | -0.21 | 0 |  | 0.33 | 0.3 | 0.23 | 64.62 | 1496.57 | 1.39
D | 4002 | 2018-12-07 | 17 | ON | 43.15 | 12.22 | 0.75 | 0.02 | 0.15 | 0.41 | 0 | 0.02 | -0.28 | -0.21 | 0 |  | 0.33 | 0.3 | 0.23 | 57.09 | 1615.44 | 1.33
D | 4002 | 2018-12-07 | 18 | ON | 50.92 | 12.22 | 0.75 | 0.02 | 0.17 | 0.39 | 0 | 0.01 | -0.56 | -0.21 | 0 |  | 0.33 | 0.3 | 0.23 | 64.57 | 1684.615 | 1.33
D | 4002 | 2018-12-07 | 19 | ON | 38.13 | 12.22 | 0.75 | 0.02 | 0.1 | 0.39 | 0 | -0.01 | -0.42 | -0.21 | 0 |  | 0.33 | 0.3 | 0.23 | 51.83 | 1662.62 | 1.26
D | 4002 | 2018-12-07 | 20 | ON | 39.43 | 12.22 | 0.75 | 0.02 | 0.2 | 0.4 | 0 | 0.05 | -0.41 | -0.21 | 0 |  | 0.33 | 0.3 | 0.23 | 53.31 | 1621.272 | 1.37
D | 4002 | 2018-12-07 | 21 | ON | 40.26 | 12.22 | 0.75 | 0.02 | 0.14 | 0.41 | 0 | 0 | -0.36 | -0.21 | 0 |  | 0.33 | 0.3 | 0.23 | 54.09 | 1573.915 | 1.32
D | 4002 | 2018-12-07 | 22 | ON | 36.6 | 12.22 | 0.75 | 0.02 | 0.1 | 0.41 | 0 | -0.06 | -0.37 | -0.21 | 0 |  | 0.33 | 0.3 | 0.23 | 50.32 | 1489.583 | 1.28
D | 4002 | 2018-12-07 | 23 | ON | 46 | 12.22 | 0.75 | 0.02 | 0.52 | 0.44 | 0 | -0.03 | -0.35 | -0.21 | 0 |  | 0.33 | 0.3 | 0.23 | 60.22 | 1382.156 | 1.73
D | 4002 | 2018-12-07 | 24 | OFF | 44.44 | 12.22 | 0.75 | 0.02 | 0.83 | 0 | 0.02 | 0 | -0.34 | -0.21 | 0 |  | 0.33 | 0.3 | 0.23 | 58.59 | 1282.033 | 1.62
D | 4002 | 2018-12-08 | 1 | OFF | 40.7 | 12.22 | 0.51 | 0.06 | 0.37 | 0 | 0.31 | 0.01 | -0.33 | -0.21 | 0 |  | 0.33 | 0.3 | 0.23 | 54.5 | 1216.607 | 1.25
D | 4002 | 2018-12-08 | 2 | OFF | 41.89 | 12.22 | 0.51 | 0.06 | 0.51 | 0 | 0 | 0.07 | -0.16 | -0.21 | 0 |  | 0.33 | 0.3 | 0.23 | 55.75 | 1186.584 | 1.08
D | 4002 | 2018-12-08 | 3 | OFF | 32.24 | 12.22 | 0.51 | 0.06 | 0.49 | 0 | 0 | 0.04 | -0.15 | -0.21 | 0 |  | 0.33 | 0.3 | 0.23 | 46.06 | 1169.14 | 1.06
D | 4002 | 2018-12-08 | 4 | OFF | 27.31 | 12.22 | 0.51 | 0.06 | 0.45 | 0 | 0 | 0.06 | -0.15 | -0.21 | 0 |  | 0.33 | 0.3 | 0.23 | 41.11 | 1170.07 | 1.02
D | 4002 | 2018-12-08 | 5 | OFF | 38.8 | 12.22 | 0.51 | 0.06 | 0.51 | 0 | 0 | 0.05 | -0.16 | -0.21 | 0 |  | 0.33 | 0.3 | 0.23 | 52.64 | 1189.674 | 1.08
D | 4002 | 2018-12-08 | 6 | OFF | 42.27 | 12.22 | 0.51 | 0.06 | 0.56 | 0 | 0.06 | 0.09 | -0.23 | -0.21 | 0 |  | 0.33 | 0.3 | 0.23 | 56.19 | 1243.441 | 1.19
D | 4002 | 2018-12-08 | 7 | OFF | 36.84 | 12.22 | 0.51 | 0.06 | 0.73 | 0 | 0.01 | 0.11 | -0.15 | -0.21 | 0 |  | 0.33 | 0.3 | 0.23 | 50.98 | 1334.213 | 1.31
D | 4002 | 2018-12-08 | 8 | OFF | 59.54 | 12.22 | 0.51 | 0.06 | 0.51 | 0 | 0.14 | 0.09 | -0.36 | -0.21 | 0 |  | 0.33 | 0.3 | 0.23 | 73.36 | 1432.561 | 1.22
D | 4002 | 2018-12-08 | 9 | OFF | 49.18 | 12.22 | 0.51 | 0.06 | 0.58 | 0 | 0.38 | 0.16 | -0.31 | -0.21 | 0 |  | 0.33 | 0.3 | 0.23 | 63.43 | 1507.44 | 1.53
D | 4002 | 2018-12-08 | 10 | OFF | 32.22 | 12.22 | 0.51 | 0.06 | 0.47 | 0 | 0.02 | 0.1 | -0.32 | -0.21 | 0 |  | 0.33 | 0.3 | 0.23 | 45.93 | 1532.123 | 1.06
D | 4002 | 2018-12-08 | 11 | OFF | 41.75 | 12.22 | 0.51 | 0.06 | 0.17 | 0 | 0 | 0.06 | -0.33 | -0.21 | 0 |  | 0.33 | 0.3 | 0.23 | 55.09 | 1514.162 | 0.74
D | 4002 | 2018-12-08 | 12 | OFF | 37.13 | 12.22 | 0.51 | 0.06 | 0.1 | 0 | 0 | 0.09 | -0.3 | -0.21 | 0 |  | 0.33 | 0.3 | 0.23 | 50.46 | 1484.644 | 0.67
D | 4002 | 2018-12-08 | 13 | OFF | 40.66 | 12.22 | 0.51 | 0.06 | 0.13 | 0 | 0 | 0.07 | -0.28 | -0.21 | 0 |  | 0.33 | 0.3 | 0.23 | 54.02 | 1458.966 | 0.7
D | 4002 | 2018-12-08 | 14 | OFF | 36.44 | 12.22 | 0.51 | 0.06 | 0.09 | 0 | 0 | 0.04 | -0.22 | -0.21 | 0 |  | 0.33 | 0.3 | 0.23 | 49.79 | 1442.381 | 0.66
D | 4002 | 2018-12-08 | 15 | OFF | 56.82 | 12.22 | 0.51 | 0.06 | 0.14 | 0 | 0.43 | 0 | -0.1 | -0.21 | 0 |  | 0.33 | 0.3 | 0.23 | 70.73 | 1446.953 | 1.14
D | 4002 | 2018-12-08 | 16 | OFF | 62.05 | 12.22 | 0.51 | 0.06 | 0.26 | 0 | 0.38 | 0.17 | -0.41 | -0.21 | 0 |  | 0.33 | 0.3 | 0.23 | 75.89 | 1488.865 | 1.21
D | 4002 | 2018-12-08 | 17 | OFF | 60.78 | 12.22 | 0.51 | 0.06 | 0.22 | 0 | 0.35 | 0.08 | -0.33 | -0.21 | 0 |  | 0.33 | 0.3 | 0.23 | 74.54 | 1599.939 | 1.14
D | 4002 | 2018-12-08 | 18 | OFF | 77.84 | 12.22 | 0.51 | 0.06 | 0.49 | 0 | 0.46 | 0.12 | -0.61 | -0.21 | 0 |  | 0.33 | 0.3 | 0.23 | 91.74 | 1671.076 | 1.52
D | 4002 | 2018-12-08 | 19 | OFF | 66.31 | 12.22 | 0.51 | 0.06 | 0.25 | 0 | 0.56 | 0.04 | -0.46 | -0.21 | 0 |  | 0.33 | 0.3 | 0.23 | 80.14 | 1644.067 | 1.38
D | 4002 | 2018-12-08 | 20 | OFF | 60.2 | 12.22 | 0.51 | 0.06 | 0.16 | 0 | 0.39 | 0.17 | -0.29 | -0.21 | 0 |  | 0.33 | 0.3 | 0.23 | 74.07 | 1596.593 | 1.12
D | 4002 | 2018-12-08 | 21 | OFF | 53.27 | 12.22 | 0.51 | 0.06 | 0.23 | 0 | 0.26 | 0.08 | -0.26 | -0.21 | 0 |  | 0.33 | 0.3 | 0.23 | 67.02 | 1548.135 | 1.06
D | 4002 | 2018-12-08 | 22 | OFF | 41.97 | 12.22 | 0.51 | 0.06 | 0.12 | 0 | 0.01 | 0.01 | -0.19 | -0.21 | 0 |  | 0.33 | 0.3 | 0.23 | 55.36 | 1474.608 | 0.7
D | 4002 | 2018-12-08 | 23 | OFF | 55.68 | 12.22 | 0.51 | 0.06 | 0.49 | 0 | 0.56 | 0.06 | -0.32 | -0.21 | 0 |  | 0.33 | 0.3 | 0.23 | 69.91 | 1379.716 | 1.62
D | 4002 | 2018-12-08 | 24 | OFF | 45.13 | 12.22 | 0.51 | 0.06 | 0.5 | 0 | 0.08 | 0.1 | -0.13 | -0.21 | 0 |  | 0.33 | 0.3 | 0.23 | 59.12 | 1292.701 | 1.15
D | 4002 | 2018-12-09 | 1 | OFF | 56.95 | 12.22 | 0.86 | 0.13 | 0.37 | 0 | 1.46 | 0.05 | -0.12 | -0.21 | 0 |  | 0.33 | 0.3 | 0.23 | 72.57 | 1227.002 | 2.82
D | 4002 | 2018-12-09 | 2 | OFF | 48.08 | 12.22 | 0.86 | 0.13 | 0.2 | 0 | 0.58 | 0.19 | -0.09 | -0.21 | 0 |  | 0.33 | 0.3 | 0.23 | 62.82 | 1189.24 | 1.77
D | 4002 | 2018-12-09 | 3 | OFF | 41.13 | 12.22 | 0.86 | 0.13 | 0.09 | 0 | 0 | 0.09 | -0.1 | -0.21 | 0 |  | 0.33 | 0.3 | 0.23 | 55.07 | 1172.986 | 1.08
D | 4002 | 2018-12-09 | 4 | OFF | 37.65 | 12.22 | 0.86 | 0.13 | 0.24 | 0 | 0 | 0.07 | -0.11 | -0.21 | 0 |  | 0.33 | 0.3 | 0.23 | 51.71 | 1169.89 | 1.23
D | 4002 | 2018-12-09 | 5 | OFF | 41.55 | 12.22 | 0.86 | 0.13 | 0.2 | 0 | 0 | 0.09 | -0.09 | -0.21 | 0 |  | 0.33 | 0.3 | 0.23 | 55.61 | 1179.599 | 1.19
D | 4002 | 2018-12-09 | 6 | OFF | 51.03 | 12.22 | 0.86 | 0.13 | 0.18 | 0 | 0.51 | 0.09 | 0 | -0.21 | 0 |  | 0.33 | 0.3 | 0.23 | 65.67 | 1220.475 | 1.68
D | 4002 | 2018-12-09 | 7 | OFF | 47.1 | 12.22 | 0.86 | 0.13 | 0.93 | 0 | 0.15 | 0.1 | -0.25 | -0.21 | 0 |  | 0.33 | 0.3 | 0.23 | 61.89 | 1287.94 | 2.07
D | 4002 | 2018-12-09 | 8 | OFF | 60.55 | 12.22 | 0.86 | 0.13 | 1.08 | 0 | 0 | 0.11 | -0.07 | -0.21 | 0 |  | 0.33 | 0.3 | 0.23 | 75.53 | 1363.9 | 2.07
D | 4002 | 2018-12-09 | 9 | OFF | 51.96 | 12.22 | 0.86 | 0.13 | 0.31 | 0 | 0 | 0.07 | -0.19 | -0.21 | 0 |  | 0.33 | 0.3 | 0.23 | 66.01 | 1443.756 | 1.3
D | 4002 | 2018-12-09 | 10 | OFF | 80.52 | 12.22 | 0.86 | 0.13 | 1.09 | 0 | 0.41 | 0.2 | -0.23 | -0.21 | 0 |  | 0.33 | 0.3 | 0.23 | 95.85 | 1470.256 | 2.49
D | 4002 | 2018-12-09 | 11 | OFF | 73.18 | 12.22 | 0.86 | 0.13 | 0.52 | 0 | 0.48 | 0.14 | -0.17 | -0.21 | 0 |  | 0.33 | 0.3 | 0.23 | 88.01 | 1459.38 | 1.99
D | 4002 | 2018-12-09 | 12 | OFF | 54.85 | 12.22 | 0.86 | 0.13 | 0.23 | 0 | 0 | 0.15 | -0.18 | -0.21 | 0 |  | 0.33 | 0.3 | 0.23 | 68.91 | 1447.313 | 1.22
D | 4002 | 2018-12-09 | 13 | OFF | 51.64 | 12.22 | 0.86 | 0.13 | 0.27 | 0 | 0 | 0.11 | -0.16 | -0.21 | 0 |  | 0.33 | 0.3 | 0.23 | 65.72 | 1445.314 | 1.26
D | 4002 | 2018-12-09 | 14 | OFF | 54.91 | 12.22 | 0.86 | 0.13 | 0.25 | 0 | 0.01 | 0.1 | -0.17 | -0.21 | 0 |  | 0.33 | 0.3 | 0.23 | 68.96 | 1425.593 | 1.25
D | 4002 | 2018-12-09 | 15 | OFF | 58.3 | 12.22 | 0.86 | 0.13 | 0.33 | 0 | 0.02 | 0.03 | -0.06 | -0.21 | 0 |  | 0.33 | 0.3 | 0.23 | 72.48 | 1414.691 | 1.34
D | 4002 | 2018-12-09 | 16 | OFF | 85.52 | 12.22 | 0.86 | 0.13 | 0.39 | 0 | 0.8 | 0.24 | -0.27 | -0.21 | 0 |  | 0.33 | 0.3 | 0.23 | 100.54 | 1449.98 | 2.18
D | 4002 | 2018-12-09 | 17 | OFF | 78.15 | 12.22 | 0.86 | 0.13 | 0.24 | 0 | 0.3 | 0.04 | -0.13 | -0.21 | 0 |  | 0.33 | 0.3 | 0.23 | 92.46 | 1589.184 | 1.53
D | 4002 | 2018-12-09 | 18 | OFF | 94.13 | 12.22 | 0.86 | 0.13 | 0.43 | 0 | 0 | 0.2 | -0.52 | -0.21 | 0 |  | 0.33 | 0.3 | 0.23 | 108.1 | 1679.503 | 1.42
D | 4002 | 2018-12-09 | 19 | OFF | 90.77 | 12.22 | 0.86 | 0.13 | 0.28 | 0 | 0 | 0.13 | -0.47 | -0.21 | 0 |  | 0.33 | 0.3 | 0.23 | 104.57 | 1658.266 | 1.27
D | 4002 | 2018-12-09 | 20 | OFF | 96.18 | 12.22 | 0.86 | 0.13 | 0.29 | 0 | 0.2 | 0.12 | -0.37 | -0.21 | 0 |  | 0.33 | 0.3 | 0.23 | 110.28 | 1604.823 | 1.48
D | 4002 | 2018-12-09 | 21 | OFF | 81.75 | 12.22 | 0.86 | 0.13 | 0.3 | 0 | 0.24 | 0.15 | -0.2 | -0.21 | 0 |  | 0.33 | 0.3 | 0.23 | 96.1 | 1534.176 | 1.53
D | 4002 | 2018-12-09 | 22 | OFF | 62.88 | 12.22 | 0.86 | 0.13 | 0.34 | 0 | 0.17 | 0.08 | -0.06 | -0.21 | 0 |  | 0.33 | 0.3 | 0.23 | 77.27 | 1425.309 | 1.5
D | 4002 | 2018-12-09 | 23 | OFF | 51.94 | 12.22 | 0.86 | 0.13 | 0.68 | 0 | 0 | 0.1 | -0.02 | -0.21 | 0 |  | 0.33 | 0.3 | 0.23 | 66.56 | 1303.814 | 1.67
D | 4002 | 2018-12-09 | 24 | OFF | 67.66 | 12.22 | 0.86 | 0.13 | 0.44 | 0 | 0 | 0.04 | -0.02 | -0.21 | 0 |  | 0.33 | 0.3 | 0.23 | 81.98 | 1202.771 | 1.43
D | 4002 | 2018-12-10 | 1 | OFF | 46.5 | 12.22 | 0.63 | 0.45 | 0.44 | 0 | 0 | 0.12 | -0.12 | -0.21 | 0 |  | 0.33 | 0.3 | 0.23 | 60.89 | 1146.739 | 1.52
D | 4002 | 2018-12-10 | 2 | OFF | 48.37 | 12.22 | 0.63 | 0.45 | 0.53 | 0 | 0 | 0.07 | -0.2 | -0.21 | 0 |  | 0.33 | 0.3 | 0.23 | 62.72 | 1118.699 | 1.61
D | 4002 | 2018-12-10 | 3 | OFF | 51.59 | 12.22 | 0.63 | 0.45 | 0.22 | 0 | 0 | 0.12 | -0.18 | -0.21 | 0 |  | 0.33 | 0.3 | 0.23 | 65.7 | 1114.048 | 1.3
D | 4002 | 2018-12-10 | 4 | OFF | 59.59 | 12.22 | 0.63 | 0.45 | 0.41 | 0 | 0 | 0.15 | -0.25 | -0.21 | 0 |  | 0.33 | 0.3 | 0.23 | 73.85 | 1127.665 | 1.49
D | 4002 | 2018-12-10 | 5 | OFF | 62.32 | 12.22 | 0.63 | 0.45 | 0.33 | 0 | 0 | 0.31 | 0.03 | -0.21 | 0 |  | 0.33 | 0.3 | 0.23 | 76.94 | 1171.656 | 1.41
D | 4002 | 2018-12-10 | 6 | OFF | 80.55 | 12.22 | 0.63 | 0.45 | 1.64 | 0 | 0 | 0.29 | 0.55 | -0.21 | 0 |  | 0.33 | 0.3 | 0.23 | 96.98 | 1293.193 | 2.72
D | 4002 | 2018-12-10 | 7 | OFF | 76.5 | 12.22 | 0.63 | 0.45 | 1.19 | 0 | 0.08 | 0.12 | 0.14 | -0.21 | 0 |  | 0.33 | 0.3 | 0.23 | 91.98 | 1477.288 | 2.35
D | 4002 | 2018-12-10 | 8 | ON | 89.95 | 12.22 | 0.63 | 0.45 | 0.72 | 0.41 | 0.01 | -0.03 | -0.59 | -0.21 | 0 |  | 0.33 | 0.3 | 0.23 | 104.42 | 1562.925 | 2.22
D | 4002 | 2018-12-10 | 9 | ON | 83.62 | 12.22 | 0.63 | 0.45 | 0.52 | 0.41 | 0.01 | -0.05 | -0.42 | -0.21 | 0 |  | 0.33 | 0.3 | 0.23 | 98.04 | 1563.205 | 2.02
D | 4002 | 2018-12-10 | 10 | ON | 55.65 | 12.22 | 0.63 | 0.45 | 0.35 | 0.42 | 0.14 | 0.03 | -0.29 | -0.21 | 0 |  | 0.33 | 0.3 | 0.23 | 70.25 | 1541.757 | 1.99
D | 4002 | 2018-12-10 | 11 | ON | 48.18 | 12.22 | 0.63 | 0.45 | 0.22 | 0.44 | 0 | -0.01 | -0.28 | -0.21 | 0 |  | 0.33 | 0.3 | 0.23 | 62.5 | 1523.11 | 1.74
D | 4002 | 2018-12-10 | 12 | ON | 46.36 | 12.22 | 0.63 | 0.45 | 0.31 | 0.44 | 0 | -0.01 | -0.26 | -0.21 | 0 |  | 0.33 | 0.3 | 0.23 | 60.79 | 1503.585 | 1.83
D | 4002 | 2018-12-10 | 13 | ON | 39.97 | 12.22 | 0.63 | 0.45 | 0.15 | 0.45 | 0 | 0.03 | -0.22 | -0.21 | 0 |  | 0.33 | 0.3 | 0.23 | 54.33 | 1485.087 | 1.68
D | 4002 | 2018-12-10 | 14 | ON | 44.26 | 12.22 | 0.63 | 0.45 | 0.18 | 0.45 | 0 | 0.01 | -0.24 | -0.21 | 0 |  | 0.33 | 0.3 | 0.23 | 58.61 | 1484.01 | 1.71
D | 4002 | 2018-12-10 | 15 | ON | 50.34 | 12.22 | 0.63 | 0.45 | 0.29 | 0.44 | 0 | -0.03 | -0.22 | -0.21 | 0 |  | 0.33 | 0.3 | 0.23 | 64.77 | 1485.608 | 1.81
D | 4002 | 2018-12-10 | 16 | ON | 59.94 | 12.22 | 0.63 | 0.45 | 0.28 | 0.43 | 0 | 0.03 | -0.25 | -0.21 | 0 |  | 0.33 | 0.3 | 0.23 | 74.38 | 1523.513 | 1.79
D | 4002 | 2018-12-10 | 17 | ON | 64.42 | 12.22 | 0.63 | 0.45 | 0.32 | 0.39 | 0.29 | -0.02 | -0.31 | -0.21 | -0.06 |  | 0.33 | 0.3 | 0.23 | 78.98 | 1654.627 | 2.02
D | 4002 | 2018-12-10 | 18 | ON | 89.68 | 12.22 | 0.63 | 0.45 | 0.26 | 0.37 | 1.04 | -0.01 | -0.71 | -0.21 | -0.23 |  | 0.33 | 0.3 | 0.23 | 104.35 | 1744.435 | 2.52
D | 4002 | 2018-12-10 | 19 | ON | 80.06 | 12.22 | 0.63 | 0.45 | 0.36 | 0.37 | 0.79 | -0.02 | -0.64 | -0.21 | -0.04 |  | 0.33 | 0.3 | 0.23 | 94.83 | 1744.574 | 2.56
D | 4002 | 2018-12-10 | 20 | ON | 76.21 | 12.22 | 0.63 | 0.45 | 0.45 | 0.38 | 0.49 | -0.06 | -0.49 | -0.21 | 0 |  | 0.33 | 0.3 | 0.23 | 90.93 | 1709.061 | 2.4
D | 4002 | 2018-12-10 | 21 | ON | 79.27 | 12.22 | 0.63 | 0.45 | 0.24 | 0.39 | 0.63 | 0.02 | -0.32 | -0.21 | 0 |  | 0.33 | 0.3 | 0.23 | 94.18 | 1641.658 | 2.34
D | 4002 | 2018-12-10 | 22 | ON | 50.49 | 12.22 | 0.63 | 0.45 | 0.25 | 0.42 | 0.04 | -0.05 | -0.3 | -0.21 | 0 |  | 0.33 | 0.3 | 0.23 | 64.8 | 1527.253 | 1.79
D | 4002 | 2018-12-10 | 23 | ON | 56.79 | 12.22 | 0.63 | 0.45 | 0.56 | 0.46 | 0 | 0.01 | -0.21 | -0.21 | 0 |  | 0.33 | 0.3 | 0.23 | 71.56 | 1387.025 | 2.1
D | 4002 | 2018-12-10 | 24 | OFF | 72.13 | 12.22 | 0.63 | 0.45 | 2.14 | 0 | 0 | 0.15 | 0.02 | -0.21 | 0 |  | 0.33 | 0.3 | 0.23 | 88.39 | 1280.328 | 3.22
D | 4002 | 2018-12-11 | 1 | OFF | 55.06 | 12.22 | 2.25 | 0.36 | 0.54 | 0 | 0 | 0.12 | -0.25 | -0.21 | 0 |  | 0.33 | 0.3 | 0.23 | 70.95 | 1222.38 | 3.15
D | 4002 | 2018-12-11 | 2 | OFF | 68.22 | 12.22 | 2.25 | 0.36 | 0.35 | 0 | 0 | 0.15 | -0.34 | -0.21 | 0 |  | 0.33 | 0.3 | 0.23 | 83.86 | 1193.548 | 2.96
D | 4002 | 2018-12-11 | 3 | OFF | 78.75 | 12.22 | 2.25 | 0.36 | 0.36 | 0 | 0 | 0.11 | -0.49 | -0.21 | 0 |  | 0.33 | 0.3 | 0.23 | 94.21 | 1185.596 | 2.97
D | 4002 | 2018-12-11 | 4 | OFF | 90.97 | 12.22 | 2.25 | 0.36 | 0.46 | 0 | 0 | 0.04 | -0.35 | -0.21 | 0 |  | 0.33 | 0.3 | 0.23 | 106.6 | 1200.903 | 3.07
D | 4002 | 2018-12-11 | 5 | OFF | 81.68 | 12.22 | 2.25 | 0.36 | 0.99 | 0 | 0 | -0.01 | -0.3 | -0.21 | 0 |  | 0.33 | 0.3 | 0.23 | 97.84 | 1251.376 | 3.6
D | 4002 | 2018-12-11 | 6 | OFF | 150.42 | 12.22 | 2.25 | 0.36 | 2.42 | 0 | 1.51 | 0 | 0.36 | -0.21 | 0 |  | 0.33 | 0.3 | 0.23 | 170.19 | 1371.311 | 6.54
D | 4002 | 2018-12-11 | 7 | OFF | 135.82 | 12.22 | 2.25 | 0.36 | 2.58 | 0 | 1.18 | 0 | -0.62 | -0.21 | 0 |  | 0.33 | 0.3 | 0.23 | 154.44 | 1556.733 | 6.37
D | 4002 | 2018-12-11 | 8 | ON | 164.7 | 12.22 | 2.25 | 0.36 | 1.91 | 0.39 | 2.72 | -0.03 | -0.91 | -0.21 | 0 |  | 0.33 | 0.3 | 0.23 | 184.26 | 1636.3 | 7.63
D | 4002 | 2018-12-11 | 9 | ON | 141.93 | 12.22 | 2.25 | 0.36 | 1.01 | 0.34 | 2.13 | 0.29 | -0.27 | -0.21 | 0 |  | 0.33 | 0.3 | 0.23 | 160.91 | 1626.717 | 6.09
D | 4002 | 2018-12-11 | 10 | ON | 73.31 | 12.22 | 2.25 | 0.36 | 0.39 | 0.38 | 0.26 | 0.07 | -0.3 | -0.21 | 0 |  | 0.33 | 0.3 | 0.23 | 89.59 | 1596.116 | 3.64
D | 4002 | 2018-12-11 | 11 | ON | 54.6 | 12.22 | 2.25 | 0.36 | 0.15 | 0.39 | 0.02 | 0.04 | -0.34 | -0.21 | 0 |  | 0.33 | 0.3 | 0.23 | 70.34 | 1564.892 | 3.17
D | 4002 | 2018-12-11 | 12 | ON | 52.78 | 12.22 | 2.25 | 0.36 | 0.15 | 0.38 | 0 | -0.02 | -0.28 | -0.21 | 0 |  | 0.33 | 0.3 | 0.23 | 68.49 | 1541.697 | 3.14
D | 4002 | 2018-12-11 | 13 | ON | 52.21 | 12.22 | 2.25 | 0.36 | 0.09 | 0.39 | 0 | -0.01 | -0.26 | -0.21 | 0 |  | 0.33 | 0.3 | 0.23 | 67.9 | 1514.505 | 3.09
D | 4002 | 2018-12-11 | 14 | ON | 56.02 | 12.22 | 2.25 | 0.36 | 0.15 | 0.41 | 0 | -0.01 | -0.17 | -0.21 | 0 |  | 0.33 | 0.3 | 0.23 | 71.88 | 1498.472 | 3.17
D | 4002 | 2018-12-11 | 15 | ON | 64.7 | 12.22 | 2.25 | 0.36 | 0.21 | 0.4 | 0 | -0.04 | -0.15 | -0.21 | 0 |  | 0.33 | 0.3 | 0.23 | 80.6 | 1500.568 | 3.22
D | 4002 | 2018-12-11 | 16 | ON | 96.89 | 12.22 | 2.25 | 0.36 | 0.54 | 0.39 | 0.05 | 0.02 | -0.24 | -0.21 | 0 |  | 0.33 | 0.3 | 0.23 | 113.13 | 1536.795 | 3.59
D | 4002 | 2018-12-11 | 17 | ON | 105.32 | 12.22 | 2.25 | 0.36 | 0.44 | 0.37 | 0.29 | 0 | 0.13 | -0.21 | 0 |  | 0.33 | 0.3 | 0.23 | 122.03 | 1665.451 | 3.71
D | 4002 | 2018-12-11 | 18 | ON | 142.72 | 12.22 | 2.25 | 0.36 | 0.61 | 0.37 | 0.09 | -0.03 | -0.8 | -0.21 | 0 |  | 0.33 | 0.3 | 0.23 | 158.44 | 1757.608 | 3.68
D | 4002 | 2018-12-11 | 19 | ON | 134.35 | 12.22 | 2.25 | 0.36 | 0.99 | 0.37 | 0.09 | -0.03 | -0.74 | -0.21 | 0 |  | 0.33 | 0.3 | 0.23 | 150.51 | 1751.69 | 4.06
D | 4002 | 2018-12-11 | 20 | ON | 132.78 | 12.22 | 2.25 | 0.36 | 0.43 | 0.37 | 1.1 | -0.02 | -0.69 | -0.21 | 0 |  | 0.33 | 0.3 | 0.23 | 149.45 | 1708.967 | 4.51
D | 4002 | 2018-12-11 | 21 | ON | 123.75 | 12.22 | 2.25 | 0.36 | 0.52 | 0.38 | 1.75 | 0.01 | -0.34 | -0.21 | 0 |  | 0.33 | 0.3 | 0.23 | 141.55 | 1634.11 | 5.26
D | 4002 | 2018-12-11 | 22 | ON | 75.71 | 12.22 | 2.25 | 0.36 | 0.33 | 0.41 | 0.83 | 0.17 | 0.28 | -0.21 | 0 |  | 0.33 | 0.3 | 0.23 | 93.21 | 1517.569 | 4.18
D | 4002 | 2018-12-11 | 23 | ON | 52.23 | 12.22 | 2.25 | 0.36 | 0.31 | 0.45 | 0 | -0.03 | -0.24 | -0.21 | 0 |  | 0.33 | 0.3 | 0.23 | 68.2 | 1372.613 | 3.37
D | 4002 | 2018-12-11 | 24 | OFF | 93.77 | 12.22 | 2.25 | 0.36 | 1.75 | 0 | 0 | -0.04 | -0.54 | -0.21 | 0 |  | 0.33 | 0.3 | 0.23 | 110.42 | 1261.096 | 4.36
D | 4002 | 2018-12-12 | 1 | OFF | 72.33 | 12.22 | 0.77 | 0.29 | 0.6 | 0 | 0 | 0 | -0.16 | -0.21 | 0 |  | 0.33 | 0.3 | 0.23 | 86.7 | 1197.196 | 1.66
D | 4002 | 2018-12-12 | 2 | OFF | 110.92 | 12.22 | 0.77 | 0.29 | 0.73 | 0 | 0 | 0.17 | -0.49 | -0.21 | 0 |  | 0.33 | 0.3 | 0.23 | 125.26 | 1171.179 | 1.79
D | 4002 | 2018-12-12 | 3 | OFF | 112.02 | 12.22 | 0.77 | 0.29 | 0.94 | 0 | 0 | 0.06 | -0.45 | -0.21 | 0 |  | 0.33 | 0.3 | 0.23 | 126.5 | 1159.299 | 2
D | 4002 | 2018-12-12 | 4 | OFF | 63.88 | 12.22 | 0.77 | 0.29 | 0.22 | 0 | 0 | -0.04 | -0.26 | -0.21 | 0 |  | 0.33 | 0.3 | 0.23 | 77.73 | 1163.997 | 1.28
D | 4002 | 2018-12-12 | 5 | OFF | 82.01 | 12.22 | 0.77 | 0.29 | 0.54 | 0 | 0 | 0.16 | -0.48 | -0.21 | 0 |  | 0.33 | 0.3 | 0.23 | 96.16 | 1203.221 | 1.6
D | 4002 | 2018-12-12 | 6 | OFF | 58.12 | 12.22 | 0.77 | 0.29 | 1.45 | 0 | 0 | -0.05 | -0.42 | -0.21 | 0 |  | 0.33 | 0.3 | 0.23 | 73.03 | 1321.381 | 2.51
D | 4002 | 2018-12-12 | 7 | OFF | 98.33 | 12.22 | 0.77 | 0.29 | 1.41 | 0 | 0 | -0.05 | 0.12 | -0.21 | 0 |  | 0.33 | 0.3 | 0.23 | 113.74 | 1501.951 | 2.47
D | 4002 | 2018-12-12 | 8 | ON | 115.98 | 12.22 | 0.77 | 0.29 | 1.18 | 0.41 | 0.17 | -0.1 | -0.88 | -0.21 | 0 |  | 0.33 | 0.3 | 0.23 | 130.69 | 1583.075 | 2.82
D | 4002 | 2018-12-12 | 9 | ON | 61.28 | 12.22 | 0.77 | 0.29 | 0.37 | 0.4 | 0 | -0.04 | -0.53 | -0.21 | 0 |  | 0.33 | 0.3 | 0.23 | 75.41 | 1581.578 | 1.83
D | 4002 | 2018-12-12 | 10 | ON | 45.37 | 12.22 | 0.77 | 0.29 | 0.17 | 0.41 | 0 | -0.05 | -0.47 | -0.21 | 0 |  | 0.33 | 0.3 | 0.23 | 59.36 | 1559.08 | 1.64
D | 4002 | 2018-12-12 | 11 | ON | 48.54 | 12.22 | 0.77 | 0.29 | 0.15 | 0.43 | 0 | -0.05 | -0.45 | -0.21 | 0 |  | 0.33 | 0.3 | 0.23 | 62.55 | 1537.852 | 1.64
D | 4002 | 2018-12-12 | 12 | ON | 51.07 | 12.22 | 0.77 | 0.29 | 0.12 | 0.44 | 0 | -0.04 | -0.42 | -0.21 | 0 |  | 0.33 | 0.3 | 0.23 | 65.1 | 1523.026 | 1.62
D | 4002 | 2018-12-12 | 13 | ON | 46.72 | 12.22 | 0.77 | 0.29 | 0.09 | 0.44 | 0 | -0.03 | -0.35 | -0.21 | 0 |  | 0.33 | 0.3 | 0.23 | 60.8 | 1505.698 | 1.59
D | 4002 | 2018-12-12 | 14 | ON | 51.43 | 12.22 | 0.77 | 0.29 | 0.12 | 0.44 | 0 | 0.11 | -0.3 | -0.21 | 0 |  | 0.33 | 0.3 | 0.23 | 65.73 | 1498.728 | 1.62
D | 4002 | 2018-12-12 | 15 | ON | 57.98 | 12.22 | 0.77 | 0.29 | 0.14 | 0.44 | 0 | 0.06 | -0.35 | -0.21 | 0 |  | 0.33 | 0.3 | 0.23 | 72.2 | 1501.536 | 1.64
D | 4002 | 2018-12-12 | 16 | ON | 69.92 | 12.22 | 0.77 | 0.29 | 0.16 | 0.42 | 0 | 0.06 | -0.37 | -0.21 | 0 |  | 0.33 | 0.3 | 0.23 | 84.12 | 1543.253 | 1.64
D | 4002 | 2018-12-12 | 17 | ON | 95.44 | 12.22 | 0.77 | 0.29 | 0.34 | 0.39 | 0.16 | 0.12 | -0.04 | -0.21 | 0 |  | 0.33 | 0.3 | 0.23 | 110.34 | 1679.653 | 1.95
D | 4002 | 2018-12-12 | 18 | ON | 89.01 | 12.22 | 0.77 | 0.29 | 0.21 | 0.37 | 0.39 | 0.02 | -0.83 | -0.21 | 0 |  | 0.33 | 0.3 | 0.23 | 103.1 | 1764.251 | 2.03
D | 4002 | 2018-12-12 | 19 | ON | 84.83 | 12.22 | 0.77 | 0.29 | 0.17 | 0.38 | 0 | -0.05 | -0.7 | -0.21 | 0 |  | 0.33 | 0.3 | 0.23 | 98.56 | 1757.035 | 1.61
D | 4002 | 2018-12-12 | 20 | ON | 78.78 | 12.22 | 0.77 | 0.29 | 0.3 | 0.38 | 0 | -0.03 | -0.59 | -0.21 | 0 |  | 0.33 | 0.3 | 0.23 | 92.77 | 1725.865 | 1.74
D | 4002 | 2018-12-12 | 21 | ON | 74.28 | 12.22 | 0.77 | 0.29 | 0.27 | 0.39 | 0.1 | -0.01 | -0.47 | -0.21 | 0 |  | 0.33 | 0.3 | 0.23 | 88.49 | 1663.886 | 1.82
D | 4002 | 2018-12-12 | 22 | ON | 61.66 | 12.22 | 0.77 | 0.29 | 0.21 | 0.41 | 0 | 0 | -0.46 | -0.21 | 0 |  | 0.33 | 0.3 | 0.23 | 75.75 | 1554.215 | 1.68
D | 4002 | 2018-12-12 | 23 | ON | 58.92 | 12.22 | 0.77 | 0.29 | 0.58 | 0.45 | 0 | -0.04 | -0.51 | -0.21 | 0 |  | 0.33 | 0.3 | 0.23 | 73.33 | 1414.746 | 2.09
D | 4002 | 2018-12-12 | 24 | OFF | 62.92 | 12.22 | 0.77 | 0.29 | 1.42 | 0 | 0 | -0.01 | -0.39 | -0.21 | 0 |  | 0.33 | 0.3 | 0.23 | 77.87 | 1313.756 | 2.48
D | 4002 | 2018-12-13 | 1 | OFF | 57.64 | 12.22 | 2.31 | 0.16 | 0.45 | 0 | 0 | 0.04 | -0.35 | -0.21 | 0 |  | 0.33 | 0.3 | 0.23 | 73.12 | 1255.868 | 2.92
D | 4002 | 2018-12-13 | 2 | OFF | 52.61 | 12.22 | 2.31 | 0.16 | 0.17 | 0 | 0 | -0.03 | -0.27 | -0.21 | 0 |  | 0.33 | 0.3 | 0.23 | 67.82 | 1230.903 | 2.64
D | 4002 | 2018-12-13 | 3 | OFF | 51.63 | 12.22 | 2.31 | 0.16 | 0.4 | 0 | 0 | 0.03 | -0.26 | -0.21 | 0 |  | 0.33 | 0.3 | 0.23 | 67.14 | 1224.238 | 2.87
D | 4002 | 2018-12-13 | 4 | OFF | 52.67 | 12.22 | 2.31 | 0.16 | 0.12 | 0 | 0 | 0.11 | -0.37 | -0.21 | 0 |  | 0.33 | 0.3 | 0.23 | 67.87 | 1231.278 | 2.59
D | 4002 | 2018-12-13 | 5 | OFF | 53.57 | 12.22 | 2.31 | 0.16 | 0.23 | 0 | 0 | 0.08 | -0.36 | -0.21 | 0 |  | 0.33 | 0.3 | 0.23 | 68.86 | 1280.02 | 2.7
D | 4002 | 2018-12-13 | 6 | OFF | 57.61 | 12.22 | 2.31 | 0.16 | 0.51 | 0 | 0.17 | 0.09 | -0.33 | -0.21 | 0 |  | 0.33 | 0.3 | 0.23 | 73.39 | 1402.177 | 3.15
D | 4002 | 2018-12-13 | 7 | OFF | 110.45 | 12.22 | 2.31 | 0.16 | 0.1 | 0 | 1.04 | 0.07 | -0.25 | -0.21 | 0 |  | 0.33 | 0.3 | 0.23 | 126.75 | 1590.965 | 3.61
D | 4002 | 2018-12-13 | 8 | ON | 104.22 | 12.22 | 2.31 | 0.16 | 0.55 | 0.4 | 0.3 | -0.07 | -0.72 | -0.21 | 0 |  | 0.33 | 0.3 | 0.23 | 120.02 | 1678.317 | 3.72
D | 4002 | 2018-12-13 | 9 | ON | 82.88 | 12.22 | 2.31 | 0.16 | 0.3 | 0.4 | 0 | 0.02 | -0.58 | -0.21 | 0 |  | 0.33 | 0.3 | 0.23 | 98.36 | 1676.354 | 3.17
D | 4002 | 2018-12-13 | 10 | ON | 64.74 | 12.22 | 2.31 | 0.16 | 0.1 | 0.41 | 0 | -0.03 | -0.6 | -0.21 | 0 |  | 0.33 | 0.3 | 0.23 | 79.96 | 1652.607 | 2.98
D | 4002 | 2018-12-13 | 11 | ON | 65.68 | 12.22 | 2.31 | 0.16 | 0.18 | 0.41 | 0.13 | -0.03 | -0.53 | -0.21 | 0 |  | 0.33 | 0.3 | 0.23 | 81.18 | 1636.061 | 3.19
D | 4002 | 2018-12-13 | 12 | ON | 62.6 | 12.22 | 2.31 | 0.16 | 0.19 | 0.38 | 0.01 | -0.07 | -0.56 | -0.21 | 0 |  | 0.33 | 0.3 | 0.23 | 77.89 | 1619.935 | 3.05
D | 4002 | 2018-12-13 | 13 | ON | 60.53 | 12.22 | 2.31 | 0.16 | 0.19 | 0.41 | 0 | 0.01 | -0.44 | -0.21 | 0 |  | 0.33 | 0.3 | 0.23 | 76.04 | 1602.789 | 3.07
D | 4002 | 2018-12-13 | 14 | ON | 73.51 | 12.22 | 2.31 | 0.16 | 0.15 | 0.41 | 0.08 | -0.08 | -0.46 | -0.21 | 0 |  | 0.33 | 0.3 | 0.23 | 88.95 | 1593.659 | 3.11
D | 4002 | 2018-12-13 | 15 | ON | 83.11 | 12.22 | 2.31 | 0.16 | 0.47 | 0.41 | 0.39 | -0.06 | -0.53 | -0.21 | 0 |  | 0.33 | 0.3 | 0.23 | 99.13 | 1577.956 | 3.74
D | 4002 | 2018-12-13 | 16 | ON | 88.58 | 12.22 | 2.31 | 0.16 | 0.38 | 0.4 | 0.04 | -0.04 | -0.49 | -0.21 | 0 |  | 0.33 | 0.3 | 0.23 | 104.21 | 1600.265 | 3.29
D | 4002 | 2018-12-13 | 17 | ON | 93.73 | 12.22 | 2.31 | 0.16 | 0.17 | 0.38 | 0.14 | -0.08 | -0.56 | -0.21 | 0 |  | 0.33 | 0.3 | 0.23 | 109.12 | 1707.844 | 3.16
D | 4002 | 2018-12-13 | 18 | ON | 102.93 | 12.22 | 2.31 | 0.16 | 2.29 | 0.37 | 0.04 | -0.01 | -0.76 | -0.21 | 0 |  | 0.33 | 0.3 | 0.23 | 120.2 | 1777.791 | 5.17
D | 4002 | 2018-12-13 | 19 | ON | 88.8 | 12.22 | 2.31 | 0.16 | 0.72 | 0.37 | 0.16 | 0.06 | -0.51 | -0.21 | 0 |  | 0.33 | 0.3 | 0.23 | 104.94 | 1758.732 | 3.72
D | 4002 | 2018-12-13 | 20 | ON | 71.96 | 12.22 | 2.31 | 0.16 | 0.39 | 0.38 | 0.17 | 0.03 | -0.48 | -0.21 | 0 |  | 0.33 | 0.3 | 0.23 | 87.79 | 1711.323 | 3.41
D | 4002 | 2018-12-13 | 21 | ON | 63.73 | 12.22 | 2.31 | 0.16 | 0.29 | 0.39 | 0.15 | -0.02 | -0.46 | -0.21 | 0 |  | 0.33 | 0.3 | 0.23 | 79.42 | 1641.9 | 3.3
D | 4002 | 2018-12-13 | 22 | ON | 47.73 | 12.22 | 2.31 | 0.16 | 0.19 | 0.42 | 0 | 0.03 | -0.36 | -0.21 | 0 |  | 0.33 | 0.3 | 0.23 | 63.35 | 1526.758 | 3.08
D | 4002 | 2018-12-13 | 23 | ON | 44.87 | 12.22 | 2.31 | 0.16 | 0.69 | 0.46 | 0 | 0.05 | -0.3 | -0.21 | 0 |  | 0.33 | 0.3 | 0.23 | 61.11 | 1381.033 | 3.62
D | 4002 | 2018-12-13 | 24 | OFF | 42.7 | 12.22 | 2.31 | 0.16 | 0.72 | 0 | 0 | -0.02 | -0.32 | -0.21 | 0 |  | 0.33 | 0.3 | 0.23 | 58.42 | 1264.848 | 3.19
D | 4002 | 2018-12-14 | 1 | OFF | 46.6 | 12.22 | 0.21 | 0.06 | 0.39 | 0 | 0 | 0.03 | -0.3 | -0.21 | 0 |  | 0.33 | 0.3 | 0.23 | 59.86 | 1188.831 | 0.66
D | 4002 | 2018-12-14 | 2 | OFF | 48.42 | 12.22 | 0.21 | 0.06 | 0.47 | 0 | 0 | 0.02 | -0.24 | -0.21 | 0 |  | 0.33 | 0.3 | 0.23 | 61.81 | 1147.564 | 0.74
D | 4002 | 2018-12-14 | 3 | OFF | 47.93 | 12.22 | 0.21 | 0.06 | 0.37 | 0 | 0 | 0.02 | -0.24 | -0.21 | 0 |  | 0.33 | 0.3 | 0.23 | 61.22 | 1127.173 | 0.64
D | 4002 | 2018-12-14 | 4 | OFF | 47.5 | 12.22 | 0.21 | 0.06 | 0.36 | 0 | 0 | 0 | -0.24 | -0.21 | 0 |  | 0.33 | 0.3 | 0.23 | 60.76 | 1125.511 | 0.63
D | 4002 | 2018-12-14 | 5 | OFF | 47.43 | 12.22 | 0.21 | 0.06 | 0.29 | 0 | 0 | 0.02 | -0.28 | -0.21 | 0 |  | 0.33 | 0.3 | 0.23 | 60.6 | 1168.261 | 0.56
D | 4002 | 2018-12-14 | 6 | OFF | 54.85 | 12.22 | 0.21 | 0.06 | 0.89 | 0 | 0.41 | 0.04 | -0.03 | -0.21 | 0 |  | 0.33 | 0.3 | 0.23 | 69.3 | 1278.35 | 1.57
D | 4002 | 2018-12-14 | 7 | OFF | 69.15 | 12.22 | 0.21 | 0.06 | 0.87 | 0 | 0.53 | 0 | -0.33 | -0.21 | 0 |  | 0.33 | 0.3 | 0.23 | 83.36 | 1441.835 | 1.67
D | 4002 | 2018-12-14 | 8 | ON | 74.48 | 12.22 | 0.21 | 0.06 | 0.81 | 0.42 | 0.04 | -0.03 | -0.44 | -0.21 | 0 |  | 0.33 | 0.3 | 0.23 | 88.42 | 1532.283 | 1.54
D | 4002 | 2018-12-14 | 9 | ON | 62.85 | 12.22 | 0.21 | 0.06 | 0.32 | 0.41 | 0 | -0.02 | -0.38 | -0.21 | 0 |  | 0.33 | 0.3 | 0.23 | 76.32 | 1542.427 | 1
D | 4002 | 2018-12-14 | 10 | ON | 59.03 | 12.22 | 0.21 | 0.06 | 0.16 | 0.41 | 0.11 | -0.02 | -0.29 | -0.21 | 0 |  | 0.33 | 0.3 | 0.23 | 72.54 | 1535.185 | 0.95
D | 4002 | 2018-12-14 | 11 | ON | 36.93 | 12.22 | 0.21 | 0.06 | 0.24 | 0.42 | 0 | 0.01 | -0.39 | -0.21 | 0 |  | 0.33 | 0.3 | 0.23 | 50.35 | 1514.507 | 0.93
D | 4002 | 2018-12-14 | 12 | ON | 36.63 | 12.22 | 0.21 | 0.06 | 0.24 | 0.44 | 0 | 0.02 | -0.37 | -0.21 | 0 |  | 0.33 | 0.3 | 0.23 | 50.1 | 1488.161 | 0.95
D | 4002 | 2018-12-14 | 13 | ON | 38.5 | 12.22 | 0.21 | 0.06 | 0.3 | 0.45 | 0 | 0.01 | -0.28 | -0.21 | 0 |  | 0.33 | 0.3 | 0.23 | 52.12 | 1455.994 | 1.02
D | 4002 | 2018-12-14 | 14 | ON | 38.98 | 12.22 | 0.21 | 0.06 | 0.26 | 0.45 | 0 | 0 | -0.27 | -0.21 | 0 |  | 0.33 | 0.3 | 0.23 | 52.56 | 1432.644 | 0.98
D | 4002 | 2018-12-14 | 15 | ON | 41.46 | 12.22 | 0.21 | 0.06 | 0.28 | 0.43 | 0 | -0.03 | -0.27 | -0.21 | 0 |  | 0.33 | 0.3 | 0.23 | 55.01 | 1435.017 | 0.98
D | 4002 | 2018-12-14 | 16 | ON | 42.93 | 12.22 | 0.21 | 0.06 | 0.3 | 0.39 | 0 | 0 | -0.35 | -0.21 | 0 |  | 0.33 | 0.3 | 0.23 | 56.41 | 1466.48 | 0.96
D | 4002 | 2018-12-14 | 17 | ON | 50.72 | 12.22 | 0.21 | 0.06 | 0.3 | 0.41 | 0.06 | -0.01 | -0.37 | -0.21 | 0 |  | 0.33 | 0.3 | 0.23 | 64.25 | 1564.206 | 1.04
D | 4002 | 2018-12-14 | 18 | ON | 49.31 | 12.22 | 0.21 | 0.06 | 0.14 | 0.4 | 0 | 0.03 | -0.54 | -0.21 | 0 |  | 0.33 | 0.3 | 0.23 | 62.48 | 1602.012 | 0.81
D | 4002 | 2018-12-14 | 19 | ON | 46.27 | 12.22 | 0.21 | 0.06 | 0.33 | 0.41 | 0 | 0.03 | -0.37 | -0.21 | 0 |  | 0.33 | 0.3 | 0.23 | 59.81 | 1566.249 | 1.01
D | 4002 | 2018-12-14 | 20 | ON | 38.06 | 12.22 | 0.21 | 0.06 | 0.27 | 0.42 | 0 | -0.03 | -0.3 | -0.21 | 0 |  | 0.33 | 0.3 | 0.23 | 51.56 | 1519.263 | 0.96
D | 4002 | 2018-12-14 | 21 | ON | 36.66 | 12.22 | 0.21 | 0.06 | 0.21 | 0.44 | 0 | 0 | -0.23 | -0.21 | 0 |  | 0.33 | 0.3 | 0.23 | 50.22 | 1460.877 | 0.92
D | 4002 | 2018-12-14 | 22 | ON | 37.08 | 12.22 | 0.21 | 0.06 | 0.09 | 0.44 | 0 | 0.02 | -0.21 | -0.21 | 0 |  | 0.33 | 0.3 | 0.23 | 50.56 | 1382.37 | 0.8
D | 4002 | 2018-12-14 | 23 | ON | 47.11 | 12.22 | 0.21 | 0.06 | 1.52 | 0.5 | 0.25 | -0.01 | 0.1 | -0.21 | 0 |  | 0.33 | 0.3 | 0.23 | 62.61 | 1273.533 | 2.54
D | 4002 | 2018-12-14 | 24 | OFF | 34.12 | 12.22 | 0.21 | 0.06 | 0.85 | 0 | 0 | -0.01 | -0.04 | -0.21 | 0 |  | 0.33 | 0.3 | 0.23 | 48.06 | 1154.466 | 1.12
D | 4002 | 2018-12-15 | 1 | OFF | 28.6 | 12.22 | 0.12 | 0.01 | 0.14 | 0 | 0 | 0.03 | -0.16 | -0.21 | 0 |  | 0.33 | 0.3 | 0.23 | 41.61 | 1073.808 | 0.27
D | 4002 | 2018-12-15 | 2 | OFF | 15.05 | 12.22 | 0.12 | 0.01 | 0.23 | 0 | 0 | 0 | -0.03 | -0.21 | 0 |  | 0.33 | 0.3 | 0.23 | 28.25 | 1027.184 | 0.36
D | 4002 | 2018-12-15 | 3 | OFF | 24.5 | 12.22 | 0.12 | 0.01 | 0.15 | 0 | 0 | 0.04 | -0.17 | -0.21 | 0 |  | 0.33 | 0.3 | 0.23 | 37.52 | 1002.512 | 0.28
D | 4002 | 2018-12-15 | 4 | OFF | 28.83 | 12.22 | 0.12 | 0.01 | 0.08 | 0 | 0 | 0.02 | -0.16 | -0.21 | 0 |  | 0.33 | 0.3 | 0.23 | 41.77 | 998.142 | 0.21
D | 4002 | 2018-12-15 | 5 | OFF | 21.56 | 12.22 | 0.12 | 0.01 | 0.12 | 0 | 0 | 0.02 | -0.13 | -0.21 | 0 |  | 0.33 | 0.3 | 0.23 | 34.57 | 1012.692 | 0.25
D | 4002 | 2018-12-15 | 6 | OFF | 29.7 | 12.22 | 0.12 | 0.01 | 0.07 | 0 | 0 | 0.02 | -0.16 | -0.21 | 0 |  | 0.33 | 0.3 | 0.23 | 42.63 | 1060.585 | 0.2
D | 4002 | 2018-12-15 | 7 | OFF | 29.55 | 12.22 | 0.12 | 0.01 | 0.17 | 0 | 0 | -0.01 | -0.2 | -0.21 | 0 |  | 0.33 | 0.3 | 0.23 | 42.51 | 1141.48 | 0.3
D | 4002 | 2018-12-15 | 8 | OFF | 33.25 | 12.22 | 0.12 | 0.01 | 0.13 | 0 | 0 | 0.01 | -0.14 | -0.21 | 0 |  | 0.33 | 0.3 | 0.23 | 46.25 | 1235.149 | 0.26
D | 4002 | 2018-12-15 | 9 | OFF | 35.87 | 12.22 | 0.12 | 0.01 | 0.26 | 0 | 0.17 | 0.01 | -0.08 | -0.21 | 0 |  | 0.33 | 0.3 | 0.23 | 49.23 | 1311.479 | 0.56
D | 4002 | 2018-12-15 | 10 | OFF | 32.31 | 12.22 | 0.12 | 0.01 | 0.11 | 0 | 0 | 0.03 | -0.19 | -0.21 | 0 |  | 0.33 | 0.3 | 0.23 | 45.26 | 1347.652 | 0.24
D | 4002 | 2018-12-15 | 11 | OFF | 31.77 | 12.22 | 0.12 | 0.01 | 0.08 | 0 | 0 | 0.01 | -0.2 | -0.21 | 0 |  | 0.33 | 0.3 | 0.23 | 44.66 | 1341.613 | 0.21
D | 4002 | 2018-12-15 | 12 | OFF | 31.23 | 12.22 | 0.12 | 0.01 | 0.08 | 0 | 0 | 0 | -0.21 | -0.21 | 0 |  | 0.33 | 0.3 | 0.23 | 44.1 | 1326.862 | 0.21
D | 4002 | 2018-12-15 | 13 | OFF | 31.38 | 12.22 | 0.12 | 0.01 | 0.09 | 0 | 0 | -0.01 | -0.2 | -0.21 | 0 |  | 0.33 | 0.3 | 0.23 | 44.26 | 1301.794 | 0.22
D | 4002 | 2018-12-15 | 14 | OFF | 32.07 | 12.22 | 0.12 | 0.01 | 0.09 | 0 | 0 | 0.04 | -0.19 | -0.21 | 0 |  | 0.33 | 0.3 | 0.23 | 45.01 | 1290.059 | 0.22
D | 4002 | 2018-12-15 | 15 | OFF | 31.56 | 12.22 | 0.12 | 0.01 | 0.1 | 0 | 0 | 0.05 | -0.17 | -0.21 | 0 |  | 0.33 | 0.3 | 0.23 | 44.54 | 1288.19 | 0.23
D | 4002 | 2018-12-15 | 16 | OFF | 32.93 | 12.22 | 0.12 | 0.01 | 0.39 | 0 | 0 | -0.03 | -0.23 | -0.21 | 0 |  | 0.33 | 0.3 | 0.23 | 46.06 | 1316.056 | 0.52
D | 4002 | 2018-12-15 | 17 | OFF | 41.82 | 12.22 | 0.12 | 0.01 | 0.24 | 0 | 0 | 0.02 | -0.09 | -0.21 | 0 |  | 0.33 | 0.3 | 0.23 | 54.99 | 1421.496 | 0.37
D | 4002 | 2018-12-15 | 18 | OFF | 37.53 | 12.22 | 0.12 | 0.01 | 0.22 | 0 | 0 | 0.02 | -0.34 | -0.21 | 0 |  | 0.33 | 0.3 | 0.23 | 50.43 | 1478.779 | 0.35
D | 4002 | 2018-12-15 | 19 | OFF | 35.35 | 12.22 | 0.12 | 0.01 | 0.28 | 0 | 0 | -0.02 | -0.28 | -0.21 | 0 |  | 0.33 | 0.3 | 0.23 | 48.33 | 1452.998 | 0.41
D | 4002 | 2018-12-15 | 20 | OFF | 31.84 | 12.22 | 0.12 | 0.01 | 0.25 | 0 | 0 | 0.02 | -0.22 | -0.21 | 0 |  | 0.33 | 0.3 | 0.23 | 44.89 | 1412.046 | 0.38
D | 4002 | 2018-12-15 | 21 | OFF | 32.15 | 12.22 | 0.12 | 0.01 | 0.21 | 0 | 0 | 0.01 | -0.19 | -0.21 | 0 |  | 0.33 | 0.3 | 0.23 | 45.18 | 1366.852 | 0.34
D | 4002 | 2018-12-15 | 22 | OFF | 32.36 | 12.22 | 0.12 | 0.01 | 0.28 | 0 | 0 | -0.02 | -0.18 | -0.21 | 0 |  | 0.33 | 0.3 | 0.23 | 45.44 | 1304.68 | 0.41
D | 4002 | 2018-12-15 | 23 | OFF | 30.94 | 12.22 | 0.12 | 0.01 | 0.16 | 0 | 0 | 0 | -0.1 | -0.21 | 0 |  | 0.33 | 0.3 | 0.23 | 44 | 1214.792 | 0.29
D | 4002 | 2018-12-15 | 24 | OFF | 28.31 | 12.22 | 0.12 | 0.01 | 0.22 | 0 | 0 | 0 | -0.09 | -0.21 | 0 |  | 0.33 | 0.3 | 0.23 | 41.44 | 1121.805 | 0.35
D | 4002 | 2018-12-16 | 1 | OFF | 22.62 | 12.22 | 0.28 | 0.01 | 0.26 | 0 | 0 | 0.03 | -0.07 | -0.21 | 0 |  | 0.33 | 0.3 | 0.23 | 36 | 1049.624 | 0.55
D | 4002 | 2018-12-16 | 2 | OFF | 25.6 | 12.22 | 0.28 | 0.01 | 0.07 | 0 | 0 | 0 | -0.05 | -0.21 | 0 |  | 0.33 | 0.3 | 0.23 | 38.78 | 1007.025 | 0.36
D | 4002 | 2018-12-16 | 3 | OFF | 8.24 | 12.22 | 0.28 | 0.01 | 0.26 | 0 | 0 | 0 | -0.03 | -0.21 | 0 |  | 0.33 | 0.3 | 0.23 | 21.63 | 988.976 | 0.55
D | 4002 | 2018-12-16 | 4 | OFF | 15.7 | 12.22 | 0.28 | 0.01 | 0.2 | 0 | 0 | 0 | -0.05 | -0.21 | 0 |  | 0.33 | 0.3 | 0.23 | 29.01 | 986.64 | 0.49
D | 4002 | 2018-12-16 | 5 | OFF | 13.02 | 12.22 | 0.28 | 0.01 | 0.26 | 0 | 0 | -0.01 | -0.03 | -0.21 | 0 |  | 0.33 | 0.3 | 0.23 | 26.4 | 1001.453 | 0.55
D | 4002 | 2018-12-16 | 6 | OFF | 20.59 | 12.22 | 0.28 | 0.01 | 0.11 | 0 | 0 | -0.01 | -0.07 | -0.21 | 0 |  | 0.33 | 0.3 | 0.23 | 33.78 | 1039.625 | 0.4
D | 4002 | 2018-12-16 | 7 | OFF | 23.37 | 12.22 | 0.28 | 0.01 | 0.37 | 0 | 0 | 0 | -0.08 | -0.21 | 0 |  | 0.33 | 0.3 | 0.23 | 36.82 | 1104.937 | 0.66
D | 4002 | 2018-12-16 | 8 | OFF | 27.94 | 12.22 | 0.28 | 0.01 | 0.19 | 0 | 0 | -0.03 | -0.14 | -0.21 | 0 |  | 0.33 | 0.3 | 0.23 | 41.12 | 1193.414 | 0.48
D | 4002 | 2018-12-16 | 9 | OFF | 29.39 | 12.22 | 0.28 | 0.01 | 0.28 | 0 | 0 | -0.02 | -0.09 | -0.21 | 0 |  | 0.33 | 0.3 | 0.23 | 42.72 | 1296.974 | 0.57
D | 4002 | 2018-12-16 | 10 | OFF | 34.33 | 12.22 | 0.28 | 0.01 | 0.11 | 0 | 0 | -0.03 | -0.21 | -0.21 | 0 |  | 0.33 | 0.3 | 0.23 | 47.36 | 1366.778 | 0.4
D | 4002 | 2018-12-16 | 11 | OFF | 38.76 | 12.22 | 0.28 | 0.01 | 0.18 | 0 | 0 | -0.05 | -0.34 | -0.21 | 0 |  | 0.33 | 0.3 | 0.23 | 51.71 | 1396.139 | 0.47
D | 4002 | 2018-12-16 | 12 | OFF | 41.21 | 12.22 | 0.28 | 0.01 | 0.2 | 0 | 0 | 0.03 | -0.37 | -0.21 | 0 |  | 0.33 | 0.3 | 0.23 | 54.23 | 1404.854 | 0.49
D | 4002 | 2018-12-16 | 13 | OFF | 38.93 | 12.22 | 0.28 | 0.01 | 0.17 | 0 | 0 | 0.05 | -0.32 | -0.21 | 0 |  | 0.33 | 0.3 | 0.23 | 51.99 | 1403.01 | 0.46
D | 4002 | 2018-12-16 | 14 | OFF | 40.24 | 12.22 | 0.28 | 0.01 | 0.18 | 0 | 0 | 0.03 | -0.34 | -0.21 | 0 |  | 0.33 | 0.3 | 0.23 | 53.27 | 1394.888 | 0.47
D | 4002 | 2018-12-16 | 15 | OFF | 38.2 | 12.22 | 0.28 | 0.01 | 0.17 | 0 | 0 | -0.03 | -0.33 | -0.21 | 0 |  | 0.33 | 0.3 | 0.23 | 51.17 | 1390.037 | 0.46
D | 4002 | 2018-12-16 | 16 | OFF | 41 | 12.22 | 0.28 | 0.01 | 0.16 | 0 | 0 | -0.02 | -0.4 | -0.21 | 0 |  | 0.33 | 0.3 | 0.23 | 53.9 | 1413.69 | 0.45
D | 4002 | 2018-12-16 | 17 | OFF | 47.4 | 12.22 | 0.28 | 0.01 | 0.16 | 0 | 0 | 0 | -0.53 | -0.21 | 0 |  | 0.33 | 0.3 | 0.23 | 60.19 | 1525.154 | 0.45
D | 4002 | 2018-12-16 | 18 | OFF | 44.03 | 12.22 | 0.28 | 0.01 | 0.27 | 0 | 0 | -0.04 | -0.71 | -0.21 | 0 |  | 0.33 | 0.3 | 0.23 | 56.71 | 1576.761 | 0.56
D | 4002 | 2018-12-16 | 19 | OFF | 50.35 | 12.22 | 0.28 | 0.01 | 0.29 | 0 | 0 | -0.04 | -0.45 | -0.21 | 0 |  | 0.33 | 0.3 | 0.23 | 63.31 | 1549.817 | 0.58
D | 4002 | 2018-12-16 | 20 | OFF | 36.51 | 12.22 | 0.28 | 0.01 | 0.16 | 0 | 0 | -0.03 | -0.43 | -0.21 | 0 |  | 0.33 | 0.3 | 0.23 | 49.37 | 1503.48 | 0.45
D | 4002 | 2018-12-16 | 21 | OFF | 38.99 | 12.22 | 0.28 | 0.01 | 0.15 | 0 | 0.05 | -0.01 | -0.23 | -0.21 | 0 |  | 0.33 | 0.3 | 0.23 | 52.11 | 1440.166 | 0.49
D | 4002 | 2018-12-16 | 22 | OFF | 32.79 | 12.22 | 0.28 | 0.01 | 0.1 | 0 | 0 | -0.03 | -0.19 | -0.21 | 0 |  | 0.33 | 0.3 | 0.23 | 45.83 | 1336.243 | 0.39
D | 4002 | 2018-12-16 | 23 | OFF | 49.17 | 12.22 | 0.28 | 0.01 | 0.55 | 0 | 0.81 | 0.01 | 0.33 | -0.21 | 0 |  | 0.33 | 0.3 | 0.23 | 64.03 | 1211.135 | 1.65
D | 4002 | 2018-12-16 | 24 | OFF | 37.73 | 12.22 | 0.28 | 0.01 | 0.53 | 0 | 0.52 | -0.01 | 0.14 | -0.21 | 0 |  | 0.33 | 0.3 | 0.23 | 52.07 | 1107.032 | 1.34
D | 4002 | 2018-12-17 | 1 | OFF | 28.84 | 12.22 | 0.37 | 0.06 | 0.12 | 0 | 0 | 0.08 | -0.04 | -0.21 | 0 |  | 0.33 | 0.3 | 0.23 | 42.3 | 1040.971 | 0.55
D | 4002 | 2018-12-17 | 2 | OFF | 29.26 | 12.22 | 0.37 | 0.06 | 0.11 | 0 | 0 | -0.02 | -0.03 | -0.21 | 0 |  | 0.33 | 0.3 | 0.23 | 42.62 | 1008.323 | 0.54
D | 4002 | 2018-12-17 | 3 | OFF | 26.3 | 12.22 | 0.37 | 0.06 | 0.06 | 0 | 0 | -0.02 | 0.02 | -0.21 | 0 |  | 0.33 | 0.3 | 0.23 | 39.66 | 998.042 | 0.49
D | 4002 | 2018-12-17 | 4 | OFF | 26.1 | 12.22 | 0.37 | 0.06 | 0.06 | 0 | 0 | -0.01 | 0.02 | -0.21 | 0 |  | 0.33 | 0.3 | 0.23 | 39.47 | 1007.676 | 0.49
D | 4002 | 2018-12-17 | 5 | OFF | 10.86 | 12.22 | 0.37 | 0.06 | 0.23 | 0 | 0 | 0.02 | -0.02 | -0.21 | 0 |  | 0.33 | 0.3 | 0.23 | 24.39 | 1058.434 | 0.66
D | 4002 | 2018-12-17 | 6 | OFF | 26.42 | 12.22 | 0.37 | 0.06 | 0.49 | 0 | 0 | 0.01 | 0.03 | -0.21 | 0 |  | 0.33 | 0.3 | 0.23 | 40.25 | 1172.836 | 0.92
D | 4002 | 2018-12-17 | 7 | OFF | 53.69 | 12.22 | 0.37 | 0.06 | 0.35 | 0 | 0.38 | 0 | -0.02 | -0.21 | 0 |  | 0.33 | 0.3 | 0.23 | 67.7 | 1348.15 | 1.16
D | 4002 | 2018-12-17 | 8 | ON | 69.34 | 12.22 | 0.37 | 0.06 | 0.69 | 0.44 | 0 | -0.02 | -0.38 | -0.21 | 0 |  | 0.33 | 0.3 | 0.23 | 83.37 | 1453.123 | 1.56
D | 4002 | 2018-12-17 | 9 | ON | 56.08 | 12.22 | 0.37 | 0.06 | 0.37 | 0.43 | 0.04 | -0.05 | -0.31 | -0.21 | 0 |  | 0.33 | 0.3 | 0.23 | 69.86 | 1483.414 | 1.27
D | 4002 | 2018-12-17 | 10 | ON | 52.25 | 12.22 | 0.37 | 0.06 | 0.33 | 0.43 | 0 | -0.01 | -0.25 | -0.21 | 0 |  | 0.33 | 0.3 | 0.23 | 66.05 | 1486.19 | 1.19
D | 4002 | 2018-12-17 | 11 | ON | 49.96 | 12.22 | 0.37 | 0.06 | 0.17 | 0.43 | 0.2 | -0.07 | -0.24 | -0.21 | 0 |  | 0.33 | 0.3 | 0.23 | 63.75 | 1490.338 | 1.23
D | 4002 | 2018-12-17 | 12 | ON | 47.54 | 12.22 | 0.37 | 0.06 | 0.22 | 0.43 | 0.17 | -0.02 | -0.22 | -0.21 | 0 |  | 0.33 | 0.3 | 0.23 | 61.42 | 1487.448 | 1.25
D | 4002 | 2018-12-17 | 13 | ON | 40.36 | 12.22 | 0.37 | 0.06 | 0.3 | 0.44 | 0 | -0.03 | -0.23 | -0.21 | 0 |  | 0.33 | 0.3 | 0.23 | 54.14 | 1470.53 | 1.17
D | 4002 | 2018-12-17 | 14 | ON | 41.44 | 12.22 | 0.37 | 0.06 | 0.28 | 0.44 | 0.03 | -0.04 | -0.22 | -0.21 | 0 |  | 0.33 | 0.3 | 0.23 | 55.23 | 1462.669 | 1.18
D | 4002 | 2018-12-17 | 15 | ON | 39.53 | 12.22 | 0.37 | 0.06 | 0.16 | 0.44 | 0 | -0.02 | -0.25 | -0.21 | 0 |  | 0.33 | 0.3 | 0.23 | 53.16 | 1457.557 | 1.03
D | 4002 | 2018-12-17 | 16 | ON | 40.71 | 12.22 | 0.37 | 0.06 | 0.14 | 0.43 | 0.04 | -0.01 | -0.24 | -0.21 | 0 |  | 0.33 | 0.3 | 0.23 | 54.37 | 1487.09 | 1.04
D | 4002 | 2018-12-17 | 17 | ON | 50.45 | 12.22 | 0.37 | 0.06 | 0.13 | 0.4 | 0.03 | -0.13 | -0.25 | -0.21 | 0 |  | 0.33 | 0.3 | 0.23 | 63.93 | 1599.282 | 0.99
D | 4002 | 2018-12-17 | 18 | ON | 54.24 | 12.22 | 0.37 | 0.06 | 0.19 | 0.38 | 0.01 | -0.03 | -0.49 | -0.21 | 0 |  | 0.33 | 0.3 | 0.23 | 67.6 | 1675.854 | 1.01
D | 4002 | 2018-12-17 | 19 | ON | 51.74 | 12.22 | 0.37 | 0.06 | 0.21 | 0.39 | 0 | -0.03 | -0.42 | -0.21 | 0 |  | 0.33 | 0.3 | 0.23 | 65.19 | 1667.838 | 1.03
D | 4002 | 2018-12-17 | 20 | ON | 41.95 | 12.22 | 0.37 | 0.06 | 0.25 | 0.4 | 0.01 | -0.02 | -0.33 | -0.21 | 0 |  | 0.33 | 0.3 | 0.23 | 55.56 | 1625.302 | 1.09
D | 4002 | 2018-12-17 | 21 | ON | 39.9 | 12.22 | 0.37 | 0.06 | 0.13 | 0.41 | 0 | -0.03 | -0.38 | -0.21 | 0 |  | 0.33 | 0.3 | 0.23 | 53.33 | 1553.416 | 0.97
D | 4002 | 2018-12-17 | 22 | ON | 38.63 | 12.22 | 0.37 | 0.06 | 0.13 | 0.44 | 0 | 0.03 | -0.18 | -0.21 | 0 |  | 0.33 | 0.3 | 0.23 | 52.35 | 1441.413 | 1
D | 4002 | 2018-12-17 | 23 | ON | 37.08 | 12.22 | 0.37 | 0.06 | 0.32 | 0.48 | 0.32 | -0.11 | -0.11 | -0.21 | 0 |  | 0.33 | 0.3 | 0.23 | 51.28 | 1299.31 | 1.55
D | 4002 | 2018-12-17 | 24 | OFF | 12.37 | 12.22 | 0.37 | 0.06 | 1.44 | 0 | 0 | -0.01 | 0 | -0.21 | 0 |  | 0.33 | 0.3 | 0.23 | 27.1 | 1190.548 | 1.87
D | 4002 | 2018-12-18 | 1 | OFF | 24.43 | 12.22 | 0.27 | 0.23 | 0.32 | 0 | 0 | 0.01 | -0.15 | -0.21 | 0 |  | 0.33 | 0.3 | 0.23 | 37.98 | 1126.279 | 0.82
D | 4002 | 2018-12-18 | 2 | OFF | 30.23 | 12.22 | 0.27 | 0.23 | 0.15 | 0 | 0 | -0.02 | -0.16 | -0.21 | 0 |  | 0.33 | 0.3 | 0.23 | 43.57 | 1104.394 | 0.65
D | 4002 | 2018-12-18 | 3 | OFF | 19.65 | 12.22 | 0.27 | 0.23 | 0.14 | 0 | 0 | -0.02 | -0.09 | -0.21 | 0 |  | 0.33 | 0.3 | 0.23 | 33.05 | 1107.086 | 0.64
D | 4002 | 2018-12-18 | 4 | OFF | 26.03 | 12.22 | 0.27 | 0.23 | 0.13 | 0 | 0 | -0.02 | -0.12 | -0.21 | 0 |  | 0.33 | 0.3 | 0.23 | 39.39 | 1128.147 | 0.63
D | 4002 | 2018-12-18 | 5 | OFF | 37.22 | 12.22 | 0.27 | 0.23 | 0.17 | 0 | 0 | 0 | -0.08 | -0.21 | 0 |  | 0.33 | 0.3 | 0.23 | 50.68 | 1187.426 | 0.67
D | 4002 | 2018-12-18 | 6 | OFF | 39.03 | 12.22 | 0.27 | 0.23 | 0.49 | 0 | 0 | -0.01 | 0 | -0.21 | 0 |  | 0.33 | 0.3 | 0.23 | 52.88 | 1318.509 | 0.99
D | 4002 | 2018-12-18 | 7 | OFF | 47.5 | 12.22 | 0.27 | 0.23 | 0.67 | 0 | 0 | 0.02 | -0.27 | -0.21 | 0 |  | 0.33 | 0.3 | 0.23 | 61.29 | 1507.613 | 1.17
D | 4002 | 2018-12-18 | 8 | ON | 57.77 | 12.22 | 0.27 | 0.23 | 0.48 | 0.33 | 0.15 | 0 | -0.55 | -0.21 | 0 |  | 0.33 | 0.3 | 0.23 | 71.55 | 1601.496 | 1.46
D | 4002 | 2018-12-18 | 9 | ON | 54.39 | 12.22 | 0.27 | 0.23 | 0.51 | 0.33 | 0 | -0.01 | -0.48 | -0.21 | 0 |  | 0.33 | 0.3 | 0.23 | 68.11 | 1613.372 | 1.34
D | 4002 | 2018-12-18 | 10 | ON | 48.82 | 12.22 | 0.27 | 0.23 | 0.23 | 0.34 | 0.03 | -0.03 | -0.31 | -0.21 | 0 |  | 0.33 | 0.3 | 0.23 | 62.45 | 1604.005 | 1.1
D | 4002 | 2018-12-18 | 11 | ON | 40.62 | 12.22 | 0.27 | 0.23 | 0.16 | 0.42 | 0 | 0.06 | -0.29 | -0.21 | 0 |  | 0.33 | 0.3 | 0.23 | 54.34 | 1585.08 | 1.08
D | 4002 | 2018-12-18 | 12 | ON | 30.16 | 12.22 | 0.27 | 0.23 | 0.16 | 0.43 | 0 | 0 | -0.26 | -0.21 | 0 |  | 0.33 | 0.3 | 0.23 | 43.86 | 1565.966 | 1.09
D | 4002 | 2018-12-18 | 13 | ON | 18.37 | 12.22 | 0.27 | 0.23 | 0.24 | 0.44 | 0 | 0.02 | -0.21 | -0.21 | 0 |  | 0.33 | 0.3 | 0.23 | 32.23 | 1543.489 | 1.18
D | 4002 | 2018-12-18 | 14 | ON | 40.56 | 12.22 | 0.27 | 0.23 | 0.14 | 0.43 | 0 | 0 | -0.27 | -0.21 | 0 |  | 0.33 | 0.3 | 0.23 | 54.23 | 1542.713 | 1.07
D | 4002 | 2018-12-18 | 15 | ON | 44.05 | 12.22 | 0.27 | 0.23 | 0.24 | 0.43 | 0 | -0.02 | -0.3 | -0.21 | 0 |  | 0.33 | 0.3 | 0.23 | 57.77 | 1547.806 | 1.17
D | 4002 | 2018-12-18 | 16 | ON | 45.24 | 12.22 | 0.27 | 0.23 | 0.1 | 0.41 | 0 | -0.01 | -0.28 | -0.21 | 0 |  | 0.33 | 0.3 | 0.23 | 58.83 | 1587.748 | 1.01
D | 4002 | 2018-12-18 | 17 | ON | 47.26 | 12.22 | 0.27 | 0.23 | 0.38 | 0.38 | 0 | -0.02 | -0.24 | -0.21 | 0 |  | 0.33 | 0.3 | 0.23 | 61.13 | 1709.692 | 1.26
D | 4002 | 2018-12-18 | 18 | ON | 53.76 | 12.22 | 0.27 | 0.23 | 0.2 | 0.37 | 0 | 0 | -0.48 | -0.21 | 0 |  | 0.33 | 0.3 | 0.23 | 67.22 | 1801.452 | 1.07
D | 4002 | 2018-12-18 | 19 | ON | 52.1 | 12.22 | 0.27 | 0.23 | 0.09 | 0.37 | 0 | -0.03 | -0.46 | -0.21 | 0 |  | 0.33 | 0.3 | 0.23 | 65.44 | 1794.507 | 0.96
D | 4002 | 2018-12-18 | 20 | ON | 50.44 | 12.22 | 0.27 | 0.23 | 0.1 | 0.37 | 0 | -0.06 | -0.42 | -0.21 | 0 |  | 0.33 | 0.3 | 0.23 | 63.8 | 1759.297 | 0.97
D | 4002 | 2018-12-18 | 21 | ON | 51.53 | 12.22 | 0.27 | 0.23 | 0.12 | 0.38 | 0 | -0.01 | -0.37 | -0.21 | 0 |  | 0.33 | 0.3 | 0.23 | 65.02 | 1693.625 | 1
D | 4002 | 2018-12-18 | 22 | ON | 56.46 | 12.22 | 0.27 | 0.23 | 0.11 | 0.41 | 0.14 | 0.01 | -0.38 | -0.21 | 0 |  | 0.33 | 0.3 | 0.23 | 70.12 | 1580.311 | 1.16
D | 4002 | 2018-12-18 | 23 | ON | 46.74 | 12.22 | 0.27 | 0.23 | 0.4 | 0.44 | 0.23 | -0.02 | -0.3 | -0.21 | 0 |  | 0.33 | 0.3 | 0.23 | 60.86 | 1433.096 | 1.57
D | 4002 | 2018-12-18 | 24 | OFF | 29.6 | 12.22 | 0.27 | 0.23 | 0.66 | 0 | 0 | 0 | -0.14 | -0.21 | 0 |  | 0.33 | 0.3 | 0.23 | 43.49 | 1311.758 | 1.16
D | 4002 | 2018-12-19 | 1 | OFF | 34.48 | 12.22 | 0.41 | 0.03 | 0.24 | 0 | 0 | 0.05 | -0.25 | -0.21 | 0 |  | 0.33 | 0.3 | 0.23 | 47.83 | 1236.747 | 0.68
D | 4002 | 2018-12-19 | 2 | OFF | 24.32 | 12.22 | 0.41 | 0.03 | 0.18 | 0 | 0 | 0.01 | -0.2 | -0.21 | 0 |  | 0.33 | 0.3 | 0.23 | 37.62 | 1198.696 | 0.62
D | 4002 | 2018-12-19 | 3 | OFF | 26.23 | 12.22 | 0.41 | 0.03 | 0.1 | 0 | 0 | 0.07 | -0.16 | -0.21 | 0 |  | 0.33 | 0.3 | 0.23 | 39.55 | 1180.956 | 0.54
D | 4002 | 2018-12-19 | 4 | OFF | 24.74 | 12.22 | 0.41 | 0.03 | 0.1 | 0 | 0 | 0 | -0.15 | -0.21 | 0 |  | 0.33 | 0.3 | 0.23 | 38 | 1187.437 | 0.54
D | 4002 | 2018-12-19 | 5 | OFF | 24.17 | 12.22 | 0.41 | 0.03 | 0.2 | 0 | 0 | -0.01 | -0.1 | -0.21 | 0 |  | 0.33 | 0.3 | 0.23 | 37.57 | 1233.633 | 0.64
D | 4002 | 2018-12-19 | 6 | OFF | 33.66 | 12.22 | 0.41 | 0.03 | 0.52 | 0 | 0 | 0.03 | -0.16 | -0.21 | 0 |  | 0.33 | 0.3 | 0.23 | 47.36 | 1351.464 | 0.96
D | 4002 | 2018-12-19 | 7 | OFF | 69.06 | 12.22 | 0.41 | 0.03 | 0.61 | 0 | 0.41 | -0.06 | 0.1 | -0.21 | 0 |  | 0.33 | 0.3 | 0.23 | 83.43 | 1534.311 | 1.46
D | 4002 | 2018-12-19 | 8 | ON | 70.87 | 12.22 | 0.41 | 0.03 | 0.76 | 0.4 | 0.41 | 0.05 | -0.61 | -0.21 | 0 |  | 0.33 | 0.3 | 0.23 | 85.19 | 1612.032 | 2.01
D | 4002 | 2018-12-19 | 9 | ON | 60.83 | 12.22 | 0.41 | 0.03 | 0.41 | 0.4 | 0 | -0.02 | -0.47 | -0.21 | 0 |  | 0.33 | 0.3 | 0.23 | 74.46 | 1613.106 | 1.25
D | 4002 | 2018-12-19 | 10 | ON | 43.54 | 12.22 | 0.41 | 0.03 | 0.16 | 0.42 | 0 | 0.02 | -0.24 | -0.21 | 0 |  | 0.33 | 0.3 | 0.23 | 57.21 | 1596.745 | 1.02
D | 4002 | 2018-12-19 | 11 | ON | 33.93 | 12.22 | 0.41 | 0.03 | 0.12 | 0.43 | 0 | -0.01 | -0.17 | -0.21 | 0 |  | 0.33 | 0.3 | 0.23 | 47.61 | 1566.662 | 0.99
D | 4002 | 2018-12-19 | 12 | ON | 31.65 | 12.22 | 0.41 | 0.03 | 0.1 | 0.44 | 0 | -0.01 | -0.15 | -0.21 | 0 |  | 0.33 | 0.3 | 0.23 | 45.34 | 1531.612 | 0.98
D | 4002 | 2018-12-19 | 13 | ON | 30.56 | 12.22 | 0.41 | 0.03 | 0.08 | 0.45 | 0 | -0.05 | -0.17 | -0.21 | 0 |  | 0.33 | 0.3 | 0.23 | 44.18 | 1489.785 | 0.97
D | 4002 | 2018-12-19 | 14 | ON | 29.65 | 12.22 | 0.41 | 0.03 | 0.08 | 0.45 | 0 | 0.03 | -0.15 | -0.21 | 0 |  | 0.33 | 0.3 | 0.23 | 43.37 | 1484.861 | 0.97
D | 4002 | 2018-12-19 | 15 | ON | 34.27 | 12.22 | 0.41 | 0.03 | 0.1 | 0.44 | 0 | -0.01 | -0.15 | -0.21 | 0 |  | 0.33 | 0.3 | 0.23 | 47.96 | 1489.371 | 0.98
D | 4002 | 2018-12-19 | 16 | ON | 33.95 | 12.22 | 0.41 | 0.03 | 0.09 | 0.43 | 0 | -0.01 | -0.18 | -0.21 | 0 |  | 0.33 | 0.3 | 0.23 | 47.59 | 1515.012 | 0.96
D | 4002 | 2018-12-19 | 17 | ON | 37.07 | 12.22 | 0.41 | 0.03 | 0.08 | 0.4 | 0 | -0.03 | -0.19 | -0.21 | 0 |  | 0.33 | 0.3 | 0.23 | 50.64 | 1631.853 | 0.92
D | 4002 | 2018-12-19 | 18 | ON | 39.19 | 12.22 | 0.41 | 0.03 | 0.12 | 0.38 | 0 | 0 | -0.42 | -0.21 | 0 |  | 0.33 | 0.3 | 0.23 | 52.58 | 1715.163 | 0.94
D | 4002 | 2018-12-19 | 19 | ON | 40.54 | 12.22 | 0.41 | 0.03 | 0.12 | 0.38 | 0 | -0.03 | -0.36 | -0.21 | 0 |  | 0.33 | 0.3 | 0.23 | 53.96 | 1706.009 | 0.94
D | 4002 | 2018-12-19 | 20 | ON | 41.9 | 12.22 | 0.41 | 0.03 | 0.14 | 0.39 | 0.06 | -0.02 | -0.25 | -0.21 | 0 |  | 0.33 | 0.3 | 0.23 | 55.53 | 1672.461 | 1.03
D | 4002 | 2018-12-19 | 21 | ON | 39.67 | 12.22 | 0.41 | 0.03 | 0.14 | 0.4 | 0 | -0.03 | -0.21 | -0.21 | 0 |  | 0.33 | 0.3 | 0.23 | 53.28 | 1614.667 | 0.98
D | 4002 | 2018-12-19 | 22 | ON | 34.13 | 12.22 | 0.41 | 0.03 | 0.12 | 0.43 | 0 | 0.02 | -0.14 | -0.21 | 0 |  | 0.33 | 0.3 | 0.23 | 47.87 | 1503.209 | 0.99
D | 4002 | 2018-12-19 | 23 | ON | 25.65 | 12.22 | 0.41 | 0.03 | 0.24 | 0.46 | 0 | 0.01 | -0.11 | -0.21 | 0 |  | 0.33 | 0.3 | 0.23 | 39.56 | 1363.172 | 1.14
D | 4002 | 2018-12-19 | 24 | OFF | 75.99 | 12.22 | 0.41 | 0.03 | 0.96 | 0 | 1.06 | -0.19 | -0.42 | -0.21 | 0 |  | 0.33 | 0.3 | 0.23 | 90.71 | 1239.184 | 2.46
D | 4002 | 2018-12-20 | 1 | OFF | 37.97 | 12.22 | 0.13 | 0.03 | 0.22 | 0 | 0.15 | 0 | -0.11 | -0.21 | 0 |  | 0.33 | 0.3 | 0.23 | 51.26 | 1161.564 | 0.53
D | 4002 | 2018-12-20 | 2 | OFF | 26.89 | 12.22 | 0.13 | 0.03 | 0.09 | 0 | 0 | 0.05 | -0.16 | -0.21 | 0 |  | 0.33 | 0.3 | 0.23 | 39.9 | 1125.141 | 0.25
D | 4002 | 2018-12-20 | 3 | OFF | 30.06 | 12.22 | 0.13 | 0.03 | 0.07 | 0 | 0 | -0.02 | -0.14 | -0.21 | 0 |  | 0.33 | 0.3 | 0.23 | 43 | 1109.009 | 0.23
D | 4002 | 2018-12-20 | 4 | OFF | 35.1 | 12.22 | 0.13 | 0.03 | 0.1 | 0 | 0 | 0 | -0.13 | -0.21 | 0 |  | 0.33 | 0.3 | 0.23 | 48.1 | 1117.553 | 0.26
D | 4002 | 2018-12-20 | 5 | OFF | 42.09 | 12.22 | 0.13 | 0.03 | 0.31 | 0 | 0 | 0.05 | -0.23 | -0.21 | 0 |  | 0.33 | 0.3 | 0.23 | 55.25 | 1163.462 | 0.47
D | 4002 | 2018-12-20 | 6 | OFF | 54.8 | 12.22 | 0.13 | 0.03 | 0.58 | 0 | 0.53 | 0.04 | -0.31 | -0.21 | 0 |  | 0.33 | 0.3 | 0.23 | 68.67 | 1282.45 | 1.27
D | 4002 | 2018-12-20 | 7 | OFF | 58.96 | 12.22 | 0.13 | 0.03 | 0.86 | 0 | 0.56 | -0.02 | -0.66 | -0.21 | 0 |  | 0.33 | 0.3 | 0.23 | 72.73 | 1466.586 | 1.58
D | 4002 | 2018-12-20 | 8 | ON | 46.89 | 12.22 | 0.13 | 0.03 | 0.39 | 0.42 | 0.12 | -0.01 | -0.43 | -0.21 | 0 |  | 0.33 | 0.3 | 0.23 | 60.41 | 1549.19 | 1.09
D | 4002 | 2018-12-20 | 9 | ON | 41.04 | 12.22 | 0.13 | 0.03 | 0.33 | 0.42 | 0 | -0.01 | -0.26 | -0.21 | 0 |  | 0.33 | 0.3 | 0.23 | 54.55 | 1539.289 | 0.91
D | 4002 | 2018-12-20 | 10 | ON | 32.05 | 12.22 | 0.13 | 0.03 | 0.22 | 0.42 | 0 | 0.02 | -0.16 | -0.21 | 0 |  | 0.33 | 0.3 | 0.23 | 45.58 | 1501.206 | 0.8
D | 4002 | 2018-12-20 | 11 | ON | 29.48 | 12.22 | 0.13 | 0.03 | 0.09 | 0.45 | 0 | 0.01 | -0.18 | -0.21 | 0 |  | 0.33 | 0.3 | 0.23 | 42.88 | 1447.087 | 0.7
D | 4002 | 2018-12-20 | 12 | ON | 29.18 | 12.22 | 0.13 | 0.03 | 0.08 | 0.46 | 0 | -0.01 | -0.13 | -0.21 | 0 |  | 0.33 | 0.3 | 0.23 | 42.61 | 1440.631 | 0.7
D | 4002 | 2018-12-20 | 13 | ON | 29.71 | 12.22 | 0.13 | 0.03 | 0.08 | 0.47 | 0 | 0.01 | -0.14 | -0.21 | 0 |  | 0.33 | 0.3 | 0.23 | 43.16 | 1404.434 | 0.71
D | 4002 | 2018-12-20 | 14 | ON | 28.56 | 12.22 | 0.13 | 0.03 | 0.08 | 0.46 | 0 | 0.01 | -0.15 | -0.21 | 0 |  | 0.33 | 0.3 | 0.23 | 41.99 | 1404.753 | 0.7
D | 4002 | 2018-12-20 | 15 | ON | 30.25 | 12.22 | 0.13 | 0.03 | 0.06 | 0.45 | 0 | 0.01 | -0.15 | -0.21 | 0 |  | 0.33 | 0.3 | 0.23 | 43.65 | 1408.658 | 0.67
D | 4002 | 2018-12-20 | 16 | ON | 30.04 | 12.22 | 0.13 | 0.03 | 0.07 | 0.44 | 0 | -0.03 | -0.17 | -0.21 | 0 |  | 0.33 | 0.3 | 0.23 | 43.38 | 1441.926 | 0.67
D | 4002 | 2018-12-20 | 17 | ON | 42.5 | 12.22 | 0.13 | 0.03 | 0.2 | 0.41 | 0.19 | 0.04 | -0.12 | -0.21 | 0 |  | 0.33 | 0.3 | 0.23 | 56.25 | 1557.018 | 0.96
D | 4002 | 2018-12-20 | 18 | ON | 46.27 | 12.22 | 0.13 | 0.03 | 0.17 | 0.4 | 0 | -0.04 | -0.38 | -0.21 | 0 |  | 0.33 | 0.3 | 0.23 | 59.45 | 1623.892 | 0.73
D | 4002 | 2018-12-20 | 19 | ON | 40.92 | 12.22 | 0.13 | 0.03 | 0.14 | 0.4 | 0.12 | -0.01 | -0.28 | -0.21 | 0 |  | 0.33 | 0.3 | 0.23 | 54.32 | 1616.792 | 0.82
D | 4002 | 2018-12-20 | 20 | ON | 36.72 | 12.22 | 0.13 | 0.03 | 0.12 | 0.41 | 0.05 | -0.01 | -0.22 | -0.21 | 0 |  | 0.33 | 0.3 | 0.23 | 50.1 | 1584.549 | 0.74
D | 4002 | 2018-12-20 | 21 | ON | 29.4 | 12.22 | 0.13 | 0.03 | 0.05 | 0.42 | 0 | 0.01 | -0.16 | -0.21 | 0 |  | 0.33 | 0.3 | 0.23 | 42.75 | 1527.839 | 0.63
D | 4002 | 2018-12-20 | 22 | ON | 29.18 | 12.22 | 0.13 | 0.03 | 0.08 | 0.45 | 0 | 0 | -0.14 | -0.21 | 0 |  | 0.33 | 0.3 | 0.23 | 42.6 | 1418.799 | 0.69
D | 4002 | 2018-12-20 | 23 | ON | 33.78 | 12.22 | 0.13 | 0.03 | 0.28 | 0.49 | 0.06 | -0.02 | -0.12 | -0.21 | 0 |  | 0.33 | 0.3 | 0.23 | 47.5 | 1278.238 | 0.99
D | 4002 | 2018-12-20 | 24 | OFF | 30.11 | 12.22 | 0.13 | 0.03 | 0.28 | 0 | 0 | -0.03 | -0.04 | -0.21 | 0 |  | 0.33 | 0.3 | 0.23 | 43.35 | 1159.544 | 0.44
D | 4002 | 2018-12-21 | 1 | OFF | 24.26 | 12.22 | 0.12 | 0.03 | 0.24 | 0 | 0 | -0.02 | -0.11 | -0.21 | 0 |  | 0.33 | 0.3 | 0.23 | 37.39 | 1079.915 | 0.39
D | 4002 | 2018-12-21 | 2 | OFF | 22 | 12.22 | 0.12 | 0.03 | 0.12 | 0 | 0 | 0.04 | -0.04 | -0.21 | 0 |  | 0.33 | 0.3 | 0.23 | 35.14 | 1040.558 | 0.27
D | 4002 | 2018-12-21 | 3 | OFF | 27.73 | 12.22 | 0.12 | 0.03 | 0.05 | 0 | 0 | -0.02 | -0.04 | -0.21 | 0 |  | 0.33 | 0.3 | 0.23 | 40.74 | 1017.767 | 0.2
D | 4002 | 2018-12-21 | 4 | OFF | 22.64 | 12.22 | 0.12 | 0.03 | 0.14 | 0 | 0 | -0.01 | -0.04 | -0.21 | 0 |  | 0.33 | 0.3 | 0.23 | 35.75 | 1022.076 | 0.29
D | 4002 | 2018-12-21 | 5 | OFF | 17.5 | 12.22 | 0.12 | 0.03 | 0.16 | 0 | 0 | 0.03 | -0.04 | -0.21 | 0 |  | 0.33 | 0.3 | 0.23 | 30.67 | 1056.771 | 0.31
D | 4002 | 2018-12-21 | 6 | OFF | 24.73 | 12.22 | 0.12 | 0.03 | 0.21 | 0 | 0 | 0.06 | -0.03 | -0.21 | 0 |  | 0.33 | 0.3 | 0.23 | 37.99 | 1158.883 | 0.36
D | 4002 | 2018-12-21 | 7 | OFF | 25.84 | 12.22 | 0.12 | 0.03 | 0.28 | 0 | 0 | 0.01 | -0.09 | -0.21 | 0 |  | 0.33 | 0.3 | 0.23 | 39.06 | 1321.373 | 0.43
D | 4002 | 2018-12-21 | 8 | ON | 28.3 | 12.22 | 0.12 | 0.03 | 0.16 | 0.45 | 0 | -0.01 | -0.13 | -0.21 | 0 |  | 0.33 | 0.3 | 0.23 | 41.79 | 1421.411 | 0.76
D | 4002 | 2018-12-21 | 9 | ON | 28.09 | 12.22 | 0.12 | 0.03 | 0.11 | 0.44 | 0 | -0.01 | -0.09 | -0.21 | 0 |  | 0.33 | 0.3 | 0.23 | 41.56 | 1463.62 | 0.7
D | 4002 | 2018-12-21 | 10 | ON | 32.88 | 12.22 | 0.12 | 0.03 | 0.12 | 0.43 | 0 | -0.01 | -0.11 | -0.21 | 0 |  | 0.33 | 0.3 | 0.23 | 46.33 | 1485.326 | 0.7
D | 4002 | 2018-12-21 | 11 | ON | 44.13 | 12.22 | 0.12 | 0.03 | 0.14 | 0.42 | 0 | -0.08 | -0.15 | -0.21 | 0 |  | 0.33 | 0.3 | 0.23 | 57.48 | 1493.919 | 0.71
D | 4002 | 2018-12-21 | 12 | ON | 41.74 | 12.22 | 0.12 | 0.03 | 0.18 | 0.43 | 0 | -0.02 | -0.12 | -0.21 | 0 |  | 0.33 | 0.3 | 0.23 | 55.23 | 1485.839 | 0.76
D | 4002 | 2018-12-21 | 13 | ON | 35.3 | 12.22 | 0.12 | 0.03 | 0.15 | 0.43 | 0.09 | 0.03 | -0.08 | -0.21 | 0 |  | 0.33 | 0.3 | 0.23 | 48.94 | 1465.481 | 0.82
D | 4002 | 2018-12-21 | 14 | ON | 39.82 | 12.22 | 0.12 | 0.03 | 0.12 | 0.43 | 0.23 | -0.01 | -0.1 | -0.21 | 0 |  | 0.33 | 0.3 | 0.23 | 53.51 | 1454.533 | 0.93
D | 4002 | 2018-12-21 | 15 | ON | 32.87 | 12.22 | 0.12 | 0.03 | 0.13 | 0.44 | 0.03 | 0.03 | -0.1 | -0.21 | 0 |  | 0.33 | 0.3 | 0.23 | 46.42 | 1439.475 | 0.75
D | 4002 | 2018-12-21 | 16 | ON | 27.31 | 12.22 | 0.12 | 0.03 | 0.08 | 0.44 | 0 | -0.01 | -0.13 | -0.21 | 0 |  | 0.33 | 0.3 | 0.23 | 40.71 | 1446.198 | 0.67
D | 4002 | 2018-12-21 | 17 | ON | 27.35 | 12.22 | 0.12 | 0.03 | 0.07 | 0.42 | 0 | 0.04 | -0.14 | -0.21 | 0 |  | 0.33 | 0.3 | 0.23 | 40.76 | 1510.238 | 0.64
D | 4002 | 2018-12-21 | 18 | ON | 26.16 | 12.22 | 0.12 | 0.03 | 0.06 | 0.41 | 0 | 0.03 | -0.15 | -0.21 | 0 |  | 0.33 | 0.3 | 0.23 | 39.53 | 1544.226 | 0.62
D | 4002 | 2018-12-21 | 19 | ON | 23.37 | 12.22 | 0.12 | 0.03 | 0.07 | 0.42 | 0 | 0.02 | -0.17 | -0.21 | 0 |  | 0.33 | 0.3 | 0.23 | 36.73 | 1506.66 | 0.64
D | 4002 | 2018-12-21 | 20 | ON | 22.95 | 12.22 | 0.12 | 0.03 | 0.08 | 0.44 | 0 | -0.01 | -0.15 | -0.21 | 0 |  | 0.33 | 0.3 | 0.23 | 36.33 | 1447.024 | 0.67
D | 4002 | 2018-12-21 | 21 | ON | 23.64 | 12.22 | 0.12 | 0.03 | 0.11 | 0.46 | 0 | 0.01 | -0.07 | -0.21 | 0 |  | 0.33 | 0.3 | 0.23 | 37.17 | 1382.997 | 0.72
D | 4002 | 2018-12-21 | 22 | ON | 26.67 | 12.22 | 0.12 | 0.03 | 0.1 | 0.45 | 0.03 | -0.04 | -0.11 | -0.21 | 0 |  | 0.33 | 0.3 | 0.23 | 40.12 | 1292.356 | 0.73
D | 4002 | 2018-12-21 | 23 | ON | 25.83 | 12.22 | 0.12 | 0.03 | 0.21 | 0.52 | 0.06 | 0 | 0 | -0.21 | 0 |  | 0.33 | 0.3 | 0.23 | 39.64 | 1179.972 | 0.94
D | 4002 | 2018-12-21 | 24 | OFF | 18.58 | 12.22 | 0.12 | 0.03 | 0.34 | 0 | 0 | -0.01 | 0.01 | -0.21 | 0 |  | 0.33 | 0.3 | 0.23 | 31.94 | 1063.417 | 0.49
D | 4002 | 2018-12-22 | 1 | OFF | 15.55 | 12.22 | 0.39 | 0.03 | 0.28 | 0 | 0 | 0 | 0.01 | -0.21 | 0 |  | 0.33 | 0.3 | 0.23 | 29.13 | 978.608 | 0.7
D | 4002 | 2018-12-22 | 2 | OFF | 12.48 | 12.22 | 0.39 | 0.03 | 0.27 | 0 | 0 | 0 | -0.05 | -0.21 | 0 |  | 0.33 | 0.3 | 0.23 | 25.99 | 928.77 | 0.69
D | 4002 | 2018-12-22 | 3 | OFF | 2.64 | 12.22 | 0.39 | 0.03 | 0.46 | 0 | 0 | 0 | -0.03 | -0.21 | 0 |  | 0.33 | 0.3 | 0.23 | 16.36 | 900.529 | 0.88
D | 4002 | 2018-12-22 | 4 | OFF | 1.83 | 12.22 | 0.39 | 0.03 | 0.48 | 0 | 0 | 0 | -0.04 | -0.21 | 0 |  | 0.33 | 0.3 | 0.23 | 15.56 | 892.704 | 0.9
D | 4002 | 2018-12-22 | 5 | OFF | 9.7 | 12.22 | 0.39 | 0.03 | 0.43 | 0 | 0 | 0.02 | 0 | -0.21 | 0 |  | 0.33 | 0.3 | 0.23 | 23.44 | 902.381 | 0.85
D | 4002 | 2018-12-22 | 6 | OFF | 9.94 | 12.22 | 0.39 | 0.03 | 0.31 | 0 | 0 | -0.01 | 0 | -0.21 | 0 |  | 0.33 | 0.3 | 0.23 | 23.53 | 943.464 | 0.73
D | 4002 | 2018-12-22 | 7 | OFF | -9.31 | 12.22 | 0.39 | 0.03 | 0.79 | 0 | 0 | 0.01 | 0.02 | -0.21 | 0 |  | 0.33 | 0.3 | 0.23 | 4.8 | 1018.208 | 1.21
D | 4002 | 2018-12-22 | 8 | OFF | -13.28 | 12.22 | 0.39 | 0.03 | 0.88 | 0 | 0 | 0 | 0.06 | -0.21 | 0 |  | 0.33 | 0.3 | 0.23 | 0.95 | 1115.604 | 1.3
D | 4002 | 2018-12-22 | 9 | OFF | 14.34 | 12.22 | 0.39 | 0.03 | 0.4 | 0 | 0.02 | 0 | 0.08 | -0.21 | 0 |  | 0.33 | 0.3 | 0.23 | 28.13 | 1207.747 | 0.84
D | 4002 | 2018-12-22 | 10 | OFF | 30.52 | 12.22 | 0.39 | 0.03 | 0.15 | 0 | 0 | 0 | -0.11 | -0.21 | 0 |  | 0.33 | 0.3 | 0.23 | 43.85 | 1273.609 | 0.57
D | 4002 | 2018-12-22 | 11 | OFF | 32.51 | 12.22 | 0.39 | 0.03 | 0.1 | 0 | 0 | -0.02 | -0.12 | -0.21 | 0 |  | 0.33 | 0.3 | 0.23 | 45.76 | 1305.942 | 0.52
D | 4002 | 2018-12-22 | 12 | OFF | 29.39 | 12.22 | 0.39 | 0.03 | 0.1 | 0 | 0 | -0.03 | -0.15 | -0.21 | 0 |  | 0.33 | 0.3 | 0.23 | 42.6 | 1303.645 | 0.52
D | 4002 | 2018-12-22 | 13 | OFF | 25.29 | 12.22 | 0.39 | 0.03 | 0.09 | 0 | 0 | -0.01 | -0.14 | -0.21 | 0 |  | 0.33 | 0.3 | 0.23 | 38.52 | 1297.903 | 0.51
D | 4002 | 2018-12-22 | 14 | OFF | 24 | 12.22 | 0.39 | 0.03 | 0.08 | 0 | 0 | 0.01 | -0.14 | -0.21 | 0 |  | 0.33 | 0.3 | 0.23 | 37.24 | 1277.247 | 0.5
D | 4002 | 2018-12-22 | 15 | OFF | 22.59 | 12.22 | 0.39 | 0.03 | 0.06 | 0 | 0 | -0.01 | -0.17 | -0.21 | 0 |  | 0.33 | 0.3 | 0.23 | 35.76 | 1280.273 | 0.48
D | 4002 | 2018-12-22 | 16 | OFF | 23.3 | 12.22 | 0.39 | 0.03 | 0.07 | 0 | 0 | -0.03 | -0.13 | -0.21 | 0 |  | 0.33 | 0.3 | 0.23 | 36.5 | 1312.959 | 0.49
D | 4002 | 2018-12-22 | 17 | OFF | 28.26 | 12.22 | 0.39 | 0.03 | 0.08 | 0 | 0 | -0.02 | -0.14 | -0.21 | 0 |  | 0.33 | 0.3 | 0.23 | 41.47 | 1412.382 | 0.5
D | 4002 | 2018-12-22 | 18 | OFF | 31.99 | 12.22 | 0.39 | 0.03 | 0.12 | 0 | 0 | 0.01 | -0.27 | -0.21 | 0 |  | 0.33 | 0.3 | 0.23 | 45.14 | 1479.153 | 0.54
D | 4002 | 2018-12-22 | 19 | OFF | 32.63 | 12.22 | 0.39 | 0.03 | 0.11 | 0 | 0 | 0 | -0.22 | -0.21 | 0 |  | 0.33 | 0.3 | 0.23 | 45.81 | 1460.255 | 0.53
D | 4002 | 2018-12-22 | 20 | OFF | 35.43 | 12.22 | 0.39 | 0.03 | 0.14 | 0 | 0 | 0.01 | -0.2 | -0.21 | 0 |  | 0.33 | 0.3 | 0.23 | 48.67 | 1424.194 | 0.56
D | 4002 | 2018-12-22 | 21 | OFF | 33.47 | 12.22 | 0.39 | 0.03 | 0.14 | 0 | 0 | 0 | -0.19 | -0.21 | 0 |  | 0.33 | 0.3 | 0.23 | 46.71 | 1382.585 | 0.56
D | 4002 | 2018-12-22 | 22 | OFF | 28.69 | 12.22 | 0.39 | 0.03 | 0.12 | 0 | 0 | 0.02 | -0.14 | -0.21 | 0 |  | 0.33 | 0.3 | 0.23 | 41.98 | 1318.07 | 0.54
D | 4002 | 2018-12-22 | 23 | OFF | 28.5 | 12.22 | 0.39 | 0.03 | 0.25 | 0 | 0.03 | 0 | -0.11 | -0.21 | 0 |  | 0.33 | 0.3 | 0.23 | 41.96 | 1229.467 | 0.7
D | 4002 | 2018-12-22 | 24 | OFF | 23.2 | 12.22 | 0.39 | 0.03 | 0.19 | 0 | 0 | 0.01 | -0.1 | -0.21 | 0 |  | 0.33 | 0.3 | 0.23 | 36.59 | 1134.24 | 0.61
D | 4002 | 2018-12-23 | 1 | OFF | 23.43 | 12.22 | 0.18 | 0.04 | 0.27 | 0 | 0 | 0.01 | -0.17 | -0.21 | 0 |  | 0.33 | 0.3 | 0.23 | 36.63 | 1058.564 | 0.49
D | 4002 | 2018-12-23 | 2 | OFF | 22.72 | 12.22 | 0.18 | 0.04 | 0.17 | 0 | 0 | 0.05 | -0.2 | -0.21 | 0 |  | 0.33 | 0.3 | 0.23 | 35.83 | 1015.938 | 0.39
D | 4002 | 2018-12-23 | 3 | OFF | 23.9 | 12.22 | 0.18 | 0.04 | 0.12 | 0 | 0 | 0.02 | -0.14 | -0.21 | 0 |  | 0.33 | 0.3 | 0.23 | 36.99 | 997.341 | 0.34
D | 4002 | 2018-12-23 | 4 | OFF | 24.69 | 12.22 | 0.18 | 0.04 | 0.11 | 0 | 0 | 0.01 | -0.15 | -0.21 | 0 |  | 0.33 | 0.3 | 0.23 | 37.75 | 993.654 | 0.33
D | 4002 | 2018-12-23 | 5 | OFF | 24.29 | 12.22 | 0.18 | 0.04 | 0.16 | 0 | 0 | 0.04 | -0.17 | -0.21 | 0 |  | 0.33 | 0.3 | 0.23 | 37.41 | 1011.043 | 0.38
D | 4002 | 2018-12-23 | 6 | OFF | 25.68 | 12.22 | 0.18 | 0.04 | 0.1 | 0 | 0 | -0.03 | -0.08 | -0.21 | 0 |  | 0.33 | 0.3 | 0.23 | 38.76 | 1051.525 | 0.32
D | 4002 | 2018-12-23 | 7 | OFF | 10.37 | 12.22 | 0.18 | 0.04 | 0.42 | 0 | 0 | 0.02 | -0.02 | -0.21 | 0 |  | 0.33 | 0.3 | 0.23 | 23.88 | 1124.462 | 0.64
D | 4002 | 2018-12-23 | 8 | OFF | 27.34 | 12.22 | 0.18 | 0.04 | 0.22 | 0 | 0.06 | 0 | -0.09 | -0.21 | 0 |  | 0.33 | 0.3 | 0.23 | 40.62 | 1218.808 | 0.5
D | 4002 | 2018-12-23 | 9 | OFF | 32.81 | 12.22 | 0.18 | 0.04 | 0.18 | 0 | 0.03 | -0.02 | -0.13 | -0.21 | 0 |  | 0.33 | 0.3 | 0.23 | 45.96 | 1305.619 | 0.43
D | 4002 | 2018-12-23 | 10 | OFF | 26.93 | 12.22 | 0.18 | 0.04 | 0.11 | 0 | 0 | 0.01 | -0.14 | -0.21 | 0 |  | 0.33 | 0.3 | 0.23 | 40 | 1345.942 | 0.33
D | 4002 | 2018-12-23 | 11 | OFF | 23.75 | 12.22 | 0.18 | 0.04 | 0.13 | 0 | 0 | 0.01 | -0.14 | -0.21 | 0 |  | 0.33 | 0.3 | 0.23 | 36.84 | 1352.797 | 0.35
D | 4002 | 2018-12-23 | 12 | OFF | 21.93 | 12.22 | 0.18 | 0.04 | 0.14 | 0 | 0 | -0.01 | -0.14 | -0.21 | 0 |  | 0.33 | 0.3 | 0.23 | 35.01 | 1342.401 | 0.36
D | 4002 | 2018-12-23 | 13 | OFF | 22.67 | 12.22 | 0.18 | 0.04 | 0.14 | 0 | 0 | 0.01 | -0.14 | -0.21 | 0 |  | 0.33 | 0.3 | 0.23 | 35.77 | 1334.665 | 0.36
D | 4002 | 2018-12-23 | 14 | OFF | 25.29 | 12.22 | 0.18 | 0.04 | 0.13 | 0 | 0 | -0.01 | -0.14 | -0.21 | 0 |  | 0.33 | 0.3 | 0.23 | 38.36 | 1318.423 | 0.35
D | 4002 | 2018-12-23 | 15 | OFF | 27.25 | 12.22 | 0.18 | 0.04 | 0.09 | 0 | 0 | 0.01 | -0.15 | -0.21 | 0 |  | 0.33 | 0.3 | 0.23 | 40.29 | 1320.189 | 0.31
D | 4002 | 2018-12-23 | 16 | OFF | 28.06 | 12.22 | 0.18 | 0.04 | 0.09 | 0 | 0 | 0.04 | -0.16 | -0.21 | 0 |  | 0.33 | 0.3 | 0.23 | 41.12 | 1347.515 | 0.31
D | 4002 | 2018-12-23 | 17 | OFF | 34.29 | 12.22 | 0.18 | 0.04 | 0.13 | 0 | 0 | 0.01 | 0.05 | -0.21 | 0 |  | 0.33 | 0.3 | 0.23 | 47.57 | 1471.506 | 0.35
D | 4002 | 2018-12-23 | 18 | OFF | 51.54 | 12.22 | 0.18 | 0.04 | 0.29 | 0 | 0.13 | -0.02 | -0.24 | -0.21 | 0 |  | 0.33 | 0.3 | 0.23 | 64.79 | 1560.23 | 0.64
D | 4002 | 2018-12-23 | 19 | OFF | 53.06 | 12.22 | 0.18 | 0.04 | 0.27 | 0 | 0.69 | -0.02 | -0.23 | -0.21 | 0 |  | 0.33 | 0.3 | 0.23 | 66.86 | 1551.96 | 1.18
D | 4002 | 2018-12-23 | 20 | OFF | 48.58 | 12.22 | 0.18 | 0.04 | 0.23 | 0 | 0.07 | -0.01 | -0.15 | -0.21 | 0 |  | 0.33 | 0.3 | 0.23 | 61.81 | 1515.63 | 0.52
D | 4002 | 2018-12-23 | 21 | OFF | 46.78 | 12.22 | 0.18 | 0.04 | 0.23 | 0 | 0 | -0.02 | -0.13 | -0.21 | 0 |  | 0.33 | 0.3 | 0.23 | 59.95 | 1475.568 | 0.45
D | 4002 | 2018-12-23 | 22 | OFF | 49.47 | 12.22 | 0.18 | 0.04 | 0.3 | 0 | 0.53 | 0.01 | -0.17 | -0.21 | 0 |  | 0.33 | 0.3 | 0.23 | 63.23 | 1402.42 | 1.05
D | 4002 | 2018-12-23 | 23 | OFF | 50.35 | 12.22 | 0.18 | 0.04 | 1.38 | 0 | 0.81 | -0.01 | -0.16 | -0.21 | 0 |  | 0.33 | 0.3 | 0.23 | 65.46 | 1299.229 | 2.41
D | 4002 | 2018-12-23 | 24 | OFF | 53.84 | 12.22 | 0.18 | 0.04 | 1.04 | 0 | 0.95 | -0.06 | -0.02 | -0.21 | 0 |  | 0.33 | 0.3 | 0.23 | 68.84 | 1197.694 | 2.21
D | 4002 | 2018-12-24 | 1 | OFF | 35.55 | 12.22 | 0.31 | 0.02 | 0.23 | 0 | 0.32 | 0.06 | -0.07 | -0.21 | 0 |  | 0.33 | 0.3 | 0.23 | 49.29 | 1126.365 | 0.88
D | 4002 | 2018-12-24 | 2 | OFF | 28.45 | 12.22 | 0.31 | 0.02 | 0.07 | 0 | 0 | 0.03 | -0.06 | -0.21 | 0 |  | 0.33 | 0.3 | 0.23 | 41.69 | 1080.653 | 0.4
D | 4002 | 2018-12-24 | 3 | OFF | 27.81 | 12.22 | 0.31 | 0.02 | 0.06 | 0 | 0 | 0 | -0.06 | -0.21 | 0 |  | 0.33 | 0.3 | 0.23 | 41.01 | 1058.999 | 0.39
D | 4002 | 2018-12-24 | 4 | OFF | 30.85 | 12.22 | 0.31 | 0.02 | 0.13 | 0 | 0 | 0 | -0.04 | -0.21 | 0 |  | 0.33 | 0.3 | 0.23 | 44.14 | 1054.616 | 0.46
D | 4002 | 2018-12-24 | 5 | OFF | 31.63 | 12.22 | 0.31 | 0.02 | 0.54 | 0 | 0 | 0.01 | -0.05 | -0.21 | 0 |  | 0.33 | 0.3 | 0.23 | 45.33 | 1077.347 | 0.87
D | 4002 | 2018-12-24 | 6 | OFF | 30.32 | 12.22 | 0.31 | 0.02 | 1.33 | 0 | 0 | 0.11 | -0.09 | -0.21 | 0 |  | 0.33 | 0.3 | 0.23 | 44.87 | 1137.1 | 1.66
D | 4002 | 2018-12-24 | 7 | OFF | 13.08 | 12.22 | 0.31 | 0.02 | 0.74 | 0 | 0 | 0.02 | 0.05 | -0.21 | 0 |  | 0.33 | 0.3 | 0.23 | 27.09 | 1228.475 | 1.07
D | 4002 | 2018-12-24 | 8 | ON | 36.4 | 12.22 | 0.31 | 0.02 | 0.64 | 0.49 | 0.04 | 0.01 | -0.17 | -0.21 | 0 |  | 0.33 | 0.3 | 0.23 | 50.61 | 1326.77 | 1.5
D | 4002 | 2018-12-24 | 9 | ON | 42.13 | 12.22 | 0.31 | 0.02 | 0.21 | 0.46 | 0.04 | -0.03 | -0.07 | -0.21 | 0 |  | 0.33 | 0.3 | 0.23 | 55.94 | 1404.414 | 1.04
D | 4002 | 2018-12-24 | 10 | ON | 54.13 | 12.22 | 0.31 | 0.02 | 0.25 | 0.45 | 0.06 | -0.11 | -0.05 | -0.21 | 0 |  | 0.33 | 0.3 | 0.23 | 67.93 | 1444.231 | 1.09
D | 4002 | 2018-12-24 | 11 | ON | 55.35 | 12.22 | 0.31 | 0.02 | 0.21 | 0.45 | 0.11 | -0.09 | -0.28 | -0.21 | 0 |  | 0.33 | 0.3 | 0.23 | 68.95 | 1440.98 | 1.1
D | 4002 | 2018-12-24 | 12 | ON | 39.45 | 12.22 | 0.31 | 0.02 | 0.1 | 0.44 | 0 | -0.03 | -0.2 | -0.21 | 0 |  | 0.33 | 0.3 | 0.23 | 52.96 | 1437.02 | 0.87
D | 4002 | 2018-12-24 | 13 | ON | 36.28 | 12.22 | 0.31 | 0.02 | 0.1 | 0.45 | 0 | -0.02 | -0.21 | -0.21 | 0 |  | 0.33 | 0.3 | 0.23 | 49.8 | 1412.802 | 0.88
D | 4002 | 2018-12-24 | 14 | ON | 34.17 | 12.22 | 0.31 | 0.02 | 0.11 | 0.45 | 0 | -0.04 | -0.19 | -0.21 | 0 |  | 0.33 | 0.3 | 0.23 | 47.7 | 1401.988 | 0.89
D | 4002 | 2018-12-24 | 15 | ON | 32.78 | 12.22 | 0.31 | 0.02 | 0.13 | 0.45 | 0 | -0.02 | -0.21 | -0.21 | 0 |  | 0.33 | 0.3 | 0.23 | 46.33 | 1409.318 | 0.91
D | 4002 | 2018-12-24 | 16 | ON | 36.54 | 12.22 | 0.31 | 0.02 | 0.15 | 0.44 | 0 | 0 | -0.18 | -0.21 | 0 |  | 0.33 | 0.3 | 0.23 | 50.15 | 1421.193 | 0.92
D | 4002 | 2018-12-24 | 17 | ON | 44.86 | 12.22 | 0.31 | 0.02 | 0.16 | 0.43 | 0.01 | 0.02 | -0.21 | -0.21 | 0 |  | 0.33 | 0.3 | 0.23 | 58.47 | 1483.998 | 0.93
D | 4002 | 2018-12-24 | 18 | ON | 34.87 | 12.22 | 0.31 | 0.02 | 0.12 | 0.42 | 0 | 0 | -0.33 | -0.21 | 0 |  | 0.33 | 0.3 | 0.23 | 48.28 | 1491.326 | 0.87
D | 4002 | 2018-12-24 | 19 | ON | 32.72 | 12.22 | 0.31 | 0.02 | 0.13 | 0.44 | 0 | 0.03 | -0.24 | -0.21 | 0 |  | 0.33 | 0.3 | 0.23 | 46.28 | 1429.354 | 0.9
D | 4002 | 2018-12-24 | 20 | ON | 29.36 | 12.22 | 0.31 | 0.02 | 0.13 | 0.46 | 0 | 0.01 | -0.2 | -0.21 | 0 |  | 0.33 | 0.3 | 0.23 | 42.96 | 1371.076 | 0.92
D | 4002 | 2018-12-24 | 21 | ON | 25.33 | 12.22 | 0.31 | 0.02 | 0.1 | 0.47 | 0 | 0.02 | -0.19 | -0.21 | 0 |  | 0.33 | 0.3 | 0.23 | 38.93 | 1337.634 | 0.9
D | 4002 | 2018-12-24 | 22 | ON | 25 | 12.22 | 0.31 | 0.02 | 0.13 | 0.49 | 0 | 0 | -0.15 | -0.21 | 0 |  | 0.33 | 0.3 | 0.23 | 38.67 | 1296.02 | 0.95
D | 4002 | 2018-12-24 | 23 | ON | 23.61 | 12.22 | 0.31 | 0.02 | 0.78 | 0.51 | 0 | -0.03 | -0.08 | -0.21 | 0 |  | 0.33 | 0.3 | 0.23 | 37.99 | 1228.408 | 1.62
D | 4002 | 2018-12-24 | 24 | OFF | 25.48 | 12.22 | 0.31 | 0.02 | 0.56 | 0 | 0 | -0.07 | -0.15 | -0.21 | 0 |  | 0.33 | 0.3 | 0.23 | 39.02 | 1147.345 | 0.89
D | 4002 | 2018-12-25 | 1 | OFF | 29.33 | 12.22 | 0.23 | 0.07 | 0.76 | 0 | 0.08 | 0.04 | -0.13 | -0.21 | 0 |  | 0.33 | 0.3 | 0.23 | 43.25 | 1077.119 | 1.14
D | 4002 | 2018-12-25 | 2 | OFF | 24.71 | 12.22 | 0.23 | 0.07 | 0.25 | 0 | 0 | 0.02 | -0.12 | -0.21 | 0 |  | 0.33 | 0.3 | 0.23 | 38.03 | 1037.415 | 0.55
D | 4002 | 2018-12-25 | 3 | OFF | 24.82 | 12.22 | 0.23 | 0.07 | 0.1 | 0 | 0 | 0.04 | -0.12 | -0.21 | 0 |  | 0.33 | 0.3 | 0.23 | 38.01 | 1018.385 | 0.4
D | 4002 | 2018-12-25 | 4 | OFF | 15.05 | 12.22 | 0.23 | 0.07 | 0.21 | 0 | 0 | 0.01 | -0.11 | -0.21 | 0 |  | 0.33 | 0.3 | 0.23 | 28.33 | 1016.492 | 0.51
D | 4002 | 2018-12-25 | 5 | OFF | 22.78 | 12.22 | 0.23 | 0.07 | 0.13 | 0 | 0 | 0.01 | -0.11 | -0.21 | 0 |  | 0.33 | 0.3 | 0.23 | 35.98 | 1031.724 | 0.43
D | 4002 | 2018-12-25 | 6 | OFF | 24.54 | 12.22 | 0.23 | 0.07 | 0.28 | 0 | 0 | 0.04 | -0.1 | -0.21 | 0 |  | 0.33 | 0.3 | 0.23 | 37.93 | 1077.958 | 0.58
D | 4002 | 2018-12-25 | 7 | OFF | 24.72 | 12.22 | 0.23 | 0.07 | 0.29 | 0 | 0 | 0.01 | -0.11 | -0.21 | 0 |  | 0.33 | 0.3 | 0.23 | 38.08 | 1150.463 | 0.59
D | 4002 | 2018-12-25 | 8 | OFF | 29.82 | 12.22 | 0.23 | 0.07 | 0.29 | 0 | 0 | -0.01 | -0.12 | -0.21 | 0 |  | 0.33 | 0.3 | 0.23 | 43.15 | 1240.671 | 0.59
D | 4002 | 2018-12-25 | 9 | OFF | 28.15 | 12.22 | 0.23 | 0.07 | 0.25 | 0 | 0 | -0.01 | -0.14 | -0.21 | 0 |  | 0.33 | 0.3 | 0.23 | 41.42 | 1316.979 | 0.55
D | 4002 | 2018-12-25 | 10 | OFF | 24.77 | 12.22 | 0.23 | 0.07 | 0.09 | 0 | 0 | 0.03 | -0.13 | -0.21 | 0 |  | 0.33 | 0.3 | 0.23 | 37.93 | 1342.877 | 0.39
D | 4002 | 2018-12-25 | 11 | OFF | 23.95 | 12.22 | 0.23 | 0.07 | 0.09 | 0 | 0 | -0.01 | -0.2 | -0.21 | 0 |  | 0.33 | 0.3 | 0.23 | 37 | 1332.076 | 0.39
D | 4002 | 2018-12-25 | 12 | OFF | 23.55 | 12.22 | 0.23 | 0.07 | 0.09 | 0 | 0 | -0.02 | -0.19 | -0.21 | 0 |  | 0.33 | 0.3 | 0.23 | 36.6 | 1323.838 | 0.39
D | 4002 | 2018-12-25 | 13 | OFF | 19.99 | 12.22 | 0.23 | 0.07 | 0.1 | 0 | 0 | -0.01 | -0.19 | -0.21 | 0 |  | 0.33 | 0.3 | 0.23 | 33.06 | 1304.091 | 0.4
D | 4002 | 2018-12-25 | 14 | OFF | 12.35 | 12.22 | 0.23 | 0.07 | 0.23 | 0 | 0 | -0.03 | -0.13 | -0.21 | 0 |  | 0.33 | 0.3 | 0.23 | 25.59 | 1278.513 | 0.53
D | 4002 | 2018-12-25 | 15 | OFF | 21.98 | 12.22 | 0.23 | 0.07 | 0.13 | 0 | 0 | -0.01 | -0.18 | -0.21 | 0 |  | 0.33 | 0.3 | 0.23 | 35.09 | 1269.907 | 0.43
D | 4002 | 2018-12-25 | 16 | OFF | 23.8 | 12.22 | 0.23 | 0.07 | 0.09 | 0 | 0 | 0 | -0.17 | -0.21 | 0 |  | 0.33 | 0.3 | 0.23 | 36.89 | 1293.193 | 0.39
D | 4002 | 2018-12-25 | 17 | OFF | 25.38 | 12.22 | 0.23 | 0.07 | 0.06 | 0 | 0 | 0 | -0.19 | -0.21 | 0 |  | 0.33 | 0.3 | 0.23 | 38.42 | 1374.387 | 0.36
D | 4002 | 2018-12-25 | 18 | OFF | 26.23 | 12.22 | 0.23 | 0.07 | 0.06 | 0 | 0 | 0.01 | -0.27 | -0.21 | 0 |  | 0.33 | 0.3 | 0.23 | 39.2 | 1433.151 | 0.36
D | 4002 | 2018-12-25 | 19 | OFF | 26.31 | 12.22 | 0.23 | 0.07 | 0.06 | 0 | 0 | -0.01 | -0.23 | -0.21 | 0 |  | 0.33 | 0.3 | 0.23 | 39.3 | 1431.076 | 0.36
D | 4002 | 2018-12-25 | 20 | OFF | 26.09 | 12.22 | 0.23 | 0.07 | 0.12 | 0 | 0 | 0 | -0.2 | -0.21 | 0 |  | 0.33 | 0.3 | 0.23 | 39.18 | 1420.979 | 0.42
D | 4002 | 2018-12-25 | 21 | OFF | 26.01 | 12.22 | 0.23 | 0.07 | 0.08 | 0 | 0 | 0.01 | -0.17 | -0.21 | 0 |  | 0.33 | 0.3 | 0.23 | 39.1 | 1398.137 | 0.38
D | 4002 | 2018-12-25 | 22 | OFF | 25.74 | 12.22 | 0.23 | 0.07 | 0.06 | 0 | 0 | -0.02 | -0.18 | -0.21 | 0 |  | 0.33 | 0.3 | 0.23 | 38.77 | 1349.521 | 0.36
D | 4002 | 2018-12-25 | 23 | OFF | 31.1 | 12.22 | 0.23 | 0.07 | 0.23 | 0 | 0.45 | -0.06 | -0.11 | -0.21 | 0 |  | 0.33 | 0.3 | 0.23 | 44.78 | 1264.104 | 0.98
D | 4002 | 2018-12-25 | 24 | OFF | 28.13 | 12.22 | 0.23 | 0.07 | 0.23 | 0 | 0.13 | 0.01 | -0.1 | -0.21 | 0 |  | 0.33 | 0.3 | 0.23 | 41.57 | 1181.689 | 0.66
D | 4002 | 2018-12-26 | 1 | OFF | 22.96 | 12.22 | 0.16 | 0.11 | 0.16 | 0 | 0 | -0.04 | -0.19 | -0.21 | 0 |  | 0.33 | 0.3 | 0.23 | 36.03 | 1125.427 | 0.43
D | 4002 | 2018-12-26 | 2 | OFF | 24.24 | 12.22 | 0.16 | 0.11 | 0.13 | 0 | 0 | -0.03 | -0.14 | -0.21 | 0 |  | 0.33 | 0.3 | 0.23 | 37.34 | 1097.919 | 0.4
D | 4002 | 2018-12-26 | 3 | OFF | 21.69 | 12.22 | 0.16 | 0.11 | 0.15 | 0 | 0 | -0.03 | -0.13 | -0.21 | 0 |  | 0.33 | 0.3 | 0.23 | 34.82 | 1087.84 | 0.42
D | 4002 | 2018-12-26 | 4 | OFF | 22.67 | 12.22 | 0.16 | 0.11 | 0.15 | 0 | 0 | 0.02 | -0.15 | -0.21 | 0 |  | 0.33 | 0.3 | 0.23 | 35.83 | 1096.728 | 0.42
D | 4002 | 2018-12-26 | 5 | OFF | 19.75 | 12.22 | 0.16 | 0.11 | 0.18 | 0 | 0 | 0.03 | -0.13 | -0.21 | 0 |  | 0.33 | 0.3 | 0.23 | 32.97 | 1139.786 | 0.45
D | 4002 | 2018-12-26 | 6 | OFF | 21.95 | 12.22 | 0.16 | 0.11 | 0.4 | 0 | 0 | -0.01 | -0.05 | -0.21 | 0 |  | 0.33 | 0.3 | 0.23 | 35.43 | 1225.151 | 0.67
D | 4002 | 2018-12-26 | 7 | OFF | 24.43 | 12.22 | 0.16 | 0.11 | 0.27 | 0 | 0 | 0 | -0.16 | -0.21 | 0 |  | 0.33 | 0.3 | 0.23 | 37.68 | 1353.378 | 0.54
D | 4002 | 2018-12-26 | 8 | ON | 28.01 | 12.22 | 0.16 | 0.11 | 0.23 | 0.45 | 0 | -0.01 | -0.19 | -0.21 | 0 |  | 0.33 | 0.3 | 0.23 | 41.63 | 1458.079 | 0.95
D | 4002 | 2018-12-26 | 9 | ON | 29.6 | 12.22 | 0.16 | 0.11 | 0.14 | 0.43 | 0 | -0.01 | -0.25 | -0.21 | 0 |  | 0.33 | 0.3 | 0.23 | 43.05 | 1516.426 | 0.84
D | 4002 | 2018-12-26 | 10 | ON | 33.12 | 12.22 | 0.16 | 0.11 | 0.14 | 0.43 | 0 | -0.02 | -0.19 | -0.21 | 0 |  | 0.33 | 0.3 | 0.23 | 46.62 | 1535.7 | 0.84
D | 4002 | 2018-12-26 | 11 | ON | 33.57 | 12.22 | 0.16 | 0.11 | 0.13 | 0.44 | 0.04 | 0.02 | -0.18 | -0.21 | 0 |  | 0.33 | 0.3 | 0.23 | 47.16 | 1543.045 | 0.88
D | 4002 | 2018-12-26 | 12 | ON | 32.68 | 12.22 | 0.16 | 0.11 | 0.13 | 0.44 | 0 | -0.02 | -0.17 | -0.21 | 0 |  | 0.33 | 0.3 | 0.23 | 46.2 | 1531.114 | 0.84
D | 4002 | 2018-12-26 | 13 | ON | 30.18 | 12.22 | 0.16 | 0.11 | 0.12 | 0.45 | 0.04 | -0.02 | -0.19 | -0.21 | 0 |  | 0.33 | 0.3 | 0.23 | 43.72 | 1510.941 | 0.88
D | 4002 | 2018-12-26 | 14 | ON | 27.65 | 12.22 | 0.16 | 0.11 | 0.08 | 0.44 | 0 | -0.01 | -0.17 | -0.21 | 0 |  | 0.33 | 0.3 | 0.23 | 41.13 | 1499.239 | 0.79
D | 4002 | 2018-12-26 | 15 | ON | 27.78 | 12.22 | 0.16 | 0.11 | 0.06 | 0.44 | 0 | 0 | -0.16 | -0.21 | 0 |  | 0.33 | 0.3 | 0.23 | 41.26 | 1495.486 | 0.77
D | 4002 | 2018-12-26 | 16 | ON | 41.74 | 12.22 | 0.16 | 0.11 | 0.14 | 0.43 | 0.03 | -0.01 | -0.16 | -0.21 | 0 |  | 0.33 | 0.3 | 0.23 | 55.31 | 1525.505 | 0.87
D | 4002 | 2018-12-26 | 17 | ON | 41.93 | 12.22 | 0.16 | 0.11 | 0.17 | 0.4 | 0 | 0.03 | -0.04 | -0.21 | 0 |  | 0.33 | 0.3 | 0.23 | 55.63 | 1625.863 | 0.84
D | 4002 | 2018-12-26 | 18 | ON | 44.25 | 12.22 | 0.16 | 0.11 | 0.24 | 0.39 | 0 | 0.04 | -0.47 | -0.21 | 0 |  | 0.33 | 0.3 | 0.23 | 57.59 | 1698.973 | 0.9
D | 4002 | 2018-12-26 | 19 | ON | 37.81 | 12.22 | 0.16 | 0.11 | 0.28 | 0.39 | 0 | 0.03 | -0.24 | -0.21 | 0 |  | 0.33 | 0.3 | 0.23 | 51.41 | 1679.319 | 0.94
D | 4002 | 2018-12-26 | 20 | ON | 33.71 | 12.22 | 0.16 | 0.11 | 0.16 | 0.4 | 0 | 0.01 | -0.25 | -0.21 | 0 |  | 0.33 | 0.3 | 0.23 | 47.17 | 1631.216 | 0.83
D | 4002 | 2018-12-26 | 21 | ON | 31.71 | 12.22 | 0.16 | 0.11 | 0.11 | 0.42 | 0 | 0.02 | -0.14 | -0.21 | 0 |  | 0.33 | 0.3 | 0.23 | 45.26 | 1564.357 | 0.8
D | 4002 | 2018-12-26 | 22 | ON | 26.09 | 12.22 | 0.16 | 0.11 | 0.07 | 0.44 | 0 | 0 | -0.19 | -0.21 | 0 |  | 0.33 | 0.3 | 0.23 | 39.55 | 1457.314 | 0.78
D | 4002 | 2018-12-26 | 23 | ON | 21.97 | 12.22 | 0.16 | 0.11 | 0.19 | 0.48 | 0 | 0.02 | -0.13 | -0.21 | 0 |  | 0.33 | 0.3 | 0.23 | 35.67 | 1332.123 | 0.94
D | 4002 | 2018-12-26 | 24 | OFF | 25 | 12.22 | 0.16 | 0.11 | 0.38 | 0 | 0 | 0.02 | -0.12 | -0.21 | 0 |  | 0.33 | 0.3 | 0.23 | 38.42 | 1217.651 | 0.65
D | 4002 | 2018-12-27 | 1 | OFF | 19.2 | 12.22 | 0.22 | 0.01 | 0.19 | 0 | 0 | 0 | -0.07 | -0.21 | 0 |  | 0.33 | 0.3 | 0.23 | 32.42 | 1141.403 | 0.42
D | 4002 | 2018-12-27 | 2 | OFF | 22.28 | 12.22 | 0.22 | 0.01 | 0.22 | 0 | 0 | 0.02 | -0.19 | -0.21 | 0 |  | 0.33 | 0.3 | 0.23 | 35.43 | 1102.187 | 0.45
D | 4002 | 2018-12-27 | 3 | OFF | 17.56 | 12.22 | 0.22 | 0.01 | 0.28 | 0 | 0 | 0.01 | -0.12 | -0.21 | 0 |  | 0.33 | 0.3 | 0.23 | 30.83 | 1085.907 | 0.51
D | 4002 | 2018-12-27 | 4 | OFF | 13.96 | 12.22 | 0.22 | 0.01 | 0.5 | 0 | 0 | 0.02 | -0.13 | -0.21 | 0 |  | 0.33 | 0.3 | 0.23 | 27.45 | 1091.433 | 0.73
D | 4002 | 2018-12-27 | 5 | OFF | 16.14 | 12.22 | 0.22 | 0.01 | 0.33 | 0 | 0 | 0 | -0.04 | -0.21 | 0 |  | 0.33 | 0.3 | 0.23 | 29.53 | 1131.301 | 0.56
D | 4002 | 2018-12-27 | 6 | OFF | 23.69 | 12.22 | 0.22 | 0.01 | 1.38 | 0 | 0 | -0.02 | -0.19 | -0.21 | 0 |  | 0.33 | 0.3 | 0.23 | 37.96 | 1221.266 | 1.61
D | 4002 | 2018-12-27 | 7 | OFF | 23.84 | 12.22 | 0.22 | 0.01 | 0.63 | 0 | 0 | -0.01 | -0.19 | -0.21 | 0 |  | 0.33 | 0.3 | 0.23 | 37.37 | 1358.558 | 0.86
D | 4002 | 2018-12-27 | 8 | ON | 25.97 | 12.22 | 0.22 | 0.01 | 0.4 | 0.46 | 0 | -0.01 | -0.18 | -0.21 | 0 |  | 0.33 | 0.3 | 0.23 | 39.74 | 1461.785 | 1.09
D | 4002 | 2018-12-27 | 9 | ON | 27.04 | 12.22 | 0.22 | 0.01 | 0.17 | 0.44 | 0 | -0.01 | -0.18 | -0.21 | 0 |  | 0.33 | 0.3 | 0.23 | 40.56 | 1510.466 | 0.84
D | 4002 | 2018-12-27 | 10 | ON | 23.91 | 12.22 | 0.22 | 0.01 | 0.17 | 0.44 | 0 | 0 | -0.13 | -0.21 | 0 |  | 0.33 | 0.3 | 0.23 | 37.49 | 1521.19 | 0.84
D | 4002 | 2018-12-27 | 11 | ON | 19.64 | 12.22 | 0.22 | 0.01 | 0.14 | 0.45 | 0 | -0.01 | -0.11 | -0.21 | 0 |  | 0.33 | 0.3 | 0.23 | 33.21 | 1516.027 | 0.82
D | 4002 | 2018-12-27 | 12 | ON | 23.52 | 12.22 | 0.22 | 0.01 | 0.09 | 0.46 | 0 | -0.02 | -0.12 | -0.21 | 0 |  | 0.33 | 0.3 | 0.23 | 37.03 | 1500.612 | 0.78
D | 4002 | 2018-12-27 | 13 | ON | 20.44 | 12.22 | 0.22 | 0.01 | 0.1 | 0.47 | 0 | 0 | -0.1 | -0.21 | 0 |  | 0.33 | 0.3 | 0.23 | 34.01 | 1473.551 | 0.8
D | 4002 | 2018-12-27 | 14 | ON | 22.79 | 12.22 | 0.22 | 0.01 | 0.07 | 0.46 | 0 | -0.01 | -0.09 | -0.21 | 0 |  | 0.33 | 0.3 | 0.23 | 36.32 | 1472.765 | 0.76
D | 4002 | 2018-12-27 | 15 | ON | 19.82 | 12.22 | 0.22 | 0.01 | 0.17 | 0.45 | 0 | 0.01 | -0.09 | -0.21 | 0 |  | 0.33 | 0.3 | 0.23 | 33.46 | 1475.671 | 0.85
D | 4002 | 2018-12-27 | 16 | ON | 23.09 | 12.22 | 0.22 | 0.01 | 0.09 | 0.44 | 0 | -0.02 | -0.16 | -0.21 | 0 |  | 0.33 | 0.3 | 0.23 | 36.54 | 1492.614 | 0.76
D | 4002 | 2018-12-27 | 17 | ON | 27.35 | 12.22 | 0.22 | 0.01 | 0.07 | 0.41 | 0.04 | -0.02 | -0.15 | -0.21 | 0 |  | 0.33 | 0.3 | 0.23 | 40.8 | 1605.785 | 0.75
D | 4002 | 2018-12-27 | 18 | ON | 38.46 | 12.22 | 0.22 | 0.01 | 0.09 | 0.39 | 0.21 | -0.03 | -0.37 | -0.21 | 0 |  | 0.33 | 0.3 | 0.23 | 51.85 | 1684.595 | 0.92
D | 4002 | 2018-12-27 | 19 | ON | 31.43 | 12.22 | 0.22 | 0.01 | 0.08 | 0.4 | 0 | -0.05 | -0.35 | -0.21 | 0 |  | 0.33 | 0.3 | 0.23 | 44.61 | 1666.667 | 0.71
D | 4002 | 2018-12-27 | 20 | ON | 32.01 | 12.22 | 0.22 | 0.01 | 0.14 | 0.41 | 0.01 | -0.03 | -0.27 | -0.21 | 0 |  | 0.33 | 0.3 | 0.23 | 45.37 | 1614.045 | 0.79
D | 4002 | 2018-12-27 | 21 | ON | 27.97 | 12.22 | 0.22 | 0.01 | 0.13 | 0.42 | 0 | -0.01 | -0.21 | -0.21 | 0 |  | 0.33 | 0.3 | 0.23 | 41.4 | 1547.764 | 0.78
D | 4002 | 2018-12-27 | 22 | ON | 24.54 | 12.22 | 0.22 | 0.01 | 0.08 | 0.45 | 0 | 0.01 | -0.17 | -0.21 | 0 |  | 0.33 | 0.3 | 0.23 | 38.01 | 1442.688 | 0.76
D | 4002 | 2018-12-27 | 23 | ON | 20.28 | 12.22 | 0.22 | 0.01 | 0.17 | 0.48 | 0 | -0.02 | 0.02 | -0.21 | 0 |  | 0.33 | 0.3 | 0.23 | 34.03 | 1317.708 | 0.88
D | 4002 | 2018-12-27 | 24 | OFF | 25.51 | 12.22 | 0.22 | 0.01 | 0.23 | 0 | 0 | -0.01 | -0.15 | -0.21 | 0 |  | 0.33 | 0.3 | 0.23 | 38.68 | 1205.652 | 0.46
D | 4002 | 2018-12-28 | 1 | OFF | 25.54 | 12.22 | 0.16 | 0.04 | 0.14 | 0 | 0 | 0.01 | -0.11 | -0.21 | 0 |  | 0.33 | 0.3 | 0.23 | 38.65 | 1130.15 | 0.34
D | 4002 | 2018-12-28 | 2 | OFF | 23.26 | 12.22 | 0.16 | 0.04 | 0.09 | 0 | 0 | 0.05 | -0.09 | -0.21 | 0 |  | 0.33 | 0.3 | 0.23 | 36.38 | 1089.253 | 0.29
D | 4002 | 2018-12-28 | 3 | OFF | 21.86 | 12.22 | 0.16 | 0.04 | 0.11 | 0 | 0 | 0 | -0.09 | -0.21 | 0 |  | 0.33 | 0.3 | 0.23 | 34.95 | 1067.715 | 0.31
D | 4002 | 2018-12-28 | 4 | OFF | 22.59 | 12.22 | 0.16 | 0.04 | 0.11 | 0 | 0 | 0.03 | -0.07 | -0.21 | 0 |  | 0.33 | 0.3 | 0.23 | 35.73 | 1070.917 | 0.31
D | 4002 | 2018-12-28 | 5 | OFF | 16.14 | 12.22 | 0.16 | 0.04 | 0.11 | 0 | 0 | 0.05 | -0.06 | -0.21 | 0 |  | 0.33 | 0.3 | 0.23 | 29.31 | 1103.761 | 0.31
D | 4002 | 2018-12-28 | 6 | OFF | 21.31 | 12.22 | 0.16 | 0.04 | 0.26 | 0 | 0 | 0.03 | 0.04 | -0.21 | 0 |  | 0.33 | 0.3 | 0.23 | 34.71 | 1179.996 | 0.46
D | 4002 | 2018-12-28 | 7 | OFF | 23.03 | 12.22 | 0.16 | 0.04 | 0.25 | 0 | 0 | -0.01 | -0.06 | -0.21 | 0 |  | 0.33 | 0.3 | 0.23 | 36.28 | 1294.684 | 0.45
D | 4002 | 2018-12-28 | 8 | ON | 22.18 | 12.22 | 0.16 | 0.04 | 0.24 | 0.47 | 0 | -0.01 | -0.04 | -0.21 | 0 |  | 0.33 | 0.3 | 0.23 | 35.91 | 1397.908 | 0.91
D | 4002 | 2018-12-28 | 9 | ON | 25.4 | 12.22 | 0.16 | 0.04 | 0.1 | 0.44 | 0 | -0.01 | -0.06 | -0.21 | 0 |  | 0.33 | 0.3 | 0.23 | 38.94 | 1470.984 | 0.74
D | 4002 | 2018-12-28 | 10 | ON | 38.61 | 12.22 | 0.16 | 0.04 | 0.2 | 0.43 | 0 | 0.05 | -0.07 | -0.21 | 0 |  | 0.33 | 0.3 | 0.23 | 52.29 | 1530.642 | 0.83
D | 4002 | 2018-12-28 | 11 | ON | 49.13 | 12.22 | 0.16 | 0.04 | 0.31 | 0.42 | 0.18 | 0.02 | -0.14 | -0.21 | 0 |  | 0.33 | 0.3 | 0.23 | 62.99 | 1565.491 | 1.11
D | 4002 | 2018-12-28 | 12 | ON | 41.59 | 12.22 | 0.16 | 0.04 | 0.29 | 0.42 | 0 | -0.01 | -0.18 | -0.21 | 0 |  | 0.33 | 0.3 | 0.23 | 55.18 | 1577.602 | 0.91
D | 4002 | 2018-12-28 | 13 | ON | 39.19 | 12.22 | 0.16 | 0.04 | 0.18 | 0.42 | 0.21 | 0.01 | -0.15 | -0.21 | 0 |  | 0.33 | 0.3 | 0.23 | 52.93 | 1562.542 | 1.01
D | 4002 | 2018-12-28 | 14 | ON | 37.66 | 12.22 | 0.16 | 0.04 | 0.1 | 0.42 | 0.04 | 0.01 | -0.11 | -0.21 | 0 |  | 0.33 | 0.3 | 0.23 | 51.19 | 1546.643 | 0.76
D | 4002 | 2018-12-28 | 15 | ON | 36.9 | 12.22 | 0.16 | 0.04 | 0.17 | 0.43 | 0.02 | -0.01 | -0.13 | -0.21 | 0 |  | 0.33 | 0.3 | 0.23 | 50.45 | 1523.147 | 0.82
D | 4002 | 2018-12-28 | 16 | ON | 37.62 | 12.22 | 0.16 | 0.04 | 0.16 | 0.43 | 0.25 | -0.01 | -0.15 | -0.21 | 0 |  | 0.33 | 0.3 | 0.23 | 51.37 | 1517.355 | 1.04
D | 4002 | 2018-12-28 | 17 | ON | 36.29 | 12.22 | 0.16 | 0.04 | 0.12 | 0.42 | 0.03 | 0.01 | -0.14 | -0.21 | 0 |  | 0.33 | 0.3 | 0.23 | 49.8 | 1579.306 | 0.77
D | 4002 | 2018-12-28 | 18 | ON | 39.13 | 12.22 | 0.16 | 0.04 | 0.2 | 0.41 | 0 | 0.02 | -0.25 | -0.21 | 0 |  | 0.33 | 0.3 | 0.23 | 52.58 | 1611.295 | 0.81
D | 4002 | 2018-12-28 | 19 | ON | 31.7 | 12.22 | 0.16 | 0.04 | 0.13 | 0.42 | 0 | 0.01 | -0.14 | -0.21 | 0 |  | 0.33 | 0.3 | 0.23 | 45.19 | 1573.86 | 0.75
D | 4002 | 2018-12-28 | 20 | ON | 24.81 | 12.22 | 0.16 | 0.04 | 0.09 | 0.44 | 0 | -0.01 | -0.16 | -0.21 | 0 |  | 0.33 | 0.3 | 0.23 | 38.24 | 1512.883 | 0.73
D | 4002 | 2018-12-28 | 21 | ON | 23.63 | 12.22 | 0.16 | 0.04 | 0.07 | 0.46 | 0 | -0.02 | -0.15 | -0.21 | 0 |  | 0.33 | 0.3 | 0.23 | 37.06 | 1446.977 | 0.73
D | 4002 | 2018-12-28 | 22 | ON | 21.78 | 12.22 | 0.16 | 0.04 | 0.13 | 0.44 | 0 | 0.01 | -0.1 | -0.21 | 0 |  | 0.33 | 0.3 | 0.23 | 35.33 | 1349.066 | 0.77
D | 4002 | 2018-12-28 | 23 | ON | 10.36 | 12.22 | 0.16 | 0.04 | 0.5 | 0.52 | 0 | 0 | 0.07 | -0.21 | 0 |  | 0.33 | 0.3 | 0.23 | 24.52 | 1235.65 | 1.22
D | 4002 | 2018-12-28 | 24 | OFF | 11.3 | 12.22 | 0.16 | 0.04 | 0.4 | 0 | 0 | -0.01 | 0.06 | -0.21 | 0 |  | 0.33 | 0.3 | 0.23 | 24.82 | 1125.761 | 0.6
D | 4002 | 2018-12-29 | 1 | OFF | 6.76 | 12.22 | 0.96 | 0.03 | 0.27 | 0 | 0 | -0.01 | -0.11 | -0.21 | 0 |  | 0.33 | 0.3 | 0.23 | 20.77 | 1050.23 | 1.26
D | 4002 | 2018-12-29 | 2 | OFF | -15.72 | 12.22 | 0.96 | 0.03 | 0.14 | 0 | 0 | 0.09 | 0.09 | -0.21 | 0 |  | 0.33 | 0.3 | 0.23 | -1.54 | 1002.659 | 1.13
D | 4002 | 2018-12-29 | 3 | OFF | 8.68 | 12.22 | 0.96 | 0.03 | 0.14 | 0 | 0 | 0 | -0.02 | -0.21 | 0 |  | 0.33 | 0.3 | 0.23 | 22.66 | 979.869 | 1.13
D | 4002 | 2018-12-29 | 4 | OFF | 12.7 | 12.22 | 0.96 | 0.03 | 0.27 | 0 | 0 | 0 | -0.03 | -0.21 | 0 |  | 0.33 | 0.3 | 0.23 | 26.8 | 975.346 | 1.26
D | 4002 | 2018-12-29 | 5 | OFF | 14.09 | 12.22 | 0.96 | 0.03 | 0.22 | 0 | 0 | 0 | -0.04 | -0.21 | 0 |  | 0.33 | 0.3 | 0.23 | 28.13 | 987.354 | 1.21
D | 4002 | 2018-12-29 | 6 | OFF | -9.93 | 12.22 | 0.96 | 0.03 | 0.3 | 0 | 0 | -0.05 | 0.03 | -0.21 | 0 |  | 0.33 | 0.3 | 0.23 | 4.21 | 1026.706 | 1.29
D | 4002 | 2018-12-29 | 7 | OFF | -1.56 | 12.22 | 0.96 | 0.03 | 0.51 | 0 | 0 | 0 | -0.04 | -0.21 | 0 |  | 0.33 | 0.3 | 0.23 | 12.77 | 1093.669 | 1.5
D | 4002 | 2018-12-29 | 8 | OFF | -11.29 | 12.22 | 0.96 | 0.03 | 0.58 | 0 | 0 | -0.02 | -0.02 | -0.21 | 0 |  | 0.33 | 0.3 | 0.23 | 3.11 | 1172.218 | 1.57
D | 4002 | 2018-12-29 | 9 | OFF | -1.47 | 12.22 | 0.96 | 0.03 | 0.5 | 0 | 0 | 0 | -0.05 | -0.21 | 0 |  | 0.33 | 0.3 | 0.23 | 12.84 | 1247.185 | 1.49
D | 4002 | 2018-12-29 | 10 | OFF | 15.45 | 12.22 | 0.96 | 0.03 | 0.27 | 0 | 0 | 0.02 | -0.12 | -0.21 | 0 |  | 0.33 | 0.3 | 0.23 | 29.48 | 1298.404 | 1.26
D | 4002 | 2018-12-29 | 11 | OFF | 4.46 | 12.22 | 0.96 | 0.03 | 0.24 | 0 | 0 | 0 | -0.1 | -0.21 | 0 |  | 0.33 | 0.3 | 0.23 | 18.46 | 1315.245 | 1.23
D | 4002 | 2018-12-29 | 12 | OFF | 3.49 | 12.22 | 0.96 | 0.03 | 0.25 | 0 | 0 | 0.01 | -0.08 | -0.21 | 0 |  | 0.33 | 0.3 | 0.23 | 17.53 | 1307.753 | 1.24
D | 4002 | 2018-12-29 | 13 | OFF | 21.73 | 12.22 | 0.96 | 0.03 | 0.11 | 0 | 0 | 0 | -0.13 | -0.21 | 0 |  | 0.33 | 0.3 | 0.23 | 35.57 | 1300.046 | 1.1
D | 4002 | 2018-12-29 | 14 | OFF | 22.23 | 12.22 | 0.96 | 0.03 | 0.09 | 0 | 0 | 0 | -0.12 | -0.21 | 0 |  | 0.33 | 0.3 | 0.23 | 36.06 | 1293.872 | 1.08
D | 4002 | 2018-12-29 | 15 | OFF | 12.76 | 12.22 | 0.96 | 0.03 | 0.15 | 0 | 0 | 0.02 | -0.11 | -0.21 | 0 |  | 0.33 | 0.3 | 0.23 | 26.68 | 1298.641 | 1.14
D | 4002 | 2018-12-29 | 16 | OFF | 13.04 | 12.22 | 0.96 | 0.03 | 0.22 | 0 | 0 | 0 | -0.05 | -0.21 | 0 |  | 0.33 | 0.3 | 0.23 | 27.07 | 1327.297 | 1.21
D | 4002 | 2018-12-29 | 17 | OFF | 19.54 | 12.22 | 0.96 | 0.03 | 0.14 | 0 | 0 | 0 | -0.03 | -0.21 | 0 |  | 0.33 | 0.3 | 0.23 | 33.51 | 1427.435 | 1.13
D | 4002 | 2018-12-29 | 18 | OFF | 24.96 | 12.22 | 0.96 | 0.03 | 0.08 | 0 | 0.02 | 0.01 | -0.21 | -0.21 | 0 |  | 0.33 | 0.3 | 0.23 | 38.72 | 1495.48 | 1.09
D | 4002 | 2018-12-29 | 19 | OFF | 30.25 | 12.22 | 0.96 | 0.03 | 0.09 | 0 | 0 | -0.03 | -0.18 | -0.21 | 0 |  | 0.33 | 0.3 | 0.23 | 43.99 | 1482.12 | 1.08
D | 4002 | 2018-12-29 | 20 | OFF | 24.32 | 12.22 | 0.96 | 0.03 | 0.07 | 0 | 0 | -0.05 | -0.16 | -0.21 | 0 |  | 0.33 | 0.3 | 0.23 | 38.04 | 1451.484 | 1.06
D | 4002 | 2018-12-29 | 21 | OFF | 22.35 | 12.22 | 0.96 | 0.03 | 0.08 | 0 | 0 | -0.04 | -0.13 | -0.21 | 0 |  | 0.33 | 0.3 | 0.23 | 36.12 | 1405.974 | 1.07
D | 4002 | 2018-12-29 | 22 | OFF | 20.38 | 12.22 | 0.96 | 0.03 | 0.08 | 0 | 0 | -0.05 | -0.11 | -0.21 | 0 |  | 0.33 | 0.3 | 0.23 | 34.16 | 1340.613 | 1.07
D | 4002 | 2018-12-29 | 23 | OFF | 14.67 | 12.22 | 0.96 | 0.03 | 0.17 | 0 | 0 | -0.02 | -0.03 | -0.21 | 0 |  | 0.33 | 0.3 | 0.23 | 28.65 | 1256.944 | 1.16
D | 4002 | 2018-12-29 | 24 | OFF | 10.08 | 12.22 | 0.96 | 0.03 | 0.62 | 0 | 0 | -0.07 | 0.04 | -0.21 | 0 |  | 0.33 | 0.3 | 0.23 | 24.53 | 1172.213 | 1.61
D | 4002 | 2018-12-30 | 1 | OFF | 7.47 | 12.22 | 0.4 | 0.02 | 0.37 | 0 | 0 | -0.03 | -0.02 | -0.21 | 0 |  | 0.33 | 0.3 | 0.23 | 21.08 | 1108.535 | 0.79
D | 4002 | 2018-12-30 | 2 | OFF | 10.25 | 12.22 | 0.4 | 0.02 | 0.27 | 0 | 0 | -0.07 | -0.05 | -0.21 | 0 |  | 0.33 | 0.3 | 0.23 | 23.69 | 1073.543 | 0.69
D | 4002 | 2018-12-30 | 3 | OFF | 16.96 | 12.22 | 0.4 | 0.02 | 0.14 | 0 | 0 | -0.09 | -0.04 | -0.21 | 0 |  | 0.33 | 0.3 | 0.23 | 30.26 | 1055.551 | 0.56
D | 4002 | 2018-12-30 | 4 | OFF | 20.23 | 12.22 | 0.4 | 0.02 | 0.15 | 0 | 0 | -0.1 | -0.05 | -0.21 | 0 |  | 0.33 | 0.3 | 0.23 | 33.52 | 1052.225 | 0.57
D | 4002 | 2018-12-30 | 5 | OFF | 12.43 | 12.22 | 0.4 | 0.02 | 0.21 | 0 | 0 | -0.05 | -0.11 | -0.21 | 0 |  | 0.33 | 0.3 | 0.23 | 25.77 | 1061.582 | 0.63
D | 4002 | 2018-12-30 | 6 | OFF | 16.88 | 12.22 | 0.4 | 0.02 | 0.14 | 0 | 0 | -0.07 | -0.05 | -0.21 | 0 |  | 0.33 | 0.3 | 0.23 | 30.19 | 1097.673 | 0.56
D | 4002 | 2018-12-30 | 7 | OFF | -11.57 | 12.22 | 0.4 | 0.02 | 0.71 | 0 | 0 | 0.07 | -0.27 | -0.21 | 0 |  | 0.33 | 0.3 | 0.23 | 2.23 | 1158.646 | 1.13
D | 4002 | 2018-12-30 | 8 | OFF | 21.62 | 12.22 | 0.4 | 0.02 | 0.27 | 0 | 0 | -0.08 | -0.11 | -0.21 | 0 |  | 0.33 | 0.3 | 0.23 | 34.99 | 1235.891 | 0.69
D | 4002 | 2018-12-30 | 9 | OFF | 24.04 | 12.22 | 0.4 | 0.02 | 0.1 | 0 | 0.02 | -0.06 | -0.11 | -0.21 | 0 |  | 0.33 | 0.3 | 0.23 | 37.28 | 1327.787 | 0.54
D | 4002 | 2018-12-30 | 10 | OFF | 27.45 | 12.22 | 0.4 | 0.02 | 0.06 | 0 | 0.06 | -0.05 | -0.16 | -0.21 | 0 |  | 0.33 | 0.3 | 0.23 | 40.65 | 1387.203 | 0.54
D | 4002 | 2018-12-30 | 11 | OFF | 27.85 | 12.22 | 0.4 | 0.02 | 0.1 | 0 | 0 | 0.01 | -0.16 | -0.21 | 0 |  | 0.33 | 0.3 | 0.23 | 41.09 | 1386.382 | 0.52
D | 4002 | 2018-12-30 | 12 | OFF | 27.8 | 12.22 | 0.4 | 0.02 | 0.09 | 0 | 0.05 | -0.06 | -0.15 | -0.21 | 0 |  | 0.33 | 0.3 | 0.23 | 41.02 | 1375.171 | 0.56
D | 4002 | 2018-12-30 | 13 | OFF | 27.58 | 12.22 | 0.4 | 0.02 | 0.11 | 0 | 0.14 | -0.04 | -0.17 | -0.21 | 0 |  | 0.33 | 0.3 | 0.23 | 40.91 | 1370.597 | 0.67
D | 4002 | 2018-12-30 | 14 | OFF | 27.36 | 12.22 | 0.4 | 0.02 | 0.1 | 0 | 0.17 | 0 | -0.15 | -0.21 | 0 |  | 0.33 | 0.3 | 0.23 | 40.77 | 1355.627 | 0.69
D | 4002 | 2018-12-30 | 15 | OFF | 23.56 | 12.22 | 0.4 | 0.02 | 0.08 | 0 | 0 | -0.02 | -0.11 | -0.21 | 0 |  | 0.33 | 0.3 | 0.23 | 36.8 | 1349.883 | 0.5
D | 4002 | 2018-12-30 | 16 | OFF | 23.22 | 12.22 | 0.4 | 0.02 | 0.11 | 0 | 0 | -0.02 | -0.11 | -0.21 | 0 |  | 0.33 | 0.3 | 0.23 | 36.49 | 1371.143 | 0.53
D | 4002 | 2018-12-30 | 17 | OFF | 28.59 | 12.22 | 0.4 | 0.02 | 0.07 | 0 | 0 | 0 | -0.08 | -0.21 | 0 |  | 0.33 | 0.3 | 0.23 | 41.87 | 1500.179 | 0.49
D | 4002 | 2018-12-30 | 18 | OFF | 39.51 | 12.22 | 0.4 | 0.02 | 0.22 | 0 | 0.62 | -0.02 | -0.34 | -0.21 | 0 |  | 0.33 | 0.3 | 0.23 | 53.28 | 1591.572 | 1.26
D | 4002 | 2018-12-30 | 19 | OFF | 27.91 | 12.22 | 0.4 | 0.02 | 0.08 | 0 | 0.05 | -0.01 | -0.28 | -0.21 | 0 |  | 0.33 | 0.3 | 0.23 | 41.04 | 1568.529 | 0.55
D | 4002 | 2018-12-30 | 20 | OFF | 30.08 | 12.22 | 0.4 | 0.02 | 0.11 | 0 | 0.11 | -0.03 | -0.27 | -0.21 | 0 |  | 0.33 | 0.3 | 0.23 | 43.29 | 1511.106 | 0.64
D | 4002 | 2018-12-30 | 21 | OFF | 52.69 | 12.22 | 0.4 | 0.02 | 0.4 | 0 | 0.81 | -0.02 | -0.13 | -0.21 | 0 |  | 0.33 | 0.3 | 0.23 | 67.04 | 1446.018 | 1.63
D | 4002 | 2018-12-30 | 22 | OFF | 28.77 | 12.22 | 0.4 | 0.02 | 0.12 | 0 | 0 | 0 | -0.2 | -0.21 | 0 |  | 0.33 | 0.3 | 0.23 | 41.98 | 1354.698 | 0.54
D | 4002 | 2018-12-30 | 23 | OFF | 34.07 | 12.22 | 0.4 | 0.02 | 0.36 | 0 | 0 | 0.02 | -0.07 | -0.21 | 0 |  | 0.33 | 0.3 | 0.23 | 47.67 | 1246.591 | 0.78
D | 4002 | 2018-12-30 | 24 | OFF | 32.7 | 12.22 | 0.4 | 0.02 | 0.49 | 0 | 0 | -0.01 | -0.2 | -0.21 | 0 |  | 0.33 | 0.3 | 0.23 | 46.27 | 1149.236 | 0.91
D | 4002 | 2018-12-31 | 1 | OFF | 34.08 | 12.22 | 0.42 | 0.03 | 0.21 | 0 | 0.12 | -0.01 | -0.04 | -0.21 | 0 |  | 0.33 | 0.3 | 0.23 | 47.68 | 1081.628 | 0.78
D | 4002 | 2018-12-31 | 2 | OFF | 34.31 | 12.22 | 0.42 | 0.03 | 0.59 | 0 | 0 | 0.04 | -0.13 | -0.21 | 0 |  | 0.33 | 0.3 | 0.23 | 48.13 | 1042.804 | 1.04
D | 4002 | 2018-12-31 | 3 | OFF | 26.49 | 12.22 | 0.42 | 0.03 | 0.2 | 0 | 0 | -0.02 | -0.08 | -0.21 | 0 |  | 0.33 | 0.3 | 0.23 | 39.91 | 1023.781 | 0.65
D | 4002 | 2018-12-31 | 4 | OFF | 26.75 | 12.22 | 0.42 | 0.03 | 0.11 | 0 | 0 | -0.02 | -0.07 | -0.21 | 0 |  | 0.33 | 0.3 | 0.23 | 40.09 | 1027.089 | 0.56
D | 4002 | 2018-12-31 | 5 | OFF | 55.05 | 12.22 | 0.42 | 0.03 | 0.21 | 0 | 0 | -0.01 | -0.01 | -0.21 | 0 |  | 0.33 | 0.3 | 0.23 | 68.56 | 1055.998 | 0.66
D | 4002 | 2018-12-31 | 6 | OFF | 61.18 | 12.22 | 0.42 | 0.03 | 1.45 | 0 | 0.23 | -0.05 | 0.12 | -0.21 | 0 |  | 0.33 | 0.3 | 0.23 | 76.25 | 1130.854 | 2.13
D | 4002 | 2018-12-31 | 7 | OFF | 56.69 | 12.22 | 0.42 | 0.03 | 1.24 | 0 | 1.1 | 0.08 | -0.47 | -0.21 | 0 |  | 0.33 | 0.3 | 0.23 | 71.96 | 1239.723 | 2.79
D | 4002 | 2018-12-31 | 8 | ON | 32.68 | 12.22 | 0.42 | 0.03 | 0.5 | 0.48 | 0.15 | 0.01 | -0.18 | -0.21 | 0 |  | 0.33 | 0.3 | 0.23 | 46.96 | 1330.098 | 1.58
D | 4002 | 2018-12-31 | 9 | ON | 28.73 | 12.22 | 0.42 | 0.03 | 0.17 | 0.47 | 0 | -0.02 | -0.21 | -0.21 | 0 |  | 0.33 | 0.3 | 0.23 | 42.46 | 1380.447 | 1.09
D | 4002 | 2018-12-31 | 10 | ON | 27.18 | 12.22 | 0.42 | 0.03 | 0.08 | 0.46 | 0 | 0 | -0.2 | -0.21 | 0 |  | 0.33 | 0.3 | 0.23 | 40.84 | 1403.389 | 0.99
D | 4002 | 2018-12-31 | 11 | ON | 25.36 | 12.22 | 0.42 | 0.03 | 0.09 | 0.46 | 0 | 0 | -0.16 | -0.21 | 0 |  | 0.33 | 0.3 | 0.23 | 39.07 | 1408.392 | 1
D | 4002 | 2018-12-31 | 12 | ON | 27.3 | 12.22 | 0.42 | 0.03 | 0.09 | 0.46 | 0 | 0.01 | -0.15 | -0.21 | 0 |  | 0.33 | 0.3 | 0.23 | 41.03 | 1404.76 | 1
D | 4002 | 2018-12-31 | 13 | ON | 29.21 | 12.22 | 0.42 | 0.03 | 0.1 | 0.46 | 0 | -0.02 | -0.14 | -0.21 | 0 |  | 0.33 | 0.3 | 0.23 | 42.93 | 1399.332 | 1.01
D | 4002 | 2018-12-31 | 14 | ON | 28.17 | 12.22 | 0.42 | 0.03 | 0.09 | 0.46 | 0 | 0 | -0.13 | -0.21 | 0 |  | 0.33 | 0.3 | 0.23 | 41.91 | 1394.658 | 1
D | 4002 | 2018-12-31 | 15 | ON | 27.49 | 12.22 | 0.42 | 0.03 | 0.09 | 0.46 | 0 | 0.02 | -0.13 | -0.21 | 0 |  | 0.33 | 0.3 | 0.23 | 41.25 | 1395.629 | 1
D | 4002 | 2018-12-31 | 16 | ON | 27.19 | 12.22 | 0.42 | 0.03 | 0.08 | 0.45 | 0 | -0.01 | -0.13 | -0.21 | 0 |  | 0.33 | 0.3 | 0.23 | 40.9 | 1414.659 | 0.98
D | 4002 | 2018-12-31 | 17 | ON | 30.84 | 12.22 | 0.42 | 0.03 | 0.12 | 0.43 | 0 | -0.01 | -0.16 | -0.21 | 0 |  | 0.33 | 0.3 | 0.23 | 44.54 | 1495.223 | 1
D | 4002 | 2018-12-31 | 18 | ON | 29.49 | 12.22 | 0.42 | 0.03 | 0.1 | 0.41 | 0 | 0.03 | -0.29 | -0.21 | 0 |  | 0.33 | 0.3 | 0.23 | 43.06 | 1531.604 | 0.96
D | 4002 | 2018-12-31 | 19 | ON | 28.04 | 12.22 | 0.42 | 0.03 | 0.09 | 0.43 | 0 | 0.03 | -0.17 | -0.21 | 0 |  | 0.33 | 0.3 | 0.23 | 41.74 | 1472.016 | 0.97
D | 4002 | 2018-12-31 | 20 | ON | 25.17 | 12.22 | 0.42 | 0.03 | 0.08 | 0.45 | 0 | 0.03 | -0.1 | -0.21 | 0 |  | 0.33 | 0.3 | 0.23 | 38.95 | 1391.382 | 0.98
D | 4002 | 2018-12-31 | 21 | ON | 21.44 | 12.22 | 0.42 | 0.03 | 0.08 | 0.47 | 0 | -0.01 | -0.07 | -0.21 | 0 |  | 0.33 | 0.3 | 0.23 | 35.23 | 1327.831 | 1
D | 4002 | 2018-12-31 | 22 | ON | 22.46 | 12.22 | 0.42 | 0.03 | 0.09 | 0.5 | 0 | -0.01 | -0.08 | -0.21 | 0 |  | 0.33 | 0.3 | 0.23 | 36.28 | 1258.331 | 1.04
D | 4002 | 2018-12-31 | 23 | ON | 24.97 | 12.22 | 0.42 | 0.03 | 0.17 | 0.52 | 0 | -0.02 | 0.01 | -0.21 | 0 |  | 0.33 | 0.3 | 0.23 | 38.97 | 1194.084 | 1.14
D | 4002 | 2018-12-31 | 24 | OFF | 39.93 | 12.22 | 0.42 | 0.03 | 0.39 | 0 | 1.14 | -0.06 | 0.05 | -0.21 | 0 |  | 0.33 | 0.3 | 0.23 | 54.77 | 1130.295 | 1.98
T | 744 lines

## whlsecost_hourly_4002_201901
C | Hourly Wholesale Load Cost Report
C | Filename: whlsecost_hourly_4002_201901.csv
C | Report for: 01 2019
C | Report generated: 04/01/2019 14:10:14 EDT
H | Location ID | Local Date | Local Hour | OnOffPeak | RTLMP | Capacity | First Contingency | Second Contingency | Regulation | Forward Reserves | Real-Time Reserves | Inadvertent | Marginal Loss Rev Fund | Auction Rev Rights | Real-Time Demand Reduction Cost | Price Responsive Demand Cost | ISO Sched 2 | ISO Sched 3 | NEPOOL Exp | Total Cost | RTLO | Total Ancillary & NCPC
H | Number | Date | Number | String | Number | Number | Number | Number | Number | Number | Number | Number | Number | Number | Number | Number | Number | Number | Number | Number | Number
D | 4002 | 2019-01-01 | 1 | OFF | 35.3 | 11.97 | 0.57 | 0.06 | 0.23 | 0 | 0.92 | 0.05 | -0.07 | -0.31 | 0 |  | 0.33 | 0.3 | 0.23 | 49.58 | 1064.928 | 1.78
D | 4002 | 2019-01-01 | 2 | OFF | 38.18 | 11.97 | 0.57 | 0.06 | 0.32 | 0 | 0 | 0.05 | 0.12 | -0.31 | 0 |  | 0.33 | 0.3 | 0.23 | 51.82 | 1009.487 | 0.95
D | 4002 | 2019-01-01 | 3 | OFF | 20.97 | 11.97 | 0.57 | 0.06 | 0.09 | 0 | 0 | 0.05 | -0.03 | -0.31 | 0 |  | 0.33 | 0.3 | 0.23 | 34.23 | 973.017 | 0.72
D | 4002 | 2019-01-01 | 4 | OFF | 18.22 | 11.97 | 0.57 | 0.06 | 0.03 | 0 | 0 | 0.07 | -0.07 | -0.31 | 0 |  | 0.33 | 0.3 | 0.23 | 31.4 | 954.712 | 0.66
D | 4002 | 2019-01-01 | 5 | OFF | 7.46 | 11.97 | 0.57 | 0.06 | 0.07 | 0 | 0 | 0.01 | -0.06 | -0.31 | 0 |  | 0.33 | 0.3 | 0.23 | 20.63 | 957.625 | 0.7
D | 4002 | 2019-01-01 | 6 | OFF | 17.73 | 11.97 | 0.57 | 0.06 | 0.04 | 0 | 0 | 0.05 | -0.08 | -0.31 | 0 |  | 0.33 | 0.3 | 0.23 | 30.89 | 988.341 | 0.67
D | 4002 | 2019-01-01 | 7 | OFF | 10.7 | 11.97 | 0.57 | 0.06 | 0.36 | 0 | 0 | 0.02 | -0.08 | -0.31 | 0 |  | 0.33 | 0.3 | 0.23 | 24.15 | 1034.046 | 0.99
D | 4002 | 2019-01-01 | 8 | ON | -44.23 | 11.97 | 0.57 | 0.06 | 0.78 | 0 | 0 | -0.15 | -0.18 | -0.31 | 0 |  | 0.33 | 0.3 | 0.23 | -30.63 | 1084.313 | 1.41
D | 4002 | 2019-01-01 | 9 | ON | -19.69 | 11.97 | 0.57 | 0.06 | 0.56 | 0 | 0 | -0.03 | 0.27 | -0.31 | 0 |  | 0.33 | 0.3 | 0.23 | -5.74 | 1153.012 | 1.19
D | 4002 | 2019-01-01 | 10 | ON | 19.25 | 11.97 | 0.57 | 0.06 | 0.09 | 0 | 0 | 0.03 | -0.13 | -0.31 | 0 |  | 0.33 | 0.3 | 0.23 | 32.39 | 1214.669 | 0.72
D | 4002 | 2019-01-01 | 11 | ON | 12.12 | 11.97 | 0.57 | 0.06 | 0.11 | 0 | 0 | 0.04 | -0.09 | -0.31 | 0 |  | 0.33 | 0.3 | 0.23 | 25.33 | 1245.452 | 0.74
D | 4002 | 2019-01-01 | 12 | ON | 2.55 | 11.97 | 0.57 | 0.06 | 0.21 | 0 | 0 | 0 | -0.07 | -0.31 | 0 |  | 0.33 | 0.3 | 0.23 | 15.84 | 1266.008 | 0.84
D | 4002 | 2019-01-01 | 13 | ON | 11.33 | 11.97 | 0.57 | 0.06 | 0.15 | 0 | 0 | 0.02 | -0.12 | -0.31 | 0 |  | 0.33 | 0.3 | 0.23 | 24.53 | 1280.577 | 0.78
D | 4002 | 2019-01-01 | 14 | ON | 11.27 | 11.97 | 0.57 | 0.06 | 0.18 | 0 | 0 | 0.01 | -0.11 | -0.31 | 0 |  | 0.33 | 0.3 | 0.23 | 24.5 | 1279.699 | 0.81
D | 4002 | 2019-01-01 | 15 | ON | 18.05 | 11.97 | 0.57 | 0.06 | 0.12 | 0 | 0 | 0.01 | -0.15 | -0.31 | 0 |  | 0.33 | 0.3 | 0.23 | 31.18 | 1287.944 | 0.75
D | 4002 | 2019-01-01 | 16 | ON | 16.27 | 11.97 | 0.57 | 0.06 | 0.08 | 0 | 0 | 0.02 | -0.11 | -0.31 | 0 |  | 0.33 | 0.3 | 0.23 | 29.41 | 1316.394 | 0.71
D | 4002 | 2019-01-01 | 17 | ON | 18.24 | 11.97 | 0.57 | 0.06 | 0.13 | 0 | 0 | 0.02 | -0.02 | -0.31 | 0 |  | 0.33 | 0.3 | 0.23 | 31.52 | 1433.12 | 0.76
D | 4002 | 2019-01-01 | 18 | ON | 25.1 | 11.97 | 0.57 | 0.06 | 0.12 | 0 | 0 | 0.03 | -0.26 | -0.31 | 0 |  | 0.33 | 0.3 | 0.23 | 38.14 | 1531.695 | 0.75
D | 4002 | 2019-01-01 | 19 | ON | 22.78 | 11.97 | 0.57 | 0.06 | 0.05 | 0 | 0 | 0 | -0.22 | -0.31 | 0 |  | 0.33 | 0.3 | 0.23 | 35.76 | 1507.511 | 0.68
D | 4002 | 2019-01-01 | 20 | ON | 22.12 | 11.97 | 0.57 | 0.06 | 0.05 | 0 | 0 | 0.01 | -0.2 | -0.31 | 0 |  | 0.33 | 0.3 | 0.23 | 35.13 | 1456.498 | 0.68
D | 4002 | 2019-01-01 | 21 | ON | 23.33 | 11.97 | 0.57 | 0.06 | 0.05 | 0 | 0 | 0.01 | -0.18 | -0.31 | 0 |  | 0.33 | 0.3 | 0.23 | 36.36 | 1383.856 | 0.68
D | 4002 | 2019-01-01 | 22 | ON | 20.15 | 11.97 | 0.57 | 0.06 | 0.09 | 0 | 0 | 0.03 | -0.17 | -0.31 | 0 |  | 0.33 | 0.3 | 0.23 | 33.25 | 1287.269 | 0.72
D | 4002 | 2019-01-01 | 23 | ON | 19.04 | 11.97 | 0.57 | 0.06 | 0.27 | 0 | 0 | 0.02 | -0.17 | -0.31 | 0 |  | 0.33 | 0.3 | 0.23 | 32.31 | 1182.373 | 0.9
D | 4002 | 2019-01-01 | 24 | OFF | 17.75 | 11.97 | 0.57 | 0.06 | 0.39 | 0 | 0 | -0.01 | -0.17 | -0.31 | 0 |  | 0.33 | 0.3 | 0.23 | 31.11 | 1102.856 | 1.02
D | 4002 | 2019-01-02 | 1 | OFF | 3.63 | 11.97 | 0.34 | 0.03 | 0.24 | 0 | 0 | 0 | -0.04 | -0.31 | 0 |  | 0.33 | 0.3 | 0.23 | 16.72 | 1057.688 | 0.61
D | 4002 | 2019-01-02 | 2 | OFF | 0.57 | 11.97 | 0.34 | 0.03 | 0.16 | 0 | 0 | 0.03 | -0.03 | -0.31 | 0 |  | 0.33 | 0.3 | 0.23 | 13.62 | 1046.02 | 0.53
D | 4002 | 2019-01-02 | 3 | OFF | 18.81 | 11.97 | 0.34 | 0.03 | 0.05 | 0 | 0 | -0.01 | -0.13 | -0.31 | 0 |  | 0.33 | 0.3 | 0.23 | 31.61 | 1043.762 | 0.42
D | 4002 | 2019-01-02 | 4 | OFF | 22.48 | 11.97 | 0.34 | 0.03 | 0.06 | 0 | 0 | 0.02 | -0.14 | -0.31 | 0 |  | 0.33 | 0.3 | 0.23 | 35.31 | 1057.583 | 0.43
D | 4002 | 2019-01-02 | 5 | OFF | 18.79 | 11.97 | 0.34 | 0.03 | 0.15 | 0 | 0 | 0.03 | -0.11 | -0.31 | 0 |  | 0.33 | 0.3 | 0.23 | 31.75 | 1101.277 | 0.52
D | 4002 | 2019-01-02 | 6 | OFF | 16.67 | 11.97 | 0.34 | 0.03 | 0.57 | 0 | 0 | 0.03 | 0.02 | -0.31 | 0 |  | 0.33 | 0.3 | 0.23 | 30.18 | 1227.586 | 0.94
D | 4002 | 2019-01-02 | 7 | OFF | 29.98 | 11.97 | 0.34 | 0.03 | 0.63 | 0 | 0.58 | 0.01 | -0.45 | -0.31 | 0 |  | 0.33 | 0.3 | 0.23 | 43.64 | 1413.592 | 1.58
D | 4002 | 2019-01-02 | 8 | ON | 30.81 | 11.97 | 0.34 | 0.03 | 0.35 | 0.39 | 0 | 0.04 | -0.25 | -0.31 | 0 |  | 0.33 | 0.3 | 0.23 | 44.23 | 1509.878 | 1.11
D | 4002 | 2019-01-02 | 9 | ON | 25.87 | 11.97 | 0.34 | 0.03 | 0.16 | 0.39 | 0 | 0.07 | -0.22 | -0.31 | 0 |  | 0.33 | 0.3 | 0.23 | 39.16 | 1515.419 | 0.92
D | 4002 | 2019-01-02 | 10 | ON | 22.22 | 11.97 | 0.34 | 0.03 | 0.05 | 0.4 | 0 | 0.02 | -0.23 | -0.31 | 0 |  | 0.33 | 0.3 | 0.23 | 35.35 | 1504.052 | 0.82
D | 4002 | 2019-01-02 | 11 | ON | 24.74 | 11.97 | 0.34 | 0.03 | 0.04 | 0.41 | 0 | 0.02 | -0.19 | -0.31 | 0 |  | 0.33 | 0.3 | 0.23 | 37.91 | 1495.837 | 0.82
D | 4002 | 2019-01-02 | 12 | ON | 25.65 | 11.97 | 0.34 | 0.03 | 0.07 | 0.41 | 0 | 0.03 | -0.17 | -0.31 | 0 |  | 0.33 | 0.3 | 0.23 | 38.88 | 1483.052 | 0.85
D | 4002 | 2019-01-02 | 13 | ON | 24.35 | 11.97 | 0.34 | 0.03 | 0.07 | 0.42 | 0 | 0.04 | -0.17 | -0.31 | 0 |  | 0.33 | 0.3 | 0.23 | 37.6 | 1466.037 | 0.86
D | 4002 | 2019-01-02 | 14 | ON | 24.99 | 11.97 | 0.34 | 0.03 | 0.05 | 0.41 | 0 | 0.01 | -0.15 | -0.31 | 0 |  | 0.33 | 0.3 | 0.23 | 38.2 | 1465.48 | 0.83
D | 4002 | 2019-01-02 | 15 | ON | 25.96 | 11.97 | 0.34 | 0.03 | 0.05 | 0.41 | 0 | 0.05 | -0.15 | -0.31 | 0 |  | 0.33 | 0.3 | 0.23 | 39.21 | 1472.192 | 0.83
D | 4002 | 2019-01-02 | 16 | ON | 30.8 | 11.97 | 0.34 | 0.03 | 0.08 | 0.39 | 0.08 | 0.04 | -0.22 | -0.31 | 0 |  | 0.33 | 0.3 | 0.23 | 44.06 | 1508.328 | 0.92
D | 4002 | 2019-01-02 | 17 | ON | 36.67 | 11.97 | 0.34 | 0.03 | 0.08 | 0.37 | 0.2 | 0.06 | -0.18 | -0.31 | 0 |  | 0.33 | 0.3 | 0.23 | 50.09 | 1615.108 | 1.02
D | 4002 | 2019-01-02 | 18 | ON | 40.45 | 11.97 | 0.34 | 0.03 | 0.74 | 0.35 | 0 | 0.05 | -0.42 | -0.31 | 0 |  | 0.33 | 0.3 | 0.23 | 54.06 | 1713.16 | 1.46
D | 4002 | 2019-01-02 | 19 | ON | 69.23 | 11.97 | 0.34 | 0.03 | 2.73 | 0.35 | 0.79 | 0.06 | -0.58 | -0.31 | 0 |  | 0.33 | 0.3 | 0.23 | 85.47 | 1705.798 | 4.24
D | 4002 | 2019-01-02 | 20 | ON | 33.86 | 11.97 | 0.34 | 0.03 | 0.5 | 0.36 | 0 | 0.07 | -0.37 | -0.31 | 0 |  | 0.33 | 0.3 | 0.23 | 47.31 | 1654.518 | 1.23
D | 4002 | 2019-01-02 | 21 | ON | 29.24 | 11.97 | 0.34 | 0.03 | 0.08 | 0.37 | 0 | 0.03 | -0.3 | -0.31 | 0 |  | 0.33 | 0.3 | 0.23 | 42.31 | 1579.377 | 0.82
D | 4002 | 2019-01-02 | 22 | ON | 28.9 | 11.97 | 0.34 | 0.03 | 0.08 | 0.4 | 0.03 | 0.01 | -0.21 | -0.31 | 0 |  | 0.33 | 0.3 | 0.23 | 42.1 | 1458.129 | 0.88
D | 4002 | 2019-01-02 | 23 | ON | 26.08 | 11.97 | 0.34 | 0.03 | 0.21 | 0.43 | 0 | 0.02 | -0.17 | -0.31 | 0 |  | 0.33 | 0.3 | 0.23 | 39.46 | 1324.32 | 1.01
D | 4002 | 2019-01-02 | 24 | OFF | 25.08 | 11.97 | 0.34 | 0.03 | 0.12 | 0 | 0 | 0.09 | -0.14 | -0.31 | 0 |  | 0.33 | 0.3 | 0.23 | 38.04 | 1215.314 | 0.49
D | 4002 | 2019-01-03 | 1 | OFF | 25.41 | 11.97 | 0.08 | 0.01 | 0.07 | 0 | 0 | 0.04 | -0.2 | -0.31 | 0 |  | 0.33 | 0.3 | 0.23 | 37.93 | 1151.299 | 0.16
D | 4002 | 2019-01-03 | 2 | OFF | 24.14 | 11.97 | 0.08 | 0.01 | 0.08 | 0 | 0 | 0.06 | -0.14 | -0.31 | 0 |  | 0.33 | 0.3 | 0.23 | 36.75 | 1115.549 | 0.17
D | 4002 | 2019-01-03 | 3 | OFF | 22.92 | 11.97 | 0.08 | 0.01 | 0.05 | 0 | 0 | 0.04 | -0.11 | -0.31 | 0 |  | 0.33 | 0.3 | 0.23 | 35.51 | 1101.553 | 0.14
D | 4002 | 2019-01-03 | 4 | OFF | 20.83 | 11.97 | 0.08 | 0.01 | 0.12 | 0 | 0 | 0.02 | -0.09 | -0.31 | 0 |  | 0.33 | 0.3 | 0.23 | 33.49 | 1108.022 | 0.21
D | 4002 | 2019-01-03 | 5 | OFF | 21.37 | 11.97 | 0.08 | 0.01 | 0.06 | 0 | 0 | 0.05 | -0.07 | -0.31 | 0 |  | 0.33 | 0.3 | 0.23 | 34.02 | 1143.565 | 0.15
D | 4002 | 2019-01-03 | 6 | OFF | 25.96 | 11.97 | 0.08 | 0.01 | 0.14 | 0 | 0 | 0.07 | -0.02 | -0.31 | 0 |  | 0.33 | 0.3 | 0.23 | 38.76 | 1251.211 | 0.23
D | 4002 | 2019-01-03 | 7 | OFF | 34.55 | 11.97 | 0.08 | 0.01 | 0.31 | 0 | 0 | 0.04 | 0.05 | -0.31 | 0 |  | 0.33 | 0.3 | 0.23 | 47.56 | 1414.237 | 0.4
D | 4002 | 2019-01-03 | 8 | ON | 33.34 | 11.97 | 0.08 | 0.01 | 0.25 | 0.4 | 0 | 0.03 | -0.1 | -0.31 | 0 |  | 0.33 | 0.3 | 0.23 | 46.53 | 1497.606 | 0.74
D | 4002 | 2019-01-03 | 9 | ON | 35.98 | 11.97 | 0.08 | 0.01 | 0.16 | 0.39 | 0.05 | 0.04 | -0.22 | -0.31 | 0 |  | 0.33 | 0.3 | 0.23 | 49.01 | 1513.362 | 0.69
D | 4002 | 2019-01-03 | 10 | ON | 39.89 | 11.97 | 0.08 | 0.01 | 0.22 | 0.39 | 0 | 0.05 | -0.25 | -0.31 | 0 |  | 0.33 | 0.3 | 0.23 | 52.91 | 1510.406 | 0.7
D | 4002 | 2019-01-03 | 11 | ON | 41.79 | 11.97 | 0.08 | 0.01 | 0.3 | 0.4 | 0.44 | 0.08 | -0.33 | -0.31 | 0 |  | 0.33 | 0.3 | 0.23 | 55.29 | 1497.575 | 1.23
D | 4002 | 2019-01-03 | 12 | ON | 27.32 | 11.97 | 0.08 | 0.01 | 0.11 | 0.41 | 0.11 | 0.04 | -0.14 | -0.31 | 0 |  | 0.33 | 0.3 | 0.23 | 40.46 | 1477.116 | 0.72
D | 4002 | 2019-01-03 | 13 | ON | 24.86 | 11.97 | 0.08 | 0.01 | 0.07 | 0.42 | 0 | 0.02 | -0.13 | -0.31 | 0 |  | 0.33 | 0.3 | 0.23 | 37.85 | 1447.103 | 0.58
D | 4002 | 2019-01-03 | 14 | ON | 25.27 | 11.97 | 0.08 | 0.01 | 0.06 | 0.42 | 0 | 0.05 | -0.13 | -0.31 | 0 |  | 0.33 | 0.3 | 0.23 | 38.28 | 1438.207 | 0.57
D | 4002 | 2019-01-03 | 15 | ON | 28.93 | 11.97 | 0.08 | 0.01 | 0.1 | 0.42 | 0.1 | 0.02 | -0.1 | -0.31 | 0 |  | 0.33 | 0.3 | 0.23 | 42.08 | 1431.857 | 0.71
D | 4002 | 2019-01-03 | 16 | ON | 32.94 | 11.97 | 0.08 | 0.01 | 0.1 | 0.41 | 0.24 | 0.01 | -0.09 | -0.31 | 0 |  | 0.33 | 0.3 | 0.23 | 46.22 | 1451.4 | 0.84
D | 4002 | 2019-01-03 | 17 | ON | 38.76 | 11.97 | 0.08 | 0.01 | 0.06 | 0.38 | 0.38 | -0.01 | 0.1 | -0.31 | 0 |  | 0.33 | 0.3 | 0.23 | 52.28 | 1543.254 | 0.91
D | 4002 | 2019-01-03 | 18 | ON | 28.15 | 11.97 | 0.08 | 0.01 | 0.1 | 0.36 | 0 | 0.06 | -0.26 | -0.31 | 0 |  | 0.33 | 0.3 | 0.23 | 41.02 | 1631.302 | 0.55
D | 4002 | 2019-01-03 | 19 | ON | 30.88 | 11.97 | 0.08 | 0.01 | 0.11 | 0.36 | 0 | 0.02 | -0.23 | -0.31 | 0 |  | 0.33 | 0.3 | 0.23 | 43.75 | 1620.734 | 0.56
D | 4002 | 2019-01-03 | 20 | ON | 25.59 | 11.97 | 0.08 | 0.01 | 0.08 | 0.37 | 0 | 0.04 | -0.23 | -0.31 | 0 |  | 0.33 | 0.3 | 0.23 | 38.46 | 1569.491 | 0.54
D | 4002 | 2019-01-03 | 21 | ON | 25.29 | 11.97 | 0.08 | 0.01 | 0.1 | 0.39 | 0 | 0.02 | -0.17 | -0.31 | 0 |  | 0.33 | 0.3 | 0.23 | 38.24 | 1496.861 | 0.58
D | 4002 | 2019-01-03 | 22 | ON | 26.11 | 11.97 | 0.08 | 0.01 | 0.1 | 0.41 | 0 | 0.05 | -0.13 | -0.31 | 0 |  | 0.33 | 0.3 | 0.23 | 39.15 | 1381.888 | 0.6
D | 4002 | 2019-01-03 | 23 | ON | 23.26 | 11.97 | 0.08 | 0.01 | 0.14 | 0.45 | 0 | 0.03 | -0.1 | -0.31 | 0 |  | 0.33 | 0.3 | 0.23 | 36.39 | 1250.177 | 0.68
D | 4002 | 2019-01-03 | 24 | OFF | 21.53 | 11.97 | 0.08 | 0.01 | 0.15 | 0 | 0 | 0.04 | -0.1 | -0.31 | 0 |  | 0.33 | 0.3 | 0.23 | 34.23 | 1144.717 | 0.24
D | 4002 | 2019-01-04 | 1 | OFF | 19.61 | 11.97 | 0.13 | 0.01 | 0.05 | 0 | 0 | 0.03 | -0.13 | -0.31 | 0 |  | 0.33 | 0.3 | 0.23 | 32.22 | 1079.128 | 0.19
D | 4002 | 2019-01-04 | 2 | OFF | 21.55 | 11.97 | 0.13 | 0.01 | 0.07 | 0 | 0 | 0.06 | -0.13 | -0.31 | 0 |  | 0.33 | 0.3 | 0.23 | 34.21 | 1044.135 | 0.21
D | 4002 | 2019-01-04 | 3 | OFF | 20.53 | 11.97 | 0.13 | 0.01 | 0.04 | 0 | 0 | 0.03 | -0.12 | -0.31 | 0 |  | 0.33 | 0.3 | 0.23 | 33.14 | 1027.532 | 0.18
D | 4002 | 2019-01-04 | 4 | OFF | 21.36 | 11.97 | 0.13 | 0.01 | 0.04 | 0 | 0 | 0.05 | -0.11 | -0.31 | 0 |  | 0.33 | 0.3 | 0.23 | 34 | 1032.567 | 0.18
D | 4002 | 2019-01-04 | 5 | OFF | 22.23 | 11.97 | 0.13 | 0.01 | 0.07 | 0 | 0 | 0.04 | -0.11 | -0.31 | 0 |  | 0.33 | 0.3 | 0.23 | 34.89 | 1073.826 | 0.21
D | 4002 | 2019-01-04 | 6 | OFF | 28 | 11.97 | 0.13 | 0.01 | 0.27 | 0 | 0 | 0.07 | -0.14 | -0.31 | 0 |  | 0.33 | 0.3 | 0.23 | 40.86 | 1180.759 | 0.41
D | 4002 | 2019-01-04 | 7 | OFF | 25.29 | 11.97 | 0.13 | 0.01 | 0.25 | 0 | 0 | 0.01 | -0.34 | -0.31 | 0 |  | 0.33 | 0.3 | 0.23 | 37.87 | 1353.754 | 0.39
D | 4002 | 2019-01-04 | 8 | ON | 23.59 | 11.97 | 0.13 | 0.01 | 0.16 | 0.4 | 0 | 0.04 | -0.47 | -0.31 | 0 |  | 0.33 | 0.3 | 0.23 | 36.38 | 1440.186 | 0.7
D | 4002 | 2019-01-04 | 9 | ON | 22.51 | 11.97 | 0.13 | 0.01 | 0.08 | 0.4 | 0 | 0.04 | -0.31 | -0.31 | 0 |  | 0.33 | 0.3 | 0.23 | 35.38 | 1440.993 | 0.62
D | 4002 | 2019-01-04 | 10 | ON | 21.3 | 11.97 | 0.13 | 0.01 | 0.05 | 0.41 | 0 | 0.03 | -0.27 | -0.31 | 0 |  | 0.33 | 0.3 | 0.23 | 34.18 | 1426.579 | 0.6
D | 4002 | 2019-01-04 | 11 | ON | 20.66 | 11.97 | 0.13 | 0.01 | 0.04 | 0.42 | 0 | 0.02 | -0.29 | -0.31 | 0 |  | 0.33 | 0.3 | 0.23 | 33.51 | 1416.715 | 0.6
D | 4002 | 2019-01-04 | 12 | ON | 20.37 | 11.97 | 0.13 | 0.01 | 0.04 | 0.43 | 0 | 0.02 | -0.33 | -0.31 | 0 |  | 0.33 | 0.3 | 0.23 | 33.19 | 1401.231 | 0.61
D | 4002 | 2019-01-04 | 13 | ON | 20.7 | 11.97 | 0.13 | 0.01 | 0.04 | 0.43 | 0 | 0.03 | -0.34 | -0.31 | 0 |  | 0.33 | 0.3 | 0.23 | 33.52 | 1381.392 | 0.61
D | 4002 | 2019-01-04 | 14 | ON | 20.77 | 11.97 | 0.13 | 0.01 | 0.04 | 0.43 | 0 | 0.02 | -0.34 | -0.31 | 0 |  | 0.33 | 0.3 | 0.23 | 33.58 | 1368.308 | 0.61
D | 4002 | 2019-01-04 | 15 | ON | 21.96 | 11.97 | 0.13 | 0.01 | 0.06 | 0.43 | 0 | 0.02 | -0.11 | -0.31 | 0 |  | 0.33 | 0.3 | 0.23 | 35.02 | 1361.8 | 0.63
D | 4002 | 2019-01-04 | 16 | ON | 22.46 | 11.97 | 0.13 | 0.01 | 0.06 | 0.42 | 0 | 0.01 | 0.01 | -0.31 | 0 |  | 0.33 | 0.3 | 0.23 | 35.62 | 1381.845 | 0.62
D | 4002 | 2019-01-04 | 17 | ON | 28.49 | 11.97 | 0.13 | 0.01 | 0.08 | 0.39 | 0.09 | 0.02 | -0.32 | -0.31 | 0 |  | 0.33 | 0.3 | 0.23 | 41.41 | 1469.463 | 0.7
D | 4002 | 2019-01-04 | 18 | ON | 28.43 | 11.97 | 0.13 | 0.01 | 0.09 | 0.38 | 0 | 0.02 | -0.62 | -0.31 | 0 |  | 0.33 | 0.3 | 0.23 | 40.96 | 1542.443 | 0.61
D | 4002 | 2019-01-04 | 19 | ON | 27.27 | 11.97 | 0.13 | 0.01 | 0.18 | 0.38 | 0.18 | 0.06 | -0.51 | -0.31 | 0 |  | 0.33 | 0.3 | 0.23 | 40.22 | 1526.218 | 0.88
D | 4002 | 2019-01-04 | 20 | ON | 22.64 | 11.97 | 0.13 | 0.01 | 0.06 | 0.39 | 0 | 0.03 | -0.38 | -0.31 | 0 |  | 0.33 | 0.3 | 0.23 | 35.4 | 1477.499 | 0.59
D | 4002 | 2019-01-04 | 21 | ON | 22.06 | 11.97 | 0.13 | 0.01 | 0.06 | 0.41 | 0 | 0.03 | -0.17 | -0.31 | 0 |  | 0.33 | 0.3 | 0.23 | 35.05 | 1422.992 | 0.61
D | 4002 | 2019-01-04 | 22 | ON | 28.15 | 11.97 | 0.13 | 0.01 | 0.14 | 0.39 | 0.28 | 0.06 | -0.14 | -0.31 | 0 |  | 0.33 | 0.3 | 0.23 | 41.54 | 1334.72 | 0.95
D | 4002 | 2019-01-04 | 23 | ON | 22.6 | 11.97 | 0.13 | 0.01 | 0.25 | 0.44 | 0 | 0.05 | -0.14 | -0.31 | 0 |  | 0.33 | 0.3 | 0.23 | 35.86 | 1226.103 | 0.83
D | 4002 | 2019-01-04 | 24 | OFF | 30.17 | 11.97 | 0.13 | 0.01 | 0.53 | 0 | 0.43 | 0.05 | 0.03 | -0.31 | 0 |  | 0.33 | 0.3 | 0.23 | 43.87 | 1122.242 | 1.1
D | 4002 | 2019-01-05 | 1 | OFF | 38.35 | 11.97 | 0.08 | 0.01 | 0.13 | 0 | 0.85 | -0.02 | -0.21 | -0.31 | 0 |  | 0.33 | 0.3 | 0.23 | 51.71 | 1054.653 | 1.07
D | 4002 | 2019-01-05 | 2 | OFF | 21.3 | 11.97 | 0.08 | 0.01 | 0.07 | 0 | 0 | 0.06 | -0.07 | -0.31 | 0 |  | 0.33 | 0.3 | 0.23 | 33.97 | 1014.705 | 0.16
D | 4002 | 2019-01-05 | 3 | OFF | 17.42 | 11.97 | 0.08 | 0.01 | 0.08 | 0 | 0 | 0.03 | -0.06 | -0.31 | 0 |  | 0.33 | 0.3 | 0.23 | 30.08 | 994.008 | 0.17
D | 4002 | 2019-01-05 | 4 | OFF | 20.05 | 11.97 | 0.08 | 0.01 | 0.07 | 0 | 0 | 0.03 | -0.06 | -0.31 | 0 |  | 0.33 | 0.3 | 0.23 | 32.7 | 989.898 | 0.16
D | 4002 | 2019-01-05 | 5 | OFF | 19.43 | 11.97 | 0.08 | 0.01 | 0.06 | 0 | 0 | 0.05 | -0.07 | -0.31 | 0 |  | 0.33 | 0.3 | 0.23 | 32.08 | 1005.534 | 0.15
D | 4002 | 2019-01-05 | 6 | OFF | 22.23 | 11.97 | 0.08 | 0.01 | 0.07 | 0 | 0 | 0.05 | -0.04 | -0.31 | 0 |  | 0.33 | 0.3 | 0.23 | 34.92 | 1047.246 | 0.16
D | 4002 | 2019-01-05 | 7 | OFF | 26.07 | 11.97 | 0.08 | 0.01 | 0.26 | 0 | 0.39 | 0.07 | 0.02 | -0.31 | 0 |  | 0.33 | 0.3 | 0.23 | 39.42 | 1118.581 | 0.74
D | 4002 | 2019-01-05 | 8 | OFF | 22.68 | 11.97 | 0.08 | 0.01 | 0.15 | 0 | 0.59 | 0.09 | -0.28 | -0.31 | 0 |  | 0.33 | 0.3 | 0.23 | 35.84 | 1204.645 | 0.83
D | 4002 | 2019-01-05 | 9 | OFF | 15.7 | 11.97 | 0.08 | 0.01 | 0.42 | 0 | 0 | 0.03 | -0.22 | -0.31 | 0 |  | 0.33 | 0.3 | 0.23 | 28.54 | 1286.752 | 0.51
D | 4002 | 2019-01-05 | 10 | OFF | 21.85 | 11.97 | 0.08 | 0.01 | 0.11 | 0 | 0 | 0.03 | -0.37 | -0.31 | 0 |  | 0.33 | 0.3 | 0.23 | 34.23 | 1351.547 | 0.2
D | 4002 | 2019-01-05 | 11 | OFF | 23.38 | 11.97 | 0.08 | 0.01 | 0.06 | 0 | 0 | -0.02 | -0.41 | -0.31 | 0 |  | 0.33 | 0.3 | 0.23 | 35.62 | 1381.979 | 0.15
D | 4002 | 2019-01-05 | 12 | OFF | 25.01 | 11.97 | 0.08 | 0.01 | 0.07 | 0 | 0.02 | 0.06 | -0.46 | -0.31 | 0 |  | 0.33 | 0.3 | 0.23 | 37.31 | 1386.919 | 0.18
D | 4002 | 2019-01-05 | 13 | OFF | 24.64 | 11.97 | 0.08 | 0.01 | 0.07 | 0 | 0.02 | 0.07 | -0.41 | -0.31 | 0 |  | 0.33 | 0.3 | 0.23 | 37 | 1371.5 | 0.18
D | 4002 | 2019-01-05 | 14 | OFF | 26.01 | 11.97 | 0.08 | 0.01 | 0.08 | 0 | 0.06 | 0.06 | -0.41 | -0.31 | 0 |  | 0.33 | 0.3 | 0.23 | 38.41 | 1352.958 | 0.23
D | 4002 | 2019-01-05 | 15 | OFF | 27.33 | 11.97 | 0.08 | 0.01 | 0.1 | 0 | 0.12 | 0.07 | -0.41 | -0.31 | 0 |  | 0.33 | 0.3 | 0.23 | 39.82 | 1344.581 | 0.31
D | 4002 | 2019-01-05 | 16 | OFF | 29.28 | 11.97 | 0.08 | 0.01 | 0.11 | 0 | 0.23 | 0.06 | -0.54 | -0.31 | 0 |  | 0.33 | 0.3 | 0.23 | 41.75 | 1357.423 | 0.43
D | 4002 | 2019-01-05 | 17 | OFF | 31.09 | 11.97 | 0.08 | 0.01 | 0.12 | 0 | 0.12 | 0.07 | -0.46 | -0.31 | 0 |  | 0.33 | 0.3 | 0.23 | 43.55 | 1432.072 | 0.33
D | 4002 | 2019-01-05 | 18 | OFF | 27.93 | 11.97 | 0.08 | 0.01 | 0.09 | 0 | 0 | 0.14 | -0.47 | -0.31 | 0 |  | 0.33 | 0.3 | 0.23 | 40.3 | 1488.12 | 0.18
D | 4002 | 2019-01-05 | 19 | OFF | 24.46 | 11.97 | 0.08 | 0.01 | 0.08 | 0 | 0 | 0.04 | -0.38 | -0.31 | 0 |  | 0.33 | 0.3 | 0.23 | 36.81 | 1459.877 | 0.17
D | 4002 | 2019-01-05 | 20 | OFF | 22.88 | 11.97 | 0.08 | 0.01 | 0.09 | 0 | 0 | 0.03 | -0.35 | -0.31 | 0 |  | 0.33 | 0.3 | 0.23 | 35.26 | 1405.147 | 0.18
D | 4002 | 2019-01-05 | 21 | OFF | 22.59 | 11.97 | 0.08 | 0.01 | 0.06 | 0 | 0 | 0.04 | -0.34 | -0.31 | 0 |  | 0.33 | 0.3 | 0.23 | 34.96 | 1348.093 | 0.15
D | 4002 | 2019-01-05 | 22 | OFF | 22.16 | 11.97 | 0.08 | 0.01 | 0.05 | 0 | 0 | 0.03 | -0.33 | -0.31 | 0 |  | 0.33 | 0.3 | 0.23 | 34.52 | 1271.324 | 0.14
D | 4002 | 2019-01-05 | 23 | OFF | 23.43 | 11.97 | 0.08 | 0.01 | 0.27 | 0 | 0 | 0.04 | -0.13 | -0.31 | 0 |  | 0.33 | 0.3 | 0.23 | 36.22 | 1182.304 | 0.36
D | 4002 | 2019-01-05 | 24 | OFF | 29.72 | 11.97 | 0.08 | 0.01 | 0.41 | 0 | 0.23 | 0.04 | -0.23 | -0.31 | 0 |  | 0.33 | 0.3 | 0.23 | 42.78 | 1096.603 | 0.73
D | 4002 | 2019-01-06 | 1 | OFF | 17.02 | 11.97 | 0.2 | 0.04 | 0.13 | 0 | 0 | 0.03 | -0.05 | -0.31 | 0 |  | 0.33 | 0.3 | 0.23 | 29.89 | 1029.825 | 0.37
D | 4002 | 2019-01-06 | 2 | OFF | 16.13 | 11.97 | 0.2 | 0.04 | 0.08 | 0 | 0 | 0.04 | -0.09 | -0.31 | 0 |  | 0.33 | 0.3 | 0.23 | 28.92 | 989.25 | 0.32
D | 4002 | 2019-01-06 | 3 | OFF | 18.56 | 11.97 | 0.2 | 0.04 | 0.11 | 0 | 0 | 0.04 | -0.08 | -0.31 | 0 |  | 0.33 | 0.3 | 0.23 | 31.39 | 969.445 | 0.35
D | 4002 | 2019-01-06 | 4 | OFF | 18.82 | 11.97 | 0.2 | 0.04 | 0.06 | 0 | 0 | 0.04 | -0.12 | -0.31 | 0 |  | 0.33 | 0.3 | 0.23 | 31.56 | 962.617 | 0.3
D | 4002 | 2019-01-06 | 5 | OFF | 18.88 | 11.97 | 0.2 | 0.04 | 0.04 | 0 | 0 | 0.04 | -0.11 | -0.31 | 0 |  | 0.33 | 0.3 | 0.23 | 31.61 | 974.279 | 0.28
D | 4002 | 2019-01-06 | 6 | OFF | 19.48 | 11.97 | 0.2 | 0.04 | 0.04 | 0 | 0 | 0.05 | -0.11 | -0.31 | 0 |  | 0.33 | 0.3 | 0.23 | 32.22 | 1008.159 | 0.28
D | 4002 | 2019-01-06 | 7 | OFF | 18.1 | 11.97 | 0.2 | 0.04 | 0.16 | 0 | 0 | 0.06 | -0.12 | -0.31 | 0 |  | 0.33 | 0.3 | 0.23 | 30.96 | 1065.133 | 0.4
D | 4002 | 2019-01-06 | 8 | OFF | 28.46 | 11.97 | 0.2 | 0.04 | 0.74 | 0 | 0.24 | 0.03 | -0.15 | -0.31 | 0 |  | 0.33 | 0.3 | 0.23 | 42.08 | 1140.629 | 1.22
D | 4002 | 2019-01-06 | 9 | OFF | 31.23 | 11.97 | 0.2 | 0.04 | 0.29 | 0 | 0.02 | 0.03 | -0.16 | -0.31 | 0 |  | 0.33 | 0.3 | 0.23 | 44.17 | 1228.696 | 0.55
D | 4002 | 2019-01-06 | 10 | OFF | 45.85 | 11.97 | 0.2 | 0.04 | 0.27 | 0 | 0.31 | 0.04 | -0.24 | -0.31 | 0 |  | 0.33 | 0.3 | 0.23 | 58.99 | 1295.062 | 0.82
D | 4002 | 2019-01-06 | 11 | OFF | 32.86 | 11.97 | 0.2 | 0.04 | 0.16 | 0 | 0.04 | 0.06 | -0.21 | -0.31 | 0 |  | 0.33 | 0.3 | 0.23 | 45.67 | 1328.389 | 0.44
D | 4002 | 2019-01-06 | 12 | OFF | 31.93 | 11.97 | 0.2 | 0.04 | 0.17 | 0 | 0.16 | 0.1 | -0.22 | -0.31 | 0 |  | 0.33 | 0.3 | 0.23 | 44.9 | 1331.786 | 0.57
D | 4002 | 2019-01-06 | 13 | OFF | 21.96 | 11.97 | 0.2 | 0.04 | 0.09 | 0 | 0.05 | 0.05 | -0.17 | -0.31 | 0 |  | 0.33 | 0.3 | 0.23 | 34.74 | 1332.808 | 0.38
D | 4002 | 2019-01-06 | 14 | OFF | 20.75 | 11.97 | 0.2 | 0.04 | 0.07 | 0 | 0.01 | 0.03 | -0.15 | -0.31 | 0 |  | 0.33 | 0.3 | 0.23 | 33.47 | 1324.411 | 0.32
D | 4002 | 2019-01-06 | 15 | OFF | 20.57 | 11.97 | 0.2 | 0.04 | 0.05 | 0 | 0 | 0.04 | -0.3 | -0.31 | 0 |  | 0.33 | 0.3 | 0.23 | 33.12 | 1331.057 | 0.29
D | 4002 | 2019-01-06 | 16 | OFF | 21.27 | 11.97 | 0.2 | 0.04 | 0.04 | 0 | 0 | 0.02 | -0.37 | -0.31 | 0 |  | 0.33 | 0.3 | 0.23 | 33.72 | 1369 | 0.28
D | 4002 | 2019-01-06 | 17 | OFF | 23.68 | 11.97 | 0.2 | 0.04 | 0.04 | 0 | 0.01 | 0.01 | -0.41 | -0.31 | 0 |  | 0.33 | 0.3 | 0.23 | 36.09 | 1484.807 | 0.29
D | 4002 | 2019-01-06 | 18 | OFF | 39.87 | 11.97 | 0.2 | 0.04 | 0.18 | 0 | 0.09 | 0.05 | -0.96 | -0.31 | 0 |  | 0.33 | 0.3 | 0.23 | 51.99 | 1594.021 | 0.51
D | 4002 | 2019-01-06 | 19 | OFF | 35.83 | 11.97 | 0.2 | 0.04 | 0.09 | 0 | 0.07 | 0.03 | -0.85 | -0.31 | 0 |  | 0.33 | 0.3 | 0.23 | 47.93 | 1578.031 | 0.4
D | 4002 | 2019-01-06 | 20 | OFF | 34.93 | 11.97 | 0.2 | 0.04 | 0.08 | 0 | 0 | 0.03 | -0.76 | -0.31 | 0 |  | 0.33 | 0.3 | 0.23 | 47.04 | 1521.496 | 0.32
D | 4002 | 2019-01-06 | 21 | OFF | 30.02 | 11.97 | 0.2 | 0.04 | 0.13 | 0 | 0.03 | 0.04 | -0.67 | -0.31 | 0 |  | 0.33 | 0.3 | 0.23 | 42.31 | 1458.293 | 0.4
D | 4002 | 2019-01-06 | 22 | OFF | 28.8 | 11.97 | 0.2 | 0.04 | 0.11 | 0 | 0.06 | 0.02 | -0.71 | -0.31 | 0 |  | 0.33 | 0.3 | 0.23 | 41.04 | 1364.797 | 0.41
D | 4002 | 2019-01-06 | 23 | OFF | 20.69 | 11.97 | 0.2 | 0.04 | 0.11 | 0 | 0 | 0.01 | -0.46 | -0.31 | 0 |  | 0.33 | 0.3 | 0.23 | 33.11 | 1259.185 | 0.35
D | 4002 | 2019-01-06 | 24 | OFF | 19.9 | 11.97 | 0.2 | 0.04 | 0.16 | 0 | 0 | 0.01 | -0.3 | -0.31 | 0 |  | 0.33 | 0.3 | 0.23 | 32.53 | 1182.11 | 0.4
D | 4002 | 2019-01-07 | 1 | OFF | 15.75 | 11.97 | 0.16 | 0.01 | 0.06 | 0 | 0 | 0.05 | -0.19 | -0.31 | 0 |  | 0.33 | 0.3 | 0.23 | 28.36 | 1138.538 | 0.23
D | 4002 | 2019-01-07 | 2 | OFF | 12.83 | 11.97 | 0.16 | 0.01 | 0.12 | 0 | 0 | 0.01 | -0.16 | -0.31 | 0 |  | 0.33 | 0.3 | 0.23 | 25.49 | 1121.431 | 0.29
D | 4002 | 2019-01-07 | 3 | OFF | 13.84 | 11.97 | 0.16 | 0.01 | 0.09 | 0 | 0 | -0.01 | -0.15 | -0.31 | 0 |  | 0.33 | 0.3 | 0.23 | 26.46 | 1118.003 | 0.26
D | 4002 | 2019-01-07 | 4 | OFF | 15.97 | 11.97 | 0.16 | 0.01 | 0.09 | 0 | 0 | 0.03 | -0.19 | -0.31 | 0 |  | 0.33 | 0.3 | 0.23 | 28.59 | 1134.731 | 0.26
D | 4002 | 2019-01-07 | 5 | OFF | 15.49 | 11.97 | 0.16 | 0.01 | 0.09 | 0 | 0 | 0.05 | -0.16 | -0.31 | 0 |  | 0.33 | 0.3 | 0.23 | 28.16 | 1188.118 | 0.26
D | 4002 | 2019-01-07 | 6 | OFF | 6.03 | 11.97 | 0.16 | 0.01 | 0.43 | 0 | 0 | 0 | 0.08 | -0.31 | 0 |  | 0.33 | 0.3 | 0.23 | 19.23 | 1312.827 | 0.6
D | 4002 | 2019-01-07 | 7 | OFF | 23.45 | 11.97 | 0.16 | 0.01 | 0.25 | 0 | 0 | 0.02 | -0.13 | -0.31 | 0 |  | 0.33 | 0.3 | 0.23 | 36.28 | 1501.952 | 0.42
D | 4002 | 2019-01-07 | 8 | ON | 28.68 | 11.97 | 0.16 | 0.01 | 0.21 | 0.36 | 0.01 | 0.02 | -0.28 | -0.31 | 0 |  | 0.33 | 0.3 | 0.23 | 41.69 | 1594.92 | 0.75
D | 4002 | 2019-01-07 | 9 | ON | 21.61 | 11.97 | 0.16 | 0.01 | 0.07 | 0.37 | 0 | 0.05 | -0.19 | -0.31 | 0 |  | 0.33 | 0.3 | 0.23 | 34.6 | 1593.302 | 0.61
D | 4002 | 2019-01-07 | 10 | ON | 21.3 | 11.97 | 0.16 | 0.01 | 0.06 | 0.37 | 0 | 0.02 | -0.16 | -0.31 | 0 |  | 0.33 | 0.3 | 0.23 | 34.28 | 1581.909 | 0.6
D | 4002 | 2019-01-07 | 11 | ON | 22.12 | 11.97 | 0.16 | 0.01 | 0.05 | 0.38 | 0 | 0.05 | -0.15 | -0.31 | 0 |  | 0.33 | 0.3 | 0.23 | 35.14 | 1568.902 | 0.6
D | 4002 | 2019-01-07 | 12 | ON | 16.58 | 11.97 | 0.16 | 0.01 | 0.07 | 0.39 | 0 | 0.06 | -0.1 | -0.31 | 0 |  | 0.33 | 0.3 | 0.23 | 29.69 | 1555.542 | 0.63
D | 4002 | 2019-01-07 | 13 | ON | 21.52 | 11.97 | 0.16 | 0.01 | 0.05 | 0.39 | 0 | 0.02 | -0.13 | -0.31 | 0 |  | 0.33 | 0.3 | 0.23 | 34.54 | 1541.691 | 0.61
D | 4002 | 2019-01-07 | 14 | ON | 23.63 | 11.97 | 0.16 | 0.01 | 0.06 | 0.39 | 0 | 0.04 | -0.13 | -0.31 | 0 |  | 0.33 | 0.3 | 0.23 | 36.68 | 1538.477 | 0.62
D | 4002 | 2019-01-07 | 15 | ON | 23.71 | 11.97 | 0.16 | 0.01 | 0.06 | 0.38 | 0 | 0.04 | -0.12 | -0.31 | 0 |  | 0.33 | 0.3 | 0.23 | 36.76 | 1529.946 | 0.61
D | 4002 | 2019-01-07 | 16 | ON | 27.22 | 11.97 | 0.16 | 0.01 | 0.07 | 0.37 | 0 | 0.04 | -0.14 | -0.31 | 0 |  | 0.33 | 0.3 | 0.23 | 40.25 | 1561.223 | 0.61
D | 4002 | 2019-01-07 | 17 | ON | 30.14 | 11.97 | 0.16 | 0.01 | 0.08 | 0.35 | 0.09 | 0.05 | -0.13 | -0.31 | 0 |  | 0.33 | 0.3 | 0.23 | 43.27 | 1655.895 | 0.69
D | 4002 | 2019-01-07 | 18 | ON | 28.68 | 11.97 | 0.16 | 0.01 | 0.09 | 0.34 | 0 | 0.03 | -0.22 | -0.31 | 0 |  | 0.33 | 0.3 | 0.23 | 41.61 | 1746.587 | 0.6
D | 4002 | 2019-01-07 | 19 | ON | 31.25 | 11.97 | 0.16 | 0.01 | 0.13 | 0.34 | 0 | 0.05 | -0.18 | -0.31 | 0 |  | 0.33 | 0.3 | 0.23 | 44.28 | 1734.671 | 0.64
D | 4002 | 2019-01-07 | 20 | ON | 29.51 | 11.97 | 0.16 | 0.01 | 0.11 | 0.35 | 0 | 0.02 | -0.17 | -0.31 | 0 |  | 0.33 | 0.3 | 0.23 | 42.51 | 1681.985 | 0.63
D | 4002 | 2019-01-07 | 21 | ON | 23.82 | 11.97 | 0.16 | 0.01 | 0.09 | 0.36 | 0 | 0.04 | -0.1 | -0.31 | 0 |  | 0.33 | 0.3 | 0.23 | 36.9 | 1598.714 | 0.62
D | 4002 | 2019-01-07 | 22 | ON | 23.3 | 11.97 | 0.16 | 0.01 | 0.06 | 0.39 | 0 | 0.01 | -0.14 | -0.31 | 0 |  | 0.33 | 0.3 | 0.23 | 36.31 | 1476.856 | 0.62
D | 4002 | 2019-01-07 | 23 | ON | 25.56 | 11.97 | 0.16 | 0.01 | 0.16 | 0.42 | 0 | 0.02 | -0.07 | -0.31 | 0 |  | 0.33 | 0.3 | 0.23 | 38.78 | 1345.976 | 0.75
D | 4002 | 2019-01-07 | 24 | OFF | 29.43 | 11.97 | 0.16 | 0.01 | 0.22 | 0 | 0 | 0 | -0.18 | -0.31 | 0 |  | 0.33 | 0.3 | 0.23 | 42.16 | 1238.193 | 0.39
D | 4002 | 2019-01-08 | 1 | OFF | 23.85 | 11.97 | 0.2 | 0.14 | 0.34 | 0 | 0 | 0.05 | -0.14 | -0.31 | 0 |  | 0.33 | 0.3 | 0.23 | 36.96 | 1171.542 | 0.68
D | 4002 | 2019-01-08 | 2 | OFF | 23.34 | 11.97 | 0.2 | 0.14 | 0.14 | 0 | 0 | 0.04 | -0.1 | -0.31 | 0 |  | 0.33 | 0.3 | 0.23 | 36.28 | 1134.863 | 0.48
D | 4002 | 2019-01-08 | 3 | OFF | 16.73 | 11.97 | 0.2 | 0.14 | 0.15 | 0 | 0 | 0.02 | -0.08 | -0.31 | 0 |  | 0.33 | 0.3 | 0.23 | 29.68 | 1121.629 | 0.49
D | 4002 | 2019-01-08 | 4 | OFF | 21.07 | 11.97 | 0.2 | 0.14 | 0.12 | 0 | 0 | 0.02 | -0.06 | -0.31 | 0 |  | 0.33 | 0.3 | 0.23 | 34.01 | 1129.936 | 0.46
D | 4002 | 2019-01-08 | 5 | OFF | 21.16 | 11.97 | 0.2 | 0.14 | 0.12 | 0 | 0 | 0.02 | -0.04 | -0.31 | 0 |  | 0.33 | 0.3 | 0.23 | 34.12 | 1176.14 | 0.46
D | 4002 | 2019-01-08 | 6 | OFF | 27.42 | 11.97 | 0.2 | 0.14 | 0.23 | 0 | 0 | 0.07 | 0.12 | -0.31 | 0 |  | 0.33 | 0.3 | 0.23 | 40.7 | 1281.614 | 0.57
D | 4002 | 2019-01-08 | 7 | OFF | 29.42 | 11.97 | 0.2 | 0.14 | 0.21 | 0 | 0 | 0.04 | 0 | -0.31 | 0 |  | 0.33 | 0.3 | 0.23 | 42.53 | 1437.917 | 0.55
D | 4002 | 2019-01-08 | 8 | ON | 33.04 | 11.97 | 0.2 | 0.14 | 0.19 | 0.38 | 0 | 0.03 | -0.1 | -0.31 | 0 |  | 0.33 | 0.3 | 0.23 | 46.4 | 1533.406 | 0.91
D | 4002 | 2019-01-08 | 9 | ON | 32.92 | 11.97 | 0.2 | 0.14 | 0.11 | 0.37 | 0 | 0.01 | -0.14 | -0.31 | 0 |  | 0.33 | 0.3 | 0.23 | 46.13 | 1560.341 | 0.82
D | 4002 | 2019-01-08 | 10 | ON | 39.21 | 11.97 | 0.2 | 0.14 | 0.29 | 0.36 | 0.06 | 0.03 | -0.15 | -0.31 | 0 |  | 0.33 | 0.3 | 0.23 | 52.66 | 1576.061 | 1.05
D | 4002 | 2019-01-08 | 11 | ON | 40.62 | 11.97 | 0.2 | 0.14 | 0.61 | 0.34 | 0.17 | 0 | -0.13 | -0.31 | 0 |  | 0.33 | 0.3 | 0.23 | 54.47 | 1584.116 | 1.46
D | 4002 | 2019-01-08 | 12 | ON | 38.34 | 11.97 | 0.2 | 0.14 | 0.21 | 0.34 | 0 | -0.01 | -0.16 | -0.31 | 0 |  | 0.33 | 0.3 | 0.23 | 51.58 | 1582.887 | 0.89
D | 4002 | 2019-01-08 | 13 | ON | 37.74 | 11.97 | 0.2 | 0.14 | 0.09 | 0.35 | 0 | 0.09 | -0.18 | -0.31 | 0 |  | 0.33 | 0.3 | 0.23 | 50.95 | 1569.242 | 0.78
D | 4002 | 2019-01-08 | 14 | ON | 33.01 | 11.97 | 0.2 | 0.14 | 0.16 | 0.36 | 0 | 0.04 | -0.17 | -0.31 | 0 |  | 0.33 | 0.3 | 0.23 | 46.26 | 1555.278 | 0.86
D | 4002 | 2019-01-08 | 15 | ON | 33.43 | 11.97 | 0.2 | 0.14 | 0.21 | 0.36 | 0.16 | 0.05 | -0.17 | -0.31 | 0 |  | 0.33 | 0.3 | 0.23 | 46.9 | 1532.461 | 1.07
D | 4002 | 2019-01-08 | 16 | ON | 28.74 | 11.97 | 0.2 | 0.14 | 0.18 | 0.36 | 0 | 0.03 | -0.16 | -0.31 | 0 |  | 0.33 | 0.3 | 0.23 | 42.01 | 1538.012 | 0.88
D | 4002 | 2019-01-08 | 17 | ON | 35.65 | 11.97 | 0.2 | 0.14 | 0.14 | 0.35 | 0.02 | 0.03 | -0.13 | -0.31 | 0 |  | 0.33 | 0.3 | 0.23 | 48.92 | 1606.317 | 0.85
D | 4002 | 2019-01-08 | 18 | ON | 40.19 | 11.97 | 0.2 | 0.14 | 0.08 | 0.35 | 0 | 0.02 | -0.3 | -0.31 | 0 |  | 0.33 | 0.3 | 0.23 | 53.2 | 1677.742 | 0.77
D | 4002 | 2019-01-08 | 19 | ON | 37.81 | 11.97 | 0.2 | 0.14 | 0.07 | 0.36 | 0.17 | 0.06 | -0.24 | -0.31 | 0 |  | 0.33 | 0.3 | 0.23 | 51.09 | 1654.838 | 0.94
D | 4002 | 2019-01-08 | 20 | ON | 38.21 | 11.97 | 0.2 | 0.14 | 0.07 | 0.37 | 0 | 0.05 | -0.19 | -0.31 | 0 |  | 0.33 | 0.3 | 0.23 | 51.37 | 1599.38 | 0.78
D | 4002 | 2019-01-08 | 21 | ON | 36.16 | 11.97 | 0.2 | 0.14 | 0.09 | 0.39 | 0.35 | 0.03 | -0.18 | -0.31 | 0 |  | 0.33 | 0.3 | 0.23 | 49.7 | 1518.884 | 1.17
D | 4002 | 2019-01-08 | 22 | ON | 33.62 | 11.97 | 0.2 | 0.14 | 0.11 | 0.42 | 0.28 | 0.04 | -0.18 | -0.31 | 0 |  | 0.33 | 0.3 | 0.23 | 47.15 | 1398.293 | 1.15
D | 4002 | 2019-01-08 | 23 | ON | 24.34 | 11.97 | 0.2 | 0.14 | 0.14 | 0.45 | 0 | 0 | -0.1 | -0.31 | 0 |  | 0.33 | 0.3 | 0.23 | 37.69 | 1257.905 | 0.93
D | 4002 | 2019-01-08 | 24 | OFF | 21.62 | 11.97 | 0.2 | 0.14 | 0.16 | 0 | 0 | 0.03 | -0.05 | -0.31 | 0 |  | 0.33 | 0.3 | 0.23 | 34.62 | 1151.622 | 0.5
D | 4002 | 2019-01-09 | 1 | OFF | 18.41 | 11.97 | 0.48 | 0.03 | 0.08 | 0 | 0 | 0.05 | -0.04 | -0.31 | 0 |  | 0.33 | 0.3 | 0.23 | 31.53 | 1083.765 | 0.59
D | 4002 | 2019-01-09 | 2 | OFF | 19.52 | 11.97 | 0.48 | 0.03 | 0.04 | 0 | 0 | 0.05 | -0.08 | -0.31 | 0 |  | 0.33 | 0.3 | 0.23 | 32.56 | 1049.156 | 0.55
D | 4002 | 2019-01-09 | 3 | OFF | 17.73 | 11.97 | 0.48 | 0.03 | 0.04 | 0 | 0 | 0.04 | -0.06 | -0.31 | 0 |  | 0.33 | 0.3 | 0.23 | 30.78 | 1031.903 | 0.55
D | 4002 | 2019-01-09 | 4 | OFF | 18.28 | 11.97 | 0.48 | 0.03 | 0.07 | 0 | 0 | 0.02 | -0.06 | -0.31 | 0 |  | 0.33 | 0.3 | 0.23 | 31.34 | 1035.281 | 0.58
D | 4002 | 2019-01-09 | 5 | OFF | 20.39 | 11.97 | 0.48 | 0.03 | 0.04 | 0 | 0 | 0.03 | -0.06 | -0.31 | 0 |  | 0.33 | 0.3 | 0.23 | 33.43 | 1078.384 | 0.55
D | 4002 | 2019-01-09 | 6 | OFF | 20.96 | 11.97 | 0.48 | 0.03 | 0.1 | 0 | 0 | 0.07 | -0.07 | -0.31 | 0 |  | 0.33 | 0.3 | 0.23 | 34.09 | 1184.774 | 0.61
D | 4002 | 2019-01-09 | 7 | OFF | 23.16 | 11.97 | 0.48 | 0.03 | 0.42 | 0 | 0 | 0.06 | -0.06 | -0.31 | 0 |  | 0.33 | 0.3 | 0.23 | 36.61 | 1327.445 | 0.93
D | 4002 | 2019-01-09 | 8 | ON | 29.92 | 11.97 | 0.48 | 0.03 | 0.45 | 0.41 | 0 | 0.02 | -0.21 | -0.31 | 0 |  | 0.33 | 0.3 | 0.23 | 43.62 | 1411.56 | 1.37
D | 4002 | 2019-01-09 | 9 | ON | 24.83 | 11.97 | 0.48 | 0.03 | 0.19 | 0.41 | 0 | 0.04 | -0.18 | -0.31 | 0 |  | 0.33 | 0.3 | 0.23 | 38.32 | 1446.848 | 1.11
D | 4002 | 2019-01-09 | 10 | ON | 22.83 | 11.97 | 0.48 | 0.03 | 0.07 | 0.41 | 0 | 0.03 | -0.2 | -0.31 | 0 |  | 0.33 | 0.3 | 0.23 | 36.17 | 1455.244 | 0.99
D | 4002 | 2019-01-09 | 11 | ON | 26.29 | 11.97 | 0.48 | 0.03 | 0.09 | 0.39 | 0 | 0.04 | -0.19 | -0.31 | 0 |  | 0.33 | 0.3 | 0.23 | 39.65 | 1455.175 | 0.99
D | 4002 | 2019-01-09 | 12 | ON | 23.77 | 11.97 | 0.48 | 0.03 | 0.08 | 0.39 | 0 | 0.04 | -0.19 | -0.31 | 0 |  | 0.33 | 0.3 | 0.23 | 37.12 | 1462.817 | 0.98
D | 4002 | 2019-01-09 | 13 | ON | 30.5 | 11.97 | 0.48 | 0.03 | 0.1 | 0.38 | 0 | 0 | -0.21 | -0.31 | 0 |  | 0.33 | 0.3 | 0.23 | 43.8 | 1471.794 | 0.99
D | 4002 | 2019-01-09 | 14 | ON | 29.23 | 11.97 | 0.48 | 0.03 | 0.09 | 0.38 | 0 | 0.03 | -0.21 | -0.31 | -0.01 |  | 0.33 | 0.3 | 0.23 | 42.54 | 1478.375 | 0.97
D | 4002 | 2019-01-09 | 15 | ON | 24.09 | 11.97 | 0.48 | 0.03 | 0.11 | 0.38 | 0 | 0.04 | -0.2 | -0.31 | -0.05 |  | 0.33 | 0.3 | 0.23 | 37.4 | 1470.798 | 0.95
D | 4002 | 2019-01-09 | 16 | ON | 32.38 | 11.97 | 0.48 | 0.03 | 0.14 | 0.38 | 0 | 0.06 | -0.27 | -0.31 | -0.03 |  | 0.33 | 0.3 | 0.23 | 45.69 | 1479.763 | 1
D | 4002 | 2019-01-09 | 17 | ON | 25.65 | 11.97 | 0.48 | 0.03 | 0.07 | 0.36 | 0 | 0.01 | -0.19 | -0.31 | 0 |  | 0.33 | 0.3 | 0.23 | 38.93 | 1548.226 | 0.94
D | 4002 | 2019-01-09 | 18 | ON | 30.17 | 11.97 | 0.48 | 0.03 | 0.07 | 0.34 | 0 | 0.04 | -0.33 | -0.31 | 0 |  | 0.33 | 0.3 | 0.23 | 43.32 | 1630.451 | 0.92
D | 4002 | 2019-01-09 | 19 | ON | 41.78 | 11.97 | 0.48 | 0.03 | 0.14 | 0.36 | 0.11 | 0.01 | -0.35 | -0.31 | 0 |  | 0.33 | 0.3 | 0.23 | 55.08 | 1611.529 | 1.12
D | 4002 | 2019-01-09 | 20 | ON | 33.71 | 11.97 | 0.48 | 0.03 | 0.09 | 0.37 | 0 | 0.02 | -0.24 | -0.31 | 0 |  | 0.33 | 0.3 | 0.23 | 46.98 | 1556.474 | 0.97
D | 4002 | 2019-01-09 | 21 | ON | 35.32 | 11.97 | 0.48 | 0.03 | 0.19 | 0.39 | 0 | 0.05 | -0.25 | -0.31 | 0 |  | 0.33 | 0.3 | 0.23 | 48.73 | 1482.081 | 1.09
D | 4002 | 2019-01-09 | 22 | ON | 26.06 | 11.97 | 0.48 | 0.03 | 0.11 | 0.41 | 0 | 0.04 | -0.19 | -0.31 | 0 |  | 0.33 | 0.3 | 0.23 | 39.46 | 1364.911 | 1.03
D | 4002 | 2019-01-09 | 23 | ON | 25.42 | 11.97 | 0.48 | 0.03 | 0.16 | 0.45 | 0 | 0.05 | -0.17 | -0.31 | 0 |  | 0.33 | 0.3 | 0.23 | 38.94 | 1241.295 | 1.12
D | 4002 | 2019-01-09 | 24 | OFF | 22.05 | 11.97 | 0.48 | 0.03 | 0.15 | 0 | 0 | 0.01 | -0.14 | -0.31 | 0 |  | 0.33 | 0.3 | 0.23 | 35.1 | 1142.468 | 0.66
D | 4002 | 2019-01-10 | 1 | OFF | 21.44 | 11.97 | 0.38 | 0.25 | 0.11 | 0 | 0 | 0.03 | -0.14 | -0.31 | 0 |  | 0.33 | 0.3 | 0.23 | 34.59 | 1081.435 | 0.74
D | 4002 | 2019-01-10 | 2 | OFF | 24.58 | 11.97 | 0.38 | 0.25 | 0.08 | 0 | 0 | 0.08 | -0.12 | -0.31 | 0 |  | 0.33 | 0.3 | 0.23 | 37.77 | 1046.351 | 0.71
D | 4002 | 2019-01-10 | 3 | OFF | 10.81 | 11.97 | 0.38 | 0.25 | 0.24 | 0 | 0 | -0.02 | -0.14 | -0.31 | 0 |  | 0.33 | 0.3 | 0.23 | 24.04 | 1032.457 | 0.87
D | 4002 | 2019-01-10 | 4 | OFF | 24.17 | 11.97 | 0.38 | 0.25 | 0.11 | 0 | 0 | 0.05 | -0.12 | -0.31 | 0 |  | 0.33 | 0.3 | 0.23 | 37.36 | 1038.011 | 0.74
D | 4002 | 2019-01-10 | 5 | OFF | 18.83 | 11.97 | 0.38 | 0.25 | 0.14 | 0 | 0 | 0.04 | -0.13 | -0.31 | 0 |  | 0.33 | 0.3 | 0.23 | 32.03 | 1083.114 | 0.77
D | 4002 | 2019-01-10 | 6 | OFF | 8.61 | 11.97 | 0.38 | 0.25 | 0.18 | 0 | 0 | 0.02 | 0.11 | -0.31 | 0 |  | 0.33 | 0.3 | 0.23 | 22.07 | 1197.879 | 0.81
D | 4002 | 2019-01-10 | 7 | OFF | 31.65 | 11.97 | 0.38 | 0.25 | 0.23 | 0 | 0 | 0.05 | -0.21 | -0.31 | 0 |  | 0.33 | 0.3 | 0.23 | 44.87 | 1375.559 | 0.86
D | 4002 | 2019-01-10 | 8 | ON | 40.15 | 11.97 | 0.38 | 0.25 | 0.41 | 0.39 | 0.13 | 0.05 | -0.37 | -0.31 | 0 |  | 0.33 | 0.3 | 0.23 | 53.91 | 1468.106 | 1.56
D | 4002 | 2019-01-10 | 9 | ON | 42.8 | 11.97 | 0.38 | 0.25 | 0.16 | 0.39 | 0.4 | 0.01 | -0.37 | -0.31 | 0 |  | 0.33 | 0.3 | 0.23 | 56.54 | 1481.493 | 1.58
D | 4002 | 2019-01-10 | 10 | ON | 50.3 | 11.97 | 0.38 | 0.25 | 0.13 | 0.39 | 0.65 | -0.04 | -0.43 | -0.31 | 0 |  | 0.33 | 0.3 | 0.23 | 64.15 | 1490.969 | 1.8
D | 4002 | 2019-01-10 | 11 | ON | 51.69 | 11.97 | 0.38 | 0.25 | 0.15 | 0.39 | 0 | 0.01 | -0.44 | -0.31 | 0 |  | 0.33 | 0.3 | 0.23 | 64.95 | 1518.444 | 1.17
D | 4002 | 2019-01-10 | 12 | ON | 48.5 | 11.97 | 0.38 | 0.25 | 0.16 | 0.39 | 0 | 0.04 | -0.39 | -0.31 | 0 |  | 0.33 | 0.3 | 0.23 | 61.85 | 1520.358 | 1.18
D | 4002 | 2019-01-10 | 13 | ON | 42.37 | 11.97 | 0.38 | 0.25 | 0.16 | 0.39 | 0 | 0.02 | -0.36 | -0.31 | 0 |  | 0.33 | 0.3 | 0.23 | 55.73 | 1505.454 | 1.18
D | 4002 | 2019-01-10 | 14 | ON | 44.45 | 11.97 | 0.38 | 0.25 | 0.11 | 0.39 | 0 | 0.03 | -0.38 | -0.31 | 0 |  | 0.33 | 0.3 | 0.23 | 57.75 | 1496.436 | 1.13
D | 4002 | 2019-01-10 | 15 | ON | 42.89 | 11.97 | 0.38 | 0.25 | 0.1 | 0.39 | 0 | 0.04 | -0.37 | -0.31 | 0 |  | 0.33 | 0.3 | 0.23 | 56.2 | 1484.348 | 1.12
D | 4002 | 2019-01-10 | 16 | ON | 42.47 | 11.97 | 0.38 | 0.25 | 0.09 | 0.39 | 0 | 0.04 | -0.37 | -0.31 | 0 |  | 0.33 | 0.3 | 0.23 | 55.77 | 1500.577 | 1.11
D | 4002 | 2019-01-10 | 17 | ON | 45.74 | 11.97 | 0.38 | 0.25 | 0.11 | 0.37 | 0 | 0.05 | -0.28 | -0.31 | 0 |  | 0.33 | 0.3 | 0.23 | 59.14 | 1585.092 | 1.11
D | 4002 | 2019-01-10 | 18 | ON | 60.38 | 11.97 | 0.38 | 0.25 | 0.08 | 0.35 | 0 | -0.02 | -0.57 | -0.31 | 0 |  | 0.33 | 0.3 | 0.23 | 73.37 | 1687.835 | 1.06
D | 4002 | 2019-01-10 | 19 | ON | 58.6 | 11.97 | 0.38 | 0.25 | 0.11 | 0.34 | 0.12 | 0.04 | -0.6 | -0.31 | 0 |  | 0.33 | 0.3 | 0.23 | 71.76 | 1687.611 | 1.2
D | 4002 | 2019-01-10 | 20 | ON | 55.94 | 11.97 | 0.38 | 0.25 | 0.15 | 0.35 | 0.02 | 0.06 | -0.52 | -0.31 | 0 |  | 0.33 | 0.3 | 0.23 | 69.15 | 1644.868 | 1.15
D | 4002 | 2019-01-10 | 21 | ON | 54.82 | 11.97 | 0.38 | 0.25 | 0.18 | 0.36 | 0 | 0.06 | -0.5 | -0.31 | 0 |  | 0.33 | 0.3 | 0.23 | 68.07 | 1582.364 | 1.17
D | 4002 | 2019-01-10 | 22 | ON | 51.16 | 11.97 | 0.38 | 0.25 | 0.17 | 0.38 | 0 | 0.04 | -0.41 | -0.31 | 0 |  | 0.33 | 0.3 | 0.23 | 64.49 | 1481.189 | 1.18
D | 4002 | 2019-01-10 | 23 | ON | 32.26 | 11.97 | 0.38 | 0.25 | 0.28 | 0.42 | 0 | 0.04 | -0.31 | -0.31 | 0 |  | 0.33 | 0.3 | 0.23 | 45.84 | 1359.245 | 1.33
D | 4002 | 2019-01-10 | 24 | OFF | 30.67 | 11.97 | 0.38 | 0.25 | 0.77 | 0 | 0 | 0.04 | -0.29 | -0.31 | 0 |  | 0.33 | 0.3 | 0.23 | 44.34 | 1262.843 | 1.4
D | 4002 | 2019-01-11 | 1 | OFF | 45.47 | 11.97 | 0.52 | 0.05 | 0.4 | 0 | 0 | 0.07 | -0.55 | -0.31 | 0 |  | 0.33 | 0.3 | 0.23 | 58.48 | 1206.944 | 0.97
D | 4002 | 2019-01-11 | 2 | OFF | 42.38 | 11.97 | 0.52 | 0.05 | 0.31 | 0 | 0 | 0.07 | -0.43 | -0.31 | 0 |  | 0.33 | 0.3 | 0.23 | 55.42 | 1178.57 | 0.88
D | 4002 | 2019-01-11 | 3 | OFF | 47.31 | 11.97 | 0.52 | 0.05 | 0.1 | 0 | 0 | 0.08 | -0.43 | -0.31 | 0 |  | 0.33 | 0.3 | 0.23 | 60.15 | 1169.407 | 0.67
D | 4002 | 2019-01-11 | 4 | OFF | 51.13 | 11.97 | 0.52 | 0.05 | 0.21 | 0 | 0 | 0.1 | -0.42 | -0.31 | 0 |  | 0.33 | 0.3 | 0.23 | 64.11 | 1170.641 | 0.78
D | 4002 | 2019-01-11 | 5 | OFF | 49.44 | 11.97 | 0.52 | 0.05 | 0.19 | 0 | 0.02 | 0.08 | -0.41 | -0.31 | 0 |  | 0.33 | 0.3 | 0.23 | 62.41 | 1217.917 | 0.78
D | 4002 | 2019-01-11 | 6 | OFF | 81.96 | 11.97 | 0.52 | 0.05 | 0.77 | 0 | 0.6 | 0.11 | -0.75 | -0.31 | 0 |  | 0.33 | 0.3 | 0.23 | 95.78 | 1327.112 | 1.94
D | 4002 | 2019-01-11 | 7 | OFF | 67.42 | 11.97 | 0.52 | 0.05 | 0.55 | 0 | 0 | 0.05 | -0.72 | -0.31 | 0 |  | 0.33 | 0.3 | 0.23 | 80.39 | 1497.173 | 1.12
D | 4002 | 2019-01-11 | 8 | ON | 62.5 | 11.97 | 0.52 | 0.05 | 0.36 | 0.37 | 0 | 0.06 | -0.69 | -0.31 | 0 |  | 0.33 | 0.3 | 0.23 | 75.69 | 1586.183 | 1.3
D | 4002 | 2019-01-11 | 9 | ON | 47.28 | 11.97 | 0.52 | 0.05 | 0.18 | 0.37 | 0 | 0.01 | -0.36 | -0.31 | 0 |  | 0.33 | 0.3 | 0.23 | 60.57 | 1596.164 | 1.12
D | 4002 | 2019-01-11 | 10 | ON | 38.49 | 11.97 | 0.52 | 0.05 | 0.32 | 0.38 | 0 | 0.04 | -0.45 | -0.31 | 0 |  | 0.33 | 0.3 | 0.23 | 51.87 | 1589.979 | 1.27
D | 4002 | 2019-01-11 | 11 | ON | 41.74 | 11.97 | 0.52 | 0.05 | 0.23 | 0.38 | 0 | 0.02 | -0.43 | -0.31 | 0 |  | 0.33 | 0.3 | 0.23 | 55.03 | 1581.933 | 1.18
D | 4002 | 2019-01-11 | 12 | ON | 40.94 | 11.97 | 0.52 | 0.05 | 0.08 | 0.39 | 0 | -0.01 | -0.42 | -0.31 | 0 |  | 0.33 | 0.3 | 0.23 | 54.07 | 1568.729 | 1.04
D | 4002 | 2019-01-11 | 13 | ON | 42.78 | 11.97 | 0.52 | 0.05 | 0.16 | 0.39 | 0 | 0.01 | -0.41 | -0.31 | 0 |  | 0.33 | 0.3 | 0.23 | 56.02 | 1546.615 | 1.12
D | 4002 | 2019-01-11 | 14 | ON | 45.79 | 11.97 | 0.52 | 0.05 | 0.17 | 0.39 | 0 | 0.04 | -0.44 | -0.31 | 0 |  | 0.33 | 0.3 | 0.23 | 59.04 | 1541.976 | 1.13
D | 4002 | 2019-01-11 | 15 | ON | 48.08 | 11.97 | 0.52 | 0.05 | 0.15 | 0.39 | 0 | 0.04 | -0.43 | -0.31 | 0 |  | 0.33 | 0.3 | 0.23 | 61.32 | 1543.068 | 1.11
D | 4002 | 2019-01-11 | 16 | ON | 51.11 | 11.97 | 0.52 | 0.05 | 0.15 | 0.38 | 0 | 0.06 | -0.51 | -0.31 | 0 |  | 0.33 | 0.3 | 0.23 | 64.28 | 1570.292 | 1.1
D | 4002 | 2019-01-11 | 17 | ON | 48.47 | 11.97 | 0.52 | 0.05 | 0.15 | 0.36 | 0 | 0.02 | -0.42 | -0.31 | 0 |  | 0.33 | 0.3 | 0.23 | 61.67 | 1651.013 | 1.08
D | 4002 | 2019-01-11 | 18 | ON | 54.12 | 11.97 | 0.52 | 0.05 | 0.06 | 0.34 | 0 | 0.08 | -0.51 | -0.31 | 0 |  | 0.33 | 0.3 | 0.23 | 67.18 | 1741.389 | 0.97
D | 4002 | 2019-01-11 | 19 | ON | 53.48 | 11.97 | 0.52 | 0.05 | 0.07 | 0.34 | 0 | 0.04 | -0.5 | -0.31 | 0 |  | 0.33 | 0.3 | 0.23 | 66.52 | 1732.849 | 0.98
D | 4002 | 2019-01-11 | 20 | ON | 52.61 | 11.97 | 0.52 | 0.05 | 0.05 | 0.35 | 0 | -0.01 | -0.48 | -0.31 | 0 |  | 0.33 | 0.3 | 0.23 | 65.61 | 1692.904 | 0.97
D | 4002 | 2019-01-11 | 21 | ON | 52.75 | 11.97 | 0.52 | 0.05 | 0.31 | 0.36 | 0 | 0.04 | -0.51 | -0.31 | 0 |  | 0.33 | 0.3 | 0.23 | 66.04 | 1642.916 | 1.24
D | 4002 | 2019-01-11 | 22 | ON | 53.27 | 11.97 | 0.52 | 0.05 | 0.26 | 0.34 | 0 | 0.05 | -0.49 | -0.31 | 0 |  | 0.33 | 0.3 | 0.23 | 66.52 | 1561.362 | 1.17
D | 4002 | 2019-01-11 | 23 | ON | 50.91 | 11.97 | 0.52 | 0.05 | 0.51 | 0.4 | 0 | 0.02 | -0.44 | -0.31 | 0 |  | 0.33 | 0.3 | 0.23 | 64.49 | 1461.851 | 1.48
D | 4002 | 2019-01-11 | 24 | OFF | 43.1 | 11.97 | 0.52 | 0.05 | 0.47 | 0 | 0 | 0.04 | -0.4 | -0.31 | 0 |  | 0.33 | 0.3 | 0.23 | 56.3 | 1364.667 | 1.04
D | 4002 | 2019-01-12 | 1 | OFF | 37.96 | 11.97 | 0.43 | 0.04 | 0.15 | 0 | 0 | 0.02 | -0.41 | -0.31 | 0 |  | 0.33 | 0.3 | 0.23 | 50.71 | 1297.738 | 0.62
D | 4002 | 2019-01-12 | 2 | OFF | 44.48 | 11.97 | 0.43 | 0.04 | 0.11 | 0 | 0 | 0.05 | -0.4 | -0.31 | 0 |  | 0.33 | 0.3 | 0.23 | 57.23 | 1259.684 | 0.58
D | 4002 | 2019-01-12 | 3 | OFF | 57.19 | 11.97 | 0.43 | 0.04 | 0.09 | 0 | 0.09 | 0.02 | -0.5 | -0.31 | 0 |  | 0.33 | 0.3 | 0.23 | 69.88 | 1242.927 | 0.65
D | 4002 | 2019-01-12 | 4 | OFF | 74.19 | 11.97 | 0.43 | 0.04 | 0.4 | 0 | 0 | 0.08 | -0.54 | -0.31 | 0 |  | 0.33 | 0.3 | 0.23 | 87.12 | 1239.667 | 0.87
D | 4002 | 2019-01-12 | 5 | OFF | 48.68 | 11.97 | 0.43 | 0.04 | 0.17 | 0 | 0 | 0.06 | -0.43 | -0.31 | 0 |  | 0.33 | 0.3 | 0.23 | 61.47 | 1255.023 | 0.64
D | 4002 | 2019-01-12 | 6 | OFF | 59.96 | 11.97 | 0.43 | 0.04 | 0.12 | 0 | 0 | 0.06 | -0.48 | -0.31 | 0 |  | 0.33 | 0.3 | 0.23 | 72.65 | 1302.746 | 0.59
D | 4002 | 2019-01-12 | 7 | OFF | 60.07 | 11.97 | 0.43 | 0.04 | 0.65 | 0 | 0.15 | -0.01 | -0.52 | -0.31 | 0 |  | 0.33 | 0.3 | 0.23 | 73.33 | 1387.447 | 1.27
D | 4002 | 2019-01-12 | 8 | OFF | 64.83 | 11.97 | 0.43 | 0.04 | 0.65 | 0 | 0.05 | 0.07 | -0.43 | -0.31 | 0 |  | 0.33 | 0.3 | 0.23 | 78.16 | 1472.686 | 1.17
D | 4002 | 2019-01-12 | 9 | OFF | 78.37 | 11.97 | 0.43 | 0.04 | 0.39 | 0 | 0.08 | 0.09 | -0.53 | -0.31 | 0 |  | 0.33 | 0.3 | 0.23 | 91.39 | 1538.214 | 0.94
D | 4002 | 2019-01-12 | 10 | OFF | 76.5 | 11.97 | 0.43 | 0.04 | 0.72 | 0 | 0.09 | 0.13 | -0.52 | -0.31 | 0 |  | 0.33 | 0.3 | 0.23 | 89.91 | 1567.899 | 1.28
D | 4002 | 2019-01-12 | 11 | OFF | 48.41 | 11.97 | 0.43 | 0.04 | 0.22 | 0 | 0.06 | 0.04 | -0.28 | -0.31 | 0 |  | 0.33 | 0.3 | 0.23 | 61.44 | 1570.247 | 0.75
D | 4002 | 2019-01-12 | 12 | OFF | 44.9 | 11.97 | 0.43 | 0.04 | 0.13 | 0 | 0 | 0.04 | -0.27 | -0.31 | 0 |  | 0.33 | 0.3 | 0.23 | 57.79 | 1550.26 | 0.6
D | 4002 | 2019-01-12 | 13 | OFF | 42.39 | 11.97 | 0.43 | 0.04 | 0.09 | 0 | 0 | 0.12 | -0.26 | -0.31 | 0 |  | 0.33 | 0.3 | 0.23 | 55.33 | 1524.548 | 0.56
D | 4002 | 2019-01-12 | 14 | OFF | 40.12 | 11.97 | 0.43 | 0.04 | 0.05 | 0 | 0 | 0.01 | -0.25 | -0.31 | 0 |  | 0.33 | 0.3 | 0.23 | 52.92 | 1501.125 | 0.52
D | 4002 | 2019-01-12 | 15 | OFF | 40.1 | 11.97 | 0.43 | 0.04 | 0.1 | 0 | 0 | 0.04 | -0.23 | -0.31 | 0 |  | 0.33 | 0.3 | 0.23 | 53 | 1492.478 | 0.57
D | 4002 | 2019-01-12 | 16 | OFF | 45.56 | 11.97 | 0.43 | 0.04 | 0.09 | 0 | 0 | 0.05 | -0.26 | -0.31 | 0 |  | 0.33 | 0.3 | 0.23 | 58.43 | 1512.183 | 0.56
D | 4002 | 2019-01-12 | 17 | OFF | 55.79 | 11.97 | 0.43 | 0.04 | 0.15 | 0 | 0.08 | 0.01 | -0.29 | -0.31 | 0 |  | 0.33 | 0.3 | 0.23 | 68.73 | 1598.703 | 0.7
D | 4002 | 2019-01-12 | 18 | OFF | 67.3 | 11.97 | 0.43 | 0.04 | 0.26 | 0 | 0.68 | 0.12 | -0.59 | -0.31 | 0 |  | 0.33 | 0.3 | 0.23 | 80.76 | 1687.516 | 1.41
D | 4002 | 2019-01-12 | 19 | OFF | 64.99 | 11.97 | 0.43 | 0.04 | 0.24 | 0 | 0.1 | 0.03 | -0.53 | -0.31 | 0 |  | 0.33 | 0.3 | 0.23 | 77.82 | 1671.697 | 0.81
D | 4002 | 2019-01-12 | 20 | OFF | 68.7 | 11.97 | 0.43 | 0.04 | 0.2 | 0 | 0.12 | 0.05 | -0.49 | -0.31 | 0 |  | 0.33 | 0.3 | 0.23 | 81.57 | 1616.645 | 0.79
D | 4002 | 2019-01-12 | 21 | OFF | 70.28 | 11.97 | 0.43 | 0.04 | 0.29 | 0 | 0.29 | 0.07 | -0.37 | -0.31 | 0 |  | 0.33 | 0.3 | 0.23 | 83.55 | 1561.255 | 1.05
D | 4002 | 2019-01-12 | 22 | OFF | 52.32 | 11.97 | 0.43 | 0.04 | 0.36 | 0 | 0.43 | 0.04 | -0.25 | -0.31 | 0 |  | 0.33 | 0.3 | 0.23 | 65.89 | 1477.798 | 1.26
D | 4002 | 2019-01-12 | 23 | OFF | 42.2 | 11.97 | 0.43 | 0.04 | 0.32 | 0 | 0 | 0.06 | -0.24 | -0.31 | 0 |  | 0.33 | 0.3 | 0.23 | 55.33 | 1385.527 | 0.79
D | 4002 | 2019-01-12 | 24 | OFF | 44.31 | 11.97 | 0.43 | 0.04 | 0.25 | 0 | 0 | 0.07 | -0.31 | -0.31 | 0 |  | 0.33 | 0.3 | 0.23 | 57.31 | 1300.583 | 0.72
D | 4002 | 2019-01-13 | 1 | OFF | 40.5 | 11.97 | 0.41 | 0.06 | 0.16 | 0 | 0 | 0.07 | -0.26 | -0.31 | 0 |  | 0.33 | 0.3 | 0.23 | 53.46 | 1235.344 | 0.63
D | 4002 | 2019-01-13 | 2 | OFF | 40.82 | 11.97 | 0.41 | 0.06 | 0.22 | 0 | 0 | 0.05 | -0.22 | -0.31 | 0 |  | 0.33 | 0.3 | 0.23 | 53.86 | 1200.431 | 0.69
D | 4002 | 2019-01-13 | 3 | OFF | 39.78 | 11.97 | 0.41 | 0.06 | 0.21 | 0 | 0 | 0.04 | -0.21 | -0.31 | 0 |  | 0.33 | 0.3 | 0.23 | 52.81 | 1182.968 | 0.68
D | 4002 | 2019-01-13 | 4 | OFF | 38.86 | 11.97 | 0.41 | 0.06 | 0.18 | 0 | 0 | 0.04 | -0.19 | -0.31 | 0 |  | 0.33 | 0.3 | 0.23 | 51.88 | 1180.778 | 0.65
D | 4002 | 2019-01-13 | 5 | OFF | 36.91 | 11.97 | 0.41 | 0.06 | 0.24 | 0 | 0 | 0.05 | -0.2 | -0.31 | 0 |  | 0.33 | 0.3 | 0.23 | 49.99 | 1195.46 | 0.71
D | 4002 | 2019-01-13 | 6 | OFF | 39.03 | 11.97 | 0.41 | 0.06 | 0.18 | 0 | 0 | 0.05 | -0.24 | -0.31 | 0 |  | 0.33 | 0.3 | 0.23 | 52.01 | 1231.277 | 0.65
D | 4002 | 2019-01-13 | 7 | OFF | 40.08 | 11.97 | 0.41 | 0.06 | 0.11 | 0 | 0 | 0.06 | -0.31 | -0.31 | 0 |  | 0.33 | 0.3 | 0.23 | 52.93 | 1296.513 | 0.58
D | 4002 | 2019-01-13 | 8 | OFF | 40.02 | 11.97 | 0.41 | 0.06 | 0.08 | 0 | 0 | 0.05 | -0.3 | -0.31 | 0 |  | 0.33 | 0.3 | 0.23 | 52.84 | 1380.316 | 0.55
D | 4002 | 2019-01-13 | 9 | OFF | 48.01 | 11.97 | 0.41 | 0.06 | 0.09 | 0 | 0 | 0.03 | -0.34 | -0.31 | 0 |  | 0.33 | 0.3 | 0.23 | 60.78 | 1463.013 | 0.56
D | 4002 | 2019-01-13 | 10 | OFF | 46.84 | 11.97 | 0.41 | 0.06 | 0.09 | 0 | 0 | 0.06 | -0.4 | -0.31 | 0 |  | 0.33 | 0.3 | 0.23 | 59.58 | 1500.678 | 0.56
D | 4002 | 2019-01-13 | 11 | OFF | 44.78 | 11.97 | 0.41 | 0.06 | 0.08 | 0 | 0.04 | 0.03 | -0.37 | -0.31 | 0 |  | 0.33 | 0.3 | 0.23 | 57.55 | 1506.718 | 0.59
D | 4002 | 2019-01-13 | 12 | OFF | 50.42 | 11.97 | 0.41 | 0.06 | 0.12 | 0 | 0 | 0.04 | -0.32 | -0.31 | 0 |  | 0.33 | 0.3 | 0.23 | 63.25 | 1503.194 | 0.59
D | 4002 | 2019-01-13 | 13 | OFF | 45.22 | 11.97 | 0.41 | 0.06 | 0.08 | 0 | 0 | 0.05 | -0.28 | -0.31 | 0 |  | 0.33 | 0.3 | 0.23 | 58.06 | 1493.483 | 0.55
D | 4002 | 2019-01-13 | 14 | OFF | 44.36 | 11.97 | 0.41 | 0.06 | 0.16 | 0 | 0 | 0.06 | -0.26 | -0.31 | 0 |  | 0.33 | 0.3 | 0.23 | 57.31 | 1453.127 | 0.63
D | 4002 | 2019-01-13 | 15 | OFF | 47.2 | 11.97 | 0.41 | 0.06 | 0.12 | 0 | 0 | 0.01 | -0.24 | -0.31 | 0 |  | 0.33 | 0.3 | 0.23 | 60.08 | 1431.213 | 0.59
D | 4002 | 2019-01-13 | 16 | OFF | 51.55 | 11.97 | 0.41 | 0.06 | 0.1 | 0 | 0 | 0.08 | -0.27 | -0.31 | 0 |  | 0.33 | 0.3 | 0.23 | 64.45 | 1449.225 | 0.57
D | 4002 | 2019-01-13 | 17 | OFF | 57.36 | 11.97 | 0.41 | 0.06 | 0.07 | 0 | 0.01 | -0.04 | -0.02 | -0.31 | 0 |  | 0.33 | 0.3 | 0.23 | 70.37 | 1538.897 | 0.55
D | 4002 | 2019-01-13 | 18 | OFF | 102.28 | 11.97 | 0.41 | 0.06 | 0.18 | 0 | 0.86 | 0.1 | -0.6 | -0.31 | 0 |  | 0.33 | 0.3 | 0.23 | 115.81 | 1669.67 | 1.51
D | 4002 | 2019-01-13 | 19 | OFF | 109.79 | 11.97 | 0.41 | 0.06 | 0.32 | 0 | 0.93 | 0.07 | -0.64 | -0.31 | 0 |  | 0.33 | 0.3 | 0.23 | 123.46 | 1654.497 | 1.72
D | 4002 | 2019-01-13 | 20 | OFF | 80.15 | 11.97 | 0.41 | 0.06 | 0.16 | 0 | 0.14 | -0.07 | -0.38 | -0.31 | 0 |  | 0.33 | 0.3 | 0.23 | 92.99 | 1601.541 | 0.77
D | 4002 | 2019-01-13 | 21 | OFF | 72.89 | 11.97 | 0.41 | 0.06 | 0.14 | 0 | 0.37 | -0.04 | -0.3 | -0.31 | 0 |  | 0.33 | 0.3 | 0.23 | 86.05 | 1533.975 | 0.98
D | 4002 | 2019-01-13 | 22 | OFF | 54.69 | 11.97 | 0.41 | 0.06 | 0.22 | 0 | 0.08 | 0.01 | -0.23 | -0.31 | 0 |  | 0.33 | 0.3 | 0.23 | 67.76 | 1433.349 | 0.77
D | 4002 | 2019-01-13 | 23 | OFF | 43.63 | 11.97 | 0.41 | 0.06 | 0.26 | 0 | 0 | 0.02 | -0.27 | -0.31 | 0 |  | 0.33 | 0.3 | 0.23 | 56.63 | 1323.058 | 0.73
D | 4002 | 2019-01-13 | 24 | OFF | 47.49 | 11.97 | 0.41 | 0.06 | 0.47 | 0 | 0 | 0.08 | -0.24 | -0.31 | 0 |  | 0.33 | 0.3 | 0.23 | 60.79 | 1250.683 | 0.94
D | 4002 | 2019-01-14 | 1 | OFF | 60.97 | 11.97 | 0.94 | 0.43 | 0.19 | 0 | 0 | 0.02 | -0.32 | -0.31 | 0 |  | 0.33 | 0.3 | 0.23 | 74.75 | 1208.186 | 1.56
D | 4002 | 2019-01-14 | 2 | OFF | 51.25 | 11.97 | 0.94 | 0.43 | 0.32 | 0 | 0 | -0.03 | -0.3 | -0.31 | 0 |  | 0.33 | 0.3 | 0.23 | 65.13 | 1189.308 | 1.69
D | 4002 | 2019-01-14 | 3 | OFF | 48.33 | 11.97 | 0.94 | 0.43 | 0.17 | 0 | 0 | 0.05 | -0.24 | -0.31 | 0 |  | 0.33 | 0.3 | 0.23 | 62.2 | 1186.042 | 1.54
D | 4002 | 2019-01-14 | 4 | OFF | 66.54 | 11.97 | 0.94 | 0.43 | 0.42 | 0 | 0 | 0.09 | -0.35 | -0.31 | 0 |  | 0.33 | 0.3 | 0.23 | 80.59 | 1197.202 | 1.79
D | 4002 | 2019-01-14 | 5 | OFF | 46.83 | 11.97 | 0.94 | 0.43 | 0.19 | 0 | 0 | 0.13 | -0.38 | -0.31 | 0 |  | 0.33 | 0.3 | 0.23 | 60.66 | 1245.775 | 1.56
D | 4002 | 2019-01-14 | 6 | OFF | 50.16 | 11.97 | 0.94 | 0.43 | 0.54 | 0 | 0.07 | 0.06 | -0.17 | -0.31 | 0 |  | 0.33 | 0.3 | 0.23 | 64.55 | 1367.067 | 1.98
D | 4002 | 2019-01-14 | 7 | OFF | 71.8 | 11.97 | 0.94 | 0.43 | 1.1 | 0 | 0 | 0.11 | -0.3 | -0.31 | 0 |  | 0.33 | 0.3 | 0.23 | 86.6 | 1553.24 | 2.47
D | 4002 | 2019-01-14 | 8 | ON | 91.04 | 11.97 | 0.94 | 0.43 | 1.25 | 0.35 | 1 | 0.08 | -0.71 | -0.31 | 0 |  | 0.33 | 0.3 | 0.23 | 106.9 | 1647.307 | 3.97
D | 4002 | 2019-01-14 | 9 | ON | 81.07 | 11.97 | 0.94 | 0.43 | 0.64 | 0.32 | 0.54 | 0.1 | -0.51 | -0.31 | 0 |  | 0.33 | 0.3 | 0.23 | 96.05 | 1648.993 | 2.87
D | 4002 | 2019-01-14 | 10 | ON | 86.37 | 11.97 | 0.94 | 0.43 | 0.35 | 0.32 | 0.02 | 0.14 | -0.43 | -0.31 | 0 |  | 0.33 | 0.3 | 0.23 | 100.66 | 1629.085 | 2.06
D | 4002 | 2019-01-14 | 11 | ON | 76.32 | 11.97 | 0.94 | 0.43 | 0.18 | 0.33 | 0.5 | 0.19 | -0.31 | -0.31 | 0 |  | 0.33 | 0.3 | 0.23 | 91.1 | 1609.196 | 2.38
D | 4002 | 2019-01-14 | 12 | ON | 51.59 | 11.97 | 0.94 | 0.43 | 0.15 | 0.34 | 0.12 | 0.14 | -0.22 | -0.31 | 0 |  | 0.33 | 0.3 | 0.23 | 66.01 | 1573.465 | 1.98
D | 4002 | 2019-01-14 | 13 | ON | 46.88 | 11.97 | 0.94 | 0.43 | 0.15 | 0.38 | 0 | 0.07 | -0.21 | -0.31 | 0 |  | 0.33 | 0.3 | 0.23 | 61.16 | 1541.035 | 1.9
D | 4002 | 2019-01-14 | 14 | ON | 45.56 | 11.97 | 0.94 | 0.43 | 0.09 | 0.39 | 0 | 0.08 | -0.22 | -0.31 | 0 |  | 0.33 | 0.3 | 0.23 | 59.79 | 1522.267 | 1.85
D | 4002 | 2019-01-14 | 15 | ON | 53.37 | 11.97 | 0.94 | 0.43 | 0.13 | 0.39 | 0 | 0.1 | -0.26 | -0.31 | 0 |  | 0.33 | 0.3 | 0.23 | 67.62 | 1509.875 | 1.89
D | 4002 | 2019-01-14 | 16 | ON | 49.48 | 11.97 | 0.94 | 0.43 | 0.12 | 0.38 | 0 | 0.11 | -0.26 | -0.31 | 0 |  | 0.33 | 0.3 | 0.23 | 63.72 | 1526.785 | 1.87
D | 4002 | 2019-01-14 | 17 | ON | 60.72 | 11.97 | 0.94 | 0.43 | 0.09 | 0.36 | 0.02 | -0.01 | -0.13 | -0.31 | 0 |  | 0.33 | 0.3 | 0.23 | 74.94 | 1615.684 | 1.84
D | 4002 | 2019-01-14 | 18 | ON | 100.32 | 11.97 | 0.94 | 0.43 | 0.47 | 0.34 | 0.88 | 0.14 | -0.4 | -0.31 | 0 |  | 0.33 | 0.3 | 0.23 | 115.64 | 1733.514 | 3.06
D | 4002 | 2019-01-14 | 19 | ON | 115.67 | 11.97 | 0.94 | 0.43 | 0.61 | 0.34 | 0.29 | 0.22 | -0.52 | -0.31 | 0 |  | 0.33 | 0.3 | 0.23 | 130.5 | 1729.459 | 2.61
D | 4002 | 2019-01-14 | 20 | ON | 101.72 | 11.97 | 0.94 | 0.43 | 0.68 | 0.34 | 0.19 | 0.12 | -0.45 | -0.31 | 0 |  | 0.33 | 0.3 | 0.23 | 116.49 | 1681.044 | 2.58
D | 4002 | 2019-01-14 | 21 | ON | 92.2 | 11.97 | 0.94 | 0.43 | 0.34 | 0.36 | 0.66 | 0.16 | -0.33 | -0.31 | 0 |  | 0.33 | 0.3 | 0.23 | 107.28 | 1607.863 | 2.73
D | 4002 | 2019-01-14 | 22 | ON | 76.58 | 11.97 | 0.94 | 0.43 | 0.35 | 0.38 | 0.66 | 0.16 | -0.51 | -0.31 | 0 |  | 0.33 | 0.3 | 0.23 | 91.51 | 1487.953 | 2.76
D | 4002 | 2019-01-14 | 23 | ON | 98.79 | 11.97 | 0.94 | 0.43 | 1.68 | 0.41 | 0.07 | 0.1 | -0.53 | -0.31 | 0 |  | 0.33 | 0.3 | 0.23 | 114.41 | 1362.856 | 3.53
D | 4002 | 2019-01-14 | 24 | OFF | 61.44 | 11.97 | 0.94 | 0.43 | 1.43 | 0 | 0 | 0.11 | -0.24 | -0.31 | 0 |  | 0.33 | 0.3 | 0.23 | 76.63 | 1267.751 | 2.8
D | 4002 | 2019-01-15 | 1 | OFF | 66.16 | 11.97 | 0.42 | 0.16 | 0.35 | 0 | 0 | 0.19 | -0.53 | -0.31 | 0 |  | 0.33 | 0.3 | 0.23 | 79.27 | 1211.662 | 0.93
D | 4002 | 2019-01-15 | 2 | OFF | 96.7 | 11.97 | 0.42 | 0.16 | 0.58 | 0 | 0.04 | 0.17 | -0.67 | -0.31 | 0 |  | 0.33 | 0.3 | 0.23 | 109.92 | 1183.666 | 1.2
D | 4002 | 2019-01-15 | 3 | OFF | 104.44 | 11.97 | 0.42 | 0.16 | 0.53 | 0 | 0 | 0.08 | -0.59 | -0.31 | 0 |  | 0.33 | 0.3 | 0.23 | 117.56 | 1175.21 | 1.11
D | 4002 | 2019-01-15 | 4 | OFF | 97.8 | 11.97 | 0.42 | 0.16 | 0.47 | 0 | 0 | 0.14 | -0.63 | -0.31 | 0 |  | 0.33 | 0.3 | 0.23 | 110.88 | 1185.525 | 1.05
D | 4002 | 2019-01-15 | 5 | OFF | 69.51 | 11.97 | 0.42 | 0.16 | 0.5 | 0 | 0 | 0.17 | -0.65 | -0.31 | 0 |  | 0.33 | 0.3 | 0.23 | 82.63 | 1232.633 | 1.08
D | 4002 | 2019-01-15 | 6 | OFF | 69.18 | 11.97 | 0.42 | 0.16 | 0.44 | 0 | 0 | 0.09 | -0.39 | -0.31 | 0 |  | 0.33 | 0.3 | 0.23 | 82.42 | 1344.356 | 1.02
D | 4002 | 2019-01-15 | 7 | OFF | 105.15 | 11.97 | 0.42 | 0.16 | 0.5 | 0 | 0.06 | 0.06 | -0.34 | -0.31 | 0 |  | 0.33 | 0.3 | 0.23 | 118.53 | 1528.056 | 1.14
D | 4002 | 2019-01-15 | 8 | ON | 140.25 | 11.97 | 0.42 | 0.16 | 1.42 | 0.36 | 0.57 | 0.11 | -1 | -0.31 | 0 |  | 0.33 | 0.3 | 0.23 | 154.81 | 1607.639 | 2.93
D | 4002 | 2019-01-15 | 9 | ON | 148.85 | 11.97 | 0.42 | 0.16 | 1.15 | 0.37 | 0.19 | 0.14 | -0.95 | -0.31 | 0 |  | 0.33 | 0.3 | 0.23 | 162.85 | 1596.796 | 2.29
D | 4002 | 2019-01-15 | 10 | ON | 88.55 | 11.97 | 0.42 | 0.16 | 0.7 | 0.38 | 0.06 | 0.21 | -0.29 | -0.31 | 0 |  | 0.33 | 0.3 | 0.23 | 102.71 | 1575.329 | 1.72
D | 4002 | 2019-01-15 | 11 | ON | 60.07 | 11.97 | 0.42 | 0.16 | 0.32 | 0.39 | 0 | 0.11 | -0.5 | -0.31 | 0 |  | 0.33 | 0.3 | 0.23 | 73.49 | 1554.167 | 1.29
D | 4002 | 2019-01-15 | 12 | ON | 64.04 | 11.97 | 0.42 | 0.16 | 0.37 | 0.39 | 0 | 0.02 | -0.45 | -0.31 | 0 |  | 0.33 | 0.3 | 0.23 | 77.47 | 1536.924 | 1.34
D | 4002 | 2019-01-15 | 13 | ON | 59.81 | 11.97 | 0.42 | 0.16 | 0.34 | 0.38 | 0 | 0.04 | -0.41 | -0.31 | 0 |  | 0.33 | 0.3 | 0.23 | 73.26 | 1512.193 | 1.3
D | 4002 | 2019-01-15 | 14 | ON | 60.61 | 11.97 | 0.42 | 0.16 | 0.31 | 0.4 | 0 | 0.04 | -0.4 | -0.31 | 0 |  | 0.33 | 0.3 | 0.23 | 74.06 | 1504.479 | 1.29
D | 4002 | 2019-01-15 | 15 | ON | 66.54 | 11.97 | 0.42 | 0.16 | 0.27 | 0.4 | 0 | 0.05 | -0.45 | -0.31 | 0 |  | 0.33 | 0.3 | 0.23 | 79.91 | 1498.868 | 1.25
D | 4002 | 2019-01-15 | 16 | ON | 83.1 | 11.97 | 0.42 | 0.16 | 0.3 | 0.39 | 0.09 | 0.02 | -0.47 | -0.31 | 0 |  | 0.33 | 0.3 | 0.23 | 96.53 | 1516.992 | 1.36
D | 4002 | 2019-01-15 | 17 | ON | 96.81 | 11.97 | 0.42 | 0.16 | 0.29 | 0.36 | 0 | 0.03 | -0.5 | -0.31 | 0 |  | 0.33 | 0.3 | 0.23 | 110.09 | 1591.087 | 1.23
D | 4002 | 2019-01-15 | 18 | ON | 147.41 | 11.97 | 0.42 | 0.16 | 3.44 | 0.34 | 0.22 | 0.1 | -0.91 | -0.31 | 0 |  | 0.33 | 0.3 | 0.23 | 163.7 | 1697.36 | 4.58
D | 4002 | 2019-01-15 | 19 | ON | 143.78 | 11.97 | 0.42 | 0.16 | 0.98 | 0.35 | 0.22 | 0.07 | -0.8 | -0.31 | 0 |  | 0.33 | 0.3 | 0.23 | 157.7 | 1693.814 | 2.13
D | 4002 | 2019-01-15 | 20 | ON | 120.36 | 11.97 | 0.42 | 0.16 | 0.66 | 0.36 | 0.45 | 0.13 | -0.7 | -0.31 | 0 |  | 0.33 | 0.3 | 0.23 | 134.36 | 1643.823 | 2.05
D | 4002 | 2019-01-15 | 21 | ON | 93.1 | 11.97 | 0.42 | 0.16 | 0.57 | 0.37 | 0.07 | 0.08 | -0.47 | -0.31 | 0 |  | 0.33 | 0.3 | 0.23 | 106.82 | 1572.295 | 1.59
D | 4002 | 2019-01-15 | 22 | ON | 78.84 | 11.97 | 0.42 | 0.16 | 0.31 | 0.39 | 0 | 0.07 | -0.41 | -0.31 | 0 |  | 0.33 | 0.3 | 0.23 | 92.3 | 1457.993 | 1.28
D | 4002 | 2019-01-15 | 23 | ON | 75.24 | 11.97 | 0.42 | 0.16 | 0.97 | 0.43 | 0 | 0.07 | -0.3 | -0.31 | 0 |  | 0.33 | 0.3 | 0.23 | 89.51 | 1326.061 | 1.98
D | 4002 | 2019-01-15 | 24 | OFF | 95.69 | 11.97 | 0.42 | 0.16 | 0.65 | 0 | 0 | 0.11 | -0.8 | -0.31 | 0 |  | 0.33 | 0.3 | 0.23 | 108.75 | 1227.061 | 1.23
D | 4002 | 2019-01-16 | 1 | OFF | 131.42 | 11.97 | 0.44 | 0.06 | 0.42 | 0 | 0 | 0.12 | -0.87 | -0.31 | 0 |  | 0.33 | 0.3 | 0.23 | 144.11 | 1163.963 | 0.92
D | 4002 | 2019-01-16 | 2 | OFF | 80.14 | 11.97 | 0.44 | 0.06 | 0.39 | 0 | 0 | 0.09 | -0.48 | -0.31 | 0 |  | 0.33 | 0.3 | 0.23 | 93.16 | 1141.592 | 0.89
D | 4002 | 2019-01-16 | 3 | OFF | 65.77 | 11.97 | 0.44 | 0.06 | 0.24 | 0 | 0 | 0.05 | -0.47 | -0.31 | 0 |  | 0.33 | 0.3 | 0.23 | 78.61 | 1129.848 | 0.74
D | 4002 | 2019-01-16 | 4 | OFF | 62.31 | 11.97 | 0.44 | 0.06 | 0.09 | 0 | 0 | 0.06 | -0.49 | -0.31 | 0 |  | 0.33 | 0.3 | 0.23 | 74.99 | 1136.513 | 0.59
D | 4002 | 2019-01-16 | 5 | OFF | 64.85 | 11.97 | 0.44 | 0.06 | 0.1 | 0 | 0 | 0.03 | -0.49 | -0.31 | 0 |  | 0.33 | 0.3 | 0.23 | 77.51 | 1181.778 | 0.6
D | 4002 | 2019-01-16 | 6 | OFF | 69.18 | 11.97 | 0.44 | 0.06 | 0.27 | 0 | 0 | 0.03 | -0.49 | -0.31 | 0 |  | 0.33 | 0.3 | 0.23 | 82.01 | 1296.371 | 0.77
D | 4002 | 2019-01-16 | 7 | OFF | 77.02 | 11.97 | 0.44 | 0.06 | 0.64 | 0 | 0.15 | 0.1 | -0.52 | -0.31 | 0 |  | 0.33 | 0.3 | 0.23 | 90.41 | 1474.476 | 1.29
D | 4002 | 2019-01-16 | 8 | ON | 98.89 | 11.97 | 0.44 | 0.06 | 0.8 | 0.37 | 0.46 | 0.08 | -0.84 | -0.31 | 0 |  | 0.33 | 0.3 | 0.23 | 112.78 | 1556.461 | 2.13
D | 4002 | 2019-01-16 | 9 | ON | 83.72 | 11.97 | 0.44 | 0.06 | 0.26 | 0.38 | 0.34 | 0.07 | -0.66 | -0.31 | 0 |  | 0.33 | 0.3 | 0.23 | 97.13 | 1555.195 | 1.48
D | 4002 | 2019-01-16 | 10 | ON | 63.46 | 11.97 | 0.44 | 0.06 | 0.12 | 0.38 | 0.03 | 0.06 | -0.58 | -0.31 | 0 |  | 0.33 | 0.3 | 0.23 | 76.49 | 1540.815 | 1.03
D | 4002 | 2019-01-16 | 11 | ON | 70.79 | 11.97 | 0.44 | 0.06 | 0.16 | 0.38 | 0 | -0.02 | -0.51 | -0.31 | 0 |  | 0.33 | 0.3 | 0.23 | 83.82 | 1542.07 | 1.04
D | 4002 | 2019-01-16 | 12 | ON | 84.62 | 11.97 | 0.44 | 0.06 | 0.34 | 0.37 | 0 | 0.16 | -0.48 | -0.31 | 0 |  | 0.33 | 0.3 | 0.23 | 98.03 | 1519.66 | 1.21
D | 4002 | 2019-01-16 | 13 | ON | 78.45 | 11.97 | 0.44 | 0.06 | 0.36 | 0.39 | 0 | 0.07 | -0.51 | -0.31 | 0 |  | 0.33 | 0.3 | 0.23 | 91.78 | 1508.274 | 1.25
D | 4002 | 2019-01-16 | 14 | ON | 74.96 | 11.97 | 0.44 | 0.06 | 0.16 | 0.36 | 0 | 0.11 | -0.49 | -0.31 | 0 |  | 0.33 | 0.3 | 0.23 | 88.12 | 1494.464 | 1.02
D | 4002 | 2019-01-16 | 15 | ON | 74.49 | 11.97 | 0.44 | 0.06 | 0.23 | 0.34 | 0 | 0.2 | -0.5 | -0.31 | 0 |  | 0.33 | 0.3 | 0.23 | 87.78 | 1461.739 | 1.07
D | 4002 | 2019-01-16 | 16 | ON | 69.56 | 11.97 | 0.44 | 0.06 | 0.15 | 0.37 | 0 | 0.13 | -0.45 | -0.31 | 0 |  | 0.33 | 0.3 | 0.23 | 82.78 | 1479.923 | 1.02
D | 4002 | 2019-01-16 | 17 | ON | 66.86 | 11.97 | 0.44 | 0.06 | 0.16 | 0.36 | 0.13 | 0.1 | -0.44 | -0.31 | 0 |  | 0.33 | 0.3 | 0.23 | 80.19 | 1557.554 | 1.15
D | 4002 | 2019-01-16 | 18 | ON | 95.65 | 11.97 | 0.44 | 0.06 | 0.46 | 0.34 | 0.15 | 0.13 | -0.81 | -0.31 | 0 |  | 0.33 | 0.3 | 0.23 | 108.94 | 1651.941 | 1.45
D | 4002 | 2019-01-16 | 19 | ON | 86.56 | 11.97 | 0.44 | 0.06 | 0.59 | 0.35 | 0.39 | 0.13 | -0.69 | -0.31 | 0 |  | 0.33 | 0.3 | 0.23 | 100.35 | 1648.987 | 1.83
D | 4002 | 2019-01-16 | 20 | ON | 57.55 | 11.97 | 0.44 | 0.06 | 0.18 | 0.36 | 0 | 0.1 | -0.58 | -0.31 | 0 |  | 0.33 | 0.3 | 0.23 | 70.63 | 1602.257 | 1.04
D | 4002 | 2019-01-16 | 21 | ON | 58.56 | 11.97 | 0.44 | 0.06 | 0.13 | 0.38 | 0 | 0.02 | -0.62 | -0.31 | 0 |  | 0.33 | 0.3 | 0.23 | 71.49 | 1536.045 | 1.01
D | 4002 | 2019-01-16 | 22 | ON | 53.41 | 11.97 | 0.44 | 0.06 | 0.15 | 0.4 | 0 | 0.03 | -0.56 | -0.31 | 0 |  | 0.33 | 0.3 | 0.23 | 66.45 | 1433.194 | 1.05
D | 4002 | 2019-01-16 | 23 | ON | 44.75 | 11.97 | 0.44 | 0.06 | 0.31 | 0.43 | 0 | 0.08 | -0.36 | -0.31 | 0 |  | 0.33 | 0.3 | 0.23 | 58.23 | 1312.902 | 1.24
D | 4002 | 2019-01-16 | 24 | OFF | 31.22 | 11.97 | 0.44 | 0.06 | 0.41 | 0 | 0 | 0 | -0.46 | -0.31 | 0 |  | 0.33 | 0.3 | 0.23 | 44.19 | 1221.474 | 0.91
D | 4002 | 2019-01-17 | 1 | OFF | 41.84 | 11.97 | 0.93 | 0.02 | 0.25 | 0 | 0 | 0.04 | -0.87 | -0.31 | 0 |  | 0.33 | 0.3 | 0.23 | 54.73 | 1174.889 | 1.2
D | 4002 | 2019-01-17 | 2 | OFF | 33.48 | 11.97 | 0.93 | 0.02 | 0.07 | 0 | 0 | 0.04 | -0.85 | -0.31 | 0 |  | 0.33 | 0.3 | 0.23 | 46.21 | 1155.329 | 1.02
D | 4002 | 2019-01-17 | 3 | OFF | 31.51 | 11.97 | 0.93 | 0.02 | 0.04 | 0 | 0 | 0.05 | -0.82 | -0.31 | 0 |  | 0.33 | 0.3 | 0.23 | 44.25 | 1157.666 | 0.99
D | 4002 | 2019-01-17 | 4 | OFF | 22.38 | 11.97 | 0.93 | 0.02 | 0.06 | 0 | 0 | 0.02 | -0.81 | -0.31 | 0 |  | 0.33 | 0.3 | 0.23 | 35.12 | 1166.565 | 1.01
D | 4002 | 2019-01-17 | 5 | OFF | 15.51 | 11.97 | 0.93 | 0.02 | 0.37 | 0 | 0 | 0.04 | -0.77 | -0.31 | 0 |  | 0.33 | 0.3 | 0.23 | 28.62 | 1219.771 | 1.32
D | 4002 | 2019-01-17 | 6 | OFF | 20.66 | 11.97 | 0.93 | 0.02 | 0.39 | 0 | 0 | 0.08 | -0.43 | -0.31 | 0 |  | 0.33 | 0.3 | 0.23 | 34.17 | 1345.054 | 1.34
D | 4002 | 2019-01-17 | 7 | OFF | 62.19 | 11.97 | 0.93 | 0.02 | 1.22 | 0 | 0 | 0.06 | -0.42 | -0.31 | 0 |  | 0.33 | 0.3 | 0.23 | 76.52 | 1533.925 | 2.17
D | 4002 | 2019-01-17 | 8 | ON | 70.2 | 11.97 | 0.93 | 0.02 | 1.38 | 0.36 | 0 | 0.04 | -1.04 | -0.31 | 0 |  | 0.33 | 0.3 | 0.23 | 84.41 | 1628.515 | 2.69
D | 4002 | 2019-01-17 | 9 | ON | 61.69 | 11.97 | 0.93 | 0.02 | 0.41 | 0.37 | 0 | 0.18 | -0.63 | -0.31 | 0 |  | 0.33 | 0.3 | 0.23 | 75.49 | 1627.76 | 1.73
D | 4002 | 2019-01-17 | 10 | ON | 31.19 | 11.97 | 0.93 | 0.02 | 0.37 | 0.38 | 0 | 0.09 | -0.55 | -0.31 | 0 |  | 0.33 | 0.3 | 0.23 | 44.95 | 1604.618 | 1.7
D | 4002 | 2019-01-17 | 11 | ON | 49.41 | 11.97 | 0.93 | 0.02 | 0.18 | 0.39 | 0 | 0.17 | -0.65 | -0.31 | 0 |  | 0.33 | 0.3 | 0.23 | 62.97 | 1582.576 | 1.52
D | 4002 | 2019-01-17 | 12 | ON | 52.33 | 11.97 | 0.93 | 0.02 | 0.12 | 0.39 | 0 | 0.07 | -0.68 | -0.31 | 0 |  | 0.33 | 0.3 | 0.23 | 65.7 | 1559.117 | 1.46
D | 4002 | 2019-01-17 | 13 | ON | 45.95 | 11.97 | 0.93 | 0.02 | 0.12 | 0.4 | 0 | 0.08 | -0.6 | -0.31 | 0 |  | 0.33 | 0.3 | 0.23 | 59.42 | 1530.937 | 1.47
D | 4002 | 2019-01-17 | 14 | ON | 53.84 | 11.97 | 0.93 | 0.02 | 0.11 | 0.4 | 0 | 0.08 | -0.6 | -0.31 | 0 |  | 0.33 | 0.3 | 0.23 | 67.3 | 1516.397 | 1.46
D | 4002 | 2019-01-17 | 15 | ON | 64.47 | 11.97 | 0.93 | 0.02 | 0.23 | 0.39 | 0 | 0.14 | -0.57 | -0.31 | 0 |  | 0.33 | 0.3 | 0.23 | 78.13 | 1509.177 | 1.57
D | 4002 | 2019-01-17 | 16 | ON | 69.58 | 11.97 | 0.93 | 0.02 | 0.26 | 0.39 | 0 | 0.35 | -0.67 | -0.31 | 0 |  | 0.33 | 0.3 | 0.23 | 83.38 | 1536.924 | 1.6
D | 4002 | 2019-01-17 | 17 | ON | 81.37 | 11.97 | 0.93 | 0.02 | 0.23 | 0.36 | 0 | 0.08 | -0.59 | -0.31 | 0 |  | 0.33 | 0.3 | 0.23 | 94.92 | 1611.306 | 1.54
D | 4002 | 2019-01-17 | 18 | ON | 96.49 | 11.97 | 0.93 | 0.02 | 0.27 | 0.34 | 0 | 0.1 | -0.94 | -0.31 | 0 |  | 0.33 | 0.3 | 0.23 | 109.73 | 1721.02 | 1.56
D | 4002 | 2019-01-17 | 19 | ON | 101.42 | 11.97 | 0.93 | 0.02 | 0.48 | 0.34 | 0 | 0.07 | -0.96 | -0.31 | 0 |  | 0.33 | 0.3 | 0.23 | 114.82 | 1724.502 | 1.77
D | 4002 | 2019-01-17 | 20 | ON | 98.48 | 11.97 | 0.93 | 0.02 | 0.27 | 0.35 | 0 | 0.11 | -0.79 | -0.31 | 0 |  | 0.33 | 0.3 | 0.23 | 111.89 | 1680.505 | 1.57
D | 4002 | 2019-01-17 | 21 | ON | 82.07 | 11.97 | 0.93 | 0.02 | 0.21 | 0.36 | 0 | 0.08 | -0.6 | -0.31 | 0 |  | 0.33 | 0.3 | 0.23 | 95.59 | 1612.391 | 1.52
D | 4002 | 2019-01-17 | 22 | ON | 67.75 | 11.97 | 0.93 | 0.02 | 0.13 | 0.39 | 0 | 0.16 | -0.58 | -0.31 | 0 |  | 0.33 | 0.3 | 0.23 | 81.32 | 1498.7 | 1.47
D | 4002 | 2019-01-17 | 23 | ON | 61.96 | 11.97 | 0.93 | 0.02 | 0.41 | 0.42 | 0 | 0.13 | -0.58 | -0.31 | 0 |  | 0.33 | 0.3 | 0.23 | 75.81 | 1367.484 | 1.78
D | 4002 | 2019-01-17 | 24 | OFF | 66.92 | 11.97 | 0.93 | 0.02 | 0.45 | 0 | 0 | 0.12 | -0.8 | -0.31 | 0 |  | 0.33 | 0.3 | 0.23 | 80.16 | 1269.005 | 1.4
D | 4002 | 2019-01-18 | 1 | OFF | 62.97 | 11.97 | 0.42 | 0.04 | 0.48 | 0 | 0 | 0.16 | -0.33 | -0.31 | 0 |  | 0.33 | 0.3 | 0.23 | 76.26 | 1203.098 | 0.94
D | 4002 | 2019-01-18 | 2 | OFF | 43.53 | 11.97 | 0.42 | 0.04 | 0.4 | 0 | 0 | 0.09 | -0.37 | -0.31 | 0 |  | 0.33 | 0.3 | 0.23 | 56.63 | 1167.124 | 0.86
D | 4002 | 2019-01-18 | 3 | OFF | 46.9 | 11.97 | 0.42 | 0.04 | 0.18 | 0 | 0 | 0.06 | -0.39 | -0.31 | 0 |  | 0.33 | 0.3 | 0.23 | 59.73 | 1149.233 | 0.64
D | 4002 | 2019-01-18 | 4 | OFF | 49.32 | 11.97 | 0.42 | 0.04 | 0.14 | 0 | 0 | 0.09 | -0.36 | -0.31 | 0 |  | 0.33 | 0.3 | 0.23 | 62.17 | 1156.5 | 0.6
D | 4002 | 2019-01-18 | 5 | OFF | 52.66 | 11.97 | 0.42 | 0.04 | 0.23 | 0 | 0 | 0.09 | -0.35 | -0.31 | 0 |  | 0.33 | 0.3 | 0.23 | 65.61 | 1194.189 | 0.69
D | 4002 | 2019-01-18 | 6 | OFF | 68.24 | 11.97 | 0.42 | 0.04 | 1.39 | 0 | 0 | 0.2 | -0.58 | -0.31 | 0 |  | 0.33 | 0.3 | 0.23 | 82.23 | 1303.376 | 1.85
D | 4002 | 2019-01-18 | 7 | OFF | 97.77 | 11.97 | 0.42 | 0.04 | 1.01 | 0 | 0.33 | 0.17 | -0.64 | -0.31 | 0 |  | 0.33 | 0.3 | 0.23 | 111.62 | 1472.169 | 1.8
D | 4002 | 2019-01-18 | 8 | ON | 106.92 | 11.97 | 0.42 | 0.04 | 0.68 | 0.38 | 0.13 | 0.08 | -0.91 | -0.31 | 0 |  | 0.33 | 0.3 | 0.23 | 120.26 | 1564.895 | 1.65
D | 4002 | 2019-01-18 | 9 | ON | 90.88 | 11.97 | 0.42 | 0.04 | 0.29 | 0.37 | 0.78 | 0.09 | -0.72 | -0.31 | 0 |  | 0.33 | 0.3 | 0.23 | 104.67 | 1575.314 | 1.9
D | 4002 | 2019-01-18 | 10 | ON | 78.85 | 11.97 | 0.42 | 0.04 | 0.29 | 0.36 | 0.36 | 0.07 | -0.6 | -0.31 | 0 |  | 0.33 | 0.3 | 0.23 | 92.31 | 1585.265 | 1.47
D | 4002 | 2019-01-18 | 11 | ON | 89.81 | 11.97 | 0.42 | 0.04 | 0.21 | 0.38 | 0.58 | 0 | -0.6 | -0.31 | 0 |  | 0.33 | 0.3 | 0.23 | 103.36 | 1585.067 | 1.63
D | 4002 | 2019-01-18 | 12 | ON | 73.82 | 11.97 | 0.42 | 0.04 | 0.16 | 0.38 | 0 | 0.07 | -0.52 | -0.31 | 0 |  | 0.33 | 0.3 | 0.23 | 86.89 | 1567.318 | 1
D | 4002 | 2019-01-18 | 13 | ON | 64.41 | 11.97 | 0.42 | 0.04 | 0.1 | 0.39 | 0 | 0.07 | -0.53 | -0.31 | 0 |  | 0.33 | 0.3 | 0.23 | 77.42 | 1536.181 | 0.95
D | 4002 | 2019-01-18 | 14 | ON | 61.23 | 11.97 | 0.42 | 0.04 | 0.09 | 0.4 | 0 | 0.05 | -0.52 | -0.31 | 0 |  | 0.33 | 0.3 | 0.23 | 74.23 | 1522.962 | 0.95
D | 4002 | 2019-01-18 | 15 | ON | 61.29 | 11.97 | 0.42 | 0.04 | 0.08 | 0.4 | 0 | 0.06 | -0.52 | -0.31 | 0 |  | 0.33 | 0.3 | 0.23 | 74.29 | 1505.756 | 0.94
D | 4002 | 2019-01-18 | 16 | ON | 69.5 | 11.97 | 0.42 | 0.04 | 0.19 | 0.4 | 0 | 0.08 | -0.57 | -0.31 | 0 |  | 0.33 | 0.3 | 0.23 | 82.58 | 1508.861 | 1.05
D | 4002 | 2019-01-18 | 17 | ON | 73.83 | 11.97 | 0.42 | 0.04 | 0.18 | 0.38 | 0 | 0.09 | -0.6 | -0.31 | 0 |  | 0.33 | 0.3 | 0.23 | 86.86 | 1558.916 | 1.02
D | 4002 | 2019-01-18 | 18 | ON | 77.76 | 11.97 | 0.42 | 0.04 | 0.18 | 0.36 | 0 | 0.06 | -0.69 | -0.31 | 0 |  | 0.33 | 0.3 | 0.23 | 90.65 | 1621.767 | 1
D | 4002 | 2019-01-18 | 19 | ON | 69.92 | 11.97 | 0.42 | 0.04 | 0.17 | 0.37 | 0 | 0.11 | -0.59 | -0.31 | 0 |  | 0.33 | 0.3 | 0.23 | 82.96 | 1600.052 | 1
D | 4002 | 2019-01-18 | 20 | ON | 65.13 | 11.97 | 0.42 | 0.04 | 0.2 | 0.38 | 0 | 0.09 | -0.62 | -0.31 | 0 |  | 0.33 | 0.3 | 0.23 | 78.16 | 1551.617 | 1.04
D | 4002 | 2019-01-18 | 21 | ON | 56.63 | 11.97 | 0.42 | 0.04 | 0.12 | 0.39 | 0 | 0.08 | -0.66 | -0.31 | 0 |  | 0.33 | 0.3 | 0.23 | 69.54 | 1493.099 | 0.97
D | 4002 | 2019-01-18 | 22 | ON | 59.68 | 11.97 | 0.42 | 0.04 | 0.13 | 0.4 | 0 | 0.02 | -0.63 | -0.31 | 0 |  | 0.33 | 0.3 | 0.23 | 72.58 | 1401.988 | 0.99
D | 4002 | 2019-01-18 | 23 | ON | 41.96 | 11.97 | 0.42 | 0.04 | 0.57 | 0.44 | 0 | 0.08 | -0.37 | -0.31 | 0 |  | 0.33 | 0.3 | 0.23 | 55.66 | 1293.52 | 1.47
D | 4002 | 2019-01-18 | 24 | OFF | 43.82 | 11.97 | 0.42 | 0.04 | 0.3 | 0 | 0 | 0.02 | -0.44 | -0.31 | 0 |  | 0.33 | 0.3 | 0.23 | 56.68 | 1195.619 | 0.76
D | 4002 | 2019-01-19 | 1 | OFF | 45.2 | 11.97 | 0.69 | 0.03 | 0.13 | 0 | 0 | 0.03 | -0.43 | -0.31 | 0 |  | 0.33 | 0.3 | 0.23 | 58.17 | 1126.204 | 0.85
D | 4002 | 2019-01-19 | 2 | OFF | 42.5 | 11.97 | 0.69 | 0.03 | 0.05 | 0 | 0 | 0.13 | -0.45 | -0.31 | 0 |  | 0.33 | 0.3 | 0.23 | 55.47 | 1085.878 | 0.77
D | 4002 | 2019-01-19 | 3 | OFF | 42.42 | 11.97 | 0.69 | 0.03 | 0.04 | 0 | 0 | 0.01 | -0.44 | -0.31 | 0 |  | 0.33 | 0.3 | 0.23 | 55.27 | 1069.166 | 0.76
D | 4002 | 2019-01-19 | 4 | OFF | 47.86 | 11.97 | 0.69 | 0.03 | 0.07 | 0 | 0 | 0.05 | -0.45 | -0.31 | 0 |  | 0.33 | 0.3 | 0.23 | 60.77 | 1070.359 | 0.79
D | 4002 | 2019-01-19 | 5 | OFF | 42.24 | 11.97 | 0.69 | 0.03 | 0.05 | 0 | 0 | 0.13 | -0.41 | -0.31 | 0 |  | 0.33 | 0.3 | 0.23 | 55.25 | 1091.052 | 0.77
D | 4002 | 2019-01-19 | 6 | OFF | 25.94 | 11.97 | 0.69 | 0.03 | 0.04 | 0 | 0 | 0.22 | -0.57 | -0.31 | 0 |  | 0.33 | 0.3 | 0.23 | 38.87 | 1139.812 | 0.76
D | 4002 | 2019-01-19 | 7 | OFF | 43.47 | 11.97 | 0.69 | 0.03 | 0.21 | 0 | 0 | 0.09 | -0.41 | -0.31 | 0 |  | 0.33 | 0.3 | 0.23 | 56.6 | 1230.519 | 0.93
D | 4002 | 2019-01-19 | 8 | OFF | 48.01 | 11.97 | 0.69 | 0.03 | 0.18 | 0 | 0 | 0.08 | -0.58 | -0.31 | 0 |  | 0.33 | 0.3 | 0.23 | 60.93 | 1317.189 | 0.9
D | 4002 | 2019-01-19 | 9 | OFF | 46.62 | 11.97 | 0.69 | 0.03 | 0.14 | 0 | 0 | 0.05 | -0.55 | -0.31 | 0 |  | 0.33 | 0.3 | 0.23 | 59.5 | 1404.869 | 0.86
D | 4002 | 2019-01-19 | 10 | OFF | 43.69 | 11.97 | 0.69 | 0.03 | 0.29 | 0 | 0 | 0.08 | -0.59 | -0.31 | 0 |  | 0.33 | 0.3 | 0.23 | 56.71 | 1437.456 | 1.01
D | 4002 | 2019-01-19 | 11 | OFF | 67.21 | 11.97 | 0.69 | 0.03 | 0.29 | 0 | 0 | 0.03 | -0.53 | -0.31 | 0 |  | 0.33 | 0.3 | 0.23 | 80.24 | 1441.913 | 1.01
D | 4002 | 2019-01-19 | 12 | OFF | 92.48 | 11.97 | 0.69 | 0.03 | 0.29 | 0 | 0 | -0.02 | -0.75 | -0.31 | 0 |  | 0.33 | 0.3 | 0.23 | 105.24 | 1440.623 | 1.01
D | 4002 | 2019-01-19 | 13 | OFF | 68.58 | 11.97 | 0.69 | 0.03 | 0.35 | 0 | 0 | 0.3 | -0.54 | -0.31 | 0 |  | 0.33 | 0.3 | 0.23 | 81.93 | 1433.22 | 1.07
D | 4002 | 2019-01-19 | 14 | OFF | 61.72 | 11.97 | 0.69 | 0.03 | 0.41 | 0 | 0 | 0.13 | -0.45 | -0.31 | 0 |  | 0.33 | 0.3 | 0.23 | 75.05 | 1422.774 | 1.13
D | 4002 | 2019-01-19 | 15 | OFF | 79.32 | 11.97 | 0.69 | 0.03 | 0.53 | 0 | 0 | 0.18 | -0.55 | -0.31 | 0 |  | 0.33 | 0.3 | 0.23 | 92.72 | 1422.932 | 1.25
D | 4002 | 2019-01-19 | 16 | OFF | 96.88 | 11.97 | 0.69 | 0.03 | 0.3 | 0 | 0 | 0.36 | -0.64 | -0.31 | 0 |  | 0.33 | 0.3 | 0.23 | 110.14 | 1450.194 | 1.02
D | 4002 | 2019-01-19 | 17 | OFF | 124.18 | 11.97 | 0.69 | 0.03 | 0.71 | 0 | 0 | 0.08 | -0.7 | -0.31 | 0 |  | 0.33 | 0.3 | 0.23 | 137.51 | 1527.298 | 1.43
D | 4002 | 2019-01-19 | 18 | OFF | 115.53 | 11.97 | 0.69 | 0.03 | 0.35 | 0 | 0 | 0.15 | -1.16 | -0.31 | 0 |  | 0.33 | 0.3 | 0.23 | 128.11 | 1609.109 | 1.07
D | 4002 | 2019-01-19 | 19 | OFF | 96.79 | 11.97 | 0.69 | 0.03 | 0.41 | 0 | 0 | 0.32 | -0.86 | -0.31 | 0 |  | 0.33 | 0.3 | 0.23 | 109.9 | 1590.265 | 1.13
D | 4002 | 2019-01-19 | 20 | OFF | 80.04 | 11.97 | 0.69 | 0.03 | 0.32 | 0 | 0 | 0.13 | -0.69 | -0.31 | 0 |  | 0.33 | 0.3 | 0.23 | 93.04 | 1540.959 | 1.04
D | 4002 | 2019-01-19 | 21 | OFF | 76.62 | 11.97 | 0.69 | 0.03 | 0.31 | 0 | 0 | 0.09 | -0.56 | -0.31 | 0 |  | 0.33 | 0.3 | 0.23 | 89.7 | 1469.378 | 1.03
D | 4002 | 2019-01-19 | 22 | OFF | 50.11 | 11.97 | 0.69 | 0.03 | 0.26 | 0 | 0 | 0.17 | -0.37 | -0.31 | 0 |  | 0.33 | 0.3 | 0.23 | 63.41 | 1378.589 | 0.98
D | 4002 | 2019-01-19 | 23 | OFF | 62.84 | 11.97 | 0.69 | 0.03 | 0.75 | 0 | 0 | 0 | -0.43 | -0.31 | 0 |  | 0.33 | 0.3 | 0.23 | 76.4 | 1277.393 | 1.47
D | 4002 | 2019-01-19 | 24 | OFF | 76.43 | 11.97 | 0.69 | 0.03 | 1.57 | 0 | 0 | 0.07 | -0.36 | -0.31 | 0 |  | 0.33 | 0.3 | 0.23 | 90.95 | 1196.817 | 2.29
D | 4002 | 2019-01-20 | 1 | OFF | 114.6 | 11.97 | 0.34 | 0.05 | 0.69 | 0 | 0 | 0.09 | -0.45 | -0.31 | 0 |  | 0.33 | 0.3 | 0.23 | 127.84 | 1141.892 | 1.08
D | 4002 | 2019-01-20 | 2 | OFF | 160.44 | 11.97 | 0.34 | 0.05 | 0.67 | 0 | 0 | 0.22 | -0.51 | -0.31 | 0 |  | 0.33 | 0.3 | 0.23 | 173.73 | 1109.91 | 1.06
D | 4002 | 2019-01-20 | 3 | OFF | 145.45 | 11.97 | 0.34 | 0.05 | 0.48 | 0 | 0 | 0.52 | -0.07 | -0.31 | 0 |  | 0.33 | 0.3 | 0.23 | 159.29 | 1096.202 | 0.87
D | 4002 | 2019-01-20 | 4 | OFF | 61.58 | 11.97 | 0.34 | 0.05 | 0.62 | 0 | 0 | 0.22 | -0.15 | -0.31 | 0 |  | 0.33 | 0.3 | 0.23 | 75.18 | 1095.619 | 1.01
D | 4002 | 2019-01-20 | 5 | OFF | 61.07 | 11.97 | 0.34 | 0.05 | 0.56 | 0 | 0 | 0.12 | -0.15 | -0.31 | 0 |  | 0.33 | 0.3 | 0.23 | 74.51 | 1107.382 | 0.95
D | 4002 | 2019-01-20 | 6 | OFF | 71.51 | 11.97 | 0.34 | 0.05 | 0.35 | 0 | 0 | 0.29 | -0.28 | -0.31 | 0 |  | 0.33 | 0.3 | 0.23 | 84.78 | 1143.541 | 0.74
D | 4002 | 2019-01-20 | 7 | OFF | 46.86 | 11.97 | 0.34 | 0.05 | 0.48 | 0 | 0 | 0.18 | -0.42 | -0.31 | 0 |  | 0.33 | 0.3 | 0.23 | 60.01 | 1201.225 | 0.87
D | 4002 | 2019-01-20 | 8 | OFF | 18.54 | 11.97 | 0.34 | 0.05 | 1.06 | 0 | 0 | 0.02 | -0.07 | -0.31 | 0 |  | 0.33 | 0.3 | 0.23 | 32.46 | 1275.023 | 1.45
D | 4002 | 2019-01-20 | 9 | OFF | 50.24 | 11.97 | 0.34 | 0.05 | 0.91 | 0 | 0 | 0.09 | -0.2 | -0.31 | 0 |  | 0.33 | 0.3 | 0.23 | 63.95 | 1366.04 | 1.3
D | 4002 | 2019-01-20 | 10 | OFF | 58.31 | 11.97 | 0.34 | 0.05 | 0.51 | 0 | 0 | 0.09 | -0.25 | -0.31 | 0 |  | 0.33 | 0.3 | 0.23 | 71.57 | 1455.997 | 0.9
D | 4002 | 2019-01-20 | 11 | OFF | 95.1 | 11.97 | 0.34 | 0.05 | 0.53 | 0 | 0 | 0.09 | -0.32 | -0.31 | 0 |  | 0.33 | 0.3 | 0.23 | 108.31 | 1522.785 | 0.92
D | 4002 | 2019-01-20 | 12 | OFF | 100.8 | 11.97 | 0.34 | 0.05 | 0.52 | 0 | 0 | 0.15 | -0.31 | -0.31 | 0 |  | 0.33 | 0.3 | 0.23 | 114.07 | 1568.604 | 0.91
D | 4002 | 2019-01-20 | 13 | OFF | 112.77 | 11.97 | 0.34 | 0.05 | 0.69 | 0 | 0 | 0.03 | -0.38 | -0.31 | 0 |  | 0.33 | 0.3 | 0.23 | 126.02 | 1594.346 | 1.08
D | 4002 | 2019-01-20 | 14 | OFF | 77.48 | 11.97 | 0.34 | 0.05 | 0.53 | 0 | 0 | 0.08 | -0.34 | -0.31 | 0 |  | 0.33 | 0.3 | 0.23 | 90.66 | 1581.043 | 0.92
D | 4002 | 2019-01-20 | 15 | OFF | 99.15 | 11.97 | 0.34 | 0.05 | 0.49 | 0 | 0 | 0.09 | -0.45 | -0.31 | 0 |  | 0.33 | 0.3 | 0.23 | 112.19 | 1564.387 | 0.88
D | 4002 | 2019-01-20 | 16 | OFF | 92.83 | 11.97 | 0.34 | 0.05 | 0.53 | 0 | 0 | 0.13 | -0.4 | -0.31 | 0 |  | 0.33 | 0.3 | 0.23 | 106 | 1551.164 | 0.92
D | 4002 | 2019-01-20 | 17 | OFF | 66.86 | 11.97 | 0.34 | 0.05 | 0.4 | 0 | 0 | 0.06 | -0.09 | -0.31 | 0 |  | 0.33 | 0.3 | 0.23 | 80.14 | 1596.431 | 0.79
D | 4002 | 2019-01-20 | 18 | OFF | 90.53 | 11.97 | 0.34 | 0.05 | 0.34 | 0 | 0 | 0.11 | -0.52 | -0.31 | 0 |  | 0.33 | 0.3 | 0.23 | 103.37 | 1687.216 | 0.73
D | 4002 | 2019-01-20 | 19 | OFF | 71.68 | 11.97 | 0.34 | 0.05 | 0.21 | 0 | 0 | 0.15 | -0.52 | -0.31 | 0 |  | 0.33 | 0.3 | 0.23 | 84.43 | 1650.552 | 0.6
D | 4002 | 2019-01-20 | 20 | OFF | 54.4 | 11.97 | 0.34 | 0.05 | 0.38 | 0 | 0 | 0.09 | -0.5 | -0.31 | 0 |  | 0.33 | 0.3 | 0.23 | 67.28 | 1565.33 | 0.77
D | 4002 | 2019-01-20 | 21 | OFF | 56.39 | 11.97 | 0.34 | 0.05 | 0.38 | 0 | 0 | 0.11 | -0.43 | -0.31 | 0 |  | 0.33 | 0.3 | 0.23 | 69.36 | 1511.552 | 0.77
D | 4002 | 2019-01-20 | 22 | OFF | 59.87 | 11.97 | 0.34 | 0.05 | 0.39 | 0 | 0 | 0.14 | -0.44 | -0.31 | 0 |  | 0.33 | 0.3 | 0.23 | 72.87 | 1440.615 | 0.78
D | 4002 | 2019-01-20 | 23 | OFF | 57.6 | 11.97 | 0.34 | 0.05 | 0.77 | 0 | 0 | 0 | -0.46 | -0.31 | 0 |  | 0.33 | 0.3 | 0.23 | 70.82 | 1391.081 | 1.16
D | 4002 | 2019-01-20 | 24 | OFF | 65.55 | 11.97 | 0.34 | 0.05 | 1.19 | 0 | 0 | 0.03 | -0.54 | -0.31 | 0 |  | 0.33 | 0.3 | 0.23 | 79.14 | 1317.308 | 1.58
D | 4002 | 2019-01-21 | 1 | OFF | 56.43 | 11.97 | 0.59 | 0.08 | 0.21 | 0 | 0 | 0.19 | -0.55 | -0.31 | 0 |  | 0.33 | 0.3 | 0.23 | 69.47 | 1252.117 | 0.88
D | 4002 | 2019-01-21 | 2 | OFF | 53.65 | 11.97 | 0.59 | 0.08 | 0.08 | 0 | 0 | 0.12 | -0.43 | -0.31 | 0 |  | 0.33 | 0.3 | 0.23 | 66.61 | 1226.012 | 0.75
D | 4002 | 2019-01-21 | 3 | OFF | 40.11 | 11.97 | 0.59 | 0.08 | 0.21 | 0 | 0 | 0.08 | -0.39 | -0.31 | 0 |  | 0.33 | 0.3 | 0.23 | 53.2 | 1219.457 | 0.88
D | 4002 | 2019-01-21 | 4 | OFF | 54.84 | 11.97 | 0.59 | 0.08 | 0.25 | 0 | 0 | 0.1 | -0.45 | -0.31 | 0 |  | 0.33 | 0.3 | 0.23 | 67.93 | 1226 | 0.92
D | 4002 | 2019-01-21 | 5 | OFF | 55.14 | 11.97 | 0.59 | 0.08 | 0.12 | 0 | 0 | 0.24 | -0.39 | -0.31 | 0 |  | 0.33 | 0.3 | 0.23 | 68.3 | 1265.828 | 0.79
D | 4002 | 2019-01-21 | 6 | OFF | 54.15 | 11.97 | 0.59 | 0.08 | 1.09 | 0 | 0 | 0.21 | -0.38 | -0.31 | 0 |  | 0.33 | 0.3 | 0.23 | 68.26 | 1355.161 | 1.76
D | 4002 | 2019-01-21 | 7 | OFF | 55.74 | 11.97 | 0.59 | 0.08 | 0.62 | 0 | 0 | 0.38 | -0.7 | -0.31 | 0 |  | 0.33 | 0.3 | 0.23 | 69.23 | 1485.346 | 1.29
D | 4002 | 2019-01-21 | 8 | ON | 53.83 | 11.97 | 0.59 | 0.08 | 0.81 | 0.01 | 0 | -0.04 | -0.54 | -0.31 | 0 |  | 0.33 | 0.3 | 0.23 | 67.26 | 1595.812 | 1.49
D | 4002 | 2019-01-21 | 9 | ON | 107.59 | 11.97 | 0.59 | 0.08 | 0.46 | 0.01 | 0 | -0.55 | -0.57 | -0.31 | 0 |  | 0.33 | 0.3 | 0.23 | 120.13 | 1690.795 | 1.14
D | 4002 | 2019-01-21 | 10 | ON | 145.11 | 11.97 | 0.59 | 0.08 | 0.32 | 0.01 | 0 | -0.29 | -0.91 | -0.31 | 0 |  | 0.33 | 0.3 | 0.23 | 157.43 | 1763.369 | 1
D | 4002 | 2019-01-21 | 11 | ON | 146.88 | 11.97 | 0.59 | 0.08 | 0.79 | 0.3 | 0 | -0.08 | -1.16 | -0.31 | 0 |  | 0.33 | 0.3 | 0.23 | 159.92 | 1803.219 | 1.76
D | 4002 | 2019-01-21 | 12 | ON | 146.04 | 11.97 | 0.59 | 0.08 | 0.58 | 0.31 | 0 | 0.05 | -1.12 | -0.31 | 0 |  | 0.33 | 0.3 | 0.23 | 159.05 | 1813.639 | 1.56
D | 4002 | 2019-01-21 | 13 | ON | 144.22 | 11.97 | 0.59 | 0.08 | 0.58 | 0.31 | 0 | 0.08 | -1.04 | -0.31 | 0 |  | 0.33 | 0.3 | 0.23 | 157.34 | 1802.52 | 1.56
D | 4002 | 2019-01-21 | 14 | ON | 152.43 | 11.97 | 0.59 | 0.08 | 0.77 | 0.31 | 0 | 0.02 | -1.25 | -0.31 | 0 |  | 0.33 | 0.3 | 0.23 | 165.47 | 1795.948 | 1.75
D | 4002 | 2019-01-21 | 15 | ON | 148.52 | 11.97 | 0.59 | 0.08 | 0.52 | 0.31 | 0 | 0.12 | -1.26 | -0.31 | 0 |  | 0.33 | 0.3 | 0.23 | 161.4 | 1788.106 | 1.5
D | 4002 | 2019-01-21 | 16 | ON | 133 | 11.97 | 0.59 | 0.08 | 0.35 | 0.31 | 0 | 0.1 | -1.08 | -0.31 | 0 |  | 0.33 | 0.3 | 0.23 | 145.87 | 1791.328 | 1.33
D | 4002 | 2019-01-21 | 17 | ON | 136.26 | 11.97 | 0.59 | 0.08 | 0.48 | 0.3 | 0 | 0.19 | -0.99 | -0.31 | 0 |  | 0.33 | 0.3 | 0.23 | 149.43 | 1852.399 | 1.45
D | 4002 | 2019-01-21 | 18 | ON | 161.27 | 11.97 | 0.59 | 0.08 | 0.67 | 0.29 | 0.1 | 0.17 | -1.32 | -0.31 | 0 |  | 0.33 | 0.3 | 0.23 | 174.37 | 1943.519 | 1.73
D | 4002 | 2019-01-21 | 19 | ON | 158.52 | 11.97 | 0.59 | 0.08 | 0.53 | 0.29 | 0.06 | 0.07 | -1.29 | -0.31 | 0 |  | 0.33 | 0.3 | 0.23 | 171.37 | 1923.262 | 1.55
D | 4002 | 2019-01-21 | 20 | ON | 148.99 | 11.97 | 0.59 | 0.08 | 0.53 | 0.29 | 0.22 | 0.11 | -1.07 | -0.31 | 0 |  | 0.33 | 0.3 | 0.23 | 162.26 | 1861.699 | 1.71
D | 4002 | 2019-01-21 | 21 | ON | 139.61 | 11.97 | 0.59 | 0.08 | 0.79 | 0.31 | 0 | -0.02 | -0.99 | -0.31 | 0 |  | 0.33 | 0.3 | 0.23 | 152.89 | 1773.95 | 1.77
D | 4002 | 2019-01-21 | 22 | ON | 143.4 | 11.97 | 0.59 | 0.08 | 0.77 | 0.32 | 0 | 0.14 | -1.22 | -0.31 | 0 |  | 0.33 | 0.3 | 0.23 | 156.6 | 1652.968 | 1.76
D | 4002 | 2019-01-21 | 23 | ON | 100.77 | 11.97 | 0.59 | 0.08 | 1.52 | 0.35 | 0 | 0.04 | -0.7 | -0.31 | 0 |  | 0.33 | 0.3 | 0.23 | 115.17 | 1525.177 | 2.54
D | 4002 | 2019-01-21 | 24 | OFF | 97.12 | 11.97 | 0.59 | 0.08 | 1.79 | 0 | 0 | 0.03 | -0.39 | -0.31 | 0 |  | 0.33 | 0.3 | 0.23 | 111.74 | 1428.644 | 2.46
D | 4002 | 2019-01-22 | 1 | OFF | 127.2 | 11.97 | 0.24 | 0.06 | 0.59 | 0 | 0 | -0.1 | -0.99 | -0.31 | 0 |  | 0.33 | 0.3 | 0.23 | 139.52 | 1371.709 | 0.89
D | 4002 | 2019-01-22 | 2 | OFF | 149.1 | 11.97 | 0.24 | 0.06 | 0.45 | 0 | 0 | 0.1 | -0.93 | -0.31 | 0 |  | 0.33 | 0.3 | 0.23 | 161.54 | 1340.968 | 0.75
D | 4002 | 2019-01-22 | 3 | OFF | 126.59 | 11.97 | 0.24 | 0.06 | 0.53 | 0 | 0 | 0.03 | -1 | -0.31 | 0 |  | 0.33 | 0.3 | 0.23 | 138.97 | 1327.287 | 0.83
D | 4002 | 2019-01-22 | 4 | OFF | 123.39 | 11.97 | 0.24 | 0.06 | 0.49 | 0 | 0 | 0.02 | -1.02 | -0.31 | 0 |  | 0.33 | 0.3 | 0.23 | 135.7 | 1330.679 | 0.79
D | 4002 | 2019-01-22 | 5 | OFF | 132.38 | 11.97 | 0.24 | 0.06 | 0.44 | 0 | 0 | 0.13 | -0.99 | -0.31 | 0 |  | 0.33 | 0.3 | 0.23 | 144.78 | 1371.646 | 0.74
D | 4002 | 2019-01-22 | 6 | OFF | 151.45 | 11.97 | 0.24 | 0.06 | 1.29 | 0 | 0.25 | 0.08 | -0.92 | -0.31 | 0 |  | 0.33 | 0.3 | 0.23 | 164.97 | 1470.335 | 1.84
D | 4002 | 2019-01-22 | 7 | OFF | 158.12 | 11.97 | 0.24 | 0.06 | 1.59 | 0 | 0 | 0.05 | -1.24 | -0.31 | 0 |  | 0.33 | 0.3 | 0.23 | 171.34 | 1623.753 | 1.89
D | 4002 | 2019-01-22 | 8 | ON | 141.61 | 11.97 | 0.24 | 0.06 | 1 | 0.31 | 0 | 0.14 | -1.24 | -0.31 | 0 |  | 0.33 | 0.3 | 0.23 | 154.64 | 1722.399 | 1.61
D | 4002 | 2019-01-22 | 9 | ON | 136.13 | 11.97 | 0.24 | 0.06 | 0.29 | 0.3 | 0 | 0.1 | -1.03 | -0.31 | 0 |  | 0.33 | 0.3 | 0.23 | 148.61 | 1757.923 | 0.89
D | 4002 | 2019-01-22 | 10 | ON | 129.29 | 11.97 | 0.24 | 0.06 | 0.7 | 0.31 | 0 | 0.2 | -0.91 | -0.31 | 0 |  | 0.33 | 0.3 | 0.23 | 142.41 | 1738.826 | 1.31
D | 4002 | 2019-01-22 | 11 | ON | 130.76 | 11.97 | 0.24 | 0.06 | 0.56 | 0.33 | 0 | 0 | -0.87 | -0.31 | 0 |  | 0.33 | 0.3 | 0.23 | 143.6 | 1712.157 | 1.19
D | 4002 | 2019-01-22 | 12 | ON | 128.57 | 11.97 | 0.24 | 0.06 | 0.57 | 0.33 | 0 | 0.15 | -0.75 | -0.31 | 0 |  | 0.33 | 0.3 | 0.23 | 141.69 | 1684.281 | 1.2
D | 4002 | 2019-01-22 | 13 | ON | 97.78 | 11.97 | 0.24 | 0.06 | 0.39 | 0.34 | 0 | 0.27 | -0.62 | -0.31 | 0 |  | 0.33 | 0.3 | 0.23 | 110.98 | 1648.933 | 1.03
D | 4002 | 2019-01-22 | 14 | ON | 90.64 | 11.97 | 0.24 | 0.06 | 0.29 | 0.35 | 0 | 0.11 | -0.47 | -0.31 | 0 |  | 0.33 | 0.3 | 0.23 | 103.74 | 1627.117 | 0.94
D | 4002 | 2019-01-22 | 15 | ON | 91.31 | 11.97 | 0.24 | 0.06 | 0.26 | 0.35 | 0 | 0.17 | -0.46 | -0.31 | 0 |  | 0.33 | 0.3 | 0.23 | 104.45 | 1605.442 | 0.91
D | 4002 | 2019-01-22 | 16 | ON | 96.89 | 11.97 | 0.24 | 0.06 | 0.36 | 0.35 | 0 | 0.15 | -0.49 | -0.31 | 0 |  | 0.33 | 0.3 | 0.23 | 110.08 | 1614.998 | 1.01
D | 4002 | 2019-01-22 | 17 | ON | 107.94 | 11.97 | 0.24 | 0.06 | 0.2 | 0.33 | 0 | 0.19 | -0.36 | -0.31 | 0 |  | 0.33 | 0.3 | 0.23 | 121.12 | 1681.499 | 0.83
D | 4002 | 2019-01-22 | 18 | ON | 127.91 | 11.97 | 0.24 | 0.06 | 0.23 | 0.31 | 0 | 0.23 | -1.11 | -0.31 | 0 |  | 0.33 | 0.3 | 0.23 | 140.39 | 1793.815 | 0.84
D | 4002 | 2019-01-22 | 19 | ON | 122.91 | 11.97 | 0.24 | 0.06 | 0.24 | 0.31 | 0.01 | 0.01 | -0.88 | -0.31 | 0 |  | 0.33 | 0.3 | 0.23 | 135.42 | 1791.79 | 0.86
D | 4002 | 2019-01-22 | 20 | ON | 109.11 | 11.97 | 0.24 | 0.06 | 0.41 | 0.32 | 0 | 0.19 | -0.63 | -0.31 | 0 |  | 0.33 | 0.3 | 0.23 | 122.22 | 1741.45 | 1.03
D | 4002 | 2019-01-22 | 21 | ON | 94.15 | 11.97 | 0.24 | 0.06 | 0.25 | 0.33 | 0 | 0.16 | -0.54 | -0.31 | 0 |  | 0.33 | 0.3 | 0.23 | 107.17 | 1658.922 | 0.88
D | 4002 | 2019-01-22 | 22 | ON | 79.45 | 11.97 | 0.24 | 0.06 | 0.15 | 0.35 | 0 | 0.27 | -0.26 | -0.31 | 0 |  | 0.33 | 0.3 | 0.23 | 92.78 | 1538.376 | 0.8
D | 4002 | 2019-01-22 | 23 | ON | 68.32 | 11.97 | 0.24 | 0.06 | 0.84 | 0.38 | 0 | 0.12 | -0.25 | -0.31 | 0 |  | 0.33 | 0.3 | 0.23 | 82.23 | 1402.391 | 1.52
D | 4002 | 2019-01-22 | 24 | OFF | 58.54 | 11.97 | 0.24 | 0.06 | 1.1 | 0 | 0 | 0.12 | -0.32 | -0.31 | 0 |  | 0.33 | 0.3 | 0.23 | 72.26 | 1301.312 | 1.4
D | 4002 | 2019-01-23 | 1 | OFF | 77.72 | 11.97 | 0.62 | 0.08 | 0.2 | 0 | 0 | 0.04 | -0.58 | -0.31 | 0 |  | 0.33 | 0.3 | 0.23 | 90.6 | 1239.532 | 0.9
D | 4002 | 2019-01-23 | 2 | OFF | 82.29 | 11.97 | 0.62 | 0.08 | 0.23 | 0 | 0 | 0.1 | -0.42 | -0.31 | 0 |  | 0.33 | 0.3 | 0.23 | 95.42 | 1211.346 | 0.93
D | 4002 | 2019-01-23 | 3 | OFF | 106.04 | 11.97 | 0.62 | 0.08 | 0.21 | 0 | 0 | 0.15 | -0.57 | -0.31 | 0 |  | 0.33 | 0.3 | 0.23 | 119.05 | 1198.895 | 0.91
D | 4002 | 2019-01-23 | 4 | OFF | 100.26 | 11.97 | 0.62 | 0.08 | 0.15 | 0 | 0 | 0.16 | -0.59 | -0.31 | 0 |  | 0.33 | 0.3 | 0.23 | 113.2 | 1202.687 | 0.85
D | 4002 | 2019-01-23 | 5 | OFF | 71.27 | 11.97 | 0.62 | 0.08 | 0.3 | 0 | 0 | 0.33 | -0.47 | -0.31 | 0 |  | 0.33 | 0.3 | 0.23 | 84.65 | 1240.581 | 1
D | 4002 | 2019-01-23 | 6 | OFF | 81.93 | 11.97 | 0.62 | 0.08 | 1.31 | 0 | 0.14 | 0.17 | 0.07 | -0.31 | 0 |  | 0.33 | 0.3 | 0.23 | 96.84 | 1347.745 | 2.15
D | 4002 | 2019-01-23 | 7 | OFF | 106.44 | 11.97 | 0.62 | 0.08 | 0.73 | 0 | 0.08 | 0.2 | -0.68 | -0.31 | 0 |  | 0.33 | 0.3 | 0.23 | 119.99 | 1519.892 | 1.51
D | 4002 | 2019-01-23 | 8 | ON | 99.78 | 11.97 | 0.62 | 0.08 | 0.79 | 0.34 | 0 | 0.14 | -0.66 | -0.31 | 0 |  | 0.33 | 0.3 | 0.23 | 113.61 | 1599.476 | 1.83
D | 4002 | 2019-01-23 | 9 | ON | 87.51 | 11.97 | 0.62 | 0.08 | 0.5 | 0.33 | 0 | 0.03 | -0.51 | -0.31 | 0 |  | 0.33 | 0.3 | 0.23 | 101.08 | 1608.066 | 1.53
D | 4002 | 2019-01-23 | 10 | ON | 88.99 | 11.97 | 0.62 | 0.08 | 0.3 | 0.33 | 0 | 0.03 | -0.52 | -0.31 | 0 |  | 0.33 | 0.3 | 0.23 | 102.35 | 1611.894 | 1.33
D | 4002 | 2019-01-23 | 11 | ON | 55.95 | 11.97 | 0.62 | 0.08 | 0.15 | 0.33 | 0.05 | 0.05 | -0.38 | -0.31 | 0 |  | 0.33 | 0.3 | 0.23 | 69.37 | 1607.799 | 1.23
D | 4002 | 2019-01-23 | 12 | ON | 62.99 | 11.97 | 0.62 | 0.08 | 0.18 | 0.34 | 0.09 | 0.05 | -0.47 | -0.31 | 0 |  | 0.33 | 0.3 | 0.23 | 76.4 | 1602.516 | 1.31
D | 4002 | 2019-01-23 | 13 | ON | 67.8 | 11.97 | 0.62 | 0.08 | 0.29 | 0.34 | 0.36 | 0.06 | -0.48 | -0.31 | 0 |  | 0.33 | 0.3 | 0.23 | 81.59 | 1577.473 | 1.69
D | 4002 | 2019-01-23 | 14 | ON | 61.06 | 11.97 | 0.62 | 0.08 | 0.27 | 0.36 | 0.04 | 0.04 | -0.44 | -0.31 | 0 |  | 0.33 | 0.3 | 0.23 | 74.55 | 1547.29 | 1.37
D | 4002 | 2019-01-23 | 15 | ON | 57.33 | 11.97 | 0.62 | 0.08 | 0.25 | 0.37 | 0 | 0.08 | -0.4 | -0.31 | 0 |  | 0.33 | 0.3 | 0.23 | 70.85 | 1524.954 | 1.32
D | 4002 | 2019-01-23 | 16 | ON | 61.29 | 11.97 | 0.62 | 0.08 | 0.25 | 0.37 | 0 | 0.04 | -0.4 | -0.31 | 0 |  | 0.33 | 0.3 | 0.23 | 74.77 | 1530.36 | 1.32
D | 4002 | 2019-01-23 | 17 | ON | 64.5 | 11.97 | 0.62 | 0.08 | 0.23 | 0.36 | 0.14 | 0.05 | -0.22 | -0.31 | 0 |  | 0.33 | 0.3 | 0.23 | 78.28 | 1585.414 | 1.43
D | 4002 | 2019-01-23 | 18 | ON | 71.95 | 11.97 | 0.62 | 0.08 | 0.27 | 0.34 | 0.02 | 0.12 | -0.36 | -0.31 | 0 |  | 0.33 | 0.3 | 0.23 | 85.56 | 1667.556 | 1.33
D | 4002 | 2019-01-23 | 19 | ON | 69.48 | 11.97 | 0.62 | 0.08 | 0.18 | 0.35 | 0 | 0.11 | -0.36 | -0.31 | 0 |  | 0.33 | 0.3 | 0.23 | 82.98 | 1654.553 | 1.23
D | 4002 | 2019-01-23 | 20 | ON | 54.41 | 11.97 | 0.62 | 0.08 | 0.14 | 0.36 | 0.03 | 0.11 | -0.23 | -0.31 | 0 |  | 0.33 | 0.3 | 0.23 | 68.04 | 1598.506 | 1.23
D | 4002 | 2019-01-23 | 21 | ON | 42.1 | 11.97 | 0.62 | 0.08 | 0.11 | 0.37 | 0 | 0.09 | -0.29 | -0.31 | 0 |  | 0.33 | 0.3 | 0.23 | 55.6 | 1516.002 | 1.18
D | 4002 | 2019-01-23 | 22 | ON | 35.2 | 11.97 | 0.62 | 0.08 | 0.08 | 0.4 | 0 | 0.1 | -0.22 | -0.31 | 0 |  | 0.33 | 0.3 | 0.23 | 48.78 | 1395.047 | 1.18
D | 4002 | 2019-01-23 | 23 | ON | 31.84 | 11.97 | 0.62 | 0.08 | 0.13 | 0.44 | 0 | 0.04 | -0.17 | -0.31 | 0 |  | 0.33 | 0.3 | 0.23 | 45.5 | 1260.243 | 1.27
D | 4002 | 2019-01-23 | 24 | OFF | 13.84 | 11.97 | 0.62 | 0.08 | 0.6 | 0 | 0 | 0.04 | -0.07 | -0.31 | 0 |  | 0.33 | 0.3 | 0.23 | 27.63 | 1158.212 | 1.3
D | 4002 | 2019-01-24 | 1 | OFF | 26.91 | 11.97 | 0.3 | 0.03 | 0.08 | 0 | 0 | 0.1 | -0.16 | -0.31 | 0 |  | 0.33 | 0.3 | 0.23 | 39.78 | 1093.928 | 0.41
D | 4002 | 2019-01-24 | 2 | OFF | 21.6 | 11.97 | 0.3 | 0.03 | 0.08 | 0 | 0 | 0.02 | -0.14 | -0.31 | 0 |  | 0.33 | 0.3 | 0.23 | 34.41 | 1059.105 | 0.41
D | 4002 | 2019-01-24 | 3 | OFF | 21.75 | 11.97 | 0.3 | 0.03 | 0.06 | 0 | 0 | 0.05 | -0.16 | -0.31 | 0 |  | 0.33 | 0.3 | 0.23 | 34.55 | 1039.69 | 0.39
D | 4002 | 2019-01-24 | 4 | OFF | 21.39 | 11.97 | 0.3 | 0.03 | 0.06 | 0 | 0 | 0.03 | -0.16 | -0.31 | 0 |  | 0.33 | 0.3 | 0.23 | 34.17 | 1041.646 | 0.39
D | 4002 | 2019-01-24 | 5 | OFF | 21.79 | 11.97 | 0.3 | 0.03 | 0.08 | 0 | 0 | 0 | -0.11 | -0.31 | 0 |  | 0.33 | 0.3 | 0.23 | 34.61 | 1077.512 | 0.41
D | 4002 | 2019-01-24 | 6 | OFF | 24.77 | 11.97 | 0.3 | 0.03 | 0.16 | 0 | 0 | 0 | -0.14 | -0.31 | 0 |  | 0.33 | 0.3 | 0.23 | 37.64 | 1182.576 | 0.49
D | 4002 | 2019-01-24 | 7 | OFF | 25.39 | 11.97 | 0.3 | 0.03 | 0.15 | 0 | 0 | 0.06 | -0.12 | -0.31 | 0 |  | 0.33 | 0.3 | 0.23 | 38.33 | 1340.93 | 0.48
D | 4002 | 2019-01-24 | 8 | ON | 26.76 | 11.97 | 0.3 | 0.03 | 0.15 | 0.4 | 0 | 0.03 | -0.19 | -0.31 | 0 |  | 0.33 | 0.3 | 0.23 | 40 | 1425.92 | 0.88
D | 4002 | 2019-01-24 | 9 | ON | 33.38 | 11.97 | 0.3 | 0.03 | 0.08 | 0.4 | 0 | 0.03 | -0.17 | -0.31 | 0 |  | 0.33 | 0.3 | 0.23 | 46.57 | 1446.662 | 0.81
D | 4002 | 2019-01-24 | 10 | ON | 33.27 | 11.97 | 0.3 | 0.03 | 0.1 | 0.39 | 0.02 | 0.07 | -0.19 | -0.31 | 0 |  | 0.33 | 0.3 | 0.23 | 46.51 | 1461.091 | 0.84
D | 4002 | 2019-01-24 | 11 | ON | 29.37 | 11.97 | 0.3 | 0.03 | 0.09 | 0.39 | 0 | 0.03 | -0.13 | -0.31 | 0 |  | 0.33 | 0.3 | 0.23 | 42.6 | 1472.589 | 0.81
D | 4002 | 2019-01-24 | 12 | ON | 43.2 | 11.97 | 0.3 | 0.03 | 0.09 | 0.39 | 0.36 | 0.01 | -0.13 | -0.31 | 0 |  | 0.33 | 0.3 | 0.23 | 56.77 | 1475.173 | 1.17
D | 4002 | 2019-01-24 | 13 | ON | 44.62 | 11.97 | 0.3 | 0.03 | 0.16 | 0.39 | 0.16 | 0.03 | -0.12 | -0.31 | 0 |  | 0.33 | 0.3 | 0.23 | 58.09 | 1469.852 | 1.04
D | 4002 | 2019-01-24 | 14 | ON | 47.91 | 11.97 | 0.3 | 0.03 | 0.21 | 0.39 | 0 | 0.03 | -0.13 | -0.31 | 0 |  | 0.33 | 0.3 | 0.23 | 61.26 | 1467.728 | 0.93
D | 4002 | 2019-01-24 | 15 | ON | 45.76 | 11.97 | 0.3 | 0.03 | 0.21 | 0.39 | 0 | 0.05 | -0.14 | -0.31 | 0 |  | 0.33 | 0.3 | 0.23 | 59.12 | 1454.719 | 0.93
D | 4002 | 2019-01-24 | 16 | ON | 35.48 | 11.97 | 0.3 | 0.03 | 0.12 | 0.39 | 0 | 0 | -0.13 | -0.31 | 0 |  | 0.33 | 0.3 | 0.23 | 48.71 | 1464.736 | 0.84
D | 4002 | 2019-01-24 | 17 | ON | 43.56 | 11.97 | 0.3 | 0.03 | 0.11 | 0.38 | 0 | 0.06 | -0.12 | -0.31 | 0 |  | 0.33 | 0.3 | 0.23 | 56.84 | 1511.316 | 0.82
D | 4002 | 2019-01-24 | 18 | ON | 37.62 | 11.97 | 0.3 | 0.03 | 0.12 | 0.36 | 0 | 0.09 | -0.27 | -0.31 | 0 |  | 0.33 | 0.3 | 0.23 | 50.77 | 1572.005 | 0.81
D | 4002 | 2019-01-24 | 19 | ON | 31.89 | 11.97 | 0.3 | 0.03 | 0.08 | 0.37 | 0 | 0.05 | -0.26 | -0.31 | 0 |  | 0.33 | 0.3 | 0.23 | 44.98 | 1553.221 | 0.78
D | 4002 | 2019-01-24 | 20 | ON | 29.51 | 11.97 | 0.3 | 0.03 | 0.08 | 0.38 | 0 | 0.07 | -0.25 | -0.31 | 0 |  | 0.33 | 0.3 | 0.23 | 42.64 | 1498.456 | 0.79
D | 4002 | 2019-01-24 | 21 | ON | 26.86 | 11.97 | 0.3 | 0.03 | 0.06 | 0.39 | 0 | 0.1 | -0.26 | -0.31 | 0 |  | 0.33 | 0.3 | 0.23 | 40 | 1428.086 | 0.78
D | 4002 | 2019-01-24 | 22 | ON | 25.07 | 11.97 | 0.3 | 0.03 | 0.06 | 0.41 | 0 | 0.03 | -0.21 | -0.31 | 0 |  | 0.33 | 0.3 | 0.23 | 38.21 | 1321.968 | 0.8
D | 4002 | 2019-01-24 | 23 | ON | 9.36 | 11.97 | 0.3 | 0.03 | 0.2 | 0.45 | 0 | 0.01 | 0.14 | -0.31 | 0 |  | 0.33 | 0.3 | 0.23 | 23.01 | 1206.832 | 0.98
D | 4002 | 2019-01-24 | 24 | OFF | 4.16 | 11.97 | 0.3 | 0.03 | 0.45 | 0 | 0 | 0.02 | -0.23 | -0.31 | 0 |  | 0.33 | 0.3 | 0.23 | 17.25 | 1116.049 | 0.78
D | 4002 | 2019-01-25 | 1 | OFF | 12.48 | 11.97 | 0.31 | 0.04 | 0.2 | 0 | 0 | 0.05 | -0.14 | -0.31 | 0 |  | 0.33 | 0.3 | 0.23 | 25.46 | 1067.214 | 0.55
D | 4002 | 2019-01-25 | 2 | OFF | 5.19 | 11.97 | 0.31 | 0.04 | 0.15 | 0 | 0 | 0.04 | -0.21 | -0.31 | 0 |  | 0.33 | 0.3 | 0.23 | 18.04 | 1040.815 | 0.5
D | 4002 | 2019-01-25 | 3 | OFF | -3.12 | 11.97 | 0.31 | 0.04 | 0.18 | 0 | 0 | 0.11 | -0.32 | -0.31 | 0 |  | 0.33 | 0.3 | 0.23 | 9.72 | 1029.5 | 0.53
D | 4002 | 2019-01-25 | 4 | OFF | 4.37 | 11.97 | 0.31 | 0.04 | 0.16 | 0 | 0 | 0.03 | -0.14 | -0.31 | 0 |  | 0.33 | 0.3 | 0.23 | 17.29 | 1037.919 | 0.51
D | 4002 | 2019-01-25 | 5 | OFF | 0.39 | 11.97 | 0.31 | 0.04 | 0.15 | 0 | 0 | 0.02 | -0.24 | -0.31 | 0 |  | 0.33 | 0.3 | 0.23 | 13.19 | 1084.166 | 0.5
D | 4002 | 2019-01-25 | 6 | OFF | -1.79 | 11.97 | 0.31 | 0.04 | 0.63 | 0 | 0 | -0.02 | 0.27 | -0.31 | 0 |  | 0.33 | 0.3 | 0.23 | 11.96 | 1194.194 | 0.98
D | 4002 | 2019-01-25 | 7 | OFF | 30.42 | 11.97 | 0.31 | 0.04 | 0.26 | 0 | 0.01 | 0.02 | -0.2 | -0.31 | 0 |  | 0.33 | 0.3 | 0.23 | 43.38 | 1362.356 | 0.62
D | 4002 | 2019-01-25 | 8 | ON | 45.3 | 11.97 | 0.31 | 0.04 | 0.67 | 0.38 | 0 | 0.06 | -0.33 | -0.31 | 0 |  | 0.33 | 0.3 | 0.23 | 58.95 | 1448.487 | 1.4
D | 4002 | 2019-01-25 | 9 | ON | 41.71 | 11.97 | 0.31 | 0.04 | 0.33 | 0.38 | 0.16 | 0.08 | -0.18 | -0.31 | 0 |  | 0.33 | 0.3 | 0.23 | 55.35 | 1460.869 | 1.22
D | 4002 | 2019-01-25 | 10 | ON | 27.92 | 11.97 | 0.31 | 0.04 | 0.05 | 0.39 | 0 | 0.03 | -0.12 | -0.31 | 0 |  | 0.33 | 0.3 | 0.23 | 41.14 | 1453.939 | 0.79
D | 4002 | 2019-01-25 | 11 | ON | 34.44 | 11.97 | 0.31 | 0.04 | 0.2 | 0.4 | 0 | 0.04 | -0.2 | -0.31 | 0 |  | 0.33 | 0.3 | 0.23 | 47.75 | 1451.856 | 0.95
D | 4002 | 2019-01-25 | 12 | ON | 38.21 | 11.97 | 0.31 | 0.04 | 0.12 | 0.4 | 0 | 0.06 | -0.19 | -0.31 | 0 |  | 0.33 | 0.3 | 0.23 | 51.47 | 1463.444 | 0.87
D | 4002 | 2019-01-25 | 13 | ON | 24.41 | 11.97 | 0.31 | 0.04 | 0.19 | 0.41 | 0 | 0.03 | -0.18 | -0.31 | 0 |  | 0.33 | 0.3 | 0.23 | 37.73 | 1455.033 | 0.95
D | 4002 | 2019-01-25 | 14 | ON | 28.26 | 11.97 | 0.31 | 0.04 | 0.2 | 0.41 | 0 | 0.04 | -0.22 | -0.31 | 0 |  | 0.33 | 0.3 | 0.23 | 41.56 | 1439.386 | 0.96
D | 4002 | 2019-01-25 | 15 | ON | 28.76 | 11.97 | 0.31 | 0.04 | 0.12 | 0.41 | 0 | 0 | -0.25 | -0.31 | 0 |  | 0.33 | 0.3 | 0.23 | 41.91 | 1419.969 | 0.88
D | 4002 | 2019-01-25 | 16 | ON | 29.7 | 11.97 | 0.31 | 0.04 | 0.07 | 0.4 | 0 | 0.04 | -0.23 | -0.31 | 0 |  | 0.33 | 0.3 | 0.23 | 42.85 | 1431.699 | 0.82
D | 4002 | 2019-01-25 | 17 | ON | 45.83 | 11.97 | 0.31 | 0.04 | 0.11 | 0.38 | 0 | 0.02 | -0.1 | -0.31 | 0 |  | 0.33 | 0.3 | 0.23 | 59.11 | 1484.786 | 0.84
D | 4002 | 2019-01-25 | 18 | ON | 61.8 | 11.97 | 0.31 | 0.04 | 0.18 | 0.36 | 0.81 | 0.09 | -0.22 | -0.31 | 0 |  | 0.33 | 0.3 | 0.23 | 75.89 | 1582.993 | 1.7
D | 4002 | 2019-01-25 | 19 | ON | 61.99 | 11.97 | 0.31 | 0.04 | 0.3 | 0.36 | 0.26 | 0.08 | -0.29 | -0.31 | 0 |  | 0.33 | 0.3 | 0.23 | 75.57 | 1583.21 | 1.27
D | 4002 | 2019-01-25 | 20 | ON | 44.27 | 11.97 | 0.31 | 0.04 | 0.23 | 0.37 | 0 | 0.06 | -0.27 | -0.31 | 0 |  | 0.33 | 0.3 | 0.23 | 57.53 | 1547.058 | 0.95
D | 4002 | 2019-01-25 | 21 | ON | 42.59 | 11.97 | 0.31 | 0.04 | 0.22 | 0.38 | 0.05 | 0.05 | -0.3 | -0.31 | 0 |  | 0.33 | 0.3 | 0.23 | 55.86 | 1496.837 | 1
D | 4002 | 2019-01-25 | 22 | ON | 38.93 | 11.97 | 0.31 | 0.04 | 0.15 | 0.37 | 0.04 | 0.07 | -0.32 | -0.31 | 0 |  | 0.33 | 0.3 | 0.23 | 52.11 | 1416.465 | 0.91
D | 4002 | 2019-01-25 | 23 | ON | 26.24 | 11.97 | 0.31 | 0.04 | 0.16 | 0.42 | 0 | 0.05 | -0.31 | -0.31 | 0 |  | 0.33 | 0.3 | 0.23 | 39.43 | 1317.781 | 0.93
D | 4002 | 2019-01-25 | 24 | OFF | 38.9 | 11.97 | 0.31 | 0.04 | 0.18 | 0 | 0 | -0.01 | -0.35 | -0.31 | 0 |  | 0.33 | 0.3 | 0.23 | 51.59 | 1223.441 | 0.53
D | 4002 | 2019-01-26 | 1 | OFF | 50.06 | 11.97 | 0.42 | 0.04 | 0.12 | 0 | 0.27 | -0.01 | -0.37 | -0.31 | 0 |  | 0.33 | 0.3 | 0.23 | 63.05 | 1157.407 | 0.85
D | 4002 | 2019-01-26 | 2 | OFF | 47.83 | 11.97 | 0.42 | 0.04 | 0.19 | 0 | 0 | 0.1 | -0.37 | -0.31 | 0 |  | 0.33 | 0.3 | 0.23 | 60.73 | 1124.937 | 0.65
D | 4002 | 2019-01-26 | 3 | OFF | 33.45 | 11.97 | 0.42 | 0.04 | 0.15 | 0 | 0 | 0.07 | 0.29 | -0.31 | 0 |  | 0.33 | 0.3 | 0.23 | 46.94 | 1110.337 | 0.61
D | 4002 | 2019-01-26 | 4 | OFF | 43.74 | 11.97 | 0.42 | 0.04 | 0.28 | 0 | 0 | 0.09 | 0.28 | -0.31 | 0 |  | 0.33 | 0.3 | 0.23 | 57.37 | 1110.631 | 0.74
D | 4002 | 2019-01-26 | 5 | OFF | 46.78 | 11.97 | 0.42 | 0.04 | 0.36 | 0 | 0.55 | 0.07 | -1.23 | -0.31 | 0 |  | 0.33 | 0.3 | 0.23 | 59.51 | 1128.468 | 1.37
D | 4002 | 2019-01-26 | 6 | OFF | 36.25 | 11.97 | 0.42 | 0.04 | 0.27 | 0 | 0.54 | 0.07 | -0.83 | -0.31 | 0 |  | 0.33 | 0.3 | 0.23 | 49.28 | 1179.329 | 1.27
D | 4002 | 2019-01-26 | 7 | OFF | 35.89 | 11.97 | 0.42 | 0.04 | 0.34 | 0 | 0.14 | 0.07 | -0.28 | -0.31 | 0 |  | 0.33 | 0.3 | 0.23 | 49.14 | 1261.289 | 0.94
D | 4002 | 2019-01-26 | 8 | OFF | 44.72 | 11.97 | 0.42 | 0.04 | 0.43 | 0 | 0.05 | 0.09 | -0.29 | -0.31 | 0 |  | 0.33 | 0.3 | 0.23 | 57.98 | 1345.228 | 0.94
D | 4002 | 2019-01-26 | 9 | OFF | 51.5 | 11.97 | 0.42 | 0.04 | 0.35 | 0 | 0 | 0.09 | -0.25 | -0.31 | 0 |  | 0.33 | 0.3 | 0.23 | 64.67 | 1417.023 | 0.81
D | 4002 | 2019-01-26 | 10 | OFF | 36.36 | 11.97 | 0.42 | 0.04 | 0.42 | 0 | 0.14 | 0.16 | -0.08 | -0.31 | 0 |  | 0.33 | 0.3 | 0.23 | 49.98 | 1449.791 | 1.02
D | 4002 | 2019-01-26 | 11 | OFF | 45.49 | 11.97 | 0.42 | 0.04 | 0.16 | 0 | 0 | 0.17 | -0.2 | -0.31 | 0 |  | 0.33 | 0.3 | 0.23 | 58.6 | 1444.192 | 0.62
D | 4002 | 2019-01-26 | 12 | OFF | 13.81 | 11.97 | 0.42 | 0.04 | 0.27 | 0 | 0 | 0.03 | -0.08 | -0.31 | 0 |  | 0.33 | 0.3 | 0.23 | 27.01 | 1421.798 | 0.73
D | 4002 | 2019-01-26 | 13 | OFF | -1.1 | 11.97 | 0.42 | 0.04 | 0.37 | 0 | 0 | 0 | -0.08 | -0.31 | 0 |  | 0.33 | 0.3 | 0.23 | 12.17 | 1408.677 | 0.83
D | 4002 | 2019-01-26 | 14 | OFF | 28.04 | 11.97 | 0.42 | 0.04 | 0.12 | 0 | 0 | 0.02 | -0.18 | -0.31 | 0 |  | 0.33 | 0.3 | 0.23 | 40.98 | 1397.534 | 0.58
D | 4002 | 2019-01-26 | 15 | OFF | 29.53 | 11.97 | 0.42 | 0.04 | 0.08 | 0 | 0 | 0.05 | -0.17 | -0.31 | 0 |  | 0.33 | 0.3 | 0.23 | 42.47 | 1385.454 | 0.54
D | 4002 | 2019-01-26 | 16 | OFF | 43.64 | 11.97 | 0.42 | 0.04 | 0.12 | 0 | 0 | 0.07 | -0.15 | -0.31 | 0 |  | 0.33 | 0.3 | 0.23 | 56.66 | 1400.784 | 0.58
D | 4002 | 2019-01-26 | 17 | OFF | 54.88 | 11.97 | 0.42 | 0.04 | 0.21 | 0 | 0 | 0.05 | -0.25 | -0.31 | 0 |  | 0.33 | 0.3 | 0.23 | 67.87 | 1463.224 | 0.67
D | 4002 | 2019-01-26 | 18 | OFF | 61.4 | 11.97 | 0.42 | 0.04 | 0.27 | 0 | 0 | 0.05 | -0.31 | -0.31 | 0 |  | 0.33 | 0.3 | 0.23 | 74.39 | 1567.341 | 0.73
D | 4002 | 2019-01-26 | 19 | OFF | 55.79 | 11.97 | 0.42 | 0.04 | 0.41 | 0 | 0 | 0.11 | -0.35 | -0.31 | 0 |  | 0.33 | 0.3 | 0.23 | 68.94 | 1557.313 | 0.87
D | 4002 | 2019-01-26 | 20 | OFF | 52.45 | 11.97 | 0.42 | 0.04 | 0.21 | 0 | 0.02 | 0.05 | -0.31 | -0.31 | 0 |  | 0.33 | 0.3 | 0.23 | 65.4 | 1515.77 | 0.69
D | 4002 | 2019-01-26 | 21 | OFF | 57.4 | 11.97 | 0.42 | 0.04 | 0.28 | 0 | 0.86 | 0.09 | -0.23 | -0.31 | 0 |  | 0.33 | 0.3 | 0.23 | 71.38 | 1466.022 | 1.6
D | 4002 | 2019-01-26 | 22 | OFF | 34.91 | 11.97 | 0.42 | 0.04 | 0.13 | 0 | 0.07 | 0.09 | -0.18 | -0.31 | 0 |  | 0.33 | 0.3 | 0.23 | 48 | 1396.491 | 0.66
D | 4002 | 2019-01-26 | 23 | OFF | 49.84 | 11.97 | 0.42 | 0.04 | 1.03 | 0 | 0.71 | 0.04 | -0.17 | -0.31 | 0 |  | 0.33 | 0.3 | 0.23 | 64.43 | 1312.253 | 2.2
D | 4002 | 2019-01-26 | 24 | OFF | 55.76 | 11.97 | 0.42 | 0.04 | 0.68 | 0 | 0.22 | 0.04 | -0.49 | -0.31 | 0 |  | 0.33 | 0.3 | 0.23 | 69.19 | 1232.846 | 1.36
D | 4002 | 2019-01-27 | 1 | OFF | 65.2 | 11.97 | 0.33 | 0.05 | 0.62 | 0 | 0 | 0.23 | -0.4 | -0.31 | 0 |  | 0.33 | 0.3 | 0.23 | 78.55 | 1173.703 | 1
D | 4002 | 2019-01-27 | 2 | OFF | 38.66 | 11.97 | 0.33 | 0.05 | 0.42 | 0 | 0 | 0.07 | -0.21 | -0.31 | 0 |  | 0.33 | 0.3 | 0.23 | 51.84 | 1139.725 | 0.8
D | 4002 | 2019-01-27 | 3 | OFF | 37.78 | 11.97 | 0.33 | 0.05 | 0.44 | 0 | 0 | 0.1 | -0.23 | -0.31 | 0 |  | 0.33 | 0.3 | 0.23 | 50.99 | 1122.583 | 0.82
D | 4002 | 2019-01-27 | 4 | OFF | 44.12 | 11.97 | 0.33 | 0.05 | 0.14 | 0 | 0 | 0.08 | -0.24 | -0.31 | 0 |  | 0.33 | 0.3 | 0.23 | 57 | 1122.659 | 0.52
D | 4002 | 2019-01-27 | 5 | OFF | 58.69 | 11.97 | 0.33 | 0.05 | 0.12 | 0 | 0 | 0.07 | -0.32 | -0.31 | 0 |  | 0.33 | 0.3 | 0.23 | 71.46 | 1137.884 | 0.5
D | 4002 | 2019-01-27 | 6 | OFF | 67.08 | 11.97 | 0.33 | 0.05 | 0.12 | 0 | 0 | 0.14 | -0.32 | -0.31 | 0 |  | 0.33 | 0.3 | 0.23 | 79.92 | 1175.48 | 0.5
D | 4002 | 2019-01-27 | 7 | OFF | 42.59 | 11.97 | 0.33 | 0.05 | 0.62 | 0 | 0 | 0.12 | -0.25 | -0.31 | 0 |  | 0.33 | 0.3 | 0.23 | 55.98 | 1241.606 | 1
D | 4002 | 2019-01-27 | 8 | OFF | 46.29 | 11.97 | 0.33 | 0.05 | 0.34 | 0 | 0 | 0.13 | -0.23 | -0.31 | 0 |  | 0.33 | 0.3 | 0.23 | 59.43 | 1314.068 | 0.72
D | 4002 | 2019-01-27 | 9 | OFF | 65.73 | 11.97 | 0.33 | 0.05 | 1 | 0 | 0 | 0.13 | -0.39 | -0.31 | 0 |  | 0.33 | 0.3 | 0.23 | 79.37 | 1400.974 | 1.38
D | 4002 | 2019-01-27 | 10 | OFF | 31.91 | 11.97 | 0.33 | 0.05 | 0.41 | 0 | 0 | 0.09 | -0.22 | -0.31 | 0 |  | 0.33 | 0.3 | 0.23 | 45.09 | 1422.51 | 0.79
D | 4002 | 2019-01-27 | 11 | OFF | 28.98 | 11.97 | 0.33 | 0.05 | 0.13 | 0 | 0 | 0.09 | -0.21 | -0.31 | 0 |  | 0.33 | 0.3 | 0.23 | 41.89 | 1432.507 | 0.51
D | 4002 | 2019-01-27 | 12 | OFF | 26.6 | 11.97 | 0.33 | 0.05 | 0.07 | 0 | 0 | 0.05 | -0.18 | -0.31 | 0 |  | 0.33 | 0.3 | 0.23 | 39.44 | 1439.867 | 0.45
D | 4002 | 2019-01-27 | 13 | OFF | 29.2 | 11.97 | 0.33 | 0.05 | 0.07 | 0 | 0 | 0.04 | -0.19 | -0.31 | 0 |  | 0.33 | 0.3 | 0.23 | 42.02 | 1416.432 | 0.45
D | 4002 | 2019-01-27 | 14 | OFF | 32.34 | 11.97 | 0.33 | 0.05 | 0.1 | 0 | 0 | 0.09 | -0.22 | -0.31 | 0 |  | 0.33 | 0.3 | 0.23 | 45.21 | 1407.934 | 0.48
D | 4002 | 2019-01-27 | 15 | OFF | 26.8 | 11.97 | 0.33 | 0.05 | 0.05 | 0 | 0 | 0.07 | -0.18 | -0.31 | 0 |  | 0.33 | 0.3 | 0.23 | 39.64 | 1402.143 | 0.43
D | 4002 | 2019-01-27 | 16 | OFF | 27.54 | 11.97 | 0.33 | 0.05 | 0.06 | 0 | 0 | 0.07 | -0.17 | -0.31 | 0 |  | 0.33 | 0.3 | 0.23 | 40.4 | 1407.539 | 0.44
D | 4002 | 2019-01-27 | 17 | OFF | 29.79 | 11.97 | 0.33 | 0.05 | 0.05 | 0 | 0 | 0.01 | -0.18 | -0.31 | 0 |  | 0.33 | 0.3 | 0.23 | 42.57 | 1474.26 | 0.43
D | 4002 | 2019-01-27 | 18 | OFF | 49.33 | 11.97 | 0.33 | 0.05 | 0.23 | 0 | 0.04 | 0.17 | -0.41 | -0.31 | 0 |  | 0.33 | 0.3 | 0.23 | 62.26 | 1569.113 | 0.65
D | 4002 | 2019-01-27 | 19 | OFF | 53.68 | 11.97 | 0.33 | 0.05 | 0.27 | 0 | 0 | 0.19 | -0.39 | -0.31 | 0 |  | 0.33 | 0.3 | 0.23 | 66.65 | 1549.961 | 0.65
D | 4002 | 2019-01-27 | 20 | OFF | 37.59 | 11.97 | 0.33 | 0.05 | 0.19 | 0 | 0.03 | 0.11 | -0.18 | -0.31 | 0 |  | 0.33 | 0.3 | 0.23 | 50.64 | 1487.016 | 0.6
D | 4002 | 2019-01-27 | 21 | OFF | 26.7 | 11.97 | 0.33 | 0.05 | 0.1 | 0 | 0 | 0.07 | -0.19 | -0.31 | 0 |  | 0.33 | 0.3 | 0.23 | 39.58 | 1410.213 | 0.48
D | 4002 | 2019-01-27 | 22 | OFF | 16.55 | 11.97 | 0.33 | 0.05 | 0.08 | 0 | 0 | 0.07 | 0 | -0.31 | 0 |  | 0.33 | 0.3 | 0.23 | 29.6 | 1308.232 | 0.46
D | 4002 | 2019-01-27 | 23 | OFF | -1.26 | 11.97 | 0.33 | 0.05 | 0.3 | 0 | 0 | -0.01 | -0.03 | -0.31 | 0 |  | 0.33 | 0.3 | 0.23 | 11.9 | 1199.233 | 0.68
D | 4002 | 2019-01-27 | 24 | OFF | -23.65 | 11.97 | 0.33 | 0.05 | 0.24 | 0 | 0 | -0.05 | -0.36 | -0.31 | 0 |  | 0.33 | 0.3 | 0.23 | -10.92 | 1121.365 | 0.62
D | 4002 | 2019-01-28 | 1 | OFF | -11.03 | 11.97 | 0.9 | 0.08 | 0.33 | 0 | 0 | -0.02 | -0.07 | -0.31 | 0 |  | 0.33 | 0.3 | 0.23 | 2.71 | 1073.667 | 1.31
D | 4002 | 2019-01-28 | 2 | OFF | 21.51 | 11.97 | 0.9 | 0.08 | 0.32 | 0 | 0 | 0.06 | -0.19 | -0.31 | 0 |  | 0.33 | 0.3 | 0.23 | 35.2 | 1056.44 | 1.3
D | 4002 | 2019-01-28 | 3 | OFF | 17.68 | 11.97 | 0.9 | 0.08 | 0.12 | 0 | 0 | -0.02 | -0.2 | -0.31 | 0 |  | 0.33 | 0.3 | 0.23 | 31.08 | 1052.054 | 1.1
D | 4002 | 2019-01-28 | 4 | OFF | -14.5 | 11.97 | 0.9 | 0.08 | 0.22 | 0 | 0 | -0.03 | -0.05 | -0.31 | 0 |  | 0.33 | 0.3 | 0.23 | -0.86 | 1065.397 | 1.2
D | 4002 | 2019-01-28 | 5 | OFF | 8.55 | 11.97 | 0.9 | 0.08 | 0.13 | 0 | 0 | 0.03 | -0.1 | -0.31 | 0 |  | 0.33 | 0.3 | 0.23 | 22.11 | 1118.131 | 1.11
D | 4002 | 2019-01-28 | 6 | OFF | 40.3 | 11.97 | 0.9 | 0.08 | 0.37 | 0 | 0.34 | 0.08 | -0.11 | -0.31 | 0 |  | 0.33 | 0.3 | 0.23 | 54.48 | 1246.192 | 1.69
D | 4002 | 2019-01-28 | 7 | OFF | 58.35 | 11.97 | 0.9 | 0.08 | 0.63 | 0 | 0.45 | 0.15 | -0.55 | -0.31 | 0 |  | 0.33 | 0.3 | 0.23 | 72.53 | 1433.389 | 2.06
D | 4002 | 2019-01-28 | 8 | ON | 49.01 | 11.97 | 0.9 | 0.08 | 0.55 | 0.38 | 0.27 | 0.05 | -0.54 | -0.31 | 0 |  | 0.33 | 0.3 | 0.23 | 63.22 | 1524.489 | 2.18
D | 4002 | 2019-01-28 | 9 | ON | 51.15 | 11.97 | 0.9 | 0.08 | 0.3 | 0.38 | 0.47 | 0.11 | -0.44 | -0.31 | 0 |  | 0.33 | 0.3 | 0.23 | 65.47 | 1529.228 | 2.13
D | 4002 | 2019-01-28 | 10 | ON | 28.72 | 11.97 | 0.9 | 0.08 | 0.13 | 0.39 | 0 | 0.14 | -0.27 | -0.31 | 0 |  | 0.33 | 0.3 | 0.23 | 42.61 | 1522.417 | 1.5
D | 4002 | 2019-01-28 | 11 | ON | 35.07 | 11.97 | 0.9 | 0.08 | 0.14 | 0.39 | 0 | 0.09 | -0.45 | -0.31 | 0 |  | 0.33 | 0.3 | 0.23 | 48.74 | 1510.113 | 1.51
D | 4002 | 2019-01-28 | 12 | ON | 31.86 | 11.97 | 0.9 | 0.08 | 0.14 | 0.4 | 0 | 0.04 | -0.41 | -0.31 | 0 |  | 0.33 | 0.3 | 0.23 | 45.53 | 1493.512 | 1.52
D | 4002 | 2019-01-28 | 13 | ON | 39.01 | 11.97 | 0.9 | 0.08 | 0.21 | 0.4 | 0 | 0.09 | -0.64 | -0.31 | 0 |  | 0.33 | 0.3 | 0.23 | 52.57 | 1475.195 | 1.59
D | 4002 | 2019-01-28 | 14 | ON | 45.17 | 11.97 | 0.9 | 0.08 | 0.13 | 0.4 | 0 | 0.06 | -0.89 | -0.31 | 0 |  | 0.33 | 0.3 | 0.23 | 58.37 | 1473.15 | 1.51
D | 4002 | 2019-01-28 | 15 | ON | 46.94 | 11.97 | 0.9 | 0.08 | 0.06 | 0.4 | 0 | 0.07 | -0.83 | -0.31 | 0 |  | 0.33 | 0.3 | 0.23 | 60.14 | 1469.57 | 1.44
D | 4002 | 2019-01-28 | 16 | ON | 49.33 | 11.97 | 0.9 | 0.08 | 0.12 | 0.38 | 0 | 0.06 | -0.66 | -0.31 | 0 |  | 0.33 | 0.3 | 0.23 | 62.73 | 1490.263 | 1.48
D | 4002 | 2019-01-28 | 17 | ON | 66.12 | 11.97 | 0.9 | 0.08 | 0.12 | 0.37 | 0.08 | 0.06 | -0.4 | -0.31 | 0 |  | 0.33 | 0.3 | 0.23 | 79.85 | 1561.24 | 1.55
D | 4002 | 2019-01-28 | 18 | ON | 99.88 | 11.97 | 0.9 | 0.08 | 0.3 | 0.34 | 0.41 | 0.06 | -0.83 | -0.31 | 0 |  | 0.33 | 0.3 | 0.23 | 113.66 | 1686.859 | 2.03
D | 4002 | 2019-01-28 | 19 | ON | 134.93 | 11.97 | 0.9 | 0.08 | 0.59 | 0.34 | 1.73 | 0.21 | -0.91 | -0.31 | 0 |  | 0.33 | 0.3 | 0.23 | 150.39 | 1703.66 | 3.64
D | 4002 | 2019-01-28 | 20 | ON | 117.9 | 11.97 | 0.9 | 0.08 | 0.51 | 0.35 | 2.02 | 0.19 | -0.69 | -0.31 | 0 |  | 0.33 | 0.3 | 0.23 | 133.78 | 1659.261 | 3.86
D | 4002 | 2019-01-28 | 21 | ON | 102.25 | 11.97 | 0.9 | 0.08 | 0.42 | 0.36 | 1.38 | 0.1 | -0.48 | -0.31 | 0 |  | 0.33 | 0.3 | 0.23 | 117.53 | 1591.363 | 3.14
D | 4002 | 2019-01-28 | 22 | ON | 74.48 | 11.97 | 0.9 | 0.08 | 0.16 | 0.38 | 0 | 0.11 | -0.36 | -0.31 | 0 |  | 0.33 | 0.3 | 0.23 | 88.27 | 1479.487 | 1.52
D | 4002 | 2019-01-28 | 23 | ON | 66.02 | 11.97 | 0.9 | 0.08 | 0.59 | 0.41 | 0.07 | 0.07 | -0.25 | -0.31 | 0 |  | 0.33 | 0.3 | 0.23 | 80.41 | 1358.105 | 2.05
D | 4002 | 2019-01-28 | 24 | OFF | 62.26 | 11.97 | 0.9 | 0.08 | 0.39 | 0 | 0.31 | 0.09 | -0.51 | -0.31 | 0 |  | 0.33 | 0.3 | 0.23 | 76.04 | 1267.821 | 1.68
D | 4002 | 2019-01-29 | 1 | OFF | 95.52 | 11.97 | 0.52 | 0.06 | 0.28 | 0 | 0.56 | 0.08 | -0.42 | -0.31 | 0 |  | 0.33 | 0.3 | 0.23 | 109.12 | 1213.614 | 1.42
D | 4002 | 2019-01-29 | 2 | OFF | 94.91 | 11.97 | 0.52 | 0.06 | 0.14 | 0 | 0 | 0.03 | -0.56 | -0.31 | 0 |  | 0.33 | 0.3 | 0.23 | 107.62 | 1189.795 | 0.72
D | 4002 | 2019-01-29 | 3 | OFF | 84.5 | 11.97 | 0.52 | 0.06 | 0.42 | 0 | 0 | 0.07 | -0.63 | -0.31 | 0 |  | 0.33 | 0.3 | 0.23 | 97.46 | 1180.658 | 1
D | 4002 | 2019-01-29 | 4 | OFF | 127.39 | 11.97 | 0.52 | 0.06 | 0.2 | 0 | 0 | 0.07 | -0.67 | -0.31 | 0 |  | 0.33 | 0.3 | 0.23 | 140.09 | 1190.537 | 0.78
D | 4002 | 2019-01-29 | 5 | OFF | 130.12 | 11.97 | 0.52 | 0.06 | 0.13 | 0 | 0 | 0.17 | -0.76 | -0.31 | 0 |  | 0.33 | 0.3 | 0.23 | 142.76 | 1237.297 | 0.71
D | 4002 | 2019-01-29 | 6 | OFF | 153.14 | 11.97 | 0.52 | 0.06 | 2.14 | 0 | 0 | 0.05 | -1.15 | -0.31 | 0 |  | 0.33 | 0.3 | 0.23 | 167.28 | 1353.092 | 2.72
D | 4002 | 2019-01-29 | 7 | OFF | 134.92 | 11.97 | 0.52 | 0.06 | 1.68 | 0 | 0.41 | 0.09 | -1.38 | -0.31 | 0 |  | 0.33 | 0.3 | 0.23 | 148.82 | 1539.538 | 2.67
D | 4002 | 2019-01-29 | 8 | ON | 134.6 | 11.97 | 0.52 | 0.06 | 1.08 | 0.36 | 0.37 | 0.13 | -1.07 | -0.31 | 0 |  | 0.33 | 0.3 | 0.23 | 148.57 | 1626.747 | 2.39
D | 4002 | 2019-01-29 | 9 | ON | 93.17 | 11.97 | 0.52 | 0.06 | 0.3 | 0.36 | 0 | 0.04 | -0.82 | -0.31 | 0 |  | 0.33 | 0.3 | 0.23 | 106.15 | 1639.896 | 1.24
D | 4002 | 2019-01-29 | 10 | ON | 79.18 | 11.97 | 0.52 | 0.06 | 0.2 | 0.36 | 0 | 0.16 | -0.65 | -0.31 | 0 |  | 0.33 | 0.3 | 0.23 | 92.35 | 1641.642 | 1.14
D | 4002 | 2019-01-29 | 11 | ON | 69.11 | 11.97 | 0.52 | 0.06 | 0.19 | 0.36 | 0.03 | 0.05 | -0.54 | -0.31 | 0 |  | 0.33 | 0.3 | 0.23 | 82.3 | 1646.991 | 1.16
D | 4002 | 2019-01-29 | 12 | ON | 67.03 | 11.97 | 0.52 | 0.06 | 0.16 | 0.37 | 0 | 0.05 | -0.52 | -0.31 | 0 |  | 0.33 | 0.3 | 0.23 | 80.19 | 1645.79 | 1.11
D | 4002 | 2019-01-29 | 13 | ON | 79.74 | 11.97 | 0.52 | 0.06 | 0.14 | 0.37 | 0 | 0.09 | -0.59 | -0.31 | 0 |  | 0.33 | 0.3 | 0.23 | 92.85 | 1636.864 | 1.09
D | 4002 | 2019-01-29 | 14 | ON | 78.81 | 11.97 | 0.52 | 0.06 | 0.3 | 0.37 | 0 | 0.08 | -0.57 | -0.31 | 0 |  | 0.33 | 0.3 | 0.23 | 92.09 | 1633.626 | 1.25
D | 4002 | 2019-01-29 | 15 | ON | 71.12 | 11.97 | 0.52 | 0.06 | 0.14 | 0.37 | 0 | 0.14 | -0.53 | -0.31 | 0 |  | 0.33 | 0.3 | 0.23 | 84.34 | 1630.431 | 1.09
D | 4002 | 2019-01-29 | 16 | ON | 69.83 | 11.97 | 0.52 | 0.06 | 0.35 | 0.36 | 0 | 0.08 | -0.54 | -0.31 | 0 |  | 0.33 | 0.3 | 0.23 | 83.18 | 1632.68 | 1.29
D | 4002 | 2019-01-29 | 17 | ON | 69.84 | 11.97 | 0.52 | 0.06 | 0.12 | 0.35 | 0 | 0.1 | -0.55 | -0.31 | 0 |  | 0.33 | 0.3 | 0.23 | 82.96 | 1689.864 | 1.05
D | 4002 | 2019-01-29 | 18 | ON | 90.14 | 11.97 | 0.52 | 0.06 | 0.25 | 0.34 | 0 | 0.13 | -0.71 | -0.31 | 0 |  | 0.33 | 0.3 | 0.23 | 103.25 | 1772.381 | 1.17
D | 4002 | 2019-01-29 | 19 | ON | 86.26 | 11.97 | 0.52 | 0.06 | 0.4 | 0.34 | 0 | 0.15 | -0.58 | -0.31 | 0 |  | 0.33 | 0.3 | 0.23 | 99.67 | 1764.622 | 1.32
D | 4002 | 2019-01-29 | 20 | ON | 67.76 | 11.97 | 0.52 | 0.06 | 0.22 | 0.35 | 0 | 0.06 | -0.42 | -0.31 | 0 |  | 0.33 | 0.3 | 0.23 | 81.07 | 1708.414 | 1.15
D | 4002 | 2019-01-29 | 21 | ON | 68.7 | 11.97 | 0.52 | 0.06 | 0.13 | 0.37 | 0 | 0.08 | -0.3 | -0.31 | 0 |  | 0.33 | 0.3 | 0.23 | 82.08 | 1625.65 | 1.08
D | 4002 | 2019-01-29 | 22 | ON | 58.39 | 11.97 | 0.52 | 0.06 | 0.06 | 0.39 | 0 | 0.07 | -0.05 | -0.31 | 0 |  | 0.33 | 0.3 | 0.23 | 71.96 | 1499.99 | 1.03
D | 4002 | 2019-01-29 | 23 | ON | 50.98 | 11.97 | 0.52 | 0.06 | 0.47 | 0.43 | 0 | 0.06 | -0.06 | -0.31 | 0 |  | 0.33 | 0.3 | 0.23 | 64.98 | 1367.475 | 1.48
D | 4002 | 2019-01-29 | 24 | OFF | 38.77 | 11.97 | 0.52 | 0.06 | 0.66 | 0 | 0 | 0.1 | 0.33 | -0.31 | 0 |  | 0.33 | 0.3 | 0.23 | 52.96 | 1268.179 | 1.24
D | 4002 | 2019-01-30 | 1 | OFF | 16.98 | 11.97 | 0.32 | 0.04 | 0.43 | 0 | 0 | 0.02 | -0.29 | -0.31 | 0 |  | 0.33 | 0.3 | 0.23 | 30.02 | 1205.732 | 0.79
D | 4002 | 2019-01-30 | 2 | OFF | 10.26 | 11.97 | 0.32 | 0.04 | 0.3 | 0 | 0 | 0.02 | -0.16 | -0.31 | 0 |  | 0.33 | 0.3 | 0.23 | 23.3 | 1176.384 | 0.66
D | 4002 | 2019-01-30 | 3 | OFF | 11.33 | 11.97 | 0.32 | 0.04 | 0.3 | 0 | 0 | 0.02 | -0.18 | -0.31 | 0 |  | 0.33 | 0.3 | 0.23 | 24.35 | 1160.428 | 0.66
D | 4002 | 2019-01-30 | 4 | OFF | 0.01 | 11.97 | 0.32 | 0.04 | 0.31 | 0 | 0 | -0.01 | -0.24 | -0.31 | 0 |  | 0.33 | 0.3 | 0.23 | 12.95 | 1166.471 | 0.67
D | 4002 | 2019-01-30 | 5 | OFF | 5.64 | 11.97 | 0.32 | 0.04 | 0.02 | 0 | 0 | 0.03 | 0.11 | -0.31 | 0 |  | 0.33 | 0.3 | 0.23 | 18.68 | 1197.247 | 0.38
D | 4002 | 2019-01-30 | 6 | OFF | -27.08 | 11.97 | 0.32 | 0.04 | 0.75 | 0 | 0 | -0.02 | -0.03 | -0.31 | 0 |  | 0.33 | 0.3 | 0.23 | -13.5 | 1287.59 | 1.11
D | 4002 | 2019-01-30 | 7 | OFF | 46.56 | 11.97 | 0.32 | 0.04 | 0.67 | 0 | 0 | 0.09 | -0.55 | -0.31 | 0 |  | 0.33 | 0.3 | 0.23 | 59.65 | 1429.496 | 1.03
D | 4002 | 2019-01-30 | 8 | ON | 48.34 | 11.97 | 0.32 | 0.04 | 0.34 | 0.38 | 0 | 0.04 | -0.59 | -0.31 | 0 |  | 0.33 | 0.3 | 0.23 | 61.39 | 1517.088 | 1.08
D | 4002 | 2019-01-30 | 9 | ON | 51.82 | 11.97 | 0.32 | 0.04 | 0.13 | 0.37 | 0 | 0.07 | -0.57 | -0.31 | 0 |  | 0.33 | 0.3 | 0.23 | 64.7 | 1557.07 | 0.86
D | 4002 | 2019-01-30 | 10 | ON | 44.2 | 11.97 | 0.32 | 0.04 | 0.06 | 0.36 | 0 | 0.09 | -0.49 | -0.31 | 0 |  | 0.33 | 0.3 | 0.23 | 57.1 | 1546.789 | 0.78
D | 4002 | 2019-01-30 | 11 | ON | 58.95 | 11.97 | 0.32 | 0.04 | 0.11 | 0.37 | 0 | 0.07 | -0.81 | -0.31 | 0 |  | 0.33 | 0.3 | 0.23 | 71.57 | 1538.334 | 0.84
D | 4002 | 2019-01-30 | 12 | ON | 58.88 | 11.97 | 0.32 | 0.04 | 0.1 | 0.39 | 0 | 0.2 | -0.62 | -0.31 | 0 |  | 0.33 | 0.3 | 0.23 | 71.83 | 1530.763 | 0.85
D | 4002 | 2019-01-30 | 13 | ON | 53.29 | 11.97 | 0.32 | 0.04 | 0.09 | 0.4 | 0 | 0.08 | -0.64 | -0.31 | 0 |  | 0.33 | 0.3 | 0.23 | 66.1 | 1509.8 | 0.85
D | 4002 | 2019-01-30 | 14 | ON | 39.51 | 11.97 | 0.32 | 0.04 | 0.11 | 0.4 | 0 | 0.1 | -0.55 | -0.31 | 0 |  | 0.33 | 0.3 | 0.23 | 52.45 | 1496.781 | 0.87
D | 4002 | 2019-01-30 | 15 | ON | 0 | 11.97 | 0.32 | 0.04 | 0.22 | 0.4 | 0 | 0 | -0.35 | -0.31 | 0 |  | 0.33 | 0.3 | 0.23 | 13.15 | 1477.62 | 0.98
D | 4002 | 2019-01-30 | 16 | ON | 30.38 | 11.97 | 0.32 | 0.04 | 0.23 | 0.38 | 0 | 0.03 | -0.3 | -0.31 | 0 |  | 0.33 | 0.3 | 0.23 | 43.6 | 1502.547 | 0.97
D | 4002 | 2019-01-30 | 17 | ON | 49.78 | 11.97 | 0.32 | 0.04 | 0.09 | 0.36 | 0 | 0.05 | -0.64 | -0.31 | 0 |  | 0.33 | 0.3 | 0.23 | 62.52 | 1575.629 | 0.81
D | 4002 | 2019-01-30 | 18 | ON | 59.88 | 11.97 | 0.32 | 0.04 | 0.07 | 0.34 | 0 | 0.08 | -0.99 | -0.31 | 0 |  | 0.33 | 0.3 | 0.23 | 72.26 | 1698.05 | 0.77
D | 4002 | 2019-01-30 | 19 | ON | 66.68 | 11.97 | 0.32 | 0.04 | 0.18 | 0.33 | 0 | 0.04 | -1.08 | -0.31 | 0 |  | 0.33 | 0.3 | 0.23 | 79.03 | 1713.133 | 0.87
D | 4002 | 2019-01-30 | 20 | ON | 68.95 | 11.97 | 0.32 | 0.04 | 0.18 | 0.34 | 0 | 0.09 | -1.04 | -0.31 | 0 |  | 0.33 | 0.3 | 0.23 | 81.4 | 1683.746 | 0.88
D | 4002 | 2019-01-30 | 21 | ON | 67.96 | 11.97 | 0.32 | 0.04 | 0.17 | 0.34 | 0 | 0.09 | -1.13 | -0.31 | 0 |  | 0.33 | 0.3 | 0.23 | 80.31 | 1630.456 | 0.87
D | 4002 | 2019-01-30 | 22 | ON | 56.47 | 11.97 | 0.32 | 0.04 | 0.14 | 0.36 | 0 | 0.19 | -0.9 | -0.31 | 0 |  | 0.33 | 0.3 | 0.23 | 69.14 | 1542.769 | 0.86
D | 4002 | 2019-01-30 | 23 | ON | 50.81 | 11.97 | 0.32 | 0.04 | 0.39 | 0.38 | 0 | 0.03 | -0.72 | -0.31 | 0 |  | 0.33 | 0.3 | 0.23 | 63.77 | 1434.441 | 1.13
D | 4002 | 2019-01-30 | 24 | OFF | 48.83 | 11.97 | 0.32 | 0.04 | 0.5 | 0 | 0 | 0.07 | -0.47 | -0.31 | 0 |  | 0.33 | 0.3 | 0.23 | 61.81 | 1347.01 | 0.86
D | 4002 | 2019-01-31 | 1 | OFF | 48.89 | 11.97 | 0.24 | 0.04 | 0.18 | 0 | 0 | 0.03 | -0.67 | -0.31 | 0 |  | 0.33 | 0.3 | 0.23 | 61.23 | 1299.823 | 0.46
D | 4002 | 2019-01-31 | 2 | OFF | 52.39 | 11.97 | 0.24 | 0.04 | 0.18 | 0 | 0 | 0.03 | -0.75 | -0.31 | 0 |  | 0.33 | 0.3 | 0.23 | 64.65 | 1284.562 | 0.46
D | 4002 | 2019-01-31 | 3 | OFF | 50.79 | 11.97 | 0.24 | 0.04 | 0.17 | 0 | 0 | 0.1 | -0.74 | -0.31 | 0 |  | 0.33 | 0.3 | 0.23 | 63.12 | 1280.868 | 0.45
D | 4002 | 2019-01-31 | 4 | OFF | 43.81 | 11.97 | 0.24 | 0.04 | 0.2 | 0 | 0 | 0.11 | -0.75 | -0.31 | 0 |  | 0.33 | 0.3 | 0.23 | 56.17 | 1293.426 | 0.48
D | 4002 | 2019-01-31 | 5 | OFF | 42.44 | 11.97 | 0.24 | 0.04 | 0.22 | 0 | 0 | 0.05 | -0.69 | -0.31 | 0 |  | 0.33 | 0.3 | 0.23 | 54.82 | 1333.762 | 0.5
D | 4002 | 2019-01-31 | 6 | OFF | 40.81 | 11.97 | 0.24 | 0.04 | 0.79 | 0 | 0 | 0.04 | -0.39 | -0.31 | 0 |  | 0.33 | 0.3 | 0.23 | 54.05 | 1448.288 | 1.07
D | 4002 | 2019-01-31 | 7 | OFF | 54.6 | 11.97 | 0.24 | 0.04 | 0.56 | 0 | 0 | 0.08 | -0.78 | -0.31 | 0 |  | 0.33 | 0.3 | 0.23 | 67.26 | 1620.203 | 0.84
D | 4002 | 2019-01-31 | 8 | ON | 70.05 | 11.97 | 0.24 | 0.04 | 0.58 | 0.33 | 0 | 0.02 | -0.97 | -0.31 | 0 |  | 0.33 | 0.3 | 0.23 | 82.81 | 1723.02 | 1.19
D | 4002 | 2019-01-31 | 9 | ON | 68.96 | 11.97 | 0.24 | 0.04 | 0.21 | 0.32 | 0 | 0.02 | -0.82 | -0.31 | 0 |  | 0.33 | 0.3 | 0.23 | 81.49 | 1751.055 | 0.81
D | 4002 | 2019-01-31 | 10 | ON | 61.66 | 11.97 | 0.24 | 0.04 | 0.21 | 0.33 | 0 | 0.09 | -0.71 | -0.31 | 0 |  | 0.33 | 0.3 | 0.23 | 74.38 | 1733.21 | 0.82
D | 4002 | 2019-01-31 | 11 | ON | 60.38 | 11.97 | 0.24 | 0.04 | 0.15 | 0.34 | 0 | 0.1 | -1.03 | -0.31 | 0 |  | 0.33 | 0.3 | 0.23 | 72.74 | 1716.129 | 0.77
D | 4002 | 2019-01-31 | 12 | ON | 55.49 | 11.97 | 0.24 | 0.04 | 0.07 | 0.34 | 0 | 0.06 | -0.88 | -0.31 | 0 |  | 0.33 | 0.3 | 0.23 | 67.88 | 1695.517 | 0.69
D | 4002 | 2019-01-31 | 13 | ON | 57.24 | 11.97 | 0.24 | 0.04 | 0.07 | 0.35 | 0 | 0.08 | -0.8 | -0.31 | 0 |  | 0.33 | 0.3 | 0.23 | 69.74 | 1667.274 | 0.7
D | 4002 | 2019-01-31 | 14 | ON | 54.89 | 11.97 | 0.24 | 0.04 | 0.06 | 0.35 | 0 | 0.07 | -0.77 | -0.31 | 0 |  | 0.33 | 0.3 | 0.23 | 67.4 | 1648.655 | 0.69
D | 4002 | 2019-01-31 | 15 | ON | 54.24 | 11.97 | 0.24 | 0.04 | 0.05 | 0.35 | 0 | 0.07 | -0.79 | -0.31 | 0 |  | 0.33 | 0.3 | 0.23 | 66.72 | 1634.45 | 0.68
D | 4002 | 2019-01-31 | 16 | ON | 55.39 | 11.97 | 0.24 | 0.04 | 0.06 | 0.35 | 0 | 0.06 | -0.84 | -0.31 | 0 |  | 0.33 | 0.3 | 0.23 | 67.82 | 1647.355 | 0.69
D | 4002 | 2019-01-31 | 17 | ON | 55.4 | 11.97 | 0.24 | 0.04 | 0.06 | 0.33 | 0 | 0.08 | -0.85 | -0.31 | 0 |  | 0.33 | 0.3 | 0.23 | 67.82 | 1702.076 | 0.67
D | 4002 | 2019-01-31 | 18 | ON | 63.49 | 11.97 | 0.24 | 0.04 | 0.15 | 0.3 | 0 | 0.01 | -1.06 | -0.31 | 0 |  | 0.33 | 0.3 | 0.23 | 75.69 | 1816.205 | 0.73
D | 4002 | 2019-01-31 | 19 | ON | 67.41 | 11.97 | 0.24 | 0.04 | 0.1 | 0.29 | 0 | 0.09 | -1.14 | -0.31 | 0 |  | 0.33 | 0.3 | 0.23 | 79.55 | 1830.008 | 0.67
D | 4002 | 2019-01-31 | 20 | ON | 60.16 | 11.97 | 0.24 | 0.04 | 0.11 | 0.29 | 0 | 0.08 | -0.98 | -0.31 | 0 |  | 0.33 | 0.3 | 0.23 | 72.46 | 1791.887 | 0.68
D | 4002 | 2019-01-31 | 21 | ON | 57.37 | 11.97 | 0.24 | 0.04 | 0.12 | 0.32 | 0 | 0.06 | -0.86 | -0.31 | 0 |  | 0.33 | 0.3 | 0.23 | 69.81 | 1724.27 | 0.72
D | 4002 | 2019-01-31 | 22 | ON | 55.94 | 11.97 | 0.24 | 0.04 | 0.27 | 0.34 | 0 | 0.1 | -0.84 | -0.31 | 0 |  | 0.33 | 0.3 | 0.23 | 68.61 | 1615.061 | 0.89
D | 4002 | 2019-01-31 | 23 | ON | 51.46 | 11.97 | 0.24 | 0.04 | 0.66 | 0.37 | 0 | 0.09 | -1 | -0.31 | 0 |  | 0.33 | 0.3 | 0.23 | 64.38 | 1489.122 | 1.31
D | 4002 | 2019-01-31 | 24 | OFF | 54.24 | 11.97 | 0.24 | 0.04 | 0.69 | 0 | 0 | 0.1 | -0.85 | -0.31 | 0 |  | 0.33 | 0.3 | 0.23 | 66.98 | 1394.089 | 0.97
T | 744 lines

## whlsecost_hourly_4002_201902
C | Hourly Wholesale Load Cost Report
C | Filename: whlsecost_hourly_4002_201902.csv
C | Report for: 02 2019
C | Report generated: 04/17/2019 09:41:31 EDT
H | Location ID | Local Date | Local Hour | OnOffPeak | RTLMP | Capacity | First Contingency | Second Contingency | Regulation | Forward Reserves | Real-Time Reserves | Inadvertent | Marginal Loss Rev Fund | Auction Rev Rights | Real-Time Demand Reduction Cost | Price Responsive Demand Cost | ISO Sched 2 | ISO Sched 3 | NEPOOL Exp | Total Cost | RTLO | Total Ancillary & NCPC
H | Number | Date | Number | String | Number | Number | Number | Number | Number | Number | Number | Number | Number | Number | Number | Number | Number | Number | Number | Number | Number
D | 4002 | 2019-02-01 | 1 | OFF | 48.12 | 13.16 | 0.18 | 0.04 | 0.21 | 0 | 0 | 0.02 | -0.6 | -0.23 | 0 |  | 0.33 | 0.33 | 0.23 | 61.79 | 1342.536 | 0.43
D | 4002 | 2019-02-01 | 2 | OFF | 37.25 | 13.16 | 0.18 | 0.04 | 0.31 | 0 | 0 | 0.07 | -0.58 | -0.23 | 0 |  | 0.33 | 0.33 | 0.23 | 51.09 | 1315.609 | 0.53
D | 4002 | 2019-02-01 | 3 | OFF | 39.52 | 13.16 | 0.18 | 0.04 | 0.26 | 0 | 0 | 0.05 | -0.59 | -0.23 | 0 |  | 0.33 | 0.33 | 0.23 | 53.28 | 1304.11 | 0.48
D | 4002 | 2019-02-01 | 4 | OFF | 41.17 | 13.16 | 0.18 | 0.04 | 0.24 | 0 | 0 | 0.05 | -0.62 | -0.23 | 0 |  | 0.33 | 0.33 | 0.23 | 54.88 | 1311.678 | 0.46
D | 4002 | 2019-02-01 | 5 | OFF | 47.78 | 13.16 | 0.18 | 0.04 | 0.28 | 0 | 0 | 0.09 | -0.53 | -0.23 | 0 |  | 0.33 | 0.33 | 0.23 | 61.66 | 1354.309 | 0.5
D | 4002 | 2019-02-01 | 6 | OFF | 114.94 | 13.16 | 0.18 | 0.04 | 1.16 | 0 | 0 | 0.15 | -0.37 | -0.23 | 0 |  | 0.33 | 0.33 | 0.23 | 129.92 | 1463.144 | 1.38
D | 4002 | 2019-02-01 | 7 | OFF | 71.15 | 13.16 | 0.18 | 0.04 | 0.4 | 0 | 0.02 | 0.08 | -0.94 | -0.23 | 0 |  | 0.33 | 0.33 | 0.23 | 84.75 | 1626.7 | 0.64
D | 4002 | 2019-02-01 | 8 | ON | 74.17 | 13.16 | 0.18 | 0.04 | 0.66 | 0.36 | 0 | 0.13 | -0.89 | -0.23 | 0 |  | 0.33 | 0.33 | 0.23 | 88.47 | 1707.995 | 1.24
D | 4002 | 2019-02-01 | 9 | ON | 69.35 | 13.16 | 0.18 | 0.04 | 0.29 | 0.36 | 0 | 0.05 | -0.84 | -0.23 | 0 |  | 0.33 | 0.33 | 0.23 | 83.25 | 1711.884 | 0.87
D | 4002 | 2019-02-01 | 10 | ON | 56.54 | 13.16 | 0.18 | 0.04 | 0.08 | 0.37 | 0 | 0.06 | -0.76 | -0.23 | 0 |  | 0.33 | 0.33 | 0.23 | 70.33 | 1695.453 | 0.67
D | 4002 | 2019-02-01 | 11 | ON | 45.74 | 13.16 | 0.18 | 0.04 | 0.11 | 0.38 | 0 | 0.08 | -0.62 | -0.23 | 0 |  | 0.33 | 0.33 | 0.23 | 59.73 | 1682.171 | 0.71
D | 4002 | 2019-02-01 | 12 | ON | 43.61 | 13.16 | 0.18 | 0.04 | 0.13 | 0.38 | 0 | 0.06 | -0.56 | -0.23 | 0 |  | 0.33 | 0.33 | 0.23 | 57.66 | 1652.553 | 0.73
D | 4002 | 2019-02-01 | 13 | ON | 44.11 | 13.16 | 0.18 | 0.04 | 0.07 | 0.39 | 0 | 0.08 | -0.49 | -0.23 | 0 |  | 0.33 | 0.33 | 0.23 | 58.2 | 1615.216 | 0.68
D | 4002 | 2019-02-01 | 14 | ON | 43.53 | 13.16 | 0.18 | 0.04 | 0.09 | 0.4 | 0 | 0.07 | -0.5 | -0.23 | 0 |  | 0.33 | 0.33 | 0.23 | 57.63 | 1601.243 | 0.71
D | 4002 | 2019-02-01 | 15 | ON | 43.93 | 13.16 | 0.18 | 0.04 | 0.09 | 0.4 | 0 | 0.04 | -0.49 | -0.23 | 0 |  | 0.33 | 0.33 | 0.23 | 58.01 | 1594.293 | 0.71
D | 4002 | 2019-02-01 | 16 | ON | 44.63 | 13.16 | 0.18 | 0.04 | 0.09 | 0.39 | 0 | 0.1 | -0.47 | -0.23 | 0 |  | 0.33 | 0.33 | 0.23 | 58.78 | 1597.108 | 0.7
D | 4002 | 2019-02-01 | 17 | ON | 47.7 | 13.16 | 0.18 | 0.04 | 0.08 | 0.38 | 0 | 0.05 | -0.5 | -0.23 | 0 |  | 0.33 | 0.33 | 0.23 | 61.75 | 1647.195 | 0.68
D | 4002 | 2019-02-01 | 18 | ON | 59.33 | 13.16 | 0.18 | 0.04 | 0.12 | 0.36 | 0 | 0.15 | -0.61 | -0.23 | 0 |  | 0.33 | 0.33 | 0.23 | 73.39 | 1752.712 | 0.7
D | 4002 | 2019-02-01 | 19 | ON | 63.88 | 13.16 | 0.18 | 0.04 | 0.16 | 0.36 | 0 | 0.09 | -0.76 | -0.23 | 0 |  | 0.33 | 0.33 | 0.23 | 77.77 | 1760.729 | 0.74
D | 4002 | 2019-02-01 | 20 | ON | 57.49 | 13.16 | 0.18 | 0.04 | 0.11 | 0.36 | 0 | 0.08 | -0.7 | -0.23 | 0 |  | 0.33 | 0.33 | 0.23 | 71.38 | 1719.42 | 0.69
D | 4002 | 2019-02-01 | 21 | ON | 54.49 | 13.16 | 0.18 | 0.04 | 0.19 | 0.37 | 0 | 0.05 | -0.54 | -0.23 | 0 |  | 0.33 | 0.33 | 0.23 | 68.6 | 1662.886 | 0.78
D | 4002 | 2019-02-01 | 22 | ON | 41.97 | 13.16 | 0.18 | 0.04 | 0.16 | 0.39 | 0 | 0.07 | -0.61 | -0.23 | 0 |  | 0.33 | 0.33 | 0.23 | 56.02 | 1579.013 | 0.77
D | 4002 | 2019-02-01 | 23 | ON | 44.62 | 13.16 | 0.18 | 0.04 | 0.68 | 0.41 | 0 | -0.01 | -0.53 | -0.23 | 0 |  | 0.33 | 0.33 | 0.23 | 59.21 | 1477.243 | 1.31
D | 4002 | 2019-02-01 | 24 | OFF | 57.23 | 13.16 | 0.18 | 0.04 | 0.97 | 0 | 0 | -0.03 | -0.55 | -0.23 | 0 |  | 0.33 | 0.33 | 0.23 | 71.66 | 1383.811 | 1.19
D | 4002 | 2019-02-02 | 1 | OFF | 50.45 | 13.16 | 0.37 | 0.2 | 0.16 | 0 | 0 | 0.02 | -0.69 | -0.23 | 0 |  | 0.33 | 0.33 | 0.23 | 64.33 | 1324.05 | 0.73
D | 4002 | 2019-02-02 | 2 | OFF | 59.28 | 13.16 | 0.37 | 0.2 | 0.32 | 0 | 0 | 0.17 | -0.72 | -0.23 | 0 |  | 0.33 | 0.33 | 0.23 | 73.44 | 1294.509 | 0.89
D | 4002 | 2019-02-02 | 3 | OFF | 70.89 | 13.16 | 0.37 | 0.2 | 0.12 | 0 | 0 | -0.02 | -0.78 | -0.23 | 0 |  | 0.33 | 0.33 | 0.23 | 84.6 | 1278.281 | 0.69
D | 4002 | 2019-02-02 | 4 | OFF | 64.74 | 13.16 | 0.37 | 0.2 | 0.05 | 0 | 0 | 0.11 | -0.66 | -0.23 | 0 |  | 0.33 | 0.33 | 0.23 | 78.63 | 1278.976 | 0.62
D | 4002 | 2019-02-02 | 5 | OFF | 68.51 | 13.16 | 0.37 | 0.2 | 0.08 | 0 | 0 | 0.05 | -0.67 | -0.23 | 0 |  | 0.33 | 0.33 | 0.23 | 82.36 | 1294.22 | 0.65
D | 4002 | 2019-02-02 | 6 | OFF | 103.33 | 13.16 | 0.37 | 0.2 | 0.1 | 0 | 0.46 | -0.19 | -0.6 | -0.23 | 0 |  | 0.33 | 0.33 | 0.23 | 117.49 | 1344.106 | 1.13
D | 4002 | 2019-02-02 | 7 | OFF | 129.77 | 13.16 | 0.37 | 0.2 | 0.89 | 0 | 0.89 | 0.37 | -1.05 | -0.23 | 0 |  | 0.33 | 0.33 | 0.23 | 145.26 | 1423.95 | 2.35
D | 4002 | 2019-02-02 | 8 | OFF | 128.16 | 13.16 | 0.37 | 0.2 | 0.93 | 0 | 0.34 | 0.15 | -0.93 | -0.23 | 0 |  | 0.33 | 0.33 | 0.23 | 143.04 | 1512.411 | 1.84
D | 4002 | 2019-02-02 | 9 | OFF | 109.34 | 13.16 | 0.37 | 0.2 | 1.02 | 0 | 1.94 | 0.23 | -0.83 | -0.23 | 0 |  | 0.33 | 0.33 | 0.23 | 126.09 | 1590.994 | 3.53
D | 4002 | 2019-02-02 | 10 | OFF | 106.29 | 13.16 | 0.37 | 0.2 | 0.36 | 0 | 1.85 | 0.17 | -0.78 | -0.23 | 0 |  | 0.33 | 0.33 | 0.23 | 122.28 | 1626.91 | 2.78
D | 4002 | 2019-02-02 | 11 | OFF | 49.27 | 13.16 | 0.37 | 0.2 | 0.1 | 0 | 0.44 | 0.17 | -0.54 | -0.23 | 0 |  | 0.33 | 0.33 | 0.23 | 63.83 | 1610.984 | 1.11
D | 4002 | 2019-02-02 | 12 | OFF | 40.67 | 13.16 | 0.37 | 0.2 | 0.13 | 0 | 0 | 0.12 | -0.46 | -0.23 | 0 |  | 0.33 | 0.33 | 0.23 | 54.85 | 1576.591 | 0.7
D | 4002 | 2019-02-02 | 13 | OFF | 39.96 | 13.16 | 0.37 | 0.2 | 0.14 | 0 | 0 | 0.14 | -0.44 | -0.23 | 0 |  | 0.33 | 0.33 | 0.23 | 54.19 | 1555.848 | 0.71
D | 4002 | 2019-02-02 | 14 | OFF | 39.77 | 13.16 | 0.37 | 0.2 | 0.14 | 0 | 0 | 0.06 | -0.38 | -0.23 | 0 |  | 0.33 | 0.33 | 0.23 | 53.98 | 1518.94 | 0.71
D | 4002 | 2019-02-02 | 15 | OFF | 39.52 | 13.16 | 0.37 | 0.2 | 0.14 | 0 | 0 | 0.08 | -0.33 | -0.23 | 0 |  | 0.33 | 0.33 | 0.23 | 53.8 | 1490.887 | 0.71
D | 4002 | 2019-02-02 | 16 | OFF | 38.42 | 13.16 | 0.37 | 0.2 | 0.14 | 0 | 0 | 0.1 | -0.4 | -0.23 | 0 |  | 0.33 | 0.33 | 0.23 | 52.65 | 1483.719 | 0.71
D | 4002 | 2019-02-02 | 17 | OFF | 33.6 | 13.16 | 0.37 | 0.2 | 0.08 | 0 | 0 | 0.09 | -0.38 | -0.23 | 0 |  | 0.33 | 0.33 | 0.23 | 47.78 | 1534.324 | 0.65
D | 4002 | 2019-02-02 | 18 | OFF | 34.23 | 13.16 | 0.37 | 0.2 | 0.08 | 0 | 0 | 0.06 | -0.5 | -0.23 | 0 |  | 0.33 | 0.33 | 0.23 | 48.26 | 1637.448 | 0.65
D | 4002 | 2019-02-02 | 19 | OFF | 34.4 | 13.16 | 0.37 | 0.2 | 0.06 | 0 | 0 | 0.07 | -0.55 | -0.23 | 0 |  | 0.33 | 0.33 | 0.23 | 48.37 | 1628.028 | 0.63
D | 4002 | 2019-02-02 | 20 | OFF | 31.66 | 13.16 | 0.37 | 0.2 | 0.08 | 0 | 0 | 0.07 | -0.41 | -0.23 | 0 |  | 0.33 | 0.33 | 0.23 | 45.79 | 1570.244 | 0.65
D | 4002 | 2019-02-02 | 21 | OFF | 40.37 | 13.16 | 0.37 | 0.2 | 0.11 | 0 | 0.17 | 0.06 | -0.54 | -0.23 | 0 |  | 0.33 | 0.33 | 0.23 | 54.56 | 1502.331 | 0.85
D | 4002 | 2019-02-02 | 22 | OFF | 40.9 | 13.16 | 0.37 | 0.2 | 0.08 | 0 | 0 | 0.02 | -0.36 | -0.23 | 0 |  | 0.33 | 0.33 | 0.23 | 55.03 | 1414.248 | 0.65
D | 4002 | 2019-02-02 | 23 | OFF | 34.89 | 13.16 | 0.37 | 0.2 | 0.23 | 0 | 0 | 0.03 | -0.29 | -0.23 | 0 |  | 0.33 | 0.33 | 0.23 | 49.25 | 1302.334 | 0.8
D | 4002 | 2019-02-02 | 24 | OFF | 30.95 | 13.16 | 0.37 | 0.2 | 0.35 | 0 | 0 | 0.04 | -0.28 | -0.23 | 0 |  | 0.33 | 0.33 | 0.23 | 45.45 | 1211.079 | 0.92
D | 4002 | 2019-02-03 | 1 | OFF | 43.66 | 13.16 | 0.57 | 0.05 | 0.64 | 0 | 0.01 | 0.03 | -0.33 | -0.23 | 0 |  | 0.33 | 0.33 | 0.23 | 58.45 | 1146.119 | 1.27
D | 4002 | 2019-02-03 | 2 | OFF | 39.04 | 13.16 | 0.57 | 0.05 | 0.15 | 0 | 0 | 0.07 | -0.27 | -0.23 | 0 |  | 0.33 | 0.33 | 0.23 | 53.43 | 1112.05 | 0.77
D | 4002 | 2019-02-03 | 3 | OFF | 34.82 | 13.16 | 0.57 | 0.05 | 0.12 | 0 | 0 | 0.01 | -0.29 | -0.23 | 0 |  | 0.33 | 0.33 | 0.23 | 49.1 | 1094.869 | 0.74
D | 4002 | 2019-02-03 | 4 | OFF | 28.81 | 13.16 | 0.57 | 0.05 | 0.09 | 0 | 0 | 0.04 | -0.29 | -0.23 | 0 |  | 0.33 | 0.33 | 0.23 | 43.09 | 1091.992 | 0.71
D | 4002 | 2019-02-03 | 5 | OFF | 27.31 | 13.16 | 0.57 | 0.05 | 0.08 | 0 | 0 | 0.08 | -0.28 | -0.23 | 0 |  | 0.33 | 0.33 | 0.23 | 41.63 | 1108.175 | 0.7
D | 4002 | 2019-02-03 | 6 | OFF | 26.44 | 13.16 | 0.57 | 0.05 | 0.13 | 0 | 0 | 0.07 | -0.4 | -0.23 | 0 |  | 0.33 | 0.33 | 0.23 | 40.68 | 1146.737 | 0.75
D | 4002 | 2019-02-03 | 7 | OFF | 22.99 | 13.16 | 0.57 | 0.05 | 0.21 | 0 | 0 | 0.03 | -0.25 | -0.23 | 0 |  | 0.33 | 0.33 | 0.23 | 37.42 | 1212.053 | 0.83
D | 4002 | 2019-02-03 | 8 | OFF | 27.47 | 13.16 | 0.57 | 0.05 | 0.19 | 0 | 0 | 0.05 | -0.33 | -0.23 | 0 |  | 0.33 | 0.33 | 0.23 | 41.82 | 1295.55 | 0.81
D | 4002 | 2019-02-03 | 9 | OFF | 32.71 | 13.16 | 0.57 | 0.05 | 0.25 | 0 | 0.05 | -0.02 | -0.28 | -0.23 | 0 |  | 0.33 | 0.33 | 0.23 | 47.15 | 1392.345 | 0.92
D | 4002 | 2019-02-03 | 10 | OFF | 66.51 | 13.16 | 0.57 | 0.05 | 0.33 | 0 | 0.54 | 0 | -0.33 | -0.23 | 0 |  | 0.33 | 0.33 | 0.23 | 81.49 | 1452.762 | 1.49
D | 4002 | 2019-02-03 | 11 | OFF | 65.66 | 13.16 | 0.57 | 0.05 | 0.28 | 0 | 0.8 | 0.01 | -0.32 | -0.23 | 0 |  | 0.33 | 0.33 | 0.23 | 80.87 | 1476.634 | 1.7
D | 4002 | 2019-02-03 | 12 | OFF | 64.29 | 13.16 | 0.57 | 0.05 | 0.29 | 0 | 0.77 | 0.09 | -0.33 | -0.23 | 0 |  | 0.33 | 0.33 | 0.23 | 79.55 | 1484.524 | 1.68
D | 4002 | 2019-02-03 | 13 | OFF | 61.06 | 13.16 | 0.57 | 0.05 | 0.31 | 0 | 0.84 | 0.1 | -0.34 | -0.23 | 0 |  | 0.33 | 0.33 | 0.23 | 76.41 | 1484.543 | 1.77
D | 4002 | 2019-02-03 | 14 | OFF | 40.47 | 13.16 | 0.57 | 0.05 | 0.24 | 0 | 0 | 0.09 | -0.28 | -0.23 | 0 |  | 0.33 | 0.33 | 0.23 | 54.96 | 1484.498 | 0.86
D | 4002 | 2019-02-03 | 15 | OFF | 27.39 | 13.16 | 0.57 | 0.05 | 0.12 | 0 | 0 | 0.1 | -0.22 | -0.23 | 0 |  | 0.33 | 0.33 | 0.23 | 41.83 | 1478.701 | 0.74
D | 4002 | 2019-02-03 | 16 | OFF | 24.27 | 13.16 | 0.57 | 0.05 | 0.08 | 0 | 0 | 0.05 | -0.24 | -0.23 | 0 |  | 0.33 | 0.33 | 0.23 | 38.6 | 1479.783 | 0.7
D | 4002 | 2019-02-03 | 17 | OFF | 27.89 | 13.16 | 0.57 | 0.05 | 0.06 | 0 | 0 | 0.01 | -0.23 | -0.23 | 0 |  | 0.33 | 0.33 | 0.23 | 42.17 | 1510.732 | 0.68
D | 4002 | 2019-02-03 | 18 | OFF | 32.72 | 13.16 | 0.57 | 0.05 | 0.16 | 0 | 0.01 | 0.05 | -0.48 | -0.23 | 0 |  | 0.33 | 0.33 | 0.23 | 46.9 | 1599.705 | 0.79
D | 4002 | 2019-02-03 | 19 | OFF | 27.82 | 13.16 | 0.57 | 0.05 | 0.18 | 0 | 0 | 0.08 | -0.33 | -0.23 | 0 |  | 0.33 | 0.33 | 0.23 | 42.19 | 1536.69 | 0.8
D | 4002 | 2019-02-03 | 20 | OFF | 22.75 | 13.16 | 0.57 | 0.05 | 0.07 | 0 | 0 | 0.03 | -0.35 | -0.23 | 0 |  | 0.33 | 0.33 | 0.23 | 36.94 | 1421.195 | 0.69
D | 4002 | 2019-02-03 | 21 | OFF | 23.08 | 13.16 | 0.57 | 0.05 | 0.06 | 0 | 0 | 0.03 | -0.24 | -0.23 | 0 |  | 0.33 | 0.33 | 0.23 | 37.37 | 1369.8 | 0.68
D | 4002 | 2019-02-03 | 22 | OFF | 24.18 | 13.16 | 0.57 | 0.05 | 0.05 | 0 | 0 | 0.04 | -0.25 | -0.23 | 0 |  | 0.33 | 0.33 | 0.23 | 38.46 | 1285.318 | 0.67
D | 4002 | 2019-02-03 | 23 | OFF | 35.89 | 13.16 | 0.57 | 0.05 | 0.27 | 0 | 0.11 | 0.02 | -0.36 | -0.23 | 0 |  | 0.33 | 0.33 | 0.23 | 50.37 | 1229.3 | 1
D | 4002 | 2019-02-03 | 24 | OFF | 51.72 | 13.16 | 0.57 | 0.05 | 0.98 | 0 | 0 | 0.03 | 0.06 | -0.23 | 0 |  | 0.33 | 0.33 | 0.23 | 67.23 | 1157.1 | 1.6
D | 4002 | 2019-02-04 | 1 | OFF | 23.81 | 13.16 | 0.13 | 0.02 | 0.14 | 0 | 0 | 0.08 | -0.19 | -0.23 | 0 |  | 0.33 | 0.33 | 0.23 | 37.81 | 1076.21 | 0.29
D | 4002 | 2019-02-04 | 2 | OFF | 23.47 | 13.16 | 0.13 | 0.02 | 0.1 | 0 | 0 | 0.07 | -0.19 | -0.23 | 0 |  | 0.33 | 0.33 | 0.23 | 37.42 | 1038.872 | 0.25
D | 4002 | 2019-02-04 | 3 | OFF | 21.5 | 13.16 | 0.13 | 0.02 | 0.1 | 0 | 0 | 0.03 | -0.19 | -0.23 | 0 |  | 0.33 | 0.33 | 0.23 | 35.41 | 1025.81 | 0.25
D | 4002 | 2019-02-04 | 4 | OFF | 23.15 | 13.16 | 0.13 | 0.02 | 0.11 | 0 | 0 | 0.02 | -0.2 | -0.23 | 0 |  | 0.33 | 0.33 | 0.23 | 37.05 | 1030.269 | 0.26
D | 4002 | 2019-02-04 | 5 | OFF | 24.11 | 13.16 | 0.13 | 0.02 | 0.11 | 0 | 0 | 0.05 | -0.2 | -0.23 | 0 |  | 0.33 | 0.33 | 0.23 | 38.04 | 1070.401 | 0.26
D | 4002 | 2019-02-04 | 6 | OFF | 26.59 | 13.16 | 0.13 | 0.02 | 0.17 | 0 | 0 | 0.07 | -0.18 | -0.23 | 0 |  | 0.33 | 0.33 | 0.23 | 40.62 | 1178.304 | 0.32
D | 4002 | 2019-02-04 | 7 | OFF | 48.5 | 13.16 | 0.13 | 0.02 | 0.59 | 0 | 0.52 | 0.05 | -0.64 | -0.23 | 0 |  | 0.33 | 0.33 | 0.23 | 62.99 | 1345.477 | 1.26
D | 4002 | 2019-02-04 | 8 | ON | 59.04 | 13.16 | 0.13 | 0.02 | 0.64 | 0.44 | 0 | 0.07 | -0.58 | -0.23 | 0 |  | 0.33 | 0.33 | 0.23 | 73.58 | 1427.096 | 1.23
D | 4002 | 2019-02-04 | 9 | ON | 46.51 | 13.16 | 0.13 | 0.02 | 0.37 | 0.44 | 0 | 0.12 | -0.37 | -0.23 | 0 |  | 0.33 | 0.33 | 0.23 | 61.04 | 1440.599 | 0.96
D | 4002 | 2019-02-04 | 10 | ON | 29.15 | 13.16 | 0.13 | 0.02 | 0.1 | 0.45 | 0 | 0.07 | -0.33 | -0.23 | 0 |  | 0.33 | 0.33 | 0.23 | 43.41 | 1428.703 | 0.7
D | 4002 | 2019-02-04 | 11 | ON | 23.56 | 13.16 | 0.13 | 0.02 | 0.08 | 0.45 | 0 | 0.06 | -0.34 | -0.23 | 0 |  | 0.33 | 0.33 | 0.23 | 37.78 | 1413.377 | 0.68
D | 4002 | 2019-02-04 | 12 | ON | 23.78 | 13.16 | 0.13 | 0.02 | 0.06 | 0.47 | 0 | 0.04 | -0.27 | -0.23 | 0 |  | 0.33 | 0.33 | 0.23 | 38.05 | 1391.353 | 0.68
D | 4002 | 2019-02-04 | 13 | ON | 21.28 | 13.16 | 0.13 | 0.02 | 0.07 | 0.48 | 0 | 0.07 | -0.26 | -0.23 | 0 |  | 0.33 | 0.33 | 0.23 | 35.61 | 1356.823 | 0.7
D | 4002 | 2019-02-04 | 14 | ON | 20.71 | 13.16 | 0.13 | 0.02 | 0.05 | 0.49 | 0 | 0.04 | -0.26 | -0.23 | 0 |  | 0.33 | 0.33 | 0.23 | 35 | 1341.788 | 0.69
D | 4002 | 2019-02-04 | 15 | ON | 20.62 | 13.16 | 0.13 | 0.02 | 0.08 | 0.49 | 0 | 0.03 | -0.27 | -0.23 | 0 |  | 0.33 | 0.33 | 0.23 | 34.92 | 1323.062 | 0.72
D | 4002 | 2019-02-04 | 16 | ON | 23.49 | 13.16 | 0.13 | 0.02 | 0.07 | 0.48 | 0 | 0.03 | -0.24 | -0.23 | 0 |  | 0.33 | 0.33 | 0.23 | 37.8 | 1333.142 | 0.7
D | 4002 | 2019-02-04 | 17 | ON | 32.86 | 13.16 | 0.13 | 0.02 | 0.13 | 0.46 | 0.17 | 0.07 | -0.25 | -0.23 | 0 |  | 0.33 | 0.33 | 0.23 | 47.41 | 1377.018 | 0.91
D | 4002 | 2019-02-04 | 18 | ON | 44.11 | 13.16 | 0.13 | 0.02 | 0.21 | 0.42 | 0 | 0.08 | -0.35 | -0.23 | 0 |  | 0.33 | 0.33 | 0.23 | 58.44 | 1500.762 | 0.78
D | 4002 | 2019-02-04 | 19 | ON | 34.09 | 13.16 | 0.13 | 0.02 | 0.24 | 0.42 | 0 | 0.12 | -0.47 | -0.23 | 0 |  | 0.33 | 0.33 | 0.23 | 48.37 | 1527.471 | 0.81
D | 4002 | 2019-02-04 | 20 | ON | 27.92 | 13.16 | 0.13 | 0.02 | 0.26 | 0.43 | 0 | 0.04 | -0.45 | -0.23 | 0 |  | 0.33 | 0.33 | 0.23 | 42.17 | 1482.11 | 0.84
D | 4002 | 2019-02-04 | 21 | ON | 25.27 | 13.16 | 0.13 | 0.02 | 0.3 | 0.44 | 0 | 0.05 | -0.38 | -0.23 | 0 |  | 0.33 | 0.33 | 0.23 | 39.65 | 1407.34 | 0.89
D | 4002 | 2019-02-04 | 22 | ON | 20.64 | 13.16 | 0.13 | 0.02 | 0.33 | 0.48 | 0 | 0.05 | -0.27 | -0.23 | 0 |  | 0.33 | 0.33 | 0.23 | 35.2 | 1295.41 | 0.96
D | 4002 | 2019-02-04 | 23 | ON | 17.37 | 13.16 | 0.13 | 0.02 | 0.22 | 0.52 | 0 | 0.05 | -0.21 | -0.23 | 0 |  | 0.33 | 0.33 | 0.23 | 31.92 | 1177.832 | 0.89
D | 4002 | 2019-02-04 | 24 | OFF | 12.44 | 13.16 | 0.13 | 0.02 | 0.27 | 0 | 0 | 0.02 | -0.27 | -0.23 | 0 |  | 0.33 | 0.33 | 0.23 | 26.43 | 1089.478 | 0.42
D | 4002 | 2019-02-05 | 1 | OFF | 5.64 | 13.16 | 0.39 | 0.01 | 0.16 | 0 | 0 | 0.01 | -0.18 | -0.23 | 0 |  | 0.33 | 0.33 | 0.23 | 19.85 | 1035.504 | 0.56
D | 4002 | 2019-02-05 | 2 | OFF | 15.2 | 13.16 | 0.39 | 0.01 | 0.06 | 0 | 0 | 0.03 | -0.25 | -0.23 | 0 |  | 0.33 | 0.33 | 0.23 | 29.26 | 1008.346 | 0.46
D | 4002 | 2019-02-05 | 3 | OFF | 16.26 | 13.16 | 0.39 | 0.01 | 0.06 | 0 | 0 | 0.04 | -0.22 | -0.23 | 0 |  | 0.33 | 0.33 | 0.23 | 30.36 | 998.566 | 0.46
D | 4002 | 2019-02-05 | 4 | OFF | 15.17 | 13.16 | 0.39 | 0.01 | 0.06 | 0 | 0 | 0.04 | -0.22 | -0.23 | 0 |  | 0.33 | 0.33 | 0.23 | 29.27 | 1002.991 | 0.46
D | 4002 | 2019-02-05 | 5 | OFF | 7.13 | 13.16 | 0.39 | 0.01 | 0.24 | 0 | 0 | 0.01 | -0.16 | -0.23 | 0 |  | 0.33 | 0.33 | 0.23 | 21.44 | 1045.917 | 0.64
D | 4002 | 2019-02-05 | 6 | OFF | 3.86 | 13.16 | 0.39 | 0.01 | 0.43 | 0 | 0 | 0.01 | -0.07 | -0.23 | 0 |  | 0.33 | 0.33 | 0.23 | 18.45 | 1159.952 | 0.83
D | 4002 | 2019-02-05 | 7 | OFF | 13.81 | 13.16 | 0.39 | 0.01 | 0.7 | 0 | 0 | 0.03 | -0.06 | -0.23 | 0 |  | 0.33 | 0.33 | 0.23 | 28.7 | 1331.674 | 1.1
D | 4002 | 2019-02-05 | 8 | ON | 20.86 | 13.16 | 0.39 | 0.01 | 0.45 | 0.45 | 0 | 0.03 | -0.24 | -0.23 | 0 |  | 0.33 | 0.33 | 0.23 | 35.77 | 1408.83 | 1.3
D | 4002 | 2019-02-05 | 9 | ON | 20.58 | 13.16 | 0.39 | 0.01 | 0.15 | 0.45 | 0 | 0.03 | -0.23 | -0.23 | 0 |  | 0.33 | 0.33 | 0.23 | 35.2 | 1413.433 | 1
D | 4002 | 2019-02-05 | 10 | ON | 20.33 | 13.16 | 0.39 | 0.01 | 0.08 | 0.45 | 0 | 0.04 | -0.22 | -0.23 | 0 |  | 0.33 | 0.33 | 0.23 | 34.9 | 1398.613 | 0.93
D | 4002 | 2019-02-05 | 11 | ON | 19.16 | 13.16 | 0.39 | 0.01 | 0.05 | 0.47 | 0 | 0.06 | -0.2 | -0.23 | 0 |  | 0.33 | 0.33 | 0.23 | 33.76 | 1365.825 | 0.92
D | 4002 | 2019-02-05 | 12 | ON | 15.59 | 13.16 | 0.39 | 0.01 | 0.05 | 0.48 | 0 | 0.06 | -0.17 | -0.23 | 0 |  | 0.33 | 0.33 | 0.23 | 30.23 | 1339.712 | 0.93
D | 4002 | 2019-02-05 | 13 | ON | 14.98 | 13.16 | 0.39 | 0.01 | 0.07 | 0.5 | 0 | 0.03 | -0.2 | -0.23 | 0 |  | 0.33 | 0.33 | 0.23 | 29.6 | 1316.219 | 0.97
D | 4002 | 2019-02-05 | 14 | ON | 11.06 | 13.16 | 0.39 | 0.01 | 0.1 | 0.5 | 0 | -0.06 | 0 | -0.23 | 0 |  | 0.33 | 0.33 | 0.23 | 25.82 | 1309.221 | 1
D | 4002 | 2019-02-05 | 15 | ON | 10.65 | 13.16 | 0.39 | 0.01 | 0.1 | 0.5 | 0 | 0.02 | -0.17 | -0.23 | 0 |  | 0.33 | 0.33 | 0.23 | 25.32 | 1297.327 | 1
D | 4002 | 2019-02-05 | 16 | ON | 10.69 | 13.16 | 0.39 | 0.01 | 0.06 | 0.48 | 0 | 0.02 | -0.19 | -0.23 | 0 |  | 0.33 | 0.33 | 0.23 | 25.28 | 1312.066 | 0.94
D | 4002 | 2019-02-05 | 17 | ON | 18.3 | 13.16 | 0.39 | 0.01 | 0.02 | 0.46 | 0 | 0.09 | -0.22 | -0.23 | 0 |  | 0.33 | 0.33 | 0.23 | 32.87 | 1357.867 | 0.88
D | 4002 | 2019-02-05 | 18 | ON | 20.08 | 13.16 | 0.39 | 0.01 | 0.01 | 0.43 | 0 | 0.03 | -0.3 | -0.23 | 0 |  | 0.33 | 0.33 | 0.23 | 34.47 | 1479.241 | 0.84
D | 4002 | 2019-02-05 | 19 | ON | 19.94 | 13.16 | 0.39 | 0.01 | 0.01 | 0.42 | 0 | 0.03 | -0.26 | -0.23 | 0 |  | 0.33 | 0.33 | 0.23 | 34.36 | 1502.99 | 0.83
D | 4002 | 2019-02-05 | 20 | ON | 18.6 | 13.16 | 0.39 | 0.01 | 0.05 | 0.43 | 0 | 0.04 | -0.23 | -0.23 | 0 |  | 0.33 | 0.33 | 0.23 | 33.11 | 1466.085 | 0.88
D | 4002 | 2019-02-05 | 21 | ON | 17.84 | 13.16 | 0.39 | 0.01 | 0.14 | 0.45 | 0 | 0.04 | -0.23 | -0.23 | 0 |  | 0.33 | 0.33 | 0.23 | 32.46 | 1400.266 | 0.99
D | 4002 | 2019-02-05 | 22 | ON | 19.35 | 13.16 | 0.39 | 0.01 | 0.09 | 0.48 | 0 | 0.03 | -0.21 | -0.23 | 0 |  | 0.33 | 0.33 | 0.23 | 33.96 | 1290.067 | 0.97
D | 4002 | 2019-02-05 | 23 | ON | 13.11 | 13.16 | 0.39 | 0.01 | 0.26 | 0.52 | 0 | 0.03 | -0.13 | -0.23 | 0 |  | 0.33 | 0.33 | 0.23 | 28.01 | 1177.375 | 1.18
D | 4002 | 2019-02-05 | 24 | OFF | -6.35 | 13.16 | 0.39 | 0.01 | 0.64 | 0 | 0 | -0.01 | -0.15 | -0.23 | 0 |  | 0.33 | 0.33 | 0.23 | 8.35 | 1087.915 | 1.04
D | 4002 | 2019-02-06 | 1 | OFF | 7.65 | 13.16 | 0.19 | 0.06 | 0.25 | 0 | 0 | 0 | -0.15 | -0.23 | 0 |  | 0.33 | 0.33 | 0.23 | 21.82 | 1033.972 | 0.5
D | 4002 | 2019-02-06 | 2 | OFF | 12.74 | 13.16 | 0.19 | 0.06 | 0.13 | 0 | 0 | 0.02 | -0.12 | -0.23 | 0 |  | 0.33 | 0.33 | 0.23 | 26.84 | 1010.609 | 0.38
D | 4002 | 2019-02-06 | 3 | OFF | 3.43 | 13.16 | 0.19 | 0.06 | 0.23 | 0 | 0 | 0 | -0.13 | -0.23 | 0 |  | 0.33 | 0.33 | 0.23 | 17.6 | 1003.985 | 0.48
D | 4002 | 2019-02-06 | 4 | OFF | 6.53 | 13.16 | 0.19 | 0.06 | 0.16 | 0 | 0 | 0.01 | -0.1 | -0.23 | 0 |  | 0.33 | 0.33 | 0.23 | 20.67 | 1016.921 | 0.41
D | 4002 | 2019-02-06 | 5 | OFF | 17.26 | 13.16 | 0.19 | 0.06 | 0.11 | 0 | 0 | 0.02 | -0.17 | -0.23 | 0 |  | 0.33 | 0.33 | 0.23 | 31.29 | 1065.293 | 0.36
D | 4002 | 2019-02-06 | 6 | OFF | 17.63 | 13.16 | 0.19 | 0.06 | 0.19 | 0 | 0 | 0.06 | -0.27 | -0.23 | 0 |  | 0.33 | 0.33 | 0.23 | 31.68 | 1185.992 | 0.44
D | 4002 | 2019-02-06 | 7 | OFF | 18.31 | 13.16 | 0.19 | 0.06 | 0.25 | 0 | 0 | 0.02 | -0.29 | -0.23 | 0 |  | 0.33 | 0.33 | 0.23 | 32.36 | 1368.123 | 0.5
D | 4002 | 2019-02-06 | 8 | ON | 26.96 | 13.16 | 0.19 | 0.06 | 0.39 | 0.44 | 0.17 | 0 | -0.38 | -0.23 | 0 |  | 0.33 | 0.33 | 0.23 | 41.65 | 1445.97 | 1.25
D | 4002 | 2019-02-06 | 9 | ON | 29.25 | 13.16 | 0.19 | 0.06 | 0.19 | 0.45 | 0.34 | 0.04 | -0.29 | -0.23 | 0 |  | 0.33 | 0.33 | 0.23 | 44.05 | 1433.655 | 1.23
D | 4002 | 2019-02-06 | 10 | ON | 20.5 | 13.16 | 0.19 | 0.06 | 0.09 | 0.47 | 0.05 | 0.06 | -0.28 | -0.23 | 0 |  | 0.33 | 0.33 | 0.23 | 34.96 | 1409.829 | 0.86
D | 4002 | 2019-02-06 | 11 | ON | 20.44 | 13.16 | 0.19 | 0.06 | 0.07 | 0.48 | 0 | 0.01 | -0.32 | -0.23 | 0 |  | 0.33 | 0.33 | 0.23 | 34.75 | 1396.302 | 0.8
D | 4002 | 2019-02-06 | 12 | ON | 19.7 | 13.16 | 0.19 | 0.06 | 0.04 | 0.48 | 0 | -0.01 | -0.27 | -0.23 | 0 |  | 0.33 | 0.33 | 0.23 | 34.01 | 1375.554 | 0.77
D | 4002 | 2019-02-06 | 13 | ON | 19.37 | 13.16 | 0.19 | 0.06 | 0.05 | 0.49 | 0 | -0.02 | -0.28 | -0.23 | 0 |  | 0.33 | 0.33 | 0.23 | 33.68 | 1356.268 | 0.79
D | 4002 | 2019-02-06 | 14 | ON | 9.72 | 13.16 | 0.19 | 0.06 | 0.21 | 0.48 | 0 | 0.01 | -0.18 | -0.23 | 0 |  | 0.33 | 0.33 | 0.23 | 24.31 | 1365.972 | 0.94
D | 4002 | 2019-02-06 | 15 | ON | 20.11 | 13.16 | 0.19 | 0.06 | 0.03 | 0.47 | 0 | -0.01 | -0.25 | -0.23 | 0 |  | 0.33 | 0.33 | 0.23 | 34.42 | 1373.187 | 0.75
D | 4002 | 2019-02-06 | 16 | ON | 23.98 | 13.16 | 0.19 | 0.06 | 0.05 | 0.46 | 0 | -0.01 | -0.25 | -0.23 | 0 |  | 0.33 | 0.33 | 0.23 | 38.3 | 1396.682 | 0.76
D | 4002 | 2019-02-06 | 17 | ON | 31.13 | 13.16 | 0.19 | 0.06 | 0.12 | 0.43 | 0 | -0.01 | -0.29 | -0.23 | 0 |  | 0.33 | 0.33 | 0.23 | 45.45 | 1462.495 | 0.8
D | 4002 | 2019-02-06 | 18 | ON | 39.41 | 13.16 | 0.19 | 0.06 | 0.22 | 0.41 | 0.07 | -0.04 | -0.37 | -0.23 | 0 |  | 0.33 | 0.33 | 0.23 | 53.77 | 1576.596 | 0.95
D | 4002 | 2019-02-06 | 19 | ON | 36.1 | 13.16 | 0.19 | 0.06 | 0.09 | 0.4 | 0 | -0.01 | -0.4 | -0.23 | 0 |  | 0.33 | 0.33 | 0.23 | 50.25 | 1585.904 | 0.74
D | 4002 | 2019-02-06 | 20 | ON | 32.61 | 13.16 | 0.19 | 0.06 | 0.04 | 0.41 | 0 | 0.02 | -0.33 | -0.23 | 0 |  | 0.33 | 0.33 | 0.23 | 46.82 | 1540.766 | 0.7
D | 4002 | 2019-02-06 | 21 | ON | 33.64 | 13.16 | 0.19 | 0.06 | 0.08 | 0.43 | 0 | -0.01 | -0.23 | -0.23 | 0 |  | 0.33 | 0.33 | 0.23 | 47.98 | 1473.113 | 0.76
D | 4002 | 2019-02-06 | 22 | ON | 29.17 | 13.16 | 0.19 | 0.06 | 0.11 | 0.46 | 0 | 0 | -0.11 | -0.23 | 0 |  | 0.33 | 0.33 | 0.23 | 43.7 | 1360.557 | 0.82
D | 4002 | 2019-02-06 | 23 | ON | 19.78 | 13.16 | 0.19 | 0.06 | 0.18 | 0.5 | 0 | 0.01 | -0.14 | -0.23 | 0 |  | 0.33 | 0.33 | 0.23 | 34.4 | 1237.373 | 0.93
D | 4002 | 2019-02-06 | 24 | OFF | 24.05 | 13.16 | 0.19 | 0.06 | 0.42 | 0 | 0 | -0.07 | -0.09 | -0.23 | 0 |  | 0.33 | 0.33 | 0.23 | 38.38 | 1143.842 | 0.67
D | 4002 | 2019-02-07 | 1 | OFF | 18.47 | 13.16 | 0.2 | 0.04 | 0.07 | 0 | 0 | 0.07 | -0.07 | -0.23 | 0 |  | 0.33 | 0.33 | 0.23 | 32.6 | 1079.529 | 0.31
D | 4002 | 2019-02-07 | 2 | OFF | 17.71 | 13.16 | 0.2 | 0.04 | 0.02 | 0 | 0 | 0.02 | -0.07 | -0.23 | 0 |  | 0.33 | 0.33 | 0.23 | 31.74 | 1044.749 | 0.26
D | 4002 | 2019-02-07 | 3 | OFF | 18.22 | 13.16 | 0.2 | 0.04 | 0.02 | 0 | 0 | -0.02 | -0.06 | -0.23 | 0 |  | 0.33 | 0.33 | 0.23 | 32.22 | 1031.935 | 0.26
D | 4002 | 2019-02-07 | 4 | OFF | 18.46 | 13.16 | 0.2 | 0.04 | 0.01 | 0 | 0 | 0 | -0.07 | -0.23 | 0 |  | 0.33 | 0.33 | 0.23 | 32.46 | 1030.75 | 0.25
D | 4002 | 2019-02-07 | 5 | OFF | 18.54 | 13.16 | 0.2 | 0.04 | 0.02 | 0 | 0 | 0.01 | -0.09 | -0.23 | 0 |  | 0.33 | 0.33 | 0.23 | 32.54 | 1069.884 | 0.26
D | 4002 | 2019-02-07 | 6 | OFF | 20.93 | 13.16 | 0.2 | 0.04 | 0.27 | 0 | 0.15 | 0.02 | -0.06 | -0.23 | 0 |  | 0.33 | 0.33 | 0.23 | 35.37 | 1179.571 | 0.66
D | 4002 | 2019-02-07 | 7 | OFF | 29.14 | 13.16 | 0.2 | 0.04 | 0.4 | 0 | 0.21 | 0.01 | -0.38 | -0.23 | 0 |  | 0.33 | 0.33 | 0.23 | 43.44 | 1346.539 | 0.85
D | 4002 | 2019-02-07 | 8 | ON | 30.24 | 13.16 | 0.2 | 0.04 | 0.3 | 0.44 | 0.35 | -0.03 | -0.35 | -0.23 | 0 |  | 0.33 | 0.33 | 0.23 | 45.01 | 1429.713 | 1.33
D | 4002 | 2019-02-07 | 9 | ON | 36.28 | 13.16 | 0.2 | 0.04 | 0.38 | 0.43 | 0.44 | -0.05 | -0.2 | -0.23 | 0 |  | 0.33 | 0.33 | 0.23 | 51.34 | 1455.318 | 1.49
D | 4002 | 2019-02-07 | 10 | ON | 26.12 | 13.16 | 0.2 | 0.04 | 0.13 | 0.43 | 0.15 | -0.02 | -0.19 | -0.23 | 0 |  | 0.33 | 0.33 | 0.23 | 40.68 | 1474.022 | 0.95
D | 4002 | 2019-02-07 | 11 | ON | 24.18 | 13.16 | 0.2 | 0.04 | 0.08 | 0.43 | 0.17 | 0 | -0.18 | -0.23 | 0 |  | 0.33 | 0.33 | 0.23 | 38.74 | 1486.117 | 0.92
D | 4002 | 2019-02-07 | 12 | ON | 27.36 | 13.16 | 0.2 | 0.04 | 0.13 | 0.43 | 0.36 | -0.01 | -0.16 | -0.23 | 0 |  | 0.33 | 0.33 | 0.23 | 42.17 | 1483.939 | 1.16
D | 4002 | 2019-02-07 | 13 | ON | 24.13 | 13.16 | 0.2 | 0.04 | 0.08 | 0.44 | 0.18 | 0.01 | -0.18 | -0.23 | 0 |  | 0.33 | 0.33 | 0.23 | 38.72 | 1466.888 | 0.94
D | 4002 | 2019-02-07 | 14 | ON | 24.19 | 13.16 | 0.2 | 0.04 | 0.07 | 0.44 | 0.08 | 0.04 | -0.18 | -0.23 | 0 |  | 0.33 | 0.33 | 0.23 | 38.7 | 1457.499 | 0.83
D | 4002 | 2019-02-07 | 15 | ON | 23 | 13.16 | 0.2 | 0.04 | 0.06 | 0.44 | 0 | 0 | -0.18 | -0.23 | 0 |  | 0.33 | 0.33 | 0.23 | 37.38 | 1442.409 | 0.74
D | 4002 | 2019-02-07 | 16 | ON | 23.87 | 13.16 | 0.2 | 0.04 | 0.06 | 0.44 | 0 | 0.01 | -0.18 | -0.23 | 0 |  | 0.33 | 0.33 | 0.23 | 38.26 | 1449.638 | 0.74
D | 4002 | 2019-02-07 | 17 | ON | 28.89 | 13.16 | 0.2 | 0.04 | 0.07 | 0.43 | 0.31 | 0.06 | -0.13 | -0.23 | 0 |  | 0.33 | 0.33 | 0.23 | 43.69 | 1494.568 | 1.05
D | 4002 | 2019-02-07 | 18 | ON | 31.03 | 13.16 | 0.2 | 0.04 | 0.1 | 0.41 | 0.23 | 0.04 | -0.32 | -0.23 | 0 |  | 0.33 | 0.33 | 0.23 | 45.55 | 1577.908 | 0.98
D | 4002 | 2019-02-07 | 19 | ON | 35.83 | 13.16 | 0.2 | 0.04 | 0.16 | 0.4 | 0.39 | 0.04 | -0.21 | -0.23 | 0 |  | 0.33 | 0.33 | 0.23 | 50.67 | 1574.513 | 1.19
D | 4002 | 2019-02-07 | 20 | ON | 27.41 | 13.16 | 0.2 | 0.04 | 0.19 | 0.41 | 0.05 | -0.02 | -0.18 | -0.23 | 0 |  | 0.33 | 0.33 | 0.23 | 41.92 | 1526.637 | 0.89
D | 4002 | 2019-02-07 | 21 | ON | 27.96 | 13.16 | 0.2 | 0.04 | 0.17 | 0.43 | 0.09 | -0.01 | -0.21 | -0.23 | 0 |  | 0.33 | 0.33 | 0.23 | 42.49 | 1452.571 | 0.93
D | 4002 | 2019-02-07 | 22 | ON | 23.18 | 13.16 | 0.2 | 0.04 | 0.11 | 0.46 | 0 | 0.02 | -0.19 | -0.23 | 0 |  | 0.33 | 0.33 | 0.23 | 37.64 | 1345.848 | 0.81
D | 4002 | 2019-02-07 | 23 | ON | 29.23 | 13.16 | 0.2 | 0.04 | 0.92 | 0.5 | 0 | 0.01 | -0.25 | -0.23 | 0 |  | 0.33 | 0.33 | 0.23 | 44.47 | 1223.136 | 1.66
D | 4002 | 2019-02-07 | 24 | OFF | 34.85 | 13.16 | 0.2 | 0.04 | 0.71 | 0 | 0.17 | 0.01 | -0.21 | -0.23 | 0 |  | 0.33 | 0.33 | 0.23 | 49.59 | 1124.14 | 1.12
D | 4002 | 2019-02-08 | 1 | OFF | 26.67 | 13.16 | 0.35 | 0.05 | 0.2 | 0 | 0 | 0.04 | -0.24 | -0.23 | 0 |  | 0.33 | 0.33 | 0.23 | 40.89 | 1061.39 | 0.6
D | 4002 | 2019-02-08 | 2 | OFF | 28.6 | 13.16 | 0.35 | 0.05 | 0.07 | 0 | 0 | 0 | -0.25 | -0.23 | 0 |  | 0.33 | 0.33 | 0.23 | 42.64 | 1030.929 | 0.47
D | 4002 | 2019-02-08 | 3 | OFF | 28.01 | 13.16 | 0.35 | 0.05 | 0.09 | 0 | 0 | 0.06 | -0.24 | -0.23 | 0 |  | 0.33 | 0.33 | 0.23 | 42.14 | 1015.01 | 0.49
D | 4002 | 2019-02-08 | 4 | OFF | 31.34 | 13.16 | 0.35 | 0.05 | 0.22 | 0 | 0 | 0.05 | -0.25 | -0.23 | 0 |  | 0.33 | 0.33 | 0.23 | 45.58 | 1014.651 | 0.62
D | 4002 | 2019-02-08 | 5 | OFF | 33.75 | 13.16 | 0.35 | 0.05 | 0.27 | 0 | 0 | 0.12 | -0.16 | -0.23 | 0 |  | 0.33 | 0.33 | 0.23 | 48.2 | 1052.4 | 0.67
D | 4002 | 2019-02-08 | 6 | OFF | 42.49 | 13.16 | 0.35 | 0.05 | 0.63 | 0 | 0 | 0.06 | -0.02 | -0.23 | 0 |  | 0.33 | 0.33 | 0.23 | 57.38 | 1156.985 | 1.03
D | 4002 | 2019-02-08 | 7 | OFF | 36.8 | 13.16 | 0.35 | 0.05 | 0.49 | 0 | 0.22 | 0.07 | -0.05 | -0.23 | 0 |  | 0.33 | 0.33 | 0.23 | 51.75 | 1321.171 | 1.11
D | 4002 | 2019-02-08 | 8 | ON | 42.65 | 13.16 | 0.35 | 0.05 | 0.52 | 0.43 | 0.17 | 0.07 | -0.4 | -0.23 | 0 |  | 0.33 | 0.33 | 0.23 | 57.66 | 1411.576 | 1.52
D | 4002 | 2019-02-08 | 9 | ON | 40.43 | 13.16 | 0.35 | 0.05 | 0.3 | 0.43 | 0 | 0.01 | -0.38 | -0.23 | 0 |  | 0.33 | 0.33 | 0.23 | 55.01 | 1441.192 | 1.13
D | 4002 | 2019-02-08 | 10 | ON | 58.73 | 13.16 | 0.35 | 0.05 | 0.36 | 0.42 | 0.52 | 0.06 | -0.47 | -0.23 | 0 |  | 0.33 | 0.33 | 0.23 | 73.84 | 1468.114 | 1.7
D | 4002 | 2019-02-08 | 11 | ON | 49.16 | 13.16 | 0.35 | 0.05 | 0.22 | 0.42 | 0.27 | 0.08 | -0.42 | -0.23 | 0 |  | 0.33 | 0.33 | 0.23 | 63.95 | 1483.333 | 1.31
D | 4002 | 2019-02-08 | 12 | ON | 43.44 | 13.16 | 0.35 | 0.05 | 0.17 | 0.43 | 0.61 | 0.07 | -0.38 | -0.23 | 0 |  | 0.33 | 0.33 | 0.23 | 58.56 | 1462.254 | 1.61
D | 4002 | 2019-02-08 | 13 | ON | 22.64 | 13.16 | 0.35 | 0.05 | 0.11 | 0.45 | 0.1 | 0.08 | -0.2 | -0.23 | 0 |  | 0.33 | 0.33 | 0.23 | 37.4 | 1396.954 | 1.06
D | 4002 | 2019-02-08 | 14 | ON | 18.45 | 13.16 | 0.35 | 0.05 | 0.05 | 0.46 | 0 | 0.07 | -0.23 | -0.23 | 0 |  | 0.33 | 0.33 | 0.23 | 33.02 | 1348.586 | 0.91
D | 4002 | 2019-02-08 | 15 | ON | 18.37 | 13.16 | 0.35 | 0.05 | 0.04 | 0.47 | 0 | 0.01 | -0.21 | -0.23 | 0 |  | 0.33 | 0.33 | 0.23 | 32.9 | 1327.287 | 0.91
D | 4002 | 2019-02-08 | 16 | ON | 19.6 | 13.16 | 0.35 | 0.05 | 0.05 | 0.47 | 0 | 0.04 | -0.23 | -0.23 | 0 |  | 0.33 | 0.33 | 0.23 | 34.15 | 1336.53 | 0.92
D | 4002 | 2019-02-08 | 17 | ON | 23.48 | 13.16 | 0.35 | 0.05 | 0.08 | 0.45 | 0 | 0.02 | -0.25 | -0.23 | 0 |  | 0.33 | 0.33 | 0.23 | 38 | 1389.99 | 0.93
D | 4002 | 2019-02-08 | 18 | ON | 27.23 | 13.16 | 0.35 | 0.05 | 0.09 | 0.42 | 0 | 0.04 | -0.36 | -0.23 | 0 |  | 0.33 | 0.33 | 0.23 | 41.64 | 1497.43 | 0.91
D | 4002 | 2019-02-08 | 19 | ON | 37.05 | 13.16 | 0.35 | 0.05 | 0.29 | 0.41 | 0.03 | 0.04 | -0.38 | -0.23 | 0 |  | 0.33 | 0.33 | 0.23 | 51.66 | 1523.645 | 1.13
D | 4002 | 2019-02-08 | 20 | ON | 27.37 | 13.16 | 0.35 | 0.05 | 0.27 | 0.42 | 0.04 | 0.01 | -0.33 | -0.23 | 0 |  | 0.33 | 0.33 | 0.23 | 42 | 1495.041 | 1.13
D | 4002 | 2019-02-08 | 21 | ON | 28.83 | 13.16 | 0.35 | 0.05 | 0.19 | 0.43 | 0.16 | 0.01 | -0.26 | -0.23 | 0 |  | 0.33 | 0.33 | 0.23 | 43.58 | 1451.082 | 1.18
D | 4002 | 2019-02-08 | 22 | ON | 24.25 | 13.16 | 0.35 | 0.05 | 0.18 | 0.45 | 0.01 | 0.03 | -0.26 | -0.23 | 0 |  | 0.33 | 0.33 | 0.23 | 38.88 | 1371.604 | 1.04
D | 4002 | 2019-02-08 | 23 | ON | 27.72 | 13.16 | 0.35 | 0.05 | 1.19 | 0.45 | 0.16 | 0.04 | -0.21 | -0.23 | 0 |  | 0.33 | 0.33 | 0.23 | 43.57 | 1278.239 | 2.2
D | 4002 | 2019-02-08 | 24 | OFF | 37.84 | 13.16 | 0.35 | 0.05 | 1.46 | 0 | 0.64 | 0.03 | -0.22 | -0.23 | 0 |  | 0.33 | 0.33 | 0.23 | 53.97 | 1190.382 | 2.5
D | 4002 | 2019-02-09 | 1 | OFF | 24.22 | 13.16 | 0.3 | 0.04 | 0.26 | 0 | 0 | 0.1 | -0.35 | -0.23 | 0 |  | 0.33 | 0.33 | 0.23 | 38.39 | 1132.233 | 0.6
D | 4002 | 2019-02-09 | 2 | OFF | 28.02 | 13.16 | 0.3 | 0.04 | 0.07 | 0 | 0 | 0.03 | -0.25 | -0.23 | 0 |  | 0.33 | 0.33 | 0.23 | 42.03 | 1102.66 | 0.41
D | 4002 | 2019-02-09 | 3 | OFF | 27.52 | 13.16 | 0.3 | 0.04 | 0.06 | 0 | 0 | 0.02 | -0.31 | -0.23 | 0 |  | 0.33 | 0.33 | 0.23 | 41.45 | 1092.508 | 0.4
D | 4002 | 2019-02-09 | 4 | OFF | 24.64 | 13.16 | 0.3 | 0.04 | 0.03 | 0 | 0 | 0.03 | -0.31 | -0.23 | 0 |  | 0.33 | 0.33 | 0.23 | 38.55 | 1096.913 | 0.37
D | 4002 | 2019-02-09 | 5 | OFF | 28.43 | 13.16 | 0.3 | 0.04 | 0.04 | 0 | 0 | 0 | -0.3 | -0.23 | 0 |  | 0.33 | 0.33 | 0.23 | 42.33 | 1121.825 | 0.38
D | 4002 | 2019-02-09 | 6 | OFF | 27.11 | 13.16 | 0.3 | 0.04 | 0.03 | 0 | 0 | 0.02 | -0.34 | -0.23 | 0 |  | 0.33 | 0.33 | 0.23 | 40.98 | 1175.461 | 0.37
D | 4002 | 2019-02-09 | 7 | OFF | 26.97 | 13.16 | 0.3 | 0.04 | 0.12 | 0 | 0 | 0.03 | -0.38 | -0.23 | 0 |  | 0.33 | 0.33 | 0.23 | 40.9 | 1257.473 | 0.46
D | 4002 | 2019-02-09 | 8 | OFF | 37.98 | 13.16 | 0.3 | 0.04 | 0.64 | 0 | 0.83 | 0.07 | -0.46 | -0.23 | 0 |  | 0.33 | 0.33 | 0.23 | 53.22 | 1342.348 | 1.81
D | 4002 | 2019-02-09 | 9 | OFF | 23.87 | 13.16 | 0.3 | 0.04 | 0.26 | 0 | 0.07 | 0.07 | -0.39 | -0.23 | 0 |  | 0.33 | 0.33 | 0.23 | 38.04 | 1408.466 | 0.67
D | 4002 | 2019-02-09 | 10 | OFF | 21.87 | 13.16 | 0.3 | 0.04 | 0.1 | 0 | 0.01 | 0.05 | -0.34 | -0.23 | 0 |  | 0.33 | 0.33 | 0.23 | 35.85 | 1427.652 | 0.45
D | 4002 | 2019-02-09 | 11 | OFF | 26.16 | 13.16 | 0.3 | 0.04 | 0.07 | 0 | 0 | 0.03 | -0.39 | -0.23 | 0 |  | 0.33 | 0.33 | 0.23 | 40.03 | 1425.053 | 0.41
D | 4002 | 2019-02-09 | 12 | OFF | 25.56 | 13.16 | 0.3 | 0.04 | 0.06 | 0 | 0 | 0.06 | -0.29 | -0.23 | 0 |  | 0.33 | 0.33 | 0.23 | 39.55 | 1416.245 | 0.4
D | 4002 | 2019-02-09 | 13 | OFF | 25.02 | 13.16 | 0.3 | 0.04 | 0.11 | 0 | 0 | 0.02 | -0.28 | -0.23 | 0 |  | 0.33 | 0.33 | 0.23 | 39.03 | 1384.739 | 0.45
D | 4002 | 2019-02-09 | 14 | OFF | 16.97 | 13.16 | 0.3 | 0.04 | 0.08 | 0 | 0 | 0.03 | -0.25 | -0.23 | 0 |  | 0.33 | 0.33 | 0.23 | 30.99 | 1359.132 | 0.42
D | 4002 | 2019-02-09 | 15 | OFF | 24.31 | 13.16 | 0.3 | 0.04 | 0.07 | 0 | 0 | 0.01 | -0.28 | -0.23 | 0 |  | 0.33 | 0.33 | 0.23 | 38.27 | 1361.193 | 0.41
D | 4002 | 2019-02-09 | 16 | OFF | 28.72 | 13.16 | 0.3 | 0.04 | 0.08 | 0 | 0 | 0.01 | -0.29 | -0.23 | 0 |  | 0.33 | 0.33 | 0.23 | 42.68 | 1377.51 | 0.42
D | 4002 | 2019-02-09 | 17 | OFF | 38.39 | 13.16 | 0.3 | 0.04 | 0.15 | 0 | 0.08 | 0.02 | -0.4 | -0.23 | 0 |  | 0.33 | 0.33 | 0.23 | 52.4 | 1435.15 | 0.57
D | 4002 | 2019-02-09 | 18 | OFF | 45.41 | 13.16 | 0.3 | 0.04 | 0.14 | 0 | 0.06 | 0.01 | -0.53 | -0.23 | 0 |  | 0.33 | 0.33 | 0.23 | 59.25 | 1542.299 | 0.54
D | 4002 | 2019-02-09 | 19 | OFF | 52.08 | 13.16 | 0.3 | 0.04 | 0.22 | 0 | 0.01 | 0.1 | -0.72 | -0.23 | 0 |  | 0.33 | 0.33 | 0.23 | 65.85 | 1555.803 | 0.57
D | 4002 | 2019-02-09 | 20 | OFF | 51.37 | 13.16 | 0.3 | 0.04 | 0.25 | 0 | 0.1 | 0.08 | -0.59 | -0.23 | 0 |  | 0.33 | 0.33 | 0.23 | 65.37 | 1511.411 | 0.69
D | 4002 | 2019-02-09 | 21 | OFF | 44.34 | 13.16 | 0.3 | 0.04 | 0.27 | 0 | 0.1 | 0.05 | -0.48 | -0.23 | 0 |  | 0.33 | 0.33 | 0.23 | 58.44 | 1458.644 | 0.71
D | 4002 | 2019-02-09 | 22 | OFF | 38.09 | 13.16 | 0.3 | 0.04 | 0.26 | 0 | 0.14 | 0.08 | -0.42 | -0.23 | 0 |  | 0.33 | 0.33 | 0.23 | 52.31 | 1382.827 | 0.74
D | 4002 | 2019-02-09 | 23 | OFF | 33.04 | 13.16 | 0.3 | 0.04 | 0.49 | 0 | 0.37 | 0.1 | -0.29 | -0.23 | 0 |  | 0.33 | 0.33 | 0.23 | 47.87 | 1296.97 | 1.2
D | 4002 | 2019-02-09 | 24 | OFF | 30.44 | 13.16 | 0.3 | 0.04 | 0.45 | 0 | 0 | 0.04 | -0.47 | -0.23 | 0 |  | 0.33 | 0.33 | 0.23 | 44.62 | 1217.983 | 0.79
D | 4002 | 2019-02-10 | 1 | OFF | 38.06 | 13.16 | 0.45 | 0.09 | 0.55 | 0 | 0.14 | 0.04 | -0.41 | -0.23 | 0 |  | 0.33 | 0.33 | 0.23 | 52.74 | 1162.874 | 1.23
D | 4002 | 2019-02-10 | 2 | OFF | 40.74 | 13.16 | 0.45 | 0.09 | 0.25 | 0 | 0.45 | 0.05 | -0.45 | -0.23 | 0 |  | 0.33 | 0.33 | 0.23 | 55.4 | 1128.593 | 1.24
D | 4002 | 2019-02-10 | 3 | OFF | 40.53 | 13.16 | 0.45 | 0.09 | 0.14 | 0 | 0 | 0.05 | -0.57 | -0.23 | 0 |  | 0.33 | 0.33 | 0.23 | 54.51 | 1117.314 | 0.68
D | 4002 | 2019-02-10 | 4 | OFF | 41.58 | 13.16 | 0.45 | 0.09 | 0.17 | 0 | 0 | 0.1 | -0.54 | -0.23 | 0 |  | 0.33 | 0.33 | 0.23 | 55.67 | 1114.145 | 0.71
D | 4002 | 2019-02-10 | 5 | OFF | 29.53 | 13.16 | 0.45 | 0.09 | 0.11 | 0 | 0 | 0.06 | -0.41 | -0.23 | 0 |  | 0.33 | 0.33 | 0.23 | 43.65 | 1126.243 | 0.65
D | 4002 | 2019-02-10 | 6 | OFF | 41.17 | 13.16 | 0.45 | 0.09 | 0.19 | 0 | 0.62 | 0.11 | -0.44 | -0.23 | 0 |  | 0.33 | 0.33 | 0.23 | 56.01 | 1161.81 | 1.35
D | 4002 | 2019-02-10 | 7 | OFF | 26.88 | 13.16 | 0.45 | 0.09 | 0.69 | 0 | 0 | 0.06 | -0.45 | -0.23 | 0 |  | 0.33 | 0.33 | 0.23 | 41.54 | 1223.253 | 1.23
D | 4002 | 2019-02-10 | 8 | OFF | 47.33 | 13.16 | 0.45 | 0.09 | 0.62 | 0 | 0.78 | 0 | -0.54 | -0.23 | 0 |  | 0.33 | 0.33 | 0.23 | 62.55 | 1296.031 | 1.94
D | 4002 | 2019-02-10 | 9 | OFF | 25.35 | 13.16 | 0.45 | 0.09 | 0.21 | 0 | 0 | 0.04 | -0.41 | -0.23 | 0 |  | 0.33 | 0.33 | 0.23 | 39.55 | 1359.701 | 0.75
D | 4002 | 2019-02-10 | 10 | OFF | 23.45 | 13.16 | 0.45 | 0.09 | 0.09 | 0 | 0 | 0.07 | -0.37 | -0.23 | 0 |  | 0.33 | 0.33 | 0.23 | 37.6 | 1388.389 | 0.63
D | 4002 | 2019-02-10 | 11 | OFF | 22.69 | 13.16 | 0.45 | 0.09 | 0.06 | 0 | 0 | 0.04 | -0.36 | -0.23 | 0 |  | 0.33 | 0.33 | 0.23 | 36.79 | 1392.053 | 0.6
D | 4002 | 2019-02-10 | 12 | OFF | 25.35 | 13.16 | 0.45 | 0.09 | 0.05 | 0 | 0 | 0.03 | -0.31 | -0.23 | 0 |  | 0.33 | 0.33 | 0.23 | 39.48 | 1390.922 | 0.59
D | 4002 | 2019-02-10 | 13 | OFF | 24.64 | 13.16 | 0.45 | 0.09 | 0.06 | 0 | 0 | 0.05 | -0.28 | -0.23 | 0 |  | 0.33 | 0.33 | 0.23 | 38.83 | 1368.614 | 0.6
D | 4002 | 2019-02-10 | 14 | OFF | 27.01 | 13.16 | 0.45 | 0.09 | 0.25 | 0 | 0 | 0.03 | -0.25 | -0.23 | 0 |  | 0.33 | 0.33 | 0.23 | 41.4 | 1349.805 | 0.79
D | 4002 | 2019-02-10 | 15 | OFF | 25.63 | 13.16 | 0.45 | 0.09 | 0.24 | 0 | 0 | 0.04 | -0.26 | -0.23 | 0 |  | 0.33 | 0.33 | 0.23 | 40.01 | 1338.29 | 0.78
D | 4002 | 2019-02-10 | 16 | OFF | 24.56 | 13.16 | 0.45 | 0.09 | 0.1 | 0 | 0 | 0.04 | -0.24 | -0.23 | 0 |  | 0.33 | 0.33 | 0.23 | 38.82 | 1366.637 | 0.64
D | 4002 | 2019-02-10 | 17 | OFF | 34.42 | 13.16 | 0.45 | 0.09 | 0.14 | 0 | 0.45 | 0.08 | -0.15 | -0.23 | 0 |  | 0.33 | 0.33 | 0.23 | 49.3 | 1446.638 | 1.13
D | 4002 | 2019-02-10 | 18 | OFF | 61.02 | 13.16 | 0.45 | 0.09 | 0.39 | 0 | 0.68 | 0.06 | -0.26 | -0.23 | 0 |  | 0.33 | 0.33 | 0.23 | 76.25 | 1572.238 | 1.61
D | 4002 | 2019-02-10 | 19 | OFF | 89.1 | 13.16 | 0.45 | 0.09 | 0.46 | 0 | 1.8 | 0.09 | -0.71 | -0.23 | 0 |  | 0.33 | 0.33 | 0.23 | 105.1 | 1594.362 | 2.8
D | 4002 | 2019-02-10 | 20 | OFF | 56.25 | 13.16 | 0.45 | 0.09 | 0.25 | 0 | 0.12 | 0.11 | -0.51 | -0.23 | 0 |  | 0.33 | 0.33 | 0.23 | 70.58 | 1537.826 | 0.91
D | 4002 | 2019-02-10 | 21 | OFF | 50.5 | 13.16 | 0.45 | 0.09 | 0.33 | 0 | 0.6 | 0.13 | -0.39 | -0.23 | 0 |  | 0.33 | 0.33 | 0.23 | 65.53 | 1463.698 | 1.47
D | 4002 | 2019-02-10 | 22 | OFF | 44.48 | 13.16 | 0.45 | 0.09 | 0.23 | 0 | 0.86 | 0.05 | -0.31 | -0.23 | 0 |  | 0.33 | 0.33 | 0.23 | 59.67 | 1359.545 | 1.63
D | 4002 | 2019-02-10 | 23 | OFF | 35.35 | 13.16 | 0.45 | 0.09 | 0.25 | 0 | 0.16 | 0.08 | -0.39 | -0.23 | 0 |  | 0.33 | 0.33 | 0.23 | 49.81 | 1249.069 | 0.95
D | 4002 | 2019-02-10 | 24 | OFF | 25.94 | 13.16 | 0.45 | 0.09 | 0.23 | 0 | 0 | 0.03 | -0.26 | -0.23 | 0 |  | 0.33 | 0.33 | 0.23 | 40.3 | 1165.038 | 0.77
D | 4002 | 2019-02-11 | 1 | OFF | 26.56 | 13.16 | 0.38 | 0.21 | 0.16 | 0 | 0 | 0.11 | -0.33 | -0.23 | 0 |  | 0.33 | 0.33 | 0.23 | 40.91 | 1118.03 | 0.75
D | 4002 | 2019-02-11 | 2 | OFF | 24.21 | 13.16 | 0.38 | 0.21 | 0.06 | 0 | 0 | 0.08 | -0.24 | -0.23 | 0 |  | 0.33 | 0.33 | 0.23 | 38.52 | 1095.429 | 0.65
D | 4002 | 2019-02-11 | 3 | OFF | 26.49 | 13.16 | 0.38 | 0.21 | 0.04 | 0 | 0 | 0.04 | -0.25 | -0.23 | 0 |  | 0.33 | 0.33 | 0.23 | 40.73 | 1088.151 | 0.63
D | 4002 | 2019-02-11 | 4 | OFF | 30.57 | 13.16 | 0.38 | 0.21 | 0.04 | 0 | 0 | 0 | -0.27 | -0.23 | 0 |  | 0.33 | 0.33 | 0.23 | 44.75 | 1099.619 | 0.63
D | 4002 | 2019-02-11 | 5 | OFF | 32.39 | 13.16 | 0.38 | 0.21 | 0.07 | 0 | 0 | 0.1 | -0.29 | -0.23 | 0 |  | 0.33 | 0.33 | 0.23 | 46.68 | 1148.457 | 0.66
D | 4002 | 2019-02-11 | 6 | OFF | 28.46 | 13.16 | 0.38 | 0.21 | 0.3 | 0 | 0 | 0.07 | -0.22 | -0.23 | 0 |  | 0.33 | 0.33 | 0.23 | 43.02 | 1269.414 | 0.89
D | 4002 | 2019-02-11 | 7 | OFF | 49.81 | 13.16 | 0.38 | 0.21 | 0.7 | 0 | 0.09 | 0.06 | -0.12 | -0.23 | 0 |  | 0.33 | 0.33 | 0.23 | 64.95 | 1450.545 | 1.38
D | 4002 | 2019-02-11 | 8 | ON | 55.32 | 13.16 | 0.38 | 0.21 | 0.72 | 0.42 | 0 | 0.06 | -0.65 | -0.23 | 0 |  | 0.33 | 0.33 | 0.23 | 70.28 | 1531.057 | 1.73
D | 4002 | 2019-02-11 | 9 | ON | 42.91 | 13.16 | 0.38 | 0.21 | 0.25 | 0.42 | 0 | 0.07 | -0.53 | -0.23 | 0 |  | 0.33 | 0.33 | 0.23 | 57.53 | 1534.904 | 1.26
D | 4002 | 2019-02-11 | 10 | ON | 42.69 | 13.16 | 0.38 | 0.21 | 0.23 | 0.42 | 0.04 | 0.08 | -0.48 | -0.23 | 0 |  | 0.33 | 0.33 | 0.23 | 57.39 | 1513.713 | 1.28
D | 4002 | 2019-02-11 | 11 | ON | 26.23 | 13.16 | 0.38 | 0.21 | 0.07 | 0.43 | 0 | 0.05 | -0.37 | -0.23 | 0 |  | 0.33 | 0.33 | 0.23 | 40.82 | 1488.032 | 1.09
D | 4002 | 2019-02-11 | 12 | ON | 29.69 | 13.16 | 0.38 | 0.21 | 0.09 | 0.44 | 0 | 0.07 | -0.36 | -0.23 | 0 |  | 0.33 | 0.33 | 0.23 | 44.34 | 1474.592 | 1.12
D | 4002 | 2019-02-11 | 13 | ON | 28.23 | 13.16 | 0.38 | 0.21 | 0.08 | 0.46 | 0 | 0.04 | -0.32 | -0.23 | 0 |  | 0.33 | 0.33 | 0.23 | 42.9 | 1446.479 | 1.13
D | 4002 | 2019-02-11 | 14 | ON | 26.86 | 13.16 | 0.38 | 0.21 | 0.08 | 0.47 | 0 | 0.04 | -0.3 | -0.23 | 0 |  | 0.33 | 0.33 | 0.23 | 41.56 | 1437.45 | 1.14
D | 4002 | 2019-02-11 | 15 | ON | 24.78 | 13.16 | 0.38 | 0.21 | 0.06 | 0.47 | 0 | 0.04 | -0.27 | -0.23 | 0 |  | 0.33 | 0.33 | 0.23 | 39.49 | 1426.185 | 1.12
D | 4002 | 2019-02-11 | 16 | ON | 28.64 | 13.16 | 0.38 | 0.21 | 0.07 | 0.45 | 0 | 0.02 | -0.3 | -0.23 | 0 |  | 0.33 | 0.33 | 0.23 | 43.29 | 1447.498 | 1.11
D | 4002 | 2019-02-11 | 17 | ON | 33.64 | 13.16 | 0.38 | 0.21 | 0.11 | 0.43 | 0.02 | 0.05 | -0.33 | -0.23 | 0 |  | 0.33 | 0.33 | 0.23 | 48.33 | 1513.681 | 1.15
D | 4002 | 2019-02-11 | 18 | ON | 41.2 | 13.16 | 0.38 | 0.21 | 0.15 | 0.4 | 0.13 | 0.05 | -0.38 | -0.23 | 0 |  | 0.33 | 0.33 | 0.23 | 55.96 | 1645.429 | 1.27
D | 4002 | 2019-02-11 | 19 | ON | 45.08 | 13.16 | 0.38 | 0.21 | 0.19 | 0.39 | 0 | 0.12 | -0.49 | -0.23 | 0 |  | 0.33 | 0.33 | 0.23 | 59.7 | 1679.796 | 1.17
D | 4002 | 2019-02-11 | 20 | ON | 39.17 | 13.16 | 0.38 | 0.21 | 0.14 | 0.4 | 0.1 | 0.04 | -0.42 | -0.23 | 0 |  | 0.33 | 0.33 | 0.23 | 53.84 | 1636.578 | 1.23
D | 4002 | 2019-02-11 | 21 | ON | 35.58 | 13.16 | 0.38 | 0.21 | 0.15 | 0.41 | 0.11 | 0.03 | -0.37 | -0.23 | 0 |  | 0.33 | 0.33 | 0.23 | 50.32 | 1568.236 | 1.26
D | 4002 | 2019-02-11 | 22 | ON | 31.31 | 13.16 | 0.38 | 0.21 | 0.09 | 0.43 | 0 | 0.05 | -0.33 | -0.23 | 0 |  | 0.33 | 0.33 | 0.23 | 45.96 | 1461.013 | 1.11
D | 4002 | 2019-02-11 | 23 | ON | 35.68 | 13.16 | 0.38 | 0.21 | 0.22 | 0.47 | 0 | 0.01 | -0.29 | -0.23 | 0 |  | 0.33 | 0.33 | 0.23 | 50.5 | 1342.046 | 1.28
D | 4002 | 2019-02-11 | 24 | OFF | 29.07 | 13.16 | 0.38 | 0.21 | 0.19 | 0 | 0 | 0.01 | -0.36 | -0.23 | 0 |  | 0.33 | 0.33 | 0.23 | 43.32 | 1250.203 | 0.78
D | 4002 | 2019-02-12 | 1 | OFF | 27.83 | 13.16 | 0.3 | 0.11 | 0.05 | 0 | 0 | 0.05 | -0.35 | -0.23 | 0 |  | 0.33 | 0.33 | 0.23 | 41.81 | 1199.997 | 0.46
D | 4002 | 2019-02-12 | 2 | OFF | 19.81 | 13.16 | 0.3 | 0.11 | 0.24 | 0 | 0 | 0.04 | -0.23 | -0.23 | 0 |  | 0.33 | 0.33 | 0.23 | 34.09 | 1178.322 | 0.65
D | 4002 | 2019-02-12 | 3 | OFF | 25.56 | 13.16 | 0.3 | 0.11 | 0.2 | 0 | 0 | 0.01 | -0.25 | -0.23 | 0 |  | 0.33 | 0.33 | 0.23 | 39.75 | 1174.889 | 0.61
D | 4002 | 2019-02-12 | 4 | OFF | 26.48 | 13.16 | 0.3 | 0.11 | 0.15 | 0 | 0 | 0.07 | -0.27 | -0.23 | 0 |  | 0.33 | 0.33 | 0.23 | 40.66 | 1180.07 | 0.56
D | 4002 | 2019-02-12 | 5 | OFF | 33.1 | 13.16 | 0.3 | 0.11 | 0.13 | 0 | 0 | 0.08 | -0.23 | -0.23 | 0 |  | 0.33 | 0.33 | 0.23 | 47.31 | 1226.728 | 0.54
D | 4002 | 2019-02-12 | 6 | OFF | 40.03 | 13.16 | 0.3 | 0.11 | 0.33 | 0 | 0 | 0.08 | -0.35 | -0.23 | 0 |  | 0.33 | 0.33 | 0.23 | 54.32 | 1348.739 | 0.74
D | 4002 | 2019-02-12 | 7 | OFF | 41.69 | 13.16 | 0.3 | 0.11 | 0.43 | 0 | 0 | 0.07 | -0.53 | -0.23 | 0 |  | 0.33 | 0.33 | 0.23 | 55.89 | 1527.069 | 0.84
D | 4002 | 2019-02-12 | 8 | ON | 39.52 | 13.16 | 0.3 | 0.11 | 0.32 | 0.4 | 0 | 0.04 | -0.55 | -0.23 | 0 |  | 0.33 | 0.33 | 0.23 | 53.96 | 1597.055 | 1.13
D | 4002 | 2019-02-12 | 9 | ON | 38.02 | 13.16 | 0.3 | 0.11 | 0.15 | 0.39 | 0 | 0.02 | -0.47 | -0.23 | 0 |  | 0.33 | 0.33 | 0.23 | 52.34 | 1613.659 | 0.95
D | 4002 | 2019-02-12 | 10 | ON | 31.68 | 13.16 | 0.3 | 0.11 | 0.11 | 0.39 | 0 | 0.06 | -0.42 | -0.23 | 0 |  | 0.33 | 0.33 | 0.23 | 46.05 | 1617.104 | 0.91
D | 4002 | 2019-02-12 | 11 | ON | 37.7 | 13.16 | 0.3 | 0.11 | 0.1 | 0.39 | 0.04 | 0.01 | -0.4 | -0.23 | 0 |  | 0.33 | 0.33 | 0.23 | 52.07 | 1621.315 | 0.94
D | 4002 | 2019-02-12 | 12 | ON | 44.26 | 13.16 | 0.3 | 0.11 | 0.11 | 0.39 | 0.01 | 0.06 | -0.44 | -0.23 | 0 |  | 0.33 | 0.33 | 0.23 | 58.62 | 1618.778 | 0.92
D | 4002 | 2019-02-12 | 13 | ON | 54.1 | 13.16 | 0.3 | 0.11 | 0.15 | 0.39 | 0.12 | 0.03 | -0.43 | -0.23 | 0 |  | 0.33 | 0.33 | 0.23 | 68.59 | 1613.731 | 1.07
D | 4002 | 2019-02-12 | 14 | ON | 50.41 | 13.16 | 0.3 | 0.11 | 0.23 | 0.39 | 0.06 | 0.11 | -0.39 | -0.23 | 0 |  | 0.33 | 0.33 | 0.23 | 65.04 | 1614.256 | 1.09
D | 4002 | 2019-02-12 | 15 | ON | 48.74 | 13.16 | 0.3 | 0.11 | 0.12 | 0.39 | 0.08 | 0.04 | -0.38 | -0.23 | 0 |  | 0.33 | 0.33 | 0.23 | 63.22 | 1609.248 | 1
D | 4002 | 2019-02-12 | 16 | ON | 42.81 | 13.16 | 0.3 | 0.11 | 0.07 | 0.39 | 0 | 0.09 | -0.34 | -0.23 | 0 |  | 0.33 | 0.33 | 0.23 | 57.25 | 1620.032 | 0.87
D | 4002 | 2019-02-12 | 17 | ON | 46.52 | 13.16 | 0.3 | 0.11 | 0.11 | 0.38 | 0.04 | 0.11 | -0.31 | -0.23 | 0 |  | 0.33 | 0.33 | 0.23 | 61.08 | 1669.998 | 0.94
D | 4002 | 2019-02-12 | 18 | ON | 59.67 | 13.16 | 0.3 | 0.11 | 0.28 | 0.37 | 0.04 | 0.04 | -0.41 | -0.23 | 0 |  | 0.33 | 0.33 | 0.23 | 74.22 | 1768.864 | 1.1
D | 4002 | 2019-02-12 | 19 | ON | 70.4 | 13.16 | 0.3 | 0.11 | 0.36 | 0.37 | 0.13 | 0.17 | -0.23 | -0.23 | 0 |  | 0.33 | 0.33 | 0.23 | 85.43 | 1763.398 | 1.27
D | 4002 | 2019-02-12 | 20 | ON | 51.38 | 13.16 | 0.3 | 0.11 | 0.19 | 0.38 | 0 | 0.1 | -0.23 | -0.23 | 0 |  | 0.33 | 0.33 | 0.23 | 66.05 | 1685.83 | 0.98
D | 4002 | 2019-02-12 | 21 | ON | 48.91 | 13.16 | 0.3 | 0.11 | 0.24 | 0.4 | 0.29 | 0.07 | -0.31 | -0.23 | 0 |  | 0.33 | 0.33 | 0.23 | 63.83 | 1591.934 | 1.34
D | 4002 | 2019-02-12 | 22 | ON | 38.64 | 13.16 | 0.3 | 0.11 | 0.13 | 0.43 | 0.08 | 0.07 | -0.13 | -0.23 | 0 |  | 0.33 | 0.33 | 0.23 | 53.45 | 1467.48 | 1.05
D | 4002 | 2019-02-12 | 23 | ON | 26.57 | 13.16 | 0.3 | 0.11 | 0.54 | 0.47 | 0 | 0.1 | -0.15 | -0.23 | 0 |  | 0.33 | 0.33 | 0.23 | 41.76 | 1341.76 | 1.42
D | 4002 | 2019-02-12 | 24 | OFF | 25.52 | 13.16 | 0.3 | 0.11 | 0.38 | 0 | 0 | 0.04 | -0.2 | -0.23 | 0 |  | 0.33 | 0.33 | 0.23 | 39.97 | 1244.701 | 0.79
D | 4002 | 2019-02-13 | 1 | OFF | 34.88 | 13.16 | 0.3 | 0.37 | 0.1 | 0 | 0 | 0.14 | -0.01 | -0.23 | 0 |  | 0.33 | 0.33 | 0.23 | 49.6 | 1177.608 | 0.77
D | 4002 | 2019-02-13 | 2 | OFF | 21.8 | 13.16 | 0.3 | 0.37 | 0.17 | 0 | 0 | 0.09 | -0.07 | -0.23 | 0 |  | 0.33 | 0.33 | 0.23 | 36.48 | 1145.123 | 0.84
D | 4002 | 2019-02-13 | 3 | OFF | 24.43 | 13.16 | 0.3 | 0.37 | 0.23 | 0 | 0 | 0.03 | -0.13 | -0.23 | 0 |  | 0.33 | 0.33 | 0.23 | 39.05 | 1124.451 | 0.9
D | 4002 | 2019-02-13 | 4 | OFF | 38.8 | 13.16 | 0.3 | 0.37 | 0.17 | 0 | 0 | 0.11 | -0.12 | -0.23 | 0 |  | 0.33 | 0.33 | 0.23 | 53.45 | 1126.878 | 0.84
D | 4002 | 2019-02-13 | 5 | OFF | 37.83 | 13.16 | 0.3 | 0.37 | 0.21 | 0 | 0 | 0.14 | -0.02 | -0.23 | 0 |  | 0.33 | 0.33 | 0.23 | 52.65 | 1158.141 | 0.88
D | 4002 | 2019-02-13 | 6 | OFF | 39.93 | 13.16 | 0.3 | 0.37 | 0.98 | 0 | 0 | 0.11 | -0.05 | -0.23 | 0 |  | 0.33 | 0.33 | 0.23 | 55.46 | 1251.854 | 1.65
D | 4002 | 2019-02-13 | 7 | OFF | 46.39 | 13.16 | 0.3 | 0.37 | 0.64 | 0 | 0.51 | 0.07 | -0.56 | -0.23 | 0 |  | 0.33 | 0.33 | 0.23 | 61.54 | 1372.707 | 1.82
D | 4002 | 2019-02-13 | 8 | ON | 42.38 | 13.16 | 0.3 | 0.37 | 0.69 | 0.43 | 0.08 | 0.06 | -0.4 | -0.23 | 0 |  | 0.33 | 0.33 | 0.23 | 57.73 | 1458.733 | 1.87
D | 4002 | 2019-02-13 | 9 | ON | 47.77 | 13.16 | 0.3 | 0.37 | 0.21 | 0.42 | 0.17 | 0.06 | -0.36 | -0.23 | 0 |  | 0.33 | 0.33 | 0.23 | 62.76 | 1520.183 | 1.47
D | 4002 | 2019-02-13 | 10 | ON | 56.51 | 13.16 | 0.3 | 0.37 | 0.26 | 0.42 | 0.37 | 0.1 | -0.35 | -0.23 | 0 |  | 0.33 | 0.33 | 0.23 | 71.8 | 1543.316 | 1.72
D | 4002 | 2019-02-13 | 11 | ON | 52.34 | 13.16 | 0.3 | 0.37 | 0.16 | 0.43 | 0.23 | 0.06 | -0.35 | -0.23 | 0 |  | 0.33 | 0.33 | 0.23 | 67.36 | 1546.295 | 1.49
D | 4002 | 2019-02-13 | 12 | ON | 43.99 | 13.16 | 0.3 | 0.37 | 0.16 | 0.44 | 0.36 | 0.07 | -0.14 | -0.23 | 0 |  | 0.33 | 0.33 | 0.23 | 59.37 | 1525.692 | 1.63
D | 4002 | 2019-02-13 | 13 | ON | 32.24 | 13.16 | 0.3 | 0.37 | 0.16 | 0.45 | 0.09 | 0.04 | -0.28 | -0.23 | 0 |  | 0.33 | 0.33 | 0.23 | 47.19 | 1483.506 | 1.37
D | 4002 | 2019-02-13 | 14 | ON | 38.23 | 13.16 | 0.3 | 0.37 | 0.16 | 0.44 | 0.08 | 0.03 | -0.27 | -0.23 | 0 |  | 0.33 | 0.33 | 0.23 | 53.16 | 1465.629 | 1.35
D | 4002 | 2019-02-13 | 15 | ON | 35.94 | 13.16 | 0.3 | 0.37 | 0.17 | 0.44 | 0.07 | 0.04 | -0.29 | -0.23 | 0 |  | 0.33 | 0.33 | 0.23 | 50.86 | 1455.849 | 1.35
D | 4002 | 2019-02-13 | 16 | ON | 40.66 | 13.16 | 0.3 | 0.37 | 0.16 | 0.43 | 0.13 | 0.04 | -0.27 | -0.23 | 0 |  | 0.33 | 0.33 | 0.23 | 55.64 | 1470.12 | 1.39
D | 4002 | 2019-02-13 | 17 | ON | 46.53 | 13.16 | 0.3 | 0.37 | 0.21 | 0.42 | 0.12 | 0.06 | -0.35 | -0.23 | 0 |  | 0.33 | 0.33 | 0.23 | 61.48 | 1507.001 | 1.42
D | 4002 | 2019-02-13 | 18 | ON | 73.12 | 13.16 | 0.3 | 0.37 | 0.3 | 0.4 | 0.08 | 0.02 | -0.59 | -0.23 | 0 |  | 0.33 | 0.33 | 0.23 | 87.82 | 1594.002 | 1.45
D | 4002 | 2019-02-13 | 19 | ON | 74.05 | 13.16 | 0.3 | 0.37 | 0.29 | 0.4 | 0.08 | 0.08 | -0.61 | -0.23 | 0 |  | 0.33 | 0.33 | 0.23 | 88.78 | 1611.719 | 1.44
D | 4002 | 2019-02-13 | 20 | ON | 68.85 | 13.16 | 0.3 | 0.37 | 0.2 | 0.4 | 0 | 0.09 | -0.52 | -0.23 | 0 |  | 0.33 | 0.33 | 0.23 | 83.51 | 1568.335 | 1.27
D | 4002 | 2019-02-13 | 21 | ON | 69.42 | 13.16 | 0.3 | 0.37 | 0.18 | 0.42 | 0 | 0.08 | -0.47 | -0.23 | 0 |  | 0.33 | 0.33 | 0.23 | 84.12 | 1498.909 | 1.27
D | 4002 | 2019-02-13 | 22 | ON | 63.77 | 13.16 | 0.3 | 0.37 | 0.32 | 0.45 | 1.06 | 0.11 | -0.39 | -0.23 | 0 |  | 0.33 | 0.33 | 0.23 | 79.81 | 1389.952 | 2.5
D | 4002 | 2019-02-13 | 23 | ON | 37.23 | 13.16 | 0.3 | 0.37 | 0.6 | 0.48 | 0 | 0.08 | -0.09 | -0.23 | 0 |  | 0.33 | 0.33 | 0.23 | 52.79 | 1273.268 | 1.75
D | 4002 | 2019-02-13 | 24 | OFF | 26.41 | 13.16 | 0.3 | 0.37 | 0.34 | 0 | 0 | 0.04 | -0.21 | -0.23 | 0 |  | 0.33 | 0.33 | 0.23 | 41.07 | 1181.731 | 1.01
D | 4002 | 2019-02-14 | 1 | OFF | 33.13 | 13.16 | 0.43 | 0.04 | 0.09 | 0 | 0 | 0.02 | -0.3 | -0.23 | 0 |  | 0.33 | 0.33 | 0.23 | 47.23 | 1124.167 | 0.56
D | 4002 | 2019-02-14 | 2 | OFF | 35.72 | 13.16 | 0.43 | 0.04 | 0.06 | 0 | 0 | 0.12 | -0.29 | -0.23 | 0 |  | 0.33 | 0.33 | 0.23 | 49.9 | 1096.817 | 0.53
D | 4002 | 2019-02-14 | 3 | OFF | 35.09 | 13.16 | 0.43 | 0.04 | 0.22 | 0 | 0 | 0.09 | -0.26 | -0.23 | 0 |  | 0.33 | 0.33 | 0.23 | 49.43 | 1084.628 | 0.69
D | 4002 | 2019-02-14 | 4 | OFF | 33.69 | 13.16 | 0.43 | 0.04 | 0.1 | 0 | 0 | 0.01 | -0.25 | -0.23 | 0 |  | 0.33 | 0.33 | 0.23 | 47.84 | 1091.925 | 0.57
D | 4002 | 2019-02-14 | 5 | OFF | 36.84 | 13.16 | 0.43 | 0.04 | 0.26 | 0 | 0 | 0.11 | -0.28 | -0.23 | 0 |  | 0.33 | 0.33 | 0.23 | 51.22 | 1136.847 | 0.73
D | 4002 | 2019-02-14 | 6 | OFF | 33.13 | 13.16 | 0.43 | 0.04 | 0.33 | 0 | 0 | 0.07 | -0.16 | -0.23 | 0 |  | 0.33 | 0.33 | 0.23 | 47.66 | 1250.453 | 0.8
D | 4002 | 2019-02-14 | 7 | OFF | 44.75 | 13.16 | 0.43 | 0.04 | 0.34 | 0 | 0.02 | 0.03 | -0.39 | -0.23 | 0 |  | 0.33 | 0.33 | 0.23 | 59.04 | 1422.989 | 0.83
D | 4002 | 2019-02-14 | 8 | ON | 57.78 | 13.16 | 0.43 | 0.04 | 0.79 | 0.43 | 0.13 | 0.04 | -0.43 | -0.23 | 0 |  | 0.33 | 0.33 | 0.23 | 73.03 | 1489.364 | 1.82
D | 4002 | 2019-02-14 | 9 | ON | 44.38 | 13.16 | 0.43 | 0.04 | 0.18 | 0.43 | 0 | 0.01 | -0.35 | -0.23 | 0 |  | 0.33 | 0.33 | 0.23 | 58.94 | 1490.308 | 1.08
D | 4002 | 2019-02-14 | 10 | ON | 33.47 | 13.16 | 0.43 | 0.04 | 0.05 | 0.44 | 0 | 0.07 | -0.31 | -0.23 | 0 |  | 0.33 | 0.33 | 0.23 | 48.01 | 1484.542 | 0.96
D | 4002 | 2019-02-14 | 11 | ON | 27.5 | 13.16 | 0.43 | 0.04 | 0.08 | 0.45 | 0 | 0.06 | -0.25 | -0.23 | 0 |  | 0.33 | 0.33 | 0.23 | 42.13 | 1475.758 | 1
D | 4002 | 2019-02-14 | 12 | ON | 26.23 | 13.16 | 0.43 | 0.04 | 0.07 | 0.46 | 0 | 0.04 | -0.19 | -0.23 | 0 |  | 0.33 | 0.33 | 0.23 | 40.9 | 1454.611 | 1
D | 4002 | 2019-02-14 | 13 | ON | 22.99 | 13.16 | 0.43 | 0.04 | 0.09 | 0.47 | 0 | 0.03 | -0.24 | -0.23 | 0 |  | 0.33 | 0.33 | 0.23 | 37.63 | 1426.106 | 1.03
D | 4002 | 2019-02-14 | 14 | ON | 22.58 | 13.16 | 0.43 | 0.04 | 0.07 | 0.47 | 0 | 0.09 | -0.22 | -0.23 | 0 |  | 0.33 | 0.33 | 0.23 | 37.28 | 1412.138 | 1.01
D | 4002 | 2019-02-14 | 15 | ON | 22.82 | 13.16 | 0.43 | 0.04 | 0.08 | 0.44 | 0 | 0.11 | -0.23 | -0.23 | 0 |  | 0.33 | 0.33 | 0.23 | 37.51 | 1394.723 | 0.99
D | 4002 | 2019-02-14 | 16 | ON | 25.48 | 13.16 | 0.43 | 0.04 | 0.11 | 0.47 | 0 | 0.06 | -0.23 | -0.23 | 0 |  | 0.33 | 0.33 | 0.23 | 40.18 | 1400.672 | 1.05
D | 4002 | 2019-02-14 | 17 | ON | 26.97 | 13.16 | 0.43 | 0.04 | 0.11 | 0.44 | 0.11 | 0.04 | -0.21 | -0.23 | 0 |  | 0.33 | 0.33 | 0.23 | 41.75 | 1444.004 | 1.13
D | 4002 | 2019-02-14 | 18 | ON | 30.28 | 13.16 | 0.43 | 0.04 | 0.09 | 0.41 | 0.05 | 0.1 | -0.41 | -0.23 | 0 |  | 0.33 | 0.33 | 0.23 | 44.81 | 1550.368 | 1.02
D | 4002 | 2019-02-14 | 19 | ON | 43.43 | 13.16 | 0.43 | 0.04 | 0.23 | 0.4 | 0.24 | 0.16 | -0.48 | -0.23 | 0 |  | 0.33 | 0.33 | 0.23 | 58.27 | 1589.88 | 1.34
D | 4002 | 2019-02-14 | 20 | ON | 50.17 | 13.16 | 0.43 | 0.04 | 0.22 | 0.41 | 0.06 | 0.03 | -0.42 | -0.23 | 0 |  | 0.33 | 0.33 | 0.23 | 64.76 | 1553.155 | 1.16
D | 4002 | 2019-02-14 | 21 | ON | 50.59 | 13.16 | 0.43 | 0.04 | 0.27 | 0.42 | 0.16 | 0.02 | -0.3 | -0.23 | 0 |  | 0.33 | 0.33 | 0.23 | 65.45 | 1498.453 | 1.32
D | 4002 | 2019-02-14 | 22 | ON | 32.24 | 13.16 | 0.43 | 0.04 | 0.12 | 0.45 | 0 | 0.02 | -0.25 | -0.23 | 0 |  | 0.33 | 0.33 | 0.23 | 46.87 | 1395.919 | 1.04
D | 4002 | 2019-02-14 | 23 | ON | 25.02 | 13.16 | 0.43 | 0.04 | 0.22 | 0.49 | 0 | 0.06 | -0.13 | -0.23 | 0 |  | 0.33 | 0.33 | 0.23 | 39.95 | 1279.281 | 1.18
D | 4002 | 2019-02-14 | 24 | OFF | 38.53 | 13.16 | 0.43 | 0.04 | 0.41 | 0 | 0.25 | 0 | -0.28 | -0.23 | 0 |  | 0.33 | 0.33 | 0.23 | 53.2 | 1183.465 | 1.13
D | 4002 | 2019-02-15 | 1 | OFF | 35.39 | 13.16 | 0.25 | 0.07 | 0.16 | 0 | 0 | 0.05 | -0.21 | -0.23 | 0 |  | 0.33 | 0.33 | 0.23 | 49.53 | 1127.444 | 0.48
D | 4002 | 2019-02-15 | 2 | OFF | 43.27 | 13.16 | 0.25 | 0.07 | 0.23 | 0 | 0 | 0.08 | -0.26 | -0.23 | 0 |  | 0.33 | 0.33 | 0.23 | 57.46 | 1097.408 | 0.55
D | 4002 | 2019-02-15 | 3 | OFF | 51.89 | 13.16 | 0.25 | 0.07 | 0.27 | 0 | 0 | 0.03 | -0.29 | -0.23 | 0 |  | 0.33 | 0.33 | 0.23 | 66.04 | 1078.66 | 0.59
D | 4002 | 2019-02-15 | 4 | OFF | 27.07 | 13.16 | 0.25 | 0.07 | 0.07 | 0 | 0 | 0.07 | -0.22 | -0.23 | 0 |  | 0.33 | 0.33 | 0.23 | 41.13 | 1084.33 | 0.39
D | 4002 | 2019-02-15 | 5 | OFF | 26.47 | 13.16 | 0.25 | 0.07 | 0.06 | 0 | 0 | 0.06 | -0.23 | -0.23 | 0 |  | 0.33 | 0.33 | 0.23 | 40.5 | 1128.8 | 0.38
D | 4002 | 2019-02-15 | 6 | OFF | 33.46 | 13.16 | 0.25 | 0.07 | 0.19 | 0 | 0 | 0.15 | -0.13 | -0.23 | 0 |  | 0.33 | 0.33 | 0.23 | 47.81 | 1238.955 | 0.51
D | 4002 | 2019-02-15 | 7 | OFF | 43.44 | 13.16 | 0.25 | 0.07 | 0.45 | 0 | 0.19 | 0.07 | -0.2 | -0.23 | 0 |  | 0.33 | 0.33 | 0.23 | 58.09 | 1402.659 | 0.96
D | 4002 | 2019-02-15 | 8 | ON | 47.69 | 13.16 | 0.25 | 0.07 | 0.37 | 0.44 | 0.04 | 0.04 | -0.52 | -0.23 | 0 |  | 0.33 | 0.33 | 0.23 | 62.2 | 1477.884 | 1.17
D | 4002 | 2019-02-15 | 9 | ON | 56.7 | 13.16 | 0.25 | 0.07 | 0.24 | 0.41 | 0.32 | 0.07 | -0.5 | -0.23 | 0 |  | 0.33 | 0.33 | 0.23 | 71.38 | 1493.472 | 1.29
D | 4002 | 2019-02-15 | 10 | ON | 79.95 | 13.16 | 0.25 | 0.07 | 0.39 | 0.43 | 0.97 | 0.05 | -0.48 | -0.23 | 0 |  | 0.33 | 0.33 | 0.23 | 95.45 | 1511.394 | 2.11
D | 4002 | 2019-02-15 | 11 | ON | 74.03 | 13.16 | 0.25 | 0.07 | 0.34 | 0.43 | 0.82 | 0.04 | -0.47 | -0.23 | 0 |  | 0.33 | 0.33 | 0.23 | 89.33 | 1530.383 | 1.91
D | 4002 | 2019-02-15 | 12 | ON | 51.84 | 13.16 | 0.25 | 0.07 | 0.19 | 0.43 | 0.44 | 0.08 | -0.39 | -0.23 | 0 |  | 0.33 | 0.33 | 0.23 | 66.73 | 1523.068 | 1.38
D | 4002 | 2019-02-15 | 13 | ON | 48.35 | 13.16 | 0.25 | 0.07 | 0.14 | 0.43 | 0.98 | 0.09 | -0.32 | -0.23 | 0 |  | 0.33 | 0.33 | 0.23 | 63.81 | 1507.653 | 1.87
D | 4002 | 2019-02-15 | 14 | ON | 36.58 | 13.16 | 0.25 | 0.07 | 0.13 | 0.44 | 0.42 | 0.09 | -0.2 | -0.23 | 0 |  | 0.33 | 0.33 | 0.23 | 51.6 | 1493.996 | 1.31
D | 4002 | 2019-02-15 | 15 | ON | 25.54 | 13.16 | 0.25 | 0.07 | 0.09 | 0.45 | 0 | 0.09 | -0.2 | -0.23 | 0 |  | 0.33 | 0.33 | 0.23 | 40.11 | 1465.735 | 0.86
D | 4002 | 2019-02-15 | 16 | ON | 23.03 | 13.16 | 0.25 | 0.07 | 0.08 | 0.45 | 0 | 0.05 | -0.2 | -0.23 | 0 |  | 0.33 | 0.33 | 0.23 | 37.55 | 1451.839 | 0.85
D | 4002 | 2019-02-15 | 17 | ON | 31.71 | 13.16 | 0.25 | 0.07 | 0.11 | 0.44 | 0.24 | 0.04 | -0.18 | -0.23 | 0 |  | 0.33 | 0.33 | 0.23 | 46.5 | 1472.859 | 1.11
D | 4002 | 2019-02-15 | 18 | ON | 45.83 | 13.16 | 0.25 | 0.07 | 0.13 | 0.42 | 0.1 | 0.04 | -0.25 | -0.23 | 0 |  | 0.33 | 0.33 | 0.23 | 60.41 | 1543.959 | 0.97
D | 4002 | 2019-02-15 | 19 | ON | 46.83 | 13.16 | 0.25 | 0.07 | 0.18 | 0.42 | 0.06 | 0.1 | -0.38 | -0.23 | 0 |  | 0.33 | 0.33 | 0.23 | 61.35 | 1542.707 | 0.98
D | 4002 | 2019-02-15 | 20 | ON | 35.09 | 13.16 | 0.25 | 0.07 | 0.11 | 0.44 | 0.19 | 0.06 | -0.27 | -0.23 | 0 |  | 0.33 | 0.33 | 0.23 | 49.76 | 1495.28 | 1.06
D | 4002 | 2019-02-15 | 21 | ON | 29.75 | 13.16 | 0.25 | 0.07 | 0.12 | 0.46 | 0.3 | 0.08 | -0.23 | -0.23 | 0 |  | 0.33 | 0.33 | 0.23 | 44.62 | 1431.23 | 1.2
D | 4002 | 2019-02-15 | 22 | ON | 22.67 | 13.16 | 0.25 | 0.07 | 0.09 | 0.48 | 0 | 0.05 | -0.21 | -0.23 | 0 |  | 0.33 | 0.33 | 0.23 | 37.22 | 1340.608 | 0.89
D | 4002 | 2019-02-15 | 23 | ON | 22.4 | 13.16 | 0.25 | 0.07 | 0.48 | 0.49 | 0 | 0.01 | -0.28 | -0.23 | 0 |  | 0.33 | 0.33 | 0.23 | 37.24 | 1236.834 | 1.29
D | 4002 | 2019-02-15 | 24 | OFF | 24.12 | 13.16 | 0.25 | 0.07 | 0.96 | 0 | 0 | 0.02 | -0.14 | -0.23 | 0 |  | 0.33 | 0.33 | 0.23 | 39.1 | 1134.853 | 1.28
D | 4002 | 2019-02-16 | 1 | OFF | 18.29 | 13.16 | 0.07 | 0.01 | 0.23 | 0 | 0 | 0.04 | -0.2 | -0.23 | 0 |  | 0.33 | 0.33 | 0.23 | 32.26 | 1065.905 | 0.31
D | 4002 | 2019-02-16 | 2 | OFF | 17.04 | 13.16 | 0.07 | 0.01 | 0.07 | 0 | 0 | 0.03 | -0.22 | -0.23 | 0 |  | 0.33 | 0.33 | 0.23 | 30.82 | 1030.881 | 0.15
D | 4002 | 2019-02-16 | 3 | OFF | 16.2 | 13.16 | 0.07 | 0.01 | 0.07 | 0 | 0 | 0.04 | -0.25 | -0.23 | 0 |  | 0.33 | 0.33 | 0.23 | 29.96 | 1015.739 | 0.15
D | 4002 | 2019-02-16 | 4 | OFF | 11.24 | 13.16 | 0.07 | 0.01 | 0.34 | 0 | 0 | 0.01 | -0.23 | -0.23 | 0 |  | 0.33 | 0.33 | 0.23 | 25.26 | 1014.266 | 0.42
D | 4002 | 2019-02-16 | 5 | OFF | 14.47 | 13.16 | 0.07 | 0.01 | 0.07 | 0 | 0 | 0.02 | -0.21 | -0.23 | 0 |  | 0.33 | 0.33 | 0.23 | 28.25 | 1031.812 | 0.15
D | 4002 | 2019-02-16 | 6 | OFF | 14.35 | 13.16 | 0.07 | 0.01 | 0.04 | 0 | 0 | 0.03 | -0.16 | -0.23 | 0 |  | 0.33 | 0.33 | 0.23 | 28.16 | 1084.011 | 0.12
D | 4002 | 2019-02-16 | 7 | OFF | 22.17 | 13.16 | 0.07 | 0.01 | 0.67 | 0 | 0 | 0.03 | -0.24 | -0.23 | 0 |  | 0.33 | 0.33 | 0.23 | 36.53 | 1164.551 | 0.75
D | 4002 | 2019-02-16 | 8 | OFF | 16.37 | 13.16 | 0.07 | 0.01 | 0.66 | 0 | 0 | 0.04 | -0.24 | -0.23 | 0 |  | 0.33 | 0.33 | 0.23 | 30.73 | 1246.903 | 0.74
D | 4002 | 2019-02-16 | 9 | OFF | 16.51 | 13.16 | 0.07 | 0.01 | 0.29 | 0 | 0 | 0.03 | -0.22 | -0.23 | 0 |  | 0.33 | 0.33 | 0.23 | 30.51 | 1310.473 | 0.37
D | 4002 | 2019-02-16 | 10 | OFF | 16.49 | 13.16 | 0.07 | 0.01 | 0.18 | 0 | 0 | 0.02 | -0.23 | -0.23 | 0 |  | 0.33 | 0.33 | 0.23 | 30.36 | 1340.537 | 0.26
D | 4002 | 2019-02-16 | 11 | OFF | 15.57 | 13.16 | 0.07 | 0.01 | 0.08 | 0 | 0 | 0.04 | -0.27 | -0.23 | 0 |  | 0.33 | 0.33 | 0.23 | 29.32 | 1345.134 | 0.16
D | 4002 | 2019-02-16 | 12 | OFF | 17.07 | 13.16 | 0.07 | 0.01 | 0.15 | 0 | 0 | 0.02 | -0.28 | -0.23 | 0 |  | 0.33 | 0.33 | 0.23 | 30.86 | 1336.238 | 0.23
D | 4002 | 2019-02-16 | 13 | OFF | 8.93 | 13.16 | 0.07 | 0.01 | 0.12 | 0 | 0 | 0.01 | -0.17 | -0.23 | 0 |  | 0.33 | 0.33 | 0.23 | 22.79 | 1310.471 | 0.2
D | 4002 | 2019-02-16 | 14 | OFF | 0 | 13.16 | 0.07 | 0.01 | 0.25 | 0 | 0 | 0 | -0.17 | -0.23 | 0 |  | 0.33 | 0.33 | 0.23 | 13.98 | 1286.392 | 0.33
D | 4002 | 2019-02-16 | 15 | OFF | 2.66 | 13.16 | 0.07 | 0.01 | 0.19 | 0 | 0 | 0 | -0.15 | -0.23 | 0 |  | 0.33 | 0.33 | 0.23 | 16.6 | 1270.943 | 0.27
D | 4002 | 2019-02-16 | 16 | OFF | 16.11 | 13.16 | 0.07 | 0.01 | 0.07 | 0 | 0 | 0.03 | -0.2 | -0.23 | 0 |  | 0.33 | 0.33 | 0.23 | 29.91 | 1281.601 | 0.15
D | 4002 | 2019-02-16 | 17 | OFF | 24.05 | 13.16 | 0.07 | 0.01 | 0.09 | 0 | 0 | 0.05 | -0.12 | -0.23 | 0 |  | 0.33 | 0.33 | 0.23 | 37.97 | 1332.555 | 0.17
D | 4002 | 2019-02-16 | 18 | OFF | 36.98 | 13.16 | 0.07 | 0.01 | 0.35 | 0 | 0 | 0.04 | -0.5 | -0.23 | 0 |  | 0.33 | 0.33 | 0.23 | 50.77 | 1446.21 | 0.43
D | 4002 | 2019-02-16 | 19 | OFF | 39.9 | 13.16 | 0.07 | 0.01 | 0.25 | 0 | 0.08 | 0.05 | -0.55 | -0.23 | 0 |  | 0.33 | 0.33 | 0.23 | 53.63 | 1483.398 | 0.41
D | 4002 | 2019-02-16 | 20 | OFF | 39.22 | 13.16 | 0.07 | 0.01 | 0.11 | 0 | 0.13 | 0.04 | -0.45 | -0.23 | 0 |  | 0.33 | 0.33 | 0.23 | 52.95 | 1442.01 | 0.32
D | 4002 | 2019-02-16 | 21 | OFF | 21.8 | 13.16 | 0.07 | 0.01 | 0.15 | 0 | 0 | 0.04 | -0.34 | -0.23 | 0 |  | 0.33 | 0.33 | 0.23 | 35.55 | 1393.436 | 0.23
D | 4002 | 2019-02-16 | 22 | OFF | 21.93 | 13.16 | 0.07 | 0.01 | 0.18 | 0 | 0 | 0.03 | -0.28 | -0.23 | 0 |  | 0.33 | 0.33 | 0.23 | 35.76 | 1324.019 | 0.26
D | 4002 | 2019-02-16 | 23 | OFF | 19.78 | 13.16 | 0.07 | 0.01 | 0.15 | 0 | 0 | 0.04 | -0.24 | -0.23 | 0 |  | 0.33 | 0.33 | 0.23 | 33.63 | 1240.188 | 0.23
D | 4002 | 2019-02-16 | 24 | OFF | 16.5 | 13.16 | 0.07 | 0.01 | 0.22 | 0 | 0 | 0.04 | -0.23 | -0.23 | 0 |  | 0.33 | 0.33 | 0.23 | 30.43 | 1158.11 | 0.3
D | 4002 | 2019-02-17 | 1 | OFF | 17.08 | 13.16 | 0.49 | 0.08 | 0.54 | 0 | 0 | 0.03 | -0.26 | -0.23 | 0 |  | 0.33 | 0.33 | 0.23 | 31.78 | 1102.752 | 1.11
D | 4002 | 2019-02-17 | 2 | OFF | 16.41 | 13.16 | 0.49 | 0.08 | 0.21 | 0 | 0 | 0.03 | -0.23 | -0.23 | 0 |  | 0.33 | 0.33 | 0.23 | 30.81 | 1073.037 | 0.78
D | 4002 | 2019-02-17 | 3 | OFF | 15.53 | 13.16 | 0.49 | 0.08 | 0.04 | 0 | 0 | 0.01 | -0.22 | -0.23 | 0 |  | 0.33 | 0.33 | 0.23 | 29.75 | 1059.846 | 0.61
D | 4002 | 2019-02-17 | 4 | OFF | 16.4 | 13.16 | 0.49 | 0.08 | 0.21 | 0 | 0 | 0.01 | -0.2 | -0.23 | 0 |  | 0.33 | 0.33 | 0.23 | 30.81 | 1058.106 | 0.78
D | 4002 | 2019-02-17 | 5 | OFF | 13.56 | 13.16 | 0.49 | 0.08 | 0.21 | 0 | 0 | 0.02 | -0.21 | -0.23 | 0 |  | 0.33 | 0.33 | 0.23 | 27.97 | 1074.493 | 0.78
D | 4002 | 2019-02-17 | 6 | OFF | 16.91 | 13.16 | 0.49 | 0.08 | 0.18 | 0 | 0.02 | 0.02 | -0.22 | -0.23 | 0 |  | 0.33 | 0.33 | 0.23 | 31.3 | 1117.276 | 0.77
D | 4002 | 2019-02-17 | 7 | OFF | 26.11 | 13.16 | 0.49 | 0.08 | 0.93 | 0 | 0.66 | 0 | -0.26 | -0.23 | 0 |  | 0.33 | 0.33 | 0.23 | 41.83 | 1186.857 | 2.16
D | 4002 | 2019-02-17 | 8 | OFF | 25.37 | 13.16 | 0.49 | 0.08 | 0.54 | 0 | 0.6 | 0.03 | -0.29 | -0.23 | 0 |  | 0.33 | 0.33 | 0.23 | 40.64 | 1267.367 | 1.71
D | 4002 | 2019-02-17 | 9 | OFF | 21.31 | 13.16 | 0.49 | 0.08 | 0.24 | 0 | 0.27 | 0.04 | -0.26 | -0.23 | 0 |  | 0.33 | 0.33 | 0.23 | 35.99 | 1328.526 | 1.08
D | 4002 | 2019-02-17 | 10 | OFF | 16.47 | 13.16 | 0.49 | 0.08 | 0.25 | 0 | 0.05 | 0.02 | -0.24 | -0.23 | 0 |  | 0.33 | 0.33 | 0.23 | 30.94 | 1354.795 | 0.87
D | 4002 | 2019-02-17 | 11 | OFF | 15.3 | 13.16 | 0.49 | 0.08 | 0.13 | 0 | 0 | 0.05 | -0.26 | -0.23 | 0 |  | 0.33 | 0.33 | 0.23 | 29.61 | 1353.681 | 0.7
D | 4002 | 2019-02-17 | 12 | OFF | 19.89 | 13.16 | 0.49 | 0.08 | 0.06 | 0 | 0 | 0.04 | -0.24 | -0.23 | 0 |  | 0.33 | 0.33 | 0.23 | 34.14 | 1337.721 | 0.63
D | 4002 | 2019-02-17 | 13 | OFF | 8.92 | 13.16 | 0.49 | 0.08 | 0.17 | 0 | 0 | 0.04 | -0.19 | -0.23 | 0 |  | 0.33 | 0.33 | 0.23 | 23.33 | 1315.793 | 0.74
D | 4002 | 2019-02-17 | 14 | OFF | 17.33 | 13.16 | 0.49 | 0.08 | 0.15 | 0 | 0 | 0.04 | -0.22 | -0.23 | 0 |  | 0.33 | 0.33 | 0.23 | 31.69 | 1290.476 | 0.72
D | 4002 | 2019-02-17 | 15 | OFF | 16.68 | 13.16 | 0.49 | 0.08 | 0.12 | 0 | 0 | 0.03 | -0.25 | -0.23 | 0 |  | 0.33 | 0.33 | 0.23 | 30.97 | 1295.796 | 0.69
D | 4002 | 2019-02-17 | 16 | OFF | 18.1 | 13.16 | 0.49 | 0.08 | 0.11 | 0 | 0 | 0.04 | -0.28 | -0.23 | 0 |  | 0.33 | 0.33 | 0.23 | 32.36 | 1316.183 | 0.68
D | 4002 | 2019-02-17 | 17 | OFF | 34.4 | 13.16 | 0.49 | 0.08 | 0.27 | 0 | 0.88 | -0.01 | -0.22 | -0.23 | 0 |  | 0.33 | 0.33 | 0.23 | 49.71 | 1377.315 | 1.72
D | 4002 | 2019-02-17 | 18 | OFF | 54.59 | 13.16 | 0.49 | 0.08 | 0.18 | 0 | 1.03 | 0.17 | -0.09 | -0.23 | 0 |  | 0.33 | 0.33 | 0.23 | 70.27 | 1509.172 | 1.78
D | 4002 | 2019-02-17 | 19 | OFF | 51.7 | 13.16 | 0.49 | 0.08 | 0.24 | 0 | 1.76 | 0.1 | -0.45 | -0.23 | 0 |  | 0.33 | 0.33 | 0.23 | 67.74 | 1548.091 | 2.57
D | 4002 | 2019-02-17 | 20 | OFF | 36.58 | 13.16 | 0.49 | 0.08 | 0.23 | 0 | 0 | 0.06 | -0.34 | -0.23 | 0 |  | 0.33 | 0.33 | 0.23 | 50.92 | 1497.944 | 0.8
D | 4002 | 2019-02-17 | 21 | OFF | 37.09 | 13.16 | 0.49 | 0.08 | 0.36 | 0 | 0.47 | 0.07 | -0.24 | -0.23 | 0 |  | 0.33 | 0.33 | 0.23 | 52.14 | 1429.84 | 1.4
D | 4002 | 2019-02-17 | 22 | OFF | 26.22 | 13.16 | 0.49 | 0.08 | 0.43 | 0 | 0.27 | 0.04 | -0.16 | -0.23 | 0 |  | 0.33 | 0.33 | 0.23 | 41.19 | 1326.156 | 1.27
D | 4002 | 2019-02-17 | 23 | OFF | 24.47 | 13.16 | 0.49 | 0.08 | 0.74 | 0 | 0.23 | 0.04 | -0.09 | -0.23 | 0 |  | 0.33 | 0.33 | 0.23 | 39.78 | 1214.762 | 1.54
D | 4002 | 2019-02-17 | 24 | OFF | 20.71 | 13.16 | 0.49 | 0.08 | 0.67 | 0 | 0.02 | 0.01 | -0.13 | -0.23 | 0 |  | 0.33 | 0.33 | 0.23 | 35.67 | 1133.753 | 1.26
D | 4002 | 2019-02-18 | 1 | OFF | 20.6 | 13.16 | 0.18 | 0.08 | 0.21 | 0 | 0.21 | 0.06 | -0.05 | -0.23 | 0 |  | 0.33 | 0.33 | 0.23 | 35.11 | 1076.491 | 0.68
D | 4002 | 2019-02-18 | 2 | OFF | 22.57 | 13.16 | 0.18 | 0.08 | 0.04 | 0 | 0 | 0.05 | -0.07 | -0.23 | 0 |  | 0.33 | 0.33 | 0.23 | 36.67 | 1050.72 | 0.3
D | 4002 | 2019-02-18 | 3 | OFF | 20.48 | 13.16 | 0.18 | 0.08 | 0.03 | 0 | 0 | 0.04 | -0.04 | -0.23 | 0 |  | 0.33 | 0.33 | 0.23 | 34.59 | 1043.028 | 0.29
D | 4002 | 2019-02-18 | 4 | OFF | 19.98 | 13.16 | 0.18 | 0.08 | 0.09 | 0 | 0 | 0.06 | -0.03 | -0.23 | 0 |  | 0.33 | 0.33 | 0.23 | 34.18 | 1054.969 | 0.35
D | 4002 | 2019-02-18 | 5 | OFF | 21.06 | 13.16 | 0.18 | 0.08 | 0.06 | 0 | 0 | 0.07 | -0.06 | -0.23 | 0 |  | 0.33 | 0.33 | 0.23 | 35.21 | 1091.997 | 0.32
D | 4002 | 2019-02-18 | 6 | OFF | 22.18 | 13.16 | 0.18 | 0.08 | 0.35 | 0 | 0 | 0.06 | -0.09 | -0.23 | 0 |  | 0.33 | 0.33 | 0.23 | 36.58 | 1189.783 | 0.61
D | 4002 | 2019-02-18 | 7 | OFF | 28.22 | 13.16 | 0.18 | 0.08 | 0.85 | 0 | 0.55 | 0.03 | -0.07 | -0.23 | 0 |  | 0.33 | 0.33 | 0.23 | 43.66 | 1345.513 | 1.66
D | 4002 | 2019-02-18 | 8 | ON | 26.12 | 13.16 | 0.18 | 0.08 | 0.79 | 0.46 | 0.64 | 0.08 | -0.28 | -0.23 | 0 |  | 0.33 | 0.33 | 0.23 | 41.89 | 1447.268 | 2.15
D | 4002 | 2019-02-18 | 9 | ON | 47.88 | 13.16 | 0.18 | 0.08 | 0.31 | 0.43 | 0.38 | -0.02 | -0.09 | -0.23 | 0 |  | 0.33 | 0.33 | 0.23 | 62.97 | 1506.037 | 1.38
D | 4002 | 2019-02-18 | 10 | ON | 52.65 | 13.16 | 0.18 | 0.08 | 0.13 | 0.42 | 0.62 | 0.08 | -0.16 | -0.23 | 0 |  | 0.33 | 0.33 | 0.23 | 67.82 | 1559.362 | 1.43
D | 4002 | 2019-02-18 | 11 | ON | 48.58 | 13.16 | 0.18 | 0.08 | 0.23 | 0.41 | 0.55 | -0.02 | -0.22 | -0.23 | 0 |  | 0.33 | 0.33 | 0.23 | 63.61 | 1592.544 | 1.45
D | 4002 | 2019-02-18 | 12 | ON | 53.27 | 13.16 | 0.18 | 0.08 | 0.27 | 0.41 | 0.47 | 0.08 | -0.22 | -0.23 | 0 |  | 0.33 | 0.33 | 0.23 | 68.36 | 1600.352 | 1.41
D | 4002 | 2019-02-18 | 13 | ON | 60.59 | 13.16 | 0.18 | 0.08 | 0.32 | 0.41 | 0.56 | 0.09 | -0.18 | -0.23 | 0 |  | 0.33 | 0.33 | 0.23 | 75.87 | 1587.186 | 1.55
D | 4002 | 2019-02-18 | 14 | ON | 51.91 | 13.16 | 0.18 | 0.08 | 0.2 | 0.41 | 0.48 | 0.14 | -0.13 | -0.23 | 0 |  | 0.33 | 0.33 | 0.23 | 67.09 | 1572.416 | 1.35
D | 4002 | 2019-02-18 | 15 | ON | 46.39 | 13.16 | 0.18 | 0.08 | 0.18 | 0.42 | 0.48 | 0.13 | -0.15 | -0.23 | 0 |  | 0.33 | 0.33 | 0.23 | 61.53 | 1526.333 | 1.34
D | 4002 | 2019-02-18 | 16 | ON | 43.37 | 13.16 | 0.18 | 0.08 | 0.16 | 0.42 | 0.62 | 0.04 | -0.2 | -0.23 | 0 |  | 0.33 | 0.33 | 0.23 | 58.49 | 1514.768 | 1.46
D | 4002 | 2019-02-18 | 17 | ON | 42.96 | 13.16 | 0.18 | 0.08 | 0.11 | 0.41 | 0 | 0.2 | -0.16 | -0.23 | 0 |  | 0.33 | 0.33 | 0.23 | 57.6 | 1545.933 | 0.78
D | 4002 | 2019-02-18 | 18 | ON | 47.74 | 13.16 | 0.18 | 0.08 | 0.25 | 0.39 | 0.1 | 0.11 | -0.34 | -0.23 | 0 |  | 0.33 | 0.33 | 0.23 | 62.33 | 1648.141 | 1
D | 4002 | 2019-02-18 | 19 | ON | 45.16 | 13.16 | 0.18 | 0.08 | 0.19 | 0.39 | 0 | 0.12 | -0.39 | -0.23 | 0 |  | 0.33 | 0.33 | 0.23 | 59.55 | 1678.779 | 0.84
D | 4002 | 2019-02-18 | 20 | ON | 49.31 | 13.16 | 0.18 | 0.08 | 0.19 | 0.4 | 0.76 | 0.07 | -0.28 | -0.23 | 0 |  | 0.33 | 0.33 | 0.23 | 64.53 | 1628.413 | 1.61
D | 4002 | 2019-02-18 | 21 | ON | 30.78 | 13.16 | 0.18 | 0.08 | 0.11 | 0.41 | 0.2 | 0.06 | -0.21 | -0.23 | 0 |  | 0.33 | 0.33 | 0.23 | 45.43 | 1560.955 | 0.98
D | 4002 | 2019-02-18 | 22 | ON | 26.28 | 13.16 | 0.18 | 0.08 | 0.1 | 0.43 | 0.05 | 0.03 | -0.19 | -0.23 | 0 |  | 0.33 | 0.33 | 0.23 | 40.78 | 1449.244 | 0.84
D | 4002 | 2019-02-18 | 23 | ON | 37.5 | 13.16 | 0.18 | 0.08 | 0.36 | 0.46 | 0.64 | 0.05 | -0.16 | -0.23 | 0 |  | 0.33 | 0.33 | 0.23 | 52.93 | 1334.204 | 1.72
D | 4002 | 2019-02-18 | 24 | OFF | 42.64 | 13.16 | 0.18 | 0.08 | 0.76 | 0 | 0.96 | 0.06 | -0.18 | -0.23 | 0 |  | 0.33 | 0.33 | 0.23 | 58.32 | 1242.249 | 1.98
D | 4002 | 2019-02-19 | 1 | OFF | 32.47 | 13.16 | 0.14 | 0.02 | 0.18 | 0 | 0.31 | 0.03 | -0.15 | -0.23 | 0 |  | 0.33 | 0.33 | 0.23 | 46.82 | 1187.79 | 0.65
D | 4002 | 2019-02-19 | 2 | OFF | 22.49 | 13.16 | 0.14 | 0.02 | 0.14 | 0 | 0 | 0.04 | -0.19 | -0.23 | 0 |  | 0.33 | 0.33 | 0.23 | 36.46 | 1164.969 | 0.3
D | 4002 | 2019-02-19 | 3 | OFF | 22.98 | 13.16 | 0.14 | 0.02 | 0.04 | 0 | 0 | 0.06 | -0.2 | -0.23 | 0 |  | 0.33 | 0.33 | 0.23 | 36.86 | 1156.498 | 0.2
D | 4002 | 2019-02-19 | 4 | OFF | 22.97 | 13.16 | 0.14 | 0.02 | 0.14 | 0 | 0 | 0.03 | -0.21 | -0.23 | 0 |  | 0.33 | 0.33 | 0.23 | 36.91 | 1170.144 | 0.3
D | 4002 | 2019-02-19 | 5 | OFF | 26.75 | 13.16 | 0.14 | 0.02 | 0.11 | 0 | 0 | 0.09 | -0.24 | -0.23 | 0 |  | 0.33 | 0.33 | 0.23 | 40.69 | 1220.467 | 0.27
D | 4002 | 2019-02-19 | 6 | OFF | 23.94 | 13.16 | 0.14 | 0.02 | 0.21 | 0 | 0.03 | 0.05 | -0.25 | -0.23 | 0 |  | 0.33 | 0.33 | 0.23 | 37.96 | 1342.93 | 0.4
D | 4002 | 2019-02-19 | 7 | OFF | 26.34 | 13.16 | 0.14 | 0.02 | 0.27 | 0 | 0.09 | 0.02 | -0.28 | -0.23 | 0 |  | 0.33 | 0.33 | 0.23 | 40.42 | 1517.119 | 0.52
D | 4002 | 2019-02-19 | 8 | ON | 28.62 | 13.16 | 0.14 | 0.02 | 0.3 | 0.35 | 0 | 0.04 | -0.33 | -0.23 | 0 |  | 0.33 | 0.33 | 0.23 | 42.96 | 1601.211 | 0.81
D | 4002 | 2019-02-19 | 9 | ON | 26.27 | 13.16 | 0.14 | 0.02 | 0.13 | 0.35 | 0 | 0.08 | -0.26 | -0.23 | 0 |  | 0.33 | 0.33 | 0.23 | 40.55 | 1602.585 | 0.64
D | 4002 | 2019-02-19 | 10 | ON | 27.25 | 13.16 | 0.14 | 0.02 | 0.17 | 0.34 | 0.17 | 0.07 | -0.21 | -0.23 | 0 |  | 0.33 | 0.33 | 0.23 | 41.77 | 1587.282 | 0.84
D | 4002 | 2019-02-19 | 11 | ON | 25.62 | 13.16 | 0.14 | 0.02 | 0.09 | 0.29 | 0.17 | 0.03 | -0.19 | -0.23 | 0 |  | 0.33 | 0.33 | 0.23 | 39.99 | 1569.611 | 0.71
D | 4002 | 2019-02-19 | 12 | ON | 23.59 | 13.16 | 0.14 | 0.02 | 0.07 | 0.34 | 0.02 | 0.03 | -0.16 | -0.23 | 0 |  | 0.33 | 0.33 | 0.23 | 37.87 | 1540.963 | 0.59
D | 4002 | 2019-02-19 | 13 | ON | 24.33 | 13.16 | 0.14 | 0.02 | 0.15 | 0.36 | 0 | 0.03 | -0.2 | -0.23 | 0 |  | 0.33 | 0.33 | 0.23 | 38.65 | 1506.538 | 0.67
D | 4002 | 2019-02-19 | 14 | ON | 24.53 | 13.16 | 0.14 | 0.02 | 0.16 | 0.37 | 0 | -0.01 | -0.09 | -0.23 | 0 |  | 0.33 | 0.33 | 0.23 | 38.94 | 1493.802 | 0.69
D | 4002 | 2019-02-19 | 15 | ON | 23.43 | 13.16 | 0.14 | 0.02 | 0.08 | 0.37 | 0 | 0.04 | -0.17 | -0.23 | 0 |  | 0.33 | 0.33 | 0.23 | 37.73 | 1471.309 | 0.61
D | 4002 | 2019-02-19 | 16 | ON | 22.49 | 13.16 | 0.14 | 0.02 | 0.06 | 0.37 | 0 | 0.05 | -0.2 | -0.23 | 0 |  | 0.33 | 0.33 | 0.23 | 36.75 | 1481.424 | 0.59
D | 4002 | 2019-02-19 | 17 | ON | 22.62 | 13.16 | 0.14 | 0.02 | 0.06 | 0.35 | 0 | 0.03 | -0.17 | -0.23 | 0 |  | 0.33 | 0.33 | 0.23 | 36.87 | 1537.134 | 0.57
D | 4002 | 2019-02-19 | 18 | ON | 30.74 | 13.16 | 0.14 | 0.02 | 0.1 | 0.33 | 0.07 | 0.01 | -0.19 | -0.23 | 0 |  | 0.33 | 0.33 | 0.23 | 45.04 | 1658.101 | 0.66
D | 4002 | 2019-02-19 | 19 | ON | 28.66 | 13.16 | 0.14 | 0.02 | 0.12 | 0.32 | 0.15 | 0.09 | -0.36 | -0.23 | 0 |  | 0.33 | 0.33 | 0.23 | 42.96 | 1707.504 | 0.75
D | 4002 | 2019-02-19 | 20 | ON | 24.93 | 13.16 | 0.14 | 0.02 | 0.12 | 0.32 | 0.03 | 0.09 | -0.31 | -0.23 | 0 |  | 0.33 | 0.33 | 0.23 | 39.16 | 1665.961 | 0.63
D | 4002 | 2019-02-19 | 21 | ON | 24.74 | 13.16 | 0.14 | 0.02 | 0.1 | 0.33 | 0.08 | 0.05 | -0.27 | -0.23 | 0 |  | 0.33 | 0.33 | 0.23 | 39.01 | 1600.261 | 0.67
D | 4002 | 2019-02-19 | 22 | ON | 22.62 | 13.16 | 0.14 | 0.02 | 0.1 | 0.35 | 0.01 | 0.08 | -0.21 | -0.23 | 0 |  | 0.33 | 0.33 | 0.23 | 36.93 | 1492.628 | 0.62
D | 4002 | 2019-02-19 | 23 | ON | 22.81 | 13.16 | 0.14 | 0.02 | 0.24 | 0.38 | 0 | 0.04 | -0.22 | -0.23 | 0 |  | 0.33 | 0.33 | 0.23 | 37.23 | 1366.397 | 0.78
D | 4002 | 2019-02-19 | 24 | OFF | 31.11 | 13.16 | 0.14 | 0.02 | 0.25 | 0 | 0 | 0.04 | -0.35 | -0.23 | 0 |  | 0.33 | 0.33 | 0.23 | 45.03 | 1270.905 | 0.41
D | 4002 | 2019-02-20 | 1 | OFF | 33.62 | 13.16 | 0.37 | 0.05 | 0.1 | 0 | 0 | 0.06 | -0.18 | -0.23 | 0 |  | 0.33 | 0.33 | 0.23 | 47.84 | 1217.508 | 0.52
D | 4002 | 2019-02-20 | 2 | OFF | 24.53 | 13.16 | 0.37 | 0.05 | 0.04 | 0 | 0 | 0.06 | -0.2 | -0.23 | 0 |  | 0.33 | 0.33 | 0.23 | 38.67 | 1193.128 | 0.46
D | 4002 | 2019-02-20 | 3 | OFF | 29.27 | 13.16 | 0.37 | 0.05 | 0.1 | 0 | 0 | 0.06 | -0.25 | -0.23 | 0 |  | 0.33 | 0.33 | 0.23 | 43.42 | 1186.49 | 0.52
D | 4002 | 2019-02-20 | 4 | OFF | 24.63 | 13.16 | 0.37 | 0.05 | 0.06 | 0 | 0 | 0.04 | -0.2 | -0.23 | 0 |  | 0.33 | 0.33 | 0.23 | 38.77 | 1195.836 | 0.48
D | 4002 | 2019-02-20 | 5 | OFF | 26.91 | 13.16 | 0.37 | 0.05 | 0.08 | 0 | 0 | 0.07 | -0.22 | -0.23 | 0 |  | 0.33 | 0.33 | 0.23 | 41.08 | 1248.713 | 0.5
D | 4002 | 2019-02-20 | 6 | OFF | 42.53 | 13.16 | 0.37 | 0.05 | 0.58 | 0 | 0.59 | 0.13 | -0.18 | -0.23 | 0 |  | 0.33 | 0.33 | 0.23 | 57.89 | 1366.449 | 1.59
D | 4002 | 2019-02-20 | 7 | OFF | 41.83 | 13.16 | 0.37 | 0.05 | 0.39 | 0 | 0.37 | 0.03 | -0.33 | -0.23 | 0 |  | 0.33 | 0.33 | 0.23 | 56.53 | 1539.517 | 1.18
D | 4002 | 2019-02-20 | 8 | ON | 48.97 | 13.16 | 0.37 | 0.05 | 0.31 | 0.34 | 0.22 | 0.05 | -0.34 | -0.23 | 0 |  | 0.33 | 0.33 | 0.23 | 63.79 | 1611.458 | 1.29
D | 4002 | 2019-02-20 | 9 | ON | 47.64 | 13.16 | 0.37 | 0.05 | 0.16 | 0.34 | 0.51 | 0.1 | -0.31 | -0.23 | 0 |  | 0.33 | 0.33 | 0.23 | 62.68 | 1610.963 | 1.43
D | 4002 | 2019-02-20 | 10 | ON | 47.37 | 13.16 | 0.37 | 0.05 | 0.15 | 0.34 | 0.13 | 0.07 | -0.26 | -0.23 | 0 |  | 0.33 | 0.33 | 0.23 | 62.04 | 1588.849 | 1.04
D | 4002 | 2019-02-20 | 11 | ON | 46.67 | 13.16 | 0.37 | 0.05 | 0.19 | 0.34 | 0.01 | 0.07 | -0.22 | -0.23 | 0 |  | 0.33 | 0.33 | 0.23 | 61.3 | 1576.383 | 0.96
D | 4002 | 2019-02-20 | 12 | ON | 51.45 | 13.16 | 0.37 | 0.05 | 0.26 | 0.34 | 0.05 | 0.03 | -0.23 | -0.23 | 0 |  | 0.33 | 0.33 | 0.23 | 66.14 | 1565.055 | 1.07
D | 4002 | 2019-02-20 | 13 | ON | 50.2 | 13.16 | 0.37 | 0.05 | 0.19 | 0.34 | 0.28 | 0.1 | -0.24 | -0.23 | 0 |  | 0.33 | 0.33 | 0.23 | 65.11 | 1553.514 | 1.23
D | 4002 | 2019-02-20 | 14 | ON | 45.97 | 13.16 | 0.37 | 0.05 | 0.18 | 0.34 | 0.6 | 0.06 | -0.21 | -0.23 | 0 |  | 0.33 | 0.33 | 0.23 | 61.18 | 1552.598 | 1.54
D | 4002 | 2019-02-20 | 15 | ON | 49.36 | 13.16 | 0.37 | 0.05 | 0.18 | 0.35 | 0.58 | 0 | -0.22 | -0.23 | 0 |  | 0.33 | 0.33 | 0.23 | 64.49 | 1525.632 | 1.53
D | 4002 | 2019-02-20 | 16 | ON | 51.92 | 13.16 | 0.37 | 0.05 | 0.17 | 0.35 | 0.55 | 0.05 | -0.22 | -0.23 | 0 |  | 0.33 | 0.33 | 0.23 | 67.06 | 1529.665 | 1.49
D | 4002 | 2019-02-20 | 17 | ON | 59.23 | 13.16 | 0.37 | 0.05 | 0.19 | 0.34 | 0.73 | 0.03 | -0.25 | -0.23 | 0 |  | 0.33 | 0.33 | 0.23 | 74.51 | 1566.302 | 1.68
D | 4002 | 2019-02-20 | 18 | ON | 60.52 | 13.16 | 0.37 | 0.05 | 0.24 | 0.32 | 0.37 | -0.03 | -0.28 | -0.23 | 0 |  | 0.33 | 0.33 | 0.23 | 75.38 | 1658.999 | 1.35
D | 4002 | 2019-02-20 | 19 | ON | 63.77 | 13.16 | 0.37 | 0.05 | 0.36 | 0.32 | 0 | 0.08 | -0.25 | -0.23 | 0 |  | 0.33 | 0.33 | 0.23 | 78.52 | 1685.628 | 1.1
D | 4002 | 2019-02-20 | 20 | ON | 53.02 | 13.16 | 0.37 | 0.05 | 0.28 | 0.33 | 0.43 | 0.13 | -0.09 | -0.23 | 0 |  | 0.33 | 0.33 | 0.23 | 68.34 | 1637.026 | 1.46
D | 4002 | 2019-02-20 | 21 | ON | 39.88 | 13.16 | 0.37 | 0.05 | 0.24 | 0.34 | 0.39 | 0.08 | 0.04 | -0.23 | 0 |  | 0.33 | 0.33 | 0.23 | 55.21 | 1558.314 | 1.39
D | 4002 | 2019-02-20 | 22 | ON | 29.94 | 13.16 | 0.37 | 0.05 | 0.1 | 0.36 | 0 | 0.02 | 0.03 | -0.23 | 0 |  | 0.33 | 0.33 | 0.23 | 44.69 | 1445.427 | 0.88
D | 4002 | 2019-02-20 | 23 | ON | 43.03 | 13.16 | 0.37 | 0.05 | 0.5 | 0.39 | 0.11 | 0.05 | -0.09 | -0.23 | 0 |  | 0.33 | 0.33 | 0.23 | 58.23 | 1341.23 | 1.42
D | 4002 | 2019-02-20 | 24 | OFF | 68.35 | 13.16 | 0.37 | 0.05 | 1.49 | 0 | 0 | 0.05 | 0.2 | -0.23 | 0 |  | 0.33 | 0.33 | 0.23 | 84.33 | 1239.737 | 1.91
D | 4002 | 2019-02-21 | 1 | OFF | 72.5 | 13.16 | 0.55 | 0.18 | 0.34 | 0 | 0.96 | -0.04 | -0.33 | -0.23 | 0 |  | 0.33 | 0.33 | 0.23 | 87.98 | 1174.992 | 2.03
D | 4002 | 2019-02-21 | 2 | OFF | 40.33 | 13.16 | 0.55 | 0.18 | 0.08 | 0 | 0 | 0.05 | -0.05 | -0.23 | 0 |  | 0.33 | 0.33 | 0.23 | 54.96 | 1141.882 | 0.81
D | 4002 | 2019-02-21 | 3 | OFF | 40.05 | 13.16 | 0.55 | 0.18 | 0.1 | 0 | 0 | 0.09 | -0.06 | -0.23 | 0 |  | 0.33 | 0.33 | 0.23 | 54.73 | 1130.407 | 0.83
D | 4002 | 2019-02-21 | 4 | OFF | 38.38 | 13.16 | 0.55 | 0.18 | 0.14 | 0 | 0 | 0.07 | -0.05 | -0.23 | 0 |  | 0.33 | 0.33 | 0.23 | 53.09 | 1130.967 | 0.87
D | 4002 | 2019-02-21 | 5 | OFF | 38.98 | 13.16 | 0.55 | 0.18 | 0.11 | 0 | 0 | 0.15 | -0.03 | -0.23 | 0 |  | 0.33 | 0.33 | 0.23 | 53.76 | 1169.939 | 0.84
D | 4002 | 2019-02-21 | 6 | OFF | 43.26 | 13.16 | 0.55 | 0.18 | 0.59 | 0 | 0.56 | 0.11 | -0.14 | -0.23 | 0 |  | 0.33 | 0.33 | 0.23 | 58.93 | 1266.311 | 1.88
D | 4002 | 2019-02-21 | 7 | OFF | 37.98 | 13.16 | 0.55 | 0.18 | 0.31 | 0 | 0.1 | 0.04 | -0.01 | -0.23 | 0 |  | 0.33 | 0.33 | 0.23 | 52.97 | 1403.596 | 1.14
D | 4002 | 2019-02-21 | 8 | ON | 47.7 | 13.16 | 0.55 | 0.18 | 0.48 | 0.35 | 0 | 0.06 | -0.24 | -0.23 | 0 |  | 0.33 | 0.33 | 0.23 | 62.9 | 1497.388 | 1.56
D | 4002 | 2019-02-21 | 9 | ON | 82.01 | 13.16 | 0.55 | 0.18 | 0.46 | 0.35 | 0.19 | 0.15 | -0.3 | -0.23 | 0 |  | 0.33 | 0.33 | 0.23 | 97.41 | 1557.771 | 1.73
D | 4002 | 2019-02-21 | 10 | ON | 76.74 | 13.16 | 0.55 | 0.18 | 0.28 | 0.35 | 0.17 | 0.13 | -0.29 | -0.23 | 0 |  | 0.33 | 0.33 | 0.23 | 91.93 | 1560.27 | 1.53
D | 4002 | 2019-02-21 | 11 | ON | 73 | 13.16 | 0.55 | 0.18 | 0.31 | 0.35 | 0.42 | 0.14 | -0.36 | -0.23 | 0 |  | 0.33 | 0.33 | 0.23 | 88.41 | 1536.916 | 1.81
D | 4002 | 2019-02-21 | 12 | ON | 58.75 | 13.16 | 0.55 | 0.18 | 0.42 | 0.32 | 1.13 | 0.12 | -0.25 | -0.23 | 0 |  | 0.33 | 0.33 | 0.23 | 75.04 | 1500.496 | 2.6
D | 4002 | 2019-02-21 | 13 | ON | 37.93 | 13.16 | 0.55 | 0.18 | 0.23 | 0.37 | 0.49 | 0.09 | -0.17 | -0.23 | 0 |  | 0.33 | 0.33 | 0.23 | 53.49 | 1463.271 | 1.82
D | 4002 | 2019-02-21 | 14 | ON | 25.91 | 13.16 | 0.55 | 0.18 | 0.08 | 0.38 | 0 | 0.05 | -0.17 | -0.23 | 0 |  | 0.33 | 0.33 | 0.23 | 40.8 | 1445.686 | 1.19
D | 4002 | 2019-02-21 | 15 | ON | 25.06 | 13.16 | 0.55 | 0.18 | 0.08 | 0.38 | 0 | 0.03 | -0.21 | -0.23 | 0 |  | 0.33 | 0.33 | 0.23 | 39.89 | 1428.628 | 1.19
D | 4002 | 2019-02-21 | 16 | ON | 26.27 | 13.16 | 0.55 | 0.18 | 0.1 | 0.38 | 0 | 0.05 | -0.17 | -0.23 | 0 |  | 0.33 | 0.33 | 0.23 | 41.18 | 1430.632 | 1.21
D | 4002 | 2019-02-21 | 17 | ON | 26.81 | 13.16 | 0.55 | 0.18 | 0.11 | 0.37 | 0.07 | 0.07 | -0.15 | -0.23 | 0 |  | 0.33 | 0.33 | 0.23 | 41.83 | 1464.404 | 1.28
D | 4002 | 2019-02-21 | 18 | ON | 36.08 | 13.16 | 0.55 | 0.18 | 0.11 | 0.35 | 0.21 | 0.08 | -0.29 | -0.23 | 0 |  | 0.33 | 0.33 | 0.23 | 51.09 | 1557.959 | 1.4
D | 4002 | 2019-02-21 | 19 | ON | 53.28 | 13.16 | 0.55 | 0.18 | 0.33 | 0.34 | 0.23 | 0.09 | -0.37 | -0.23 | 0 |  | 0.33 | 0.33 | 0.23 | 68.45 | 1594.13 | 1.63
D | 4002 | 2019-02-21 | 20 | ON | 44.6 | 13.16 | 0.55 | 0.18 | 0.22 | 0.35 | 0.48 | 0.09 | -0.36 | -0.23 | 0 |  | 0.33 | 0.33 | 0.23 | 59.93 | 1549.595 | 1.78
D | 4002 | 2019-02-21 | 21 | ON | 34.17 | 13.16 | 0.55 | 0.18 | 0.24 | 0.36 | 0.15 | 0.05 | -0.15 | -0.23 | 0 |  | 0.33 | 0.33 | 0.23 | 49.37 | 1477.524 | 1.48
D | 4002 | 2019-02-21 | 22 | ON | 23.61 | 13.16 | 0.55 | 0.18 | 0.09 | 0.38 | 0 | 0.05 | -0.21 | -0.23 | 0 |  | 0.33 | 0.33 | 0.23 | 38.47 | 1368.392 | 1.2
D | 4002 | 2019-02-21 | 23 | ON | 23.35 | 13.16 | 0.55 | 0.18 | 0.12 | 0.41 | 0 | 0.03 | -0.13 | -0.23 | 0 |  | 0.33 | 0.33 | 0.23 | 38.33 | 1245.254 | 1.26
D | 4002 | 2019-02-21 | 24 | OFF | 24.24 | 13.16 | 0.55 | 0.18 | 0.13 | 0 | 0 | 0.03 | -0.18 | -0.23 | 0 |  | 0.33 | 0.33 | 0.23 | 38.77 | 1146.268 | 0.86
D | 4002 | 2019-02-22 | 1 | OFF | 25.94 | 13.16 | 0.27 | 0.04 | 0.06 | 0 | 0 | 0.07 | -0.25 | -0.23 | 0 |  | 0.33 | 0.33 | 0.23 | 39.95 | 1083.707 | 0.37
D | 4002 | 2019-02-22 | 2 | OFF | 25.66 | 13.16 | 0.27 | 0.04 | 0.07 | 0 | 0 | 0.06 | -0.22 | -0.23 | 0 |  | 0.33 | 0.33 | 0.23 | 39.7 | 1051.475 | 0.38
D | 4002 | 2019-02-22 | 3 | OFF | 26.36 | 13.16 | 0.27 | 0.04 | 0.03 | 0 | 0 | 0.05 | -0.23 | -0.23 | 0 |  | 0.33 | 0.33 | 0.23 | 40.34 | 1036.613 | 0.34
D | 4002 | 2019-02-22 | 4 | OFF | 26.7 | 13.16 | 0.27 | 0.04 | 0.06 | 0 | 0 | 0.05 | -0.23 | -0.23 | 0 |  | 0.33 | 0.33 | 0.23 | 40.71 | 1041.704 | 0.37
D | 4002 | 2019-02-22 | 5 | OFF | 36.79 | 13.16 | 0.27 | 0.04 | 0.1 | 0 | 0 | 0.09 | -0.23 | -0.23 | 0 |  | 0.33 | 0.33 | 0.23 | 50.88 | 1079.714 | 0.41
D | 4002 | 2019-02-22 | 6 | OFF | 33.15 | 13.16 | 0.27 | 0.04 | 0.44 | 0 | 0 | 0.06 | -0.16 | -0.23 | 0 |  | 0.33 | 0.33 | 0.23 | 47.62 | 1185.399 | 0.75
D | 4002 | 2019-02-22 | 7 | OFF | 38.67 | 13.16 | 0.27 | 0.04 | 0.37 | 0 | 0.15 | 0.06 | -0.31 | -0.23 | 0 |  | 0.33 | 0.33 | 0.23 | 53.07 | 1347.92 | 0.83
D | 4002 | 2019-02-22 | 8 | ON | 42.9 | 13.16 | 0.27 | 0.04 | 0.46 | 0.37 | 0 | 0.03 | -0.42 | -0.23 | 0 |  | 0.33 | 0.33 | 0.23 | 57.47 | 1423.017 | 1.14
D | 4002 | 2019-02-22 | 9 | ON | 42.25 | 13.16 | 0.27 | 0.04 | 0.25 | 0.37 | 0.06 | 0.05 | -0.43 | -0.23 | 0 |  | 0.33 | 0.33 | 0.23 | 56.68 | 1427.039 | 0.99
D | 4002 | 2019-02-22 | 10 | ON | 37.49 | 13.16 | 0.27 | 0.04 | 0.16 | 0.35 | 0.46 | 0.07 | -0.31 | -0.23 | 0 |  | 0.33 | 0.33 | 0.23 | 52.35 | 1418.423 | 1.28
D | 4002 | 2019-02-22 | 11 | ON | 27.73 | 13.16 | 0.27 | 0.04 | 0.13 | 0.38 | 0 | 0.05 | -0.29 | -0.23 | 0 |  | 0.33 | 0.33 | 0.23 | 42.13 | 1407.555 | 0.82
D | 4002 | 2019-02-22 | 12 | ON | 24.41 | 13.16 | 0.27 | 0.04 | 0.1 | 0.47 | 0 | 0.05 | -0.27 | -0.23 | 0 |  | 0.33 | 0.33 | 0.23 | 38.89 | 1386.268 | 0.88
D | 4002 | 2019-02-22 | 13 | ON | 24.02 | 13.16 | 0.27 | 0.04 | 0.1 | 0.48 | 0 | 0.05 | -0.23 | -0.23 | 0 |  | 0.33 | 0.33 | 0.23 | 38.55 | 1354.932 | 0.89
D | 4002 | 2019-02-22 | 14 | ON | 23.64 | 13.16 | 0.27 | 0.04 | 0.09 | 0.48 | 0 | 0.05 | -0.21 | -0.23 | 0 |  | 0.33 | 0.33 | 0.23 | 38.18 | 1336.895 | 0.88
D | 4002 | 2019-02-22 | 15 | ON | 23.88 | 13.16 | 0.27 | 0.04 | 0.1 | 0.48 | 0 | 0.02 | -0.22 | -0.23 | 0 |  | 0.33 | 0.33 | 0.23 | 38.39 | 1322.634 | 0.89
D | 4002 | 2019-02-22 | 16 | ON | 25.59 | 13.16 | 0.27 | 0.04 | 0.09 | 0.47 | 0.01 | 0.04 | -0.22 | -0.23 | 0 |  | 0.33 | 0.33 | 0.23 | 40.11 | 1332.542 | 0.88
D | 4002 | 2019-02-22 | 17 | ON | 34.88 | 13.16 | 0.27 | 0.04 | 0.13 | 0.45 | 0.49 | 0.06 | -0.17 | -0.23 | 0 |  | 0.33 | 0.33 | 0.23 | 49.97 | 1373.678 | 1.38
D | 4002 | 2019-02-22 | 18 | ON | 41.21 | 13.16 | 0.27 | 0.04 | 0.19 | 0.43 | 0.4 | 0.11 | -0.37 | -0.23 | 0 |  | 0.33 | 0.33 | 0.23 | 56.1 | 1469.052 | 1.33
D | 4002 | 2019-02-22 | 19 | ON | 36.66 | 13.16 | 0.27 | 0.04 | 0.15 | 0.42 | 0 | 0.07 | -0.39 | -0.23 | 0 |  | 0.33 | 0.33 | 0.23 | 51.04 | 1511.736 | 0.88
D | 4002 | 2019-02-22 | 20 | ON | 41.11 | 13.16 | 0.27 | 0.04 | 0.21 | 0.43 | 0.68 | 0.05 | -0.35 | -0.23 | 0 |  | 0.33 | 0.33 | 0.23 | 56.26 | 1473.488 | 1.63
D | 4002 | 2019-02-22 | 21 | ON | 36.88 | 13.16 | 0.27 | 0.04 | 0.18 | 0.44 | 0.52 | 0.04 | -0.34 | -0.23 | 0 |  | 0.33 | 0.33 | 0.23 | 51.85 | 1421.47 | 1.45
D | 4002 | 2019-02-22 | 22 | ON | 34.51 | 13.16 | 0.27 | 0.04 | 0.22 | 0.46 | 0.61 | 0.11 | -0.13 | -0.23 | 0 |  | 0.33 | 0.33 | 0.23 | 49.91 | 1337.951 | 1.6
D | 4002 | 2019-02-22 | 23 | ON | 22 | 13.16 | 0.27 | 0.04 | 0.12 | 0.49 | 0.04 | 0.05 | -0.24 | -0.23 | 0 |  | 0.33 | 0.33 | 0.23 | 36.59 | 1239.638 | 0.96
D | 4002 | 2019-02-22 | 24 | OFF | 21.82 | 13.16 | 0.27 | 0.04 | 0.13 | 0 | 0 | 0.03 | -0.23 | -0.23 | 0 |  | 0.33 | 0.33 | 0.23 | 35.88 | 1152.67 | 0.44
D | 4002 | 2019-02-23 | 1 | OFF | 23.71 | 13.16 | 0.26 | 0.02 | 0.09 | 0 | 0 | 0.03 | -0.21 | -0.23 | 0 |  | 0.33 | 0.33 | 0.23 | 37.72 | 1091.632 | 0.37
D | 4002 | 2019-02-23 | 2 | OFF | 26.12 | 13.16 | 0.26 | 0.02 | 0.1 | 0 | 0 | 0.08 | -0.19 | -0.23 | 0 |  | 0.33 | 0.33 | 0.23 | 40.21 | 1058.968 | 0.38
D | 4002 | 2019-02-23 | 3 | OFF | 24.01 | 13.16 | 0.26 | 0.02 | 0.09 | 0 | 0 | 0.09 | -0.2 | -0.23 | 0 |  | 0.33 | 0.33 | 0.23 | 38.09 | 1046.631 | 0.37
D | 4002 | 2019-02-23 | 4 | OFF | 21.94 | 13.16 | 0.26 | 0.02 | 0.07 | 0 | 0 | 0.03 | -0.17 | -0.23 | 0 |  | 0.33 | 0.33 | 0.23 | 35.97 | 1047.413 | 0.35
D | 4002 | 2019-02-23 | 5 | OFF | 27.63 | 13.16 | 0.26 | 0.02 | 0.08 | 0 | 0 | 0.05 | -0.18 | -0.23 | 0 |  | 0.33 | 0.33 | 0.23 | 41.68 | 1069.018 | 0.36
D | 4002 | 2019-02-23 | 6 | OFF | 27.31 | 13.16 | 0.26 | 0.02 | 0.09 | 0 | 0 | 0.07 | -0.19 | -0.23 | 0 |  | 0.33 | 0.33 | 0.23 | 41.38 | 1122.332 | 0.37
D | 4002 | 2019-02-23 | 7 | OFF | 35 | 13.16 | 0.26 | 0.02 | 0.44 | 0 | 0.68 | 0.06 | -0.21 | -0.23 | 0 |  | 0.33 | 0.33 | 0.23 | 50.07 | 1202.784 | 1.4
D | 4002 | 2019-02-23 | 8 | OFF | 25.84 | 13.16 | 0.26 | 0.02 | 0.27 | 0 | 0.27 | 0.06 | -0.26 | -0.23 | 0 |  | 0.33 | 0.33 | 0.23 | 40.28 | 1279.906 | 0.82
D | 4002 | 2019-02-23 | 9 | OFF | 22.93 | 13.16 | 0.26 | 0.02 | 0.12 | 0 | 0 | 0.04 | -0.23 | -0.23 | 0 |  | 0.33 | 0.33 | 0.23 | 36.96 | 1334.191 | 0.4
D | 4002 | 2019-02-23 | 10 | OFF | 21.01 | 13.16 | 0.26 | 0.02 | 0.09 | 0 | 0 | 0.06 | -0.25 | -0.23 | 0 |  | 0.33 | 0.33 | 0.23 | 35.01 | 1358.369 | 0.37
D | 4002 | 2019-02-23 | 11 | OFF | 20.9 | 13.16 | 0.26 | 0.02 | 0.06 | 0 | 0 | 0.04 | -0.29 | -0.23 | 0 |  | 0.33 | 0.33 | 0.23 | 34.81 | 1349.291 | 0.34
D | 4002 | 2019-02-23 | 12 | OFF | 21.16 | 13.16 | 0.26 | 0.02 | 0.06 | 0 | 0 | 0.04 | -0.24 | -0.23 | 0 |  | 0.33 | 0.33 | 0.23 | 35.12 | 1324.761 | 0.34
D | 4002 | 2019-02-23 | 13 | OFF | 21.19 | 13.16 | 0.26 | 0.02 | 0.07 | 0 | 0 | 0.03 | -0.2 | -0.23 | 0 |  | 0.33 | 0.33 | 0.23 | 35.19 | 1294.249 | 0.35
D | 4002 | 2019-02-23 | 14 | OFF | 21.15 | 13.16 | 0.26 | 0.02 | 0.06 | 0 | 0 | 0.06 | -0.17 | -0.23 | 0 |  | 0.33 | 0.33 | 0.23 | 35.2 | 1276.472 | 0.34
D | 4002 | 2019-02-23 | 15 | OFF | 21.56 | 13.16 | 0.26 | 0.02 | 0.1 | 0 | 0.01 | 0.03 | -0.16 | -0.23 | 0 |  | 0.33 | 0.33 | 0.23 | 35.64 | 1263.957 | 0.39
D | 4002 | 2019-02-23 | 16 | OFF | 30.91 | 13.16 | 0.26 | 0.02 | 0.15 | 0 | 0.58 | 0.07 | -0.18 | -0.23 | 0 |  | 0.33 | 0.33 | 0.23 | 45.63 | 1263.923 | 1.01
D | 4002 | 2019-02-23 | 17 | OFF | 37.03 | 13.16 | 0.26 | 0.02 | 0.23 | 0 | 0.56 | 0.07 | -0.08 | -0.23 | 0 |  | 0.33 | 0.33 | 0.23 | 51.91 | 1303.303 | 1.07
D | 4002 | 2019-02-23 | 18 | OFF | 36.15 | 13.16 | 0.26 | 0.02 | 0.2 | 0 | 0 | 0.07 | -0.28 | -0.23 | 0 |  | 0.33 | 0.33 | 0.23 | 50.24 | 1396.325 | 0.48
D | 4002 | 2019-02-23 | 19 | OFF | 48.15 | 13.16 | 0.26 | 0.02 | 0.18 | 0 | 0 | 0.06 | -0.4 | -0.23 | 0 |  | 0.33 | 0.33 | 0.23 | 62.09 | 1439.997 | 0.46
D | 4002 | 2019-02-23 | 20 | OFF | 47.06 | 13.16 | 0.26 | 0.02 | 0.28 | 0 | 0.04 | 0.04 | -0.27 | -0.23 | 0 |  | 0.33 | 0.33 | 0.23 | 61.25 | 1401.477 | 0.6
D | 4002 | 2019-02-23 | 21 | OFF | 41.99 | 13.16 | 0.26 | 0.02 | 0.27 | 0 | 0.22 | 0.04 | -0.28 | -0.23 | 0 |  | 0.33 | 0.33 | 0.23 | 56.34 | 1347.197 | 0.77
D | 4002 | 2019-02-23 | 22 | OFF | 36.41 | 13.16 | 0.26 | 0.02 | 0.29 | 0 | 0.4 | 0.06 | -0.16 | -0.23 | 0 |  | 0.33 | 0.33 | 0.23 | 51.1 | 1273.746 | 0.97
D | 4002 | 2019-02-23 | 23 | OFF | 32.69 | 13.16 | 0.26 | 0.02 | 0.28 | 0 | 0.28 | 0.05 | -0.22 | -0.23 | 0 |  | 0.33 | 0.33 | 0.23 | 47.18 | 1187.062 | 0.84
D | 4002 | 2019-02-23 | 24 | OFF | 28.91 | 13.16 | 0.26 | 0.02 | 0.4 | 0 | 0.09 | 0.06 | -0.18 | -0.23 | 0 |  | 0.33 | 0.33 | 0.23 | 43.38 | 1110.564 | 0.77
D | 4002 | 2019-02-24 | 1 | OFF | 34.04 | 13.16 | 0.33 | 0.11 | 0.75 | 0 | 0.69 | 0.08 | -0.03 | -0.23 | 0 |  | 0.33 | 0.33 | 0.23 | 49.79 | 1055.542 | 1.88
D | 4002 | 2019-02-24 | 2 | OFF | 21.91 | 13.16 | 0.33 | 0.11 | 0.12 | 0 | 0 | 0.07 | -0.12 | -0.23 | 0 |  | 0.33 | 0.33 | 0.23 | 36.24 | 1021.816 | 0.56
D | 4002 | 2019-02-24 | 3 | OFF | 23.59 | 13.16 | 0.33 | 0.11 | 0.05 | 0 | 0 | 0.07 | -0.14 | -0.23 | 0 |  | 0.33 | 0.33 | 0.23 | 37.83 | 1004.645 | 0.49
D | 4002 | 2019-02-24 | 4 | OFF | 23.59 | 13.16 | 0.33 | 0.11 | 0.06 | 0 | 0 | 0.03 | -0.11 | -0.23 | 0 |  | 0.33 | 0.33 | 0.23 | 37.83 | 997.567 | 0.5
D | 4002 | 2019-02-24 | 5 | OFF | 22.07 | 13.16 | 0.33 | 0.11 | 0.09 | 0 | 0 | 0.07 | -0.1 | -0.23 | 0 |  | 0.33 | 0.33 | 0.23 | 36.39 | 1009.254 | 0.53
D | 4002 | 2019-02-24 | 6 | OFF | 23.49 | 13.16 | 0.33 | 0.11 | 0.07 | 0 | 0 | 0.08 | -0.11 | -0.23 | 0 |  | 0.33 | 0.33 | 0.23 | 37.79 | 1043.814 | 0.51
D | 4002 | 2019-02-24 | 7 | OFF | 27.15 | 13.16 | 0.33 | 0.11 | 0.25 | 0 | 0 | 0.08 | -0.15 | -0.23 | 0 |  | 0.33 | 0.33 | 0.23 | 41.59 | 1097.355 | 0.69
D | 4002 | 2019-02-24 | 8 | OFF | 23 | 13.16 | 0.33 | 0.11 | 0.27 | 0 | 0 | 0.06 | -0.1 | -0.23 | 0 |  | 0.33 | 0.33 | 0.23 | 37.49 | 1169.755 | 0.71
D | 4002 | 2019-02-24 | 9 | OFF | 34.19 | 13.16 | 0.33 | 0.11 | 0.26 | 0 | 0.05 | 0.04 | 0.02 | -0.23 | 0 |  | 0.33 | 0.33 | 0.23 | 48.82 | 1267.961 | 0.75
D | 4002 | 2019-02-24 | 10 | OFF | 62.59 | 13.16 | 0.33 | 0.11 | 0.21 | 0 | 0.52 | 0.04 | -0.06 | -0.23 | 0 |  | 0.33 | 0.33 | 0.23 | 77.56 | 1341.713 | 1.17
D | 4002 | 2019-02-24 | 11 | OFF | 51.64 | 13.16 | 0.33 | 0.11 | 0.2 | 0 | 0.45 | 0.11 | -0.22 | -0.23 | 0 |  | 0.33 | 0.33 | 0.23 | 66.44 | 1386.942 | 1.09
D | 4002 | 2019-02-24 | 12 | OFF | 50.67 | 13.16 | 0.33 | 0.11 | 0.22 | 0 | 1.06 | 0.1 | -0.21 | -0.23 | 0 |  | 0.33 | 0.33 | 0.23 | 66.1 | 1407.373 | 1.72
D | 4002 | 2019-02-24 | 13 | OFF | 54.51 | 13.16 | 0.33 | 0.11 | 0.24 | 0 | 0 | 0.1 | -0.22 | -0.23 | 0 |  | 0.33 | 0.33 | 0.23 | 68.89 | 1400.264 | 0.68
D | 4002 | 2019-02-24 | 14 | OFF | 46.36 | 13.16 | 0.33 | 0.11 | 0.2 | 0 | 0.26 | 0.04 | -0.22 | -0.23 | 0 |  | 0.33 | 0.33 | 0.23 | 60.9 | 1378.35 | 0.9
D | 4002 | 2019-02-24 | 15 | OFF | 59.39 | 13.16 | 0.33 | 0.11 | 0.25 | 0 | 0.82 | -0.04 | -0.19 | -0.23 | 0 |  | 0.33 | 0.33 | 0.23 | 74.49 | 1366.384 | 1.51
D | 4002 | 2019-02-24 | 16 | OFF | 60.88 | 13.16 | 0.33 | 0.11 | 0.27 | 0 | 0.58 | 0.04 | -0.15 | -0.23 | 0 |  | 0.33 | 0.33 | 0.23 | 75.88 | 1370.241 | 1.29
D | 4002 | 2019-02-24 | 17 | OFF | 44.77 | 13.16 | 0.33 | 0.11 | 0.23 | 0 | 0.2 | 0.06 | -0.19 | -0.23 | 0 |  | 0.33 | 0.33 | 0.23 | 59.33 | 1391.907 | 0.87
D | 4002 | 2019-02-24 | 18 | OFF | 61.98 | 13.16 | 0.33 | 0.11 | 0.16 | 0 | 0.23 | 0.03 | -0.39 | -0.23 | 0 |  | 0.33 | 0.33 | 0.23 | 76.27 | 1458.448 | 0.83
D | 4002 | 2019-02-24 | 19 | OFF | 67.69 | 13.16 | 0.33 | 0.11 | 0.33 | 0 | 0 | 0.15 | -0.26 | -0.23 | 0 |  | 0.33 | 0.33 | 0.23 | 82.17 | 1465.091 | 0.77
D | 4002 | 2019-02-24 | 20 | OFF | 45 | 13.16 | 0.33 | 0.11 | 0.29 | 0 | 0.11 | 0.05 | -0.25 | -0.23 | 0 |  | 0.33 | 0.33 | 0.23 | 59.46 | 1401.123 | 0.84
D | 4002 | 2019-02-24 | 21 | OFF | 49.09 | 13.16 | 0.33 | 0.11 | 0.36 | 0 | 0.79 | 0.12 | 0.01 | -0.23 | 0 |  | 0.33 | 0.33 | 0.23 | 64.63 | 1320.6 | 1.59
D | 4002 | 2019-02-24 | 22 | OFF | 24.75 | 13.16 | 0.33 | 0.11 | 0.18 | 0 | 0.02 | 0.04 | -0.13 | -0.23 | 0 |  | 0.33 | 0.33 | 0.23 | 39.12 | 1231.127 | 0.64
D | 4002 | 2019-02-24 | 23 | OFF | 30.98 | 13.16 | 0.33 | 0.11 | 0.22 | 0 | 0.08 | 0.05 | -0.19 | -0.23 | 0 |  | 0.33 | 0.33 | 0.23 | 45.4 | 1143.748 | 0.74
D | 4002 | 2019-02-24 | 24 | OFF | 28.8 | 13.16 | 0.33 | 0.11 | 0.42 | 0 | 0 | 0.06 | -0.13 | -0.23 | 0 |  | 0.33 | 0.33 | 0.23 | 43.41 | 1078.284 | 0.86
D | 4002 | 2019-02-25 | 1 | OFF | 57.41 | 13.16 | 1.18 | 0.07 | 0.2 | 0 | 0 | 0.06 | -0.46 | -0.23 | 0 |  | 0.33 | 0.33 | 0.23 | 72.28 | 1030.475 | 1.45
D | 4002 | 2019-02-25 | 2 | OFF | 44.62 | 13.16 | 1.18 | 0.07 | 0.33 | 0 | 0 | 0.08 | -0.28 | -0.23 | 0 |  | 0.33 | 0.33 | 0.23 | 59.82 | 1008.679 | 1.58
D | 4002 | 2019-02-25 | 3 | OFF | 28.77 | 13.16 | 1.18 | 0.07 | 0.23 | 0 | 0 | 0.03 | -0.3 | -0.23 | 0 |  | 0.33 | 0.33 | 0.23 | 43.8 | 1004.385 | 1.48
D | 4002 | 2019-02-25 | 4 | OFF | 31.76 | 13.16 | 1.18 | 0.07 | 0.23 | 0 | 0 | 0.05 | -0.28 | -0.23 | 0 |  | 0.33 | 0.33 | 0.23 | 46.83 | 1018.519 | 1.48
D | 4002 | 2019-02-25 | 5 | OFF | 38.8 | 13.16 | 1.18 | 0.07 | 0.3 | 0 | 0 | 0.12 | -0.15 | -0.23 | 0 |  | 0.33 | 0.33 | 0.23 | 54.14 | 1064.95 | 1.55
D | 4002 | 2019-02-25 | 6 | OFF | 61.98 | 13.16 | 1.18 | 0.07 | 1.19 | 0 | 0 | 0.02 | 0.02 | -0.23 | 0 |  | 0.33 | 0.33 | 0.23 | 78.28 | 1172.038 | 2.44
D | 4002 | 2019-02-25 | 7 | OFF | 69.22 | 13.16 | 1.18 | 0.07 | 1.59 | 0 | 0.86 | 0.1 | -0.35 | -0.23 | 0 |  | 0.33 | 0.33 | 0.23 | 86.49 | 1315.693 | 3.7
D | 4002 | 2019-02-25 | 8 | ON | 44.46 | 13.16 | 1.18 | 0.07 | 0.57 | 0.44 | 0.05 | 0.06 | -0.38 | -0.23 | 0 |  | 0.33 | 0.33 | 0.23 | 60.27 | 1395.915 | 2.31
D | 4002 | 2019-02-25 | 9 | ON | 33.42 | 13.16 | 1.18 | 0.07 | 0.19 | 0.43 | 0 | 0.04 | -0.33 | -0.23 | 0 |  | 0.33 | 0.33 | 0.23 | 48.82 | 1432.923 | 1.87
D | 4002 | 2019-02-25 | 10 | ON | 26.99 | 13.16 | 1.18 | 0.07 | 0.09 | 0.39 | 0 | 0.03 | -0.28 | -0.23 | 0 |  | 0.33 | 0.33 | 0.23 | 42.29 | 1451.06 | 1.73
D | 4002 | 2019-02-25 | 11 | ON | 33.98 | 13.16 | 1.18 | 0.07 | 0.16 | 0.39 | 0 | 0.07 | -0.33 | -0.23 | 0 |  | 0.33 | 0.33 | 0.23 | 49.34 | 1462.516 | 1.8
D | 4002 | 2019-02-25 | 12 | ON | 32.17 | 13.16 | 1.18 | 0.07 | 0.14 | 0.39 | 0 | 0.04 | -0.32 | -0.23 | 0 |  | 0.33 | 0.33 | 0.23 | 47.49 | 1464.573 | 1.78
D | 4002 | 2019-02-25 | 13 | ON | 33.38 | 13.16 | 1.18 | 0.07 | 0.26 | 0.41 | 0 | 0.02 | -0.34 | -0.23 | 0 |  | 0.33 | 0.33 | 0.23 | 48.8 | 1459.844 | 1.92
D | 4002 | 2019-02-25 | 14 | ON | 29.99 | 13.16 | 1.18 | 0.07 | 0.12 | 0.4 | 0 | 0.03 | -0.32 | -0.23 | 0 |  | 0.33 | 0.33 | 0.23 | 45.29 | 1461.69 | 1.77
D | 4002 | 2019-02-25 | 15 | ON | 29.98 | 13.16 | 1.18 | 0.07 | 0.15 | 0.39 | 0 | 0.05 | -0.31 | -0.23 | 0 |  | 0.33 | 0.33 | 0.23 | 45.33 | 1460.59 | 1.79
D | 4002 | 2019-02-25 | 16 | ON | 35.52 | 13.16 | 1.18 | 0.07 | 0.16 | 0.39 | 0 | 0.02 | -0.32 | -0.23 | 0 |  | 0.33 | 0.33 | 0.23 | 50.84 | 1461.073 | 1.8
D | 4002 | 2019-02-25 | 17 | ON | 52.02 | 13.16 | 1.18 | 0.07 | 0.22 | 0.42 | 0 | 0.01 | -0.27 | -0.23 | 0 |  | 0.33 | 0.33 | 0.23 | 67.47 | 1483.389 | 1.89
D | 4002 | 2019-02-25 | 18 | ON | 74.89 | 13.16 | 1.18 | 0.07 | 0.34 | 0.39 | 0.22 | -0.1 | -0.65 | -0.23 | 0 |  | 0.33 | 0.33 | 0.23 | 90.16 | 1575.07 | 2.2
D | 4002 | 2019-02-25 | 19 | ON | 98.96 | 13.16 | 1.18 | 0.07 | 0.43 | 0.34 | 0.31 | 0.06 | -0.78 | -0.23 | 0 |  | 0.33 | 0.33 | 0.23 | 114.39 | 1622.541 | 2.33
D | 4002 | 2019-02-25 | 20 | ON | 92.46 | 13.16 | 1.18 | 0.07 | 0.5 | 0.34 | 0.1 | 0.1 | -0.66 | -0.23 | 0 |  | 0.33 | 0.33 | 0.23 | 107.91 | 1577.445 | 2.19
D | 4002 | 2019-02-25 | 21 | ON | 77.74 | 13.16 | 1.18 | 0.07 | 0.41 | 0.36 | 0.19 | 0.07 | -0.54 | -0.23 | 0 |  | 0.33 | 0.33 | 0.23 | 93.3 | 1501.188 | 2.21
D | 4002 | 2019-02-25 | 22 | ON | 68.98 | 13.16 | 1.18 | 0.07 | 0.22 | 0.36 | 0.68 | 0.06 | -0.46 | -0.23 | 0 |  | 0.33 | 0.33 | 0.23 | 84.91 | 1409.268 | 2.51
D | 4002 | 2019-02-25 | 23 | ON | 42.51 | 13.16 | 1.18 | 0.07 | 0.42 | 0.41 | 0.02 | 0.03 | -0.28 | -0.23 | 0 |  | 0.33 | 0.33 | 0.23 | 58.18 | 1308.66 | 2.1
D | 4002 | 2019-02-25 | 24 | OFF | 47.77 | 13.16 | 1.18 | 0.07 | 0.67 | 0 | 0.14 | -0.02 | -0.48 | -0.23 | 0 |  | 0.33 | 0.33 | 0.23 | 63.15 | 1220.555 | 2.06
D | 4002 | 2019-02-26 | 1 | OFF | 50.35 | 13.16 | 0.54 | 0.06 | 0.17 | 0 | 0.13 | 0.16 | -0.43 | -0.23 | 0 |  | 0.33 | 0.33 | 0.23 | 64.8 | 1163.075 | 0.9
D | 4002 | 2019-02-26 | 2 | OFF | 44.12 | 13.16 | 0.54 | 0.06 | 0.04 | 0 | 0 | 0.06 | -0.39 | -0.23 | 0 |  | 0.33 | 0.33 | 0.23 | 58.25 | 1149.943 | 0.64
D | 4002 | 2019-02-26 | 3 | OFF | 43.34 | 13.16 | 0.54 | 0.06 | 0.07 | 0 | 0 | 0.05 | -0.44 | -0.23 | 0 |  | 0.33 | 0.33 | 0.23 | 57.44 | 1147.676 | 0.67
D | 4002 | 2019-02-26 | 4 | OFF | 29.38 | 13.16 | 0.54 | 0.06 | 0.15 | 0 | 0 | 0.03 | -0.4 | -0.23 | 0 |  | 0.33 | 0.33 | 0.23 | 43.58 | 1151.497 | 0.75
D | 4002 | 2019-02-26 | 5 | OFF | 43.45 | 13.16 | 0.54 | 0.06 | 0.35 | 0 | 0 | 0.04 | -0.4 | -0.23 | 0 |  | 0.33 | 0.33 | 0.23 | 57.86 | 1200.455 | 0.95
D | 4002 | 2019-02-26 | 6 | OFF | 65.78 | 13.16 | 0.54 | 0.06 | 0.9 | 0 | 0 | 0.1 | -0.15 | -0.23 | 0 |  | 0.33 | 0.33 | 0.23 | 81.05 | 1308.205 | 1.5
D | 4002 | 2019-02-26 | 7 | OFF | 98.24 | 13.16 | 0.54 | 0.06 | 0.98 | 0 | 0.58 | 0.08 | -1.11 | -0.23 | 0 |  | 0.33 | 0.33 | 0.23 | 113.19 | 1444.063 | 2.16
D | 4002 | 2019-02-26 | 8 | ON | 61.03 | 13.16 | 0.54 | 0.06 | 0.61 | 0.41 | 0 | 0.06 | -0.58 | -0.23 | 0 |  | 0.33 | 0.33 | 0.23 | 75.95 | 1520.127 | 1.62
D | 4002 | 2019-02-26 | 9 | ON | 44.25 | 13.16 | 0.54 | 0.06 | 0.18 | 0.42 | 0 | 0.08 | -0.51 | -0.23 | 0 |  | 0.33 | 0.33 | 0.23 | 58.84 | 1525.973 | 1.2
D | 4002 | 2019-02-26 | 10 | ON | 25.85 | 13.16 | 0.54 | 0.06 | 0.21 | 0.44 | 0 | 0.1 | -0.34 | -0.23 | 0 |  | 0.33 | 0.33 | 0.23 | 40.68 | 1520.896 | 1.25
D | 4002 | 2019-02-26 | 11 | ON | 30.83 | 13.16 | 0.54 | 0.06 | 0.35 | 0.45 | 0 | 0.03 | -0.32 | -0.23 | 0 |  | 0.33 | 0.33 | 0.23 | 45.76 | 1515.93 | 1.4
D | 4002 | 2019-02-26 | 12 | ON | 34.08 | 13.16 | 0.54 | 0.06 | 0.34 | 0.45 | 0 | 0.03 | -0.36 | -0.23 | 0 |  | 0.33 | 0.33 | 0.23 | 48.96 | 1507.325 | 1.39
D | 4002 | 2019-02-26 | 13 | ON | 30.57 | 13.16 | 0.54 | 0.06 | 0.25 | 0.46 | 0 | 0.08 | -0.34 | -0.23 | 0 |  | 0.33 | 0.33 | 0.23 | 45.44 | 1493.051 | 1.31
D | 4002 | 2019-02-26 | 14 | ON | 34.32 | 13.16 | 0.54 | 0.06 | 0.32 | 0.45 | 0 | 0.04 | -0.36 | -0.23 | 0 |  | 0.33 | 0.33 | 0.23 | 49.19 | 1482.786 | 1.37
D | 4002 | 2019-02-26 | 15 | ON | 36.1 | 13.16 | 0.54 | 0.06 | 0.28 | 0.45 | 0 | 0.02 | -0.38 | -0.23 | 0 |  | 0.33 | 0.33 | 0.23 | 50.89 | 1481.376 | 1.33
D | 4002 | 2019-02-26 | 16 | ON | 36.89 | 13.16 | 0.54 | 0.06 | 0.23 | 0.45 | 0 | 0.06 | -0.33 | -0.23 | 0 |  | 0.33 | 0.33 | 0.23 | 51.72 | 1491.153 | 1.28
D | 4002 | 2019-02-26 | 17 | ON | 48.18 | 13.16 | 0.54 | 0.06 | 0.17 | 0.42 | 0 | 0.05 | -0.38 | -0.23 | 0 |  | 0.33 | 0.33 | 0.23 | 62.86 | 1541.048 | 1.19
D | 4002 | 2019-02-26 | 18 | ON | 55.78 | 13.16 | 0.54 | 0.06 | 0.11 | 0.39 | 0 | 0.1 | -0.38 | -0.23 | 0 |  | 0.33 | 0.33 | 0.23 | 70.42 | 1649.222 | 1.1
D | 4002 | 2019-02-26 | 19 | ON | 65.99 | 13.16 | 0.54 | 0.06 | 0.33 | 0.37 | 0.23 | 0.06 | -0.55 | -0.23 | 0 |  | 0.33 | 0.33 | 0.23 | 80.85 | 1713.849 | 1.53
D | 4002 | 2019-02-26 | 20 | ON | 59.91 | 13.16 | 0.54 | 0.06 | 0.3 | 0.38 | 0.06 | 0.06 | -0.49 | -0.23 | 0 |  | 0.33 | 0.33 | 0.23 | 74.64 | 1677.473 | 1.34
D | 4002 | 2019-02-26 | 21 | ON | 62.18 | 13.16 | 0.54 | 0.06 | 0.36 | 0.39 | 0.05 | 0.04 | -0.47 | -0.23 | 0 |  | 0.33 | 0.33 | 0.23 | 76.97 | 1611.882 | 1.4
D | 4002 | 2019-02-26 | 22 | ON | 54.14 | 13.16 | 0.54 | 0.06 | 0.22 | 0.41 | 0.02 | 0.03 | -0.43 | -0.23 | 0 |  | 0.33 | 0.33 | 0.23 | 68.81 | 1510.751 | 1.25
D | 4002 | 2019-02-26 | 23 | ON | 51.47 | 13.16 | 0.54 | 0.06 | 0.33 | 0.44 | 0 | 0.08 | -0.37 | -0.23 | 0 |  | 0.33 | 0.33 | 0.23 | 66.37 | 1399.232 | 1.37
D | 4002 | 2019-02-26 | 24 | OFF | 44.21 | 13.16 | 0.54 | 0.06 | 0.55 | 0 | 0 | 0.08 | -0.31 | -0.23 | 0 |  | 0.33 | 0.33 | 0.23 | 58.95 | 1316.135 | 1.15
D | 4002 | 2019-02-27 | 1 | OFF | 45.73 | 13.16 | 0.43 | 0.03 | 0.19 | 0 | 0 | 0.07 | -0.45 | -0.23 | 0 |  | 0.33 | 0.33 | 0.23 | 59.82 | 1265.854 | 0.65
D | 4002 | 2019-02-27 | 2 | OFF | 39.14 | 13.16 | 0.43 | 0.03 | 0.13 | 0 | 0 | 0.04 | -0.31 | -0.23 | 0 |  | 0.33 | 0.33 | 0.23 | 53.28 | 1245.715 | 0.59
D | 4002 | 2019-02-27 | 3 | OFF | 34.66 | 13.16 | 0.43 | 0.03 | 0.15 | 0 | 0 | 0.03 | -0.35 | -0.23 | 0 |  | 0.33 | 0.33 | 0.23 | 48.77 | 1231.91 | 0.61
D | 4002 | 2019-02-27 | 4 | OFF | 35.54 | 13.16 | 0.43 | 0.03 | 0.17 | 0 | 0 | 0.05 | -0.35 | -0.23 | 0 |  | 0.33 | 0.33 | 0.23 | 49.69 | 1236.454 | 0.63
D | 4002 | 2019-02-27 | 5 | OFF | 33.63 | 13.16 | 0.43 | 0.03 | 0.29 | 0 | 0 | 0.1 | -0.25 | -0.23 | 0 |  | 0.33 | 0.33 | 0.23 | 48.05 | 1283.186 | 0.75
D | 4002 | 2019-02-27 | 6 | OFF | 39.71 | 13.16 | 0.43 | 0.03 | 0.64 | 0 | 0.07 | 0.09 | -0.03 | -0.23 | 0 |  | 0.33 | 0.33 | 0.23 | 54.76 | 1387.324 | 1.17
D | 4002 | 2019-02-27 | 7 | OFF | 60 | 13.16 | 0.43 | 0.03 | 0.78 | 0 | 0.03 | 0.05 | -0.47 | -0.23 | 0 |  | 0.33 | 0.33 | 0.23 | 74.67 | 1525.935 | 1.27
D | 4002 | 2019-02-27 | 8 | ON | 56.82 | 13.16 | 0.43 | 0.03 | 0.62 | 0.39 | 0.15 | 0.06 | -0.51 | -0.23 | 0 |  | 0.33 | 0.33 | 0.23 | 71.81 | 1599.037 | 1.62
D | 4002 | 2019-02-27 | 9 | ON | 50.11 | 13.16 | 0.43 | 0.03 | 0.22 | 0.4 | 0 | 0.03 | -0.51 | -0.23 | 0 |  | 0.33 | 0.33 | 0.23 | 64.53 | 1614.913 | 1.08
D | 4002 | 2019-02-27 | 10 | ON | 63.56 | 13.16 | 0.43 | 0.03 | 0.31 | 0.39 | 0.3 | 0.08 | -0.48 | -0.23 | 0 |  | 0.33 | 0.33 | 0.23 | 78.44 | 1616.996 | 1.46
D | 4002 | 2019-02-27 | 11 | ON | 48.38 | 13.16 | 0.43 | 0.03 | 0.17 | 0.39 | 0 | 0.11 | -0.31 | -0.23 | 0 |  | 0.33 | 0.33 | 0.23 | 63.02 | 1630.05 | 1.02
D | 4002 | 2019-02-27 | 12 | ON | 31.13 | 13.16 | 0.43 | 0.03 | 0.13 | 0.4 | 0 | 0.1 | -0.3 | -0.23 | 0 |  | 0.33 | 0.33 | 0.23 | 45.74 | 1617.067 | 0.99
D | 4002 | 2019-02-27 | 13 | ON | 37.12 | 13.16 | 0.43 | 0.03 | 0.1 | 0.42 | 0 | 0.03 | -0.28 | -0.23 | 0 |  | 0.33 | 0.33 | 0.23 | 51.67 | 1597.427 | 0.98
D | 4002 | 2019-02-27 | 14 | ON | 43.77 | 13.16 | 0.43 | 0.03 | 0.18 | 0.41 | 0 | 0.06 | -0.3 | -0.23 | 0 |  | 0.33 | 0.33 | 0.23 | 58.4 | 1582.986 | 1.05
D | 4002 | 2019-02-27 | 15 | ON | 38.46 | 13.16 | 0.43 | 0.03 | 0.15 | 0.41 | 0 | 0.04 | -0.3 | -0.23 | 0 |  | 0.33 | 0.33 | 0.23 | 53.04 | 1564.71 | 1.02
D | 4002 | 2019-02-27 | 16 | ON | 45.61 | 13.16 | 0.43 | 0.03 | 0.14 | 0.41 | 0 | 0.07 | -0.32 | -0.23 | 0 |  | 0.33 | 0.33 | 0.23 | 60.19 | 1569.399 | 1.01
D | 4002 | 2019-02-27 | 17 | ON | 54.24 | 13.16 | 0.43 | 0.03 | 0.17 | 0.39 | 0.26 | 0.11 | -0.28 | -0.23 | 0 |  | 0.33 | 0.33 | 0.23 | 69.17 | 1590.958 | 1.28
D | 4002 | 2019-02-27 | 18 | ON | 52.35 | 13.16 | 0.43 | 0.03 | 0.1 | 0.38 | 0.07 | 0.02 | -0.43 | -0.23 | 0 |  | 0.33 | 0.33 | 0.23 | 66.77 | 1673.571 | 1.01
D | 4002 | 2019-02-27 | 19 | ON | 80.94 | 13.16 | 0.43 | 0.03 | 0.28 | 0.37 | 0.2 | 0.08 | -0.55 | -0.23 | 0 |  | 0.33 | 0.33 | 0.23 | 95.6 | 1708.546 | 1.31
D | 4002 | 2019-02-27 | 20 | ON | 60.92 | 13.16 | 0.43 | 0.03 | 0.17 | 0.38 | 0 | -0.01 | -0.37 | -0.23 | 0 |  | 0.33 | 0.33 | 0.23 | 75.37 | 1664.654 | 1.01
D | 4002 | 2019-02-27 | 21 | ON | 53.21 | 13.16 | 0.43 | 0.03 | 0.15 | 0.39 | 0 | 0.02 | -0.21 | -0.23 | 0 |  | 0.33 | 0.33 | 0.23 | 67.84 | 1589.962 | 1
D | 4002 | 2019-02-27 | 22 | ON | 47.83 | 13.16 | 0.43 | 0.03 | 0.11 | 0.42 | 0 | 0.08 | -0.18 | -0.23 | 0 |  | 0.33 | 0.33 | 0.23 | 62.54 | 1486.104 | 0.99
D | 4002 | 2019-02-27 | 23 | ON | 47.21 | 13.16 | 0.43 | 0.03 | 0.4 | 0.45 | 0 | 0.04 | -0.14 | -0.23 | 0 |  | 0.33 | 0.33 | 0.23 | 62.24 | 1371.689 | 1.31
D | 4002 | 2019-02-27 | 24 | OFF | 48.81 | 13.16 | 0.43 | 0.03 | 0.41 | 0 | 0.18 | -0.04 | -0.24 | -0.23 | 0 |  | 0.33 | 0.33 | 0.23 | 63.4 | 1283.13 | 1.05
D | 4002 | 2019-02-28 | 1 | OFF | 79.07 | 13.16 | 0.68 | 0.08 | 0.15 | 0 | 0.65 | 0.04 | -0.34 | -0.23 | 0 |  | 0.33 | 0.33 | 0.23 | 94.15 | 1229.404 | 1.56
D | 4002 | 2019-02-28 | 2 | OFF | 90.16 | 13.16 | 0.68 | 0.08 | 0.06 | 0 | 0.31 | 0.16 | 0.27 | -0.23 | 0 |  | 0.33 | 0.33 | 0.23 | 105.54 | 1201.94 | 1.13
D | 4002 | 2019-02-28 | 3 | OFF | 74.61 | 13.16 | 0.68 | 0.08 | 0.24 | 0 | 0.44 | 0.13 | 0.29 | -0.23 | 0 |  | 0.33 | 0.33 | 0.23 | 90.29 | 1191.398 | 1.44
D | 4002 | 2019-02-28 | 4 | OFF | 76.49 | 13.16 | 0.68 | 0.08 | 0.32 | 0 | 0.03 | 0.16 | 0.13 | -0.23 | 0 |  | 0.33 | 0.33 | 0.23 | 91.71 | 1196.318 | 1.11
D | 4002 | 2019-02-28 | 5 | OFF | 74.12 | 13.16 | 0.68 | 0.08 | 0.25 | 0 | 0 | 0.07 | 0.1 | -0.23 | 0 |  | 0.33 | 0.33 | 0.23 | 89.12 | 1227.243 | 1.01
D | 4002 | 2019-02-28 | 6 | OFF | 81.61 | 13.16 | 0.68 | 0.08 | 0.8 | 0 | 1.08 | 0.11 | -0.06 | -0.23 | 0 |  | 0.33 | 0.33 | 0.23 | 98.12 | 1324.105 | 2.64
D | 4002 | 2019-02-28 | 7 | OFF | 104.14 | 13.16 | 0.68 | 0.08 | 1.37 | 0 | 0.56 | 0.19 | -0.37 | -0.23 | 0 |  | 0.33 | 0.33 | 0.23 | 120.47 | 1455.619 | 2.69
D | 4002 | 2019-02-28 | 8 | ON | 82.71 | 13.16 | 0.68 | 0.08 | 0.75 | 0.41 | 0.08 | 0.02 | -0.27 | -0.23 | 0 |  | 0.33 | 0.33 | 0.23 | 98.28 | 1534.335 | 2
D | 4002 | 2019-02-28 | 9 | ON | 99.06 | 13.16 | 0.68 | 0.08 | 0.34 | 0.4 | 0.3 | 0.21 | -0.24 | -0.23 | 0 |  | 0.33 | 0.33 | 0.23 | 114.65 | 1564.32 | 1.8
D | 4002 | 2019-02-28 | 10 | ON | 75.7 | 13.16 | 0.68 | 0.08 | 0.28 | 0.41 | 0 | 0.23 | -0.34 | -0.23 | 0 |  | 0.33 | 0.33 | 0.23 | 90.86 | 1555.392 | 1.45
D | 4002 | 2019-02-28 | 11 | ON | 44.78 | 13.16 | 0.68 | 0.08 | 0.16 | 0.41 | 0.01 | 0.12 | -0.38 | -0.23 | 0 |  | 0.33 | 0.33 | 0.23 | 59.68 | 1539.888 | 1.34
D | 4002 | 2019-02-28 | 12 | ON | 41.47 | 13.16 | 0.68 | 0.08 | 0.18 | 0.39 | 0 | 0.11 | -0.29 | -0.23 | 0 |  | 0.33 | 0.33 | 0.23 | 56.44 | 1513.915 | 1.33
D | 4002 | 2019-02-28 | 13 | ON | 41.3 | 13.16 | 0.68 | 0.08 | 0.21 | 0.4 | 0 | 0.06 | -0.31 | -0.23 | 0 |  | 0.33 | 0.33 | 0.23 | 56.24 | 1478.192 | 1.37
D | 4002 | 2019-02-28 | 14 | ON | 40.82 | 13.16 | 0.68 | 0.08 | 0.12 | 0.44 | 0 | 0.11 | -0.27 | -0.23 | 0 |  | 0.33 | 0.33 | 0.23 | 55.8 | 1464.895 | 1.32
D | 4002 | 2019-02-28 | 15 | ON | 33.67 | 13.16 | 0.68 | 0.08 | 0.19 | 0.45 | 0 | 0.15 | -0.26 | -0.23 | 0 |  | 0.33 | 0.33 | 0.23 | 48.78 | 1437.967 | 1.4
D | 4002 | 2019-02-28 | 16 | ON | 42.83 | 13.16 | 0.68 | 0.08 | 0.14 | 0.44 | 0 | 0.1 | -0.25 | -0.23 | 0 |  | 0.33 | 0.33 | 0.23 | 57.84 | 1435.382 | 1.34
D | 4002 | 2019-02-28 | 17 | ON | 43.4 | 13.16 | 0.68 | 0.08 | 0.1 | 0.43 | 0 | 0.1 | -0.25 | -0.23 | 0 |  | 0.33 | 0.33 | 0.23 | 58.36 | 1470.346 | 1.29
D | 4002 | 2019-02-28 | 18 | ON | 47.36 | 13.16 | 0.68 | 0.08 | 0.23 | 0.4 | 0.02 | 0.01 | -0.17 | -0.23 | 0 |  | 0.33 | 0.33 | 0.23 | 62.43 | 1567.914 | 1.41
D | 4002 | 2019-02-28 | 19 | ON | 77.57 | 13.16 | 0.68 | 0.08 | 0.24 | 0.39 | 0.11 | 0.07 | -0.53 | -0.23 | 0 |  | 0.33 | 0.33 | 0.23 | 92.43 | 1632.304 | 1.5
D | 4002 | 2019-02-28 | 20 | ON | 66.25 | 13.16 | 0.68 | 0.08 | 0.2 | 0.39 | 0.58 | 0.1 | -0.43 | -0.23 | 0 |  | 0.33 | 0.33 | 0.23 | 81.67 | 1604.183 | 1.93
D | 4002 | 2019-02-28 | 21 | ON | 60.44 | 13.16 | 0.68 | 0.08 | 0.22 | 0.4 | 0.5 | 0.02 | -0.25 | -0.23 | 0 |  | 0.33 | 0.33 | 0.23 | 75.91 | 1545.592 | 1.88
D | 4002 | 2019-02-28 | 22 | ON | 45.07 | 13.16 | 0.68 | 0.08 | 0.23 | 0.42 | 0 | 0.04 | -0.23 | -0.23 | 0 |  | 0.33 | 0.33 | 0.23 | 60.11 | 1455.641 | 1.41
D | 4002 | 2019-02-28 | 23 | ON | 36.78 | 13.16 | 0.68 | 0.08 | 0.29 | 0.46 | 0 | 0.08 | -0.19 | -0.23 | 0 |  | 0.33 | 0.33 | 0.23 | 52 | 1349.871 | 1.51
D | 4002 | 2019-02-28 | 24 | OFF | 52.65 | 13.16 | 0.68 | 0.08 | 0.45 | 0 | 0.28 | 0.08 | -0.6 | -0.23 | 0 |  | 0.33 | 0.33 | 0.23 | 67.44 | 1267.848 | 1.49
T | 672 lines

## whlsecost_hourly_4002_201903
C | Hourly Wholesale Load Cost Report
C | Filename: whlsecost_hourly_4002_201903.csv
C | Report for: 03 2019
C | Report generated: 04/17/2019 09:41:32 EDT
H | Location ID | Local Date | Local Hour | OnOffPeak | RTLMP | Capacity | First Contingency | Second Contingency | Regulation | Forward Reserves | Real-Time Reserves | Inadvertent | Marginal Loss Rev Fund | Auction Rev Rights | Real-Time Demand Reduction Cost | Price Responsive Demand Cost | ISO Sched 2 | ISO Sched 3 | NEPOOL Exp | Total Cost | RTLO | Total Ancillary & NCPC
H | Number | Date | Number | String | Number | Number | Number | Number | Number | Number | Number | Number | Number | Number | Number | Number | Number | Number | Number | Number | Number
D | 4002 | 2019-03-01 | 1 | OFF | 58.05 | 11.88 | 0.38 | 0.04 | 0.12 | 0 | 0 | 0.01 | -0.5 | -0.12 | 0 |  | 0.33 | 0.3 | 0.23 | 70.72 | 1219.086 | 0.54
D | 4002 | 2019-03-01 | 2 | OFF | 50.16 | 11.88 | 0.38 | 0.04 | 0.1 | 0 | 0 | 0.06 | -0.33 | -0.12 | 0 |  | 0.33 | 0.3 | 0.23 | 63.03 | 1191.9 | 0.52
D | 4002 | 2019-03-01 | 3 | OFF | 42.76 | 11.88 | 0.38 | 0.04 | 0.1 | 0 | 0 | 0.07 | -0.33 | -0.12 | 0 |  | 0.33 | 0.3 | 0.23 | 55.64 | 1182.867 | 0.52
D | 4002 | 2019-03-01 | 4 | OFF | 37.88 | 11.88 | 0.38 | 0.04 | 0.13 | 0 | 0 | 0.07 | -0.3 | -0.12 | 0 |  | 0.33 | 0.3 | 0.23 | 50.82 | 1192.75 | 0.55
D | 4002 | 2019-03-01 | 5 | OFF | 45.83 | 11.88 | 0.38 | 0.04 | 0.09 | 0 | 0 | 0.03 | -0.29 | -0.12 | 0 |  | 0.33 | 0.3 | 0.23 | 58.7 | 1233.204 | 0.51
D | 4002 | 2019-03-01 | 6 | OFF | 75.62 | 11.88 | 0.38 | 0.04 | 0.61 | 0 | 0 | 0.05 | 0.07 | -0.12 | 0 |  | 0.33 | 0.3 | 0.23 | 89.39 | 1328.405 | 1.03
D | 4002 | 2019-03-01 | 7 | OFF | 81.39 | 11.88 | 0.38 | 0.04 | 0.75 | 0 | 0.43 | 0.04 | -0.46 | -0.12 | 0 |  | 0.33 | 0.3 | 0.23 | 95.19 | 1460.924 | 1.6
D | 4002 | 2019-03-01 | 8 | ON | 83.58 | 11.88 | 0.38 | 0.04 | 0.64 | 0.39 | 0.17 | 0.08 | -0.44 | -0.12 | 0 |  | 0.33 | 0.3 | 0.23 | 97.46 | 1546.185 | 1.62
D | 4002 | 2019-03-01 | 9 | ON | 75.26 | 11.88 | 0.38 | 0.04 | 0.32 | 0.39 | 0.11 | 0.13 | 0.04 | -0.12 | 0 |  | 0.33 | 0.3 | 0.23 | 89.29 | 1559.041 | 1.24
D | 4002 | 2019-03-01 | 10 | ON | 48.54 | 11.88 | 0.38 | 0.04 | 0.1 | 0.4 | 0 | 0.14 | 0 | -0.12 | 0 |  | 0.33 | 0.3 | 0.23 | 62.22 | 1514.705 | 0.92
D | 4002 | 2019-03-01 | 11 | ON | 39.48 | 11.88 | 0.38 | 0.04 | 0.11 | 0.42 | 0 | 0.09 | -0.07 | -0.12 | 0 |  | 0.33 | 0.3 | 0.23 | 53.07 | 1480.637 | 0.95
D | 4002 | 2019-03-01 | 12 | ON | 39.09 | 11.88 | 0.38 | 0.04 | 0.19 | 0.43 | 0 | 0.05 | -0.35 | -0.12 | 0 |  | 0.33 | 0.3 | 0.23 | 52.45 | 1440.448 | 1.04
D | 4002 | 2019-03-01 | 13 | ON | 39.04 | 11.88 | 0.38 | 0.04 | 0.2 | 0.44 | 0 | 0.07 | -0.29 | -0.12 | 0 |  | 0.33 | 0.3 | 0.23 | 52.5 | 1396.939 | 1.06
D | 4002 | 2019-03-01 | 14 | ON | 38.46 | 11.88 | 0.38 | 0.04 | 0.21 | 0.45 | 0 | 0.03 | -0.3 | -0.12 | 0 |  | 0.33 | 0.3 | 0.23 | 51.89 | 1373.247 | 1.08
D | 4002 | 2019-03-01 | 15 | ON | 41.14 | 11.88 | 0.38 | 0.04 | 0.12 | 0.45 | 0 | 0.07 | -0.26 | -0.12 | 0 |  | 0.33 | 0.3 | 0.23 | 54.56 | 1355.172 | 0.99
D | 4002 | 2019-03-01 | 16 | ON | 39.69 | 11.88 | 0.38 | 0.04 | 0.12 | 0.45 | 0 | 0.05 | -0.25 | -0.12 | 0 |  | 0.33 | 0.3 | 0.23 | 53.1 | 1356.732 | 0.99
D | 4002 | 2019-03-01 | 17 | ON | 44.97 | 11.88 | 0.38 | 0.04 | 0.13 | 0.43 | 0 | 0.06 | -0.26 | -0.12 | 0 |  | 0.33 | 0.3 | 0.23 | 58.37 | 1396.881 | 0.98
D | 4002 | 2019-03-01 | 18 | ON | 64.79 | 11.88 | 0.38 | 0.04 | 0.23 | 0.4 | 0.66 | 0.12 | -0.15 | -0.12 | 0 |  | 0.33 | 0.3 | 0.23 | 79.09 | 1479.071 | 1.71
D | 4002 | 2019-03-01 | 19 | ON | 70.3 | 11.88 | 0.38 | 0.04 | 0.23 | 0.39 | 0.09 | 0.12 | -0.38 | -0.12 | 0 |  | 0.33 | 0.3 | 0.23 | 83.79 | 1531.327 | 1.13
D | 4002 | 2019-03-01 | 20 | ON | 59.76 | 11.88 | 0.38 | 0.04 | 0.17 | 0.4 | 0.19 | 0.05 | -0.33 | -0.12 | 0 |  | 0.33 | 0.3 | 0.23 | 73.28 | 1500.485 | 1.18
D | 4002 | 2019-03-01 | 21 | ON | 40.86 | 11.88 | 0.38 | 0.04 | 0.16 | 0.41 | 0 | 0.05 | -0.26 | -0.12 | 0 |  | 0.33 | 0.3 | 0.23 | 54.26 | 1455.836 | 0.99
D | 4002 | 2019-03-01 | 22 | ON | 45.55 | 11.88 | 0.38 | 0.04 | 0.13 | 0.42 | 0.37 | -0.02 | -0.32 | -0.12 | 0 |  | 0.33 | 0.3 | 0.23 | 59.17 | 1370.233 | 1.34
D | 4002 | 2019-03-01 | 23 | ON | 44.06 | 11.88 | 0.38 | 0.04 | 0.33 | 0.46 | 0 | 0.04 | -0.35 | -0.12 | 0 |  | 0.33 | 0.3 | 0.23 | 57.58 | 1270.134 | 1.21
D | 4002 | 2019-03-01 | 24 | OFF | 40.43 | 11.88 | 0.38 | 0.04 | 0.32 | 0 | 0 | 0.05 | -0.29 | -0.12 | 0 |  | 0.33 | 0.3 | 0.23 | 53.55 | 1180.23 | 0.74
D | 4002 | 2019-03-02 | 1 | OFF | 47.68 | 11.88 | 0.65 | 0.07 | 0.12 | 0 | 0 | 0.06 | -0.37 | -0.12 | 0 |  | 0.33 | 0.3 | 0.23 | 60.83 | 1117.994 | 0.84
D | 4002 | 2019-03-02 | 2 | OFF | 46.09 | 11.88 | 0.65 | 0.07 | 0.11 | 0 | 0 | 0.03 | -0.38 | -0.12 | 0 |  | 0.33 | 0.3 | 0.23 | 59.19 | 1086.394 | 0.83
D | 4002 | 2019-03-02 | 3 | OFF | 50.69 | 11.88 | 0.65 | 0.07 | 0.11 | 0 | 0 | 0.04 | -0.33 | -0.12 | 0 |  | 0.33 | 0.3 | 0.23 | 63.85 | 1072.63 | 0.83
D | 4002 | 2019-03-02 | 4 | OFF | 52.7 | 11.88 | 0.65 | 0.07 | 0.17 | 0 | 0 | 0.1 | -0.28 | -0.12 | 0 |  | 0.33 | 0.3 | 0.23 | 66.03 | 1067.038 | 0.89
D | 4002 | 2019-03-02 | 5 | OFF | 64.8 | 11.88 | 0.65 | 0.07 | 0.2 | 0 | 0 | 0.1 | -0.23 | -0.12 | 0 |  | 0.33 | 0.3 | 0.23 | 78.21 | 1078.542 | 0.92
D | 4002 | 2019-03-02 | 6 | OFF | 76.19 | 11.88 | 0.65 | 0.07 | 0.22 | 0 | 0 | 0.13 | -0.13 | -0.12 | 0 |  | 0.33 | 0.3 | 0.23 | 89.75 | 1113.033 | 0.94
D | 4002 | 2019-03-02 | 7 | OFF | 85.28 | 11.88 | 0.65 | 0.07 | 0.76 | 0 | 1.14 | 0.2 | -0.1 | -0.12 | 0 |  | 0.33 | 0.3 | 0.23 | 100.62 | 1187.437 | 2.62
D | 4002 | 2019-03-02 | 8 | OFF | 64.55 | 11.88 | 0.65 | 0.07 | 0.54 | 0 | 0.59 | 0.08 | -0.36 | -0.12 | 0 |  | 0.33 | 0.3 | 0.23 | 78.74 | 1268.477 | 1.85
D | 4002 | 2019-03-02 | 9 | OFF | 82.17 | 11.88 | 0.65 | 0.07 | 0.24 | 0 | 0.12 | 0.1 | -0.28 | -0.12 | 0 |  | 0.33 | 0.3 | 0.23 | 95.69 | 1352.081 | 1.08
D | 4002 | 2019-03-02 | 10 | OFF | 97.13 | 11.88 | 0.65 | 0.07 | 0.17 | 0 | 0.16 | 0.09 | -0.34 | -0.12 | 0 |  | 0.33 | 0.3 | 0.23 | 110.55 | 1402.662 | 1.05
D | 4002 | 2019-03-02 | 11 | OFF | 100.89 | 11.88 | 0.65 | 0.07 | 0.16 | 0 | 0 | 0.1 | -0.5 | -0.12 | 0 |  | 0.33 | 0.3 | 0.23 | 113.99 | 1418.282 | 0.88
D | 4002 | 2019-03-02 | 12 | OFF | 102.8 | 11.88 | 0.65 | 0.07 | 0.19 | 0 | 0.73 | 0.09 | -0.5 | -0.12 | 0 |  | 0.33 | 0.3 | 0.23 | 116.65 | 1407.884 | 1.64
D | 4002 | 2019-03-02 | 13 | OFF | 79.17 | 11.88 | 0.65 | 0.07 | 0.32 | 0 | 0.61 | 0.13 | -0.38 | -0.12 | 0 |  | 0.33 | 0.3 | 0.23 | 93.19 | 1392.561 | 1.65
D | 4002 | 2019-03-02 | 14 | OFF | 56.14 | 11.88 | 0.65 | 0.07 | 0.37 | 0 | 0 | 0.07 | -0.37 | -0.12 | 0 |  | 0.33 | 0.3 | 0.23 | 69.55 | 1373.381 | 1.09
D | 4002 | 2019-03-02 | 15 | OFF | 55.17 | 11.88 | 0.65 | 0.07 | 0.23 | 0 | 0 | 0.07 | -0.34 | -0.12 | 0 |  | 0.33 | 0.3 | 0.23 | 68.47 | 1361.559 | 0.95
D | 4002 | 2019-03-02 | 16 | OFF | 57.95 | 11.88 | 0.65 | 0.07 | 0.24 | 0 | 0 | 0.09 | -0.34 | -0.12 | 0 |  | 0.33 | 0.3 | 0.23 | 71.28 | 1364.074 | 0.96
D | 4002 | 2019-03-02 | 17 | OFF | 57.46 | 11.88 | 0.65 | 0.07 | 0.17 | 0 | 0 | 0.09 | -0.31 | -0.12 | 0 |  | 0.33 | 0.3 | 0.23 | 70.75 | 1389.35 | 0.89
D | 4002 | 2019-03-02 | 18 | OFF | 67.98 | 11.88 | 0.65 | 0.07 | 0.17 | 0 | 0.04 | 0.06 | -0.21 | -0.12 | 0 |  | 0.33 | 0.3 | 0.23 | 81.38 | 1455.374 | 0.93
D | 4002 | 2019-03-02 | 19 | OFF | 72.84 | 11.88 | 0.65 | 0.07 | 0.16 | 0 | 0.29 | 0.12 | -0.51 | -0.12 | 0 |  | 0.33 | 0.3 | 0.23 | 86.24 | 1473.612 | 1.17
D | 4002 | 2019-03-02 | 20 | OFF | 70.1 | 11.88 | 0.65 | 0.07 | 0.15 | 0 | 0.12 | 0.05 | -0.44 | -0.12 | 0 |  | 0.33 | 0.3 | 0.23 | 83.32 | 1425.591 | 0.99
D | 4002 | 2019-03-02 | 21 | OFF | 58.98 | 11.88 | 0.65 | 0.07 | 0.09 | 0 | 0.06 | 0.07 | -0.31 | -0.12 | 0 |  | 0.33 | 0.3 | 0.23 | 72.23 | 1363.144 | 0.87
D | 4002 | 2019-03-02 | 22 | OFF | 58.78 | 11.88 | 0.65 | 0.07 | 0.18 | 0 | 0 | 0.04 | -0.38 | -0.12 | 0 |  | 0.33 | 0.3 | 0.23 | 71.96 | 1283.507 | 0.9
D | 4002 | 2019-03-02 | 23 | OFF | 70.6 | 11.88 | 0.65 | 0.07 | 0.72 | 0 | 0.94 | 0.13 | -0.21 | -0.12 | 0 |  | 0.33 | 0.3 | 0.23 | 85.52 | 1204.63 | 2.38
D | 4002 | 2019-03-02 | 24 | OFF | 87.79 | 11.88 | 0.65 | 0.07 | 0.77 | 0 | 1.18 | 0.1 | -0.81 | -0.12 | 0 |  | 0.33 | 0.3 | 0.23 | 102.37 | 1125.423 | 2.67
D | 4002 | 2019-03-03 | 1 | OFF | 76.48 | 11.88 | 1.03 | 0.19 | 0.63 | 0 | 0.27 | 0.11 | -0.15 | -0.12 | 0 |  | 0.33 | 0.3 | 0.23 | 91.18 | 1069.644 | 2.12
D | 4002 | 2019-03-03 | 2 | OFF | 68.66 | 11.88 | 1.03 | 0.19 | 0.43 | 0 | 0.15 | 0.09 | -0.19 | -0.12 | 0 |  | 0.33 | 0.3 | 0.23 | 82.98 | 1043.206 | 1.8
D | 4002 | 2019-03-03 | 3 | OFF | 74.72 | 11.88 | 1.03 | 0.19 | 0.3 | 0 | 0 | 0.07 | -0.31 | -0.12 | 0 |  | 0.33 | 0.3 | 0.23 | 88.62 | 1027.407 | 1.52
D | 4002 | 2019-03-03 | 4 | OFF | 75.41 | 11.88 | 1.03 | 0.19 | 0.44 | 0 | 0 | 0.09 | -0.27 | -0.12 | 0 |  | 0.33 | 0.3 | 0.23 | 89.51 | 1023.419 | 1.66
D | 4002 | 2019-03-03 | 5 | OFF | 69.93 | 11.88 | 1.03 | 0.19 | 0.45 | 0 | 0 | 0.04 | -0.32 | -0.12 | 0 |  | 0.33 | 0.3 | 0.23 | 83.94 | 1037.133 | 1.67
D | 4002 | 2019-03-03 | 6 | OFF | 58.42 | 11.88 | 1.03 | 0.19 | 0.42 | 0 | 0.48 | 0.12 | -0.23 | -0.12 | 0 |  | 0.33 | 0.3 | 0.23 | 73.05 | 1073.128 | 2.12
D | 4002 | 2019-03-03 | 7 | OFF | 76.84 | 11.88 | 1.03 | 0.19 | 0.91 | 0 | 0 | 0.14 | -0.38 | -0.12 | 0 |  | 0.33 | 0.3 | 0.23 | 91.35 | 1132.478 | 2.13
D | 4002 | 2019-03-03 | 8 | OFF | 98.88 | 11.88 | 1.03 | 0.19 | 1.02 | 0 | 1.7 | 0.27 | -0.17 | -0.12 | 0 |  | 0.33 | 0.3 | 0.23 | 115.54 | 1191.955 | 3.94
D | 4002 | 2019-03-03 | 9 | OFF | 75.93 | 11.88 | 1.03 | 0.19 | 0.39 | 0 | 0.41 | 0.23 | -0.26 | -0.12 | 0 |  | 0.33 | 0.3 | 0.23 | 90.54 | 1250.321 | 2.02
D | 4002 | 2019-03-03 | 10 | OFF | 46.09 | 11.88 | 1.03 | 0.19 | 0.25 | 0 | 0.31 | 0.09 | -0.33 | -0.12 | 0 |  | 0.33 | 0.3 | 0.23 | 60.25 | 1278.911 | 1.78
D | 4002 | 2019-03-03 | 11 | OFF | 43.32 | 11.88 | 1.03 | 0.19 | 0.25 | 0 | 0 | 0.05 | -0.36 | -0.12 | 0 |  | 0.33 | 0.3 | 0.23 | 57.1 | 1294.778 | 1.47
D | 4002 | 2019-03-03 | 12 | OFF | 50.48 | 11.88 | 1.03 | 0.19 | 0.28 | 0 | 0 | 0.07 | -0.38 | -0.12 | 0 |  | 0.33 | 0.3 | 0.23 | 64.29 | 1288.166 | 1.5
D | 4002 | 2019-03-03 | 13 | OFF | 50.61 | 11.88 | 1.03 | 0.19 | 0.28 | 0 | 0 | 0.09 | -0.35 | -0.12 | 0 |  | 0.33 | 0.3 | 0.23 | 64.47 | 1265.148 | 1.5
D | 4002 | 2019-03-03 | 14 | OFF | 45.65 | 11.88 | 1.03 | 0.19 | 0.27 | 0 | 0 | 0.09 | -0.36 | -0.12 | 0 |  | 0.33 | 0.3 | 0.23 | 59.49 | 1234.321 | 1.49
D | 4002 | 2019-03-03 | 15 | OFF | 47.69 | 11.88 | 1.03 | 0.19 | 0.22 | 0 | 0 | 0.05 | -0.42 | -0.12 | 0 |  | 0.33 | 0.3 | 0.23 | 61.38 | 1214.973 | 1.44
D | 4002 | 2019-03-03 | 16 | OFF | 51.33 | 11.88 | 1.03 | 0.19 | 0.15 | 0 | 0 | 0.12 | -0.39 | -0.12 | 0 |  | 0.33 | 0.3 | 0.23 | 65.05 | 1235.417 | 1.37
D | 4002 | 2019-03-03 | 17 | OFF | 88.61 | 11.88 | 1.03 | 0.19 | 0.33 | 0 | 0.09 | 0.12 | 0.06 | -0.12 | 0 |  | 0.33 | 0.3 | 0.23 | 103.05 | 1308.413 | 1.64
D | 4002 | 2019-03-03 | 18 | OFF | 121.36 | 11.88 | 1.03 | 0.19 | 0.39 | 0 | 0.31 | 0.28 | -0.47 | -0.12 | 0 |  | 0.33 | 0.3 | 0.23 | 135.71 | 1423.765 | 1.92
D | 4002 | 2019-03-03 | 19 | OFF | 148.09 | 11.88 | 1.03 | 0.19 | 0.68 | 0 | 1.2 | 0.32 | -0.97 | -0.12 | 0 |  | 0.33 | 0.3 | 0.23 | 163.16 | 1469.161 | 3.1
D | 4002 | 2019-03-03 | 20 | OFF | 131.97 | 11.88 | 1.03 | 0.19 | 0.68 | 0 | 0.71 | 0.2 | -0.42 | -0.12 | 0 |  | 0.33 | 0.3 | 0.23 | 146.98 | 1418.809 | 2.61
D | 4002 | 2019-03-03 | 21 | OFF | 106.3 | 11.88 | 1.03 | 0.19 | 0.33 | 0 | 0.17 | 0.11 | -0.35 | -0.12 | 0 |  | 0.33 | 0.3 | 0.23 | 120.4 | 1344.418 | 1.72
D | 4002 | 2019-03-03 | 22 | OFF | 110.36 | 11.88 | 1.03 | 0.19 | 0.43 | 0 | 0.41 | 0 | -0.3 | -0.12 | 0 |  | 0.33 | 0.3 | 0.23 | 124.74 | 1254.229 | 2.06
D | 4002 | 2019-03-03 | 23 | OFF | 105.94 | 11.88 | 1.03 | 0.19 | 1.05 | 0 | 0.07 | 0.13 | 0.27 | -0.12 | 0 |  | 0.33 | 0.3 | 0.23 | 121.3 | 1157.25 | 2.34
D | 4002 | 2019-03-03 | 24 | OFF | 106.17 | 11.88 | 1.03 | 0.19 | 1.28 | 0 | 0.58 | 0.19 | 0.46 | -0.12 | 0 |  | 0.33 | 0.3 | 0.23 | 122.52 | 1081.035 | 3.08
D | 4002 | 2019-03-04 | 1 | OFF | 66.83 | 11.88 | 0.4 | 0.03 | 0.31 | 0 | 0.92 | 0.09 | 0.32 | -0.12 | 0 |  | 0.33 | 0.3 | 0.23 | 81.52 | 1035.514 | 1.66
D | 4002 | 2019-03-04 | 2 | OFF | 58.67 | 11.88 | 0.4 | 0.03 | 0.26 | 0 | 0 | 0.14 | 0.27 | -0.12 | 0 |  | 0.33 | 0.3 | 0.23 | 72.39 | 1020.348 | 0.69
D | 4002 | 2019-03-04 | 3 | OFF | 61.08 | 11.88 | 0.4 | 0.03 | 0.2 | 0 | 0 | 0.24 | 0.37 | -0.12 | 0 |  | 0.33 | 0.3 | 0.23 | 74.94 | 1000.398 | 0.63
D | 4002 | 2019-03-04 | 4 | OFF | 50.72 | 11.88 | 0.4 | 0.03 | 0.11 | 0 | 0 | 0.13 | 0.24 | -0.12 | 0 |  | 0.33 | 0.3 | 0.23 | 64.25 | 1011.497 | 0.54
D | 4002 | 2019-03-04 | 5 | OFF | 56.07 | 11.88 | 0.4 | 0.03 | 0.08 | 0 | 0 | 0.05 | 0.07 | -0.12 | 0 |  | 0.33 | 0.3 | 0.23 | 69.32 | 1050.841 | 0.51
D | 4002 | 2019-03-04 | 6 | OFF | 58.33 | 11.88 | 0.4 | 0.03 | 0.25 | 0 | 0 | 0.14 | 0.03 | -0.12 | 0 |  | 0.33 | 0.3 | 0.23 | 71.8 | 1150.456 | 0.68
D | 4002 | 2019-03-04 | 7 | OFF | 40.25 | 11.88 | 0.4 | 0.03 | 0.35 | 0 | 0 | 0.13 | -0.33 | -0.12 | 0 |  | 0.33 | 0.3 | 0.23 | 53.45 | 1268.738 | 0.78
D | 4002 | 2019-03-04 | 8 | ON | 36.04 | 11.88 | 0.4 | 0.03 | 0.31 | 0.45 | 0 | 0.06 | -0.27 | -0.12 | 0 |  | 0.33 | 0.3 | 0.23 | 49.64 | 1353.401 | 1.19
D | 4002 | 2019-03-04 | 9 | ON | 49.58 | 11.88 | 0.4 | 0.03 | 0.2 | 0.43 | 0 | 0.03 | -0.27 | -0.12 | 0 |  | 0.33 | 0.3 | 0.23 | 63.02 | 1420.163 | 1.06
D | 4002 | 2019-03-04 | 10 | ON | 52.55 | 11.88 | 0.4 | 0.03 | 0.1 | 0.42 | 0 | 0.03 | -0.33 | -0.12 | 0 |  | 0.33 | 0.3 | 0.23 | 65.82 | 1449.175 | 0.95
D | 4002 | 2019-03-04 | 11 | ON | 63.22 | 11.88 | 0.4 | 0.03 | 0.27 | 0.41 | 0 | 0.04 | -0.35 | -0.12 | 0 |  | 0.33 | 0.3 | 0.23 | 76.64 | 1462.715 | 1.11
D | 4002 | 2019-03-04 | 12 | ON | 91.31 | 11.88 | 0.4 | 0.03 | 0.4 | 0.42 | 0 | 0.09 | -0.41 | -0.12 | 0 |  | 0.33 | 0.3 | 0.23 | 104.86 | 1453.206 | 1.25
D | 4002 | 2019-03-04 | 13 | ON | 84.3 | 11.88 | 0.4 | 0.03 | 0.41 | 0.42 | 0.18 | 0.07 | -0.35 | -0.12 | 0 |  | 0.33 | 0.3 | 0.23 | 98.08 | 1461.433 | 1.44
D | 4002 | 2019-03-04 | 14 | ON | 65.45 | 11.88 | 0.4 | 0.03 | 0.32 | 0.42 | 0 | 0.1 | -0.27 | -0.12 | 0 |  | 0.33 | 0.3 | 0.23 | 79.07 | 1469.086 | 1.17
D | 4002 | 2019-03-04 | 15 | ON | 58.6 | 11.88 | 0.4 | 0.03 | 0.26 | 0.42 | 0 | 0.06 | -0.27 | -0.12 | 0 |  | 0.33 | 0.3 | 0.23 | 72.12 | 1448.121 | 1.11
D | 4002 | 2019-03-04 | 16 | ON | 60.73 | 11.88 | 0.4 | 0.03 | 0.26 | 0.42 | 0 | 0.08 | -0.29 | -0.12 | 0 |  | 0.33 | 0.3 | 0.23 | 74.25 | 1436.127 | 1.11
D | 4002 | 2019-03-04 | 17 | ON | 57.5 | 11.88 | 0.4 | 0.03 | 0.27 | 0.41 | 0 | 0.09 | -0.39 | -0.12 | 0 |  | 0.33 | 0.3 | 0.23 | 70.93 | 1454.498 | 1.11
D | 4002 | 2019-03-04 | 18 | ON | 63.62 | 11.88 | 0.4 | 0.03 | 0.25 | 0.39 | 0 | 0.08 | -0.09 | -0.12 | 0 |  | 0.33 | 0.3 | 0.23 | 77.3 | 1537.84 | 1.07
D | 4002 | 2019-03-04 | 19 | ON | 95.19 | 11.88 | 0.4 | 0.03 | 0.22 | 0.38 | 0 | 0.2 | -0.76 | -0.12 | 0 |  | 0.33 | 0.3 | 0.23 | 108.28 | 1600.25 | 1.03
D | 4002 | 2019-03-04 | 20 | ON | 61.81 | 11.88 | 0.4 | 0.03 | 0.16 | 0.39 | 0 | 0.18 | -0.54 | -0.12 | 0 |  | 0.33 | 0.3 | 0.23 | 75.05 | 1549.717 | 0.98
D | 4002 | 2019-03-04 | 21 | ON | 49.7 | 11.88 | 0.4 | 0.03 | 0.19 | 0.4 | 0 | 0.11 | -0.46 | -0.12 | 0 |  | 0.33 | 0.3 | 0.23 | 62.99 | 1477.927 | 1.02
D | 4002 | 2019-03-04 | 22 | ON | 43.77 | 11.88 | 0.4 | 0.03 | 0.17 | 0.43 | 0 | 0.15 | -0.33 | -0.12 | 0 |  | 0.33 | 0.3 | 0.23 | 57.24 | 1369.781 | 1.03
D | 4002 | 2019-03-04 | 23 | ON | 37.46 | 11.88 | 0.4 | 0.03 | 0.21 | 0.46 | 0 | 0.07 | -0.36 | -0.12 | 0 |  | 0.33 | 0.3 | 0.23 | 50.89 | 1259.995 | 1.1
D | 4002 | 2019-03-04 | 24 | OFF | 36.23 | 11.88 | 0.4 | 0.03 | 0.25 | 0 | 0 | 0.04 | -0.43 | -0.12 | 0 |  | 0.33 | 0.3 | 0.23 | 49.14 | 1180.64 | 0.68
D | 4002 | 2019-03-05 | 1 | OFF | 30.74 | 11.88 | 0.53 | 0.04 | 0.14 | 0 | 0 | 0.07 | -0.41 | -0.12 | 0 |  | 0.33 | 0.3 | 0.23 | 43.73 | 1133.894 | 0.71
D | 4002 | 2019-03-05 | 2 | OFF | 36.73 | 11.88 | 0.53 | 0.04 | 0.16 | 0 | 0 | 0.05 | -0.42 | -0.12 | 0 |  | 0.33 | 0.3 | 0.23 | 49.71 | 1114.131 | 0.73
D | 4002 | 2019-03-05 | 3 | OFF | 35.08 | 11.88 | 0.53 | 0.04 | 0.14 | 0 | 0 | 0.04 | -0.43 | -0.12 | 0 |  | 0.33 | 0.3 | 0.23 | 48.02 | 1105.832 | 0.71
D | 4002 | 2019-03-05 | 4 | OFF | 47.71 | 11.88 | 0.53 | 0.04 | 0.25 | 0 | 0 | 0.09 | -0.41 | -0.12 | 0 |  | 0.33 | 0.3 | 0.23 | 60.83 | 1120.439 | 0.82
D | 4002 | 2019-03-05 | 5 | OFF | 39.35 | 11.88 | 0.53 | 0.04 | 0.34 | 0 | 0 | 0.04 | -0.4 | -0.12 | 0 |  | 0.33 | 0.3 | 0.23 | 52.52 | 1171.061 | 0.91
D | 4002 | 2019-03-05 | 6 | OFF | 44.26 | 11.88 | 0.53 | 0.04 | 0.59 | 0 | 0 | 0.12 | -0.05 | -0.12 | 0 |  | 0.33 | 0.3 | 0.23 | 58.11 | 1293.454 | 1.16
D | 4002 | 2019-03-05 | 7 | OFF | 94.28 | 11.88 | 0.53 | 0.04 | 0.75 | 0 | 0.35 | 0.06 | -0.39 | -0.12 | 0 |  | 0.33 | 0.3 | 0.23 | 108.24 | 1460.902 | 1.67
D | 4002 | 2019-03-05 | 8 | ON | 88.5 | 11.88 | 0.53 | 0.04 | 0.86 | 0.4 | 0.46 | 0.11 | -0.67 | -0.12 | 0 |  | 0.33 | 0.3 | 0.23 | 102.85 | 1518.279 | 2.29
D | 4002 | 2019-03-05 | 9 | ON | 66.36 | 11.88 | 0.53 | 0.04 | 0.27 | 0.4 | 0 | 0.14 | -0.25 | -0.12 | 0 |  | 0.33 | 0.3 | 0.23 | 80.11 | 1502.496 | 1.24
D | 4002 | 2019-03-05 | 10 | ON | 51.99 | 11.88 | 0.53 | 0.04 | 0.29 | 0.41 | 0.04 | -0.01 | -0.45 | -0.12 | 0 |  | 0.33 | 0.3 | 0.23 | 65.46 | 1485.032 | 1.31
D | 4002 | 2019-03-05 | 11 | ON | 51.7 | 11.88 | 0.53 | 0.04 | 0.23 | 0.42 | 0 | 0.02 | -0.34 | -0.12 | 0 |  | 0.33 | 0.3 | 0.23 | 65.22 | 1473.592 | 1.22
D | 4002 | 2019-03-05 | 12 | ON | 54.13 | 11.88 | 0.53 | 0.04 | 0.14 | 0.42 | 0 | 0.04 | -0.31 | -0.12 | 0 |  | 0.33 | 0.3 | 0.23 | 67.61 | 1452.797 | 1.13
D | 4002 | 2019-03-05 | 13 | ON | 46 | 11.88 | 0.53 | 0.04 | 0.1 | 0.43 | 0 | 0.02 | -0.33 | -0.12 | 0 |  | 0.33 | 0.3 | 0.23 | 59.41 | 1429.924 | 1.1
D | 4002 | 2019-03-05 | 14 | ON | 43.47 | 11.88 | 0.53 | 0.04 | 0.09 | 0.43 | 0 | 0.02 | -0.32 | -0.12 | 0 |  | 0.33 | 0.3 | 0.23 | 56.88 | 1414.763 | 1.09
D | 4002 | 2019-03-05 | 15 | ON | 42.61 | 11.88 | 0.53 | 0.04 | 0.07 | 0.44 | 0 | 0.03 | -0.3 | -0.12 | 0 |  | 0.33 | 0.3 | 0.23 | 56.04 | 1396.104 | 1.08
D | 4002 | 2019-03-05 | 16 | ON | 47.81 | 11.88 | 0.53 | 0.04 | 0.07 | 0.43 | 0 | 0 | -0.32 | -0.12 | 0 |  | 0.33 | 0.3 | 0.23 | 61.18 | 1405.02 | 1.07
D | 4002 | 2019-03-05 | 17 | ON | 60.02 | 11.88 | 0.53 | 0.04 | 0.16 | 0.41 | 0 | 0.05 | -0.23 | -0.12 | 0 |  | 0.33 | 0.3 | 0.23 | 73.6 | 1439.717 | 1.14
D | 4002 | 2019-03-05 | 18 | ON | 72.34 | 11.88 | 0.53 | 0.04 | 0.17 | 0.39 | 0.01 | -0.02 | -0.28 | -0.12 | 0 |  | 0.33 | 0.3 | 0.23 | 85.8 | 1541.175 | 1.14
D | 4002 | 2019-03-05 | 19 | ON | 87.92 | 11.88 | 0.53 | 0.04 | 0.24 | 0.37 | 0.09 | 0.13 | -0.49 | -0.12 | 0 |  | 0.33 | 0.3 | 0.23 | 101.45 | 1619.282 | 1.27
D | 4002 | 2019-03-05 | 20 | ON | 97.34 | 11.88 | 0.53 | 0.04 | 0.47 | 0.38 | 0.44 | 0.16 | -0.59 | -0.12 | 0 |  | 0.33 | 0.3 | 0.23 | 111.39 | 1586.939 | 1.86
D | 4002 | 2019-03-05 | 21 | ON | 81.81 | 11.88 | 0.53 | 0.04 | 0.29 | 0.39 | 0.04 | 0.19 | -0.28 | -0.12 | 0 |  | 0.33 | 0.3 | 0.23 | 95.63 | 1524.261 | 1.29
D | 4002 | 2019-03-05 | 22 | ON | 60.31 | 11.88 | 0.53 | 0.04 | 0.14 | 0.41 | 0.05 | 0.11 | -0.1 | -0.12 | 0 |  | 0.33 | 0.3 | 0.23 | 74.11 | 1416.111 | 1.17
D | 4002 | 2019-03-05 | 23 | ON | 49.51 | 11.88 | 0.53 | 0.04 | 0.21 | 0.45 | 0 | 0.1 | -0.28 | -0.12 | 0 |  | 0.33 | 0.3 | 0.23 | 63.18 | 1297.1 | 1.23
D | 4002 | 2019-03-05 | 24 | OFF | 53.41 | 11.88 | 0.53 | 0.04 | 0.28 | 0 | 0 | 0.13 | -0.27 | -0.12 | 0 |  | 0.33 | 0.3 | 0.23 | 66.74 | 1207.38 | 0.85
D | 4002 | 2019-03-06 | 1 | OFF | 71.99 | 11.88 | 0.28 | 0.03 | 0.16 | 0 | 0 | 0.07 | -0.26 | -0.12 | 0 |  | 0.33 | 0.3 | 0.23 | 84.89 | 1158.759 | 0.47
D | 4002 | 2019-03-06 | 2 | OFF | 77.02 | 11.88 | 0.28 | 0.03 | 0.17 | 0 | 0 | 0.11 | -0.24 | -0.12 | 0 |  | 0.33 | 0.3 | 0.23 | 89.99 | 1139.235 | 0.48
D | 4002 | 2019-03-06 | 3 | OFF | 81.38 | 11.88 | 0.28 | 0.03 | 0.35 | 0 | 0 | 0.11 | -0.31 | -0.12 | 0 |  | 0.33 | 0.3 | 0.23 | 94.46 | 1138.103 | 0.66
D | 4002 | 2019-03-06 | 4 | OFF | 84.93 | 11.88 | 0.28 | 0.03 | 0.26 | 0 | 0 | 0.15 | -0.35 | -0.12 | 0 |  | 0.33 | 0.3 | 0.23 | 97.92 | 1150.874 | 0.57
D | 4002 | 2019-03-06 | 5 | OFF | 91.05 | 11.88 | 0.28 | 0.03 | 0.2 | 0 | 0 | 0.16 | -0.35 | -0.12 | 0 |  | 0.33 | 0.3 | 0.23 | 103.99 | 1201.474 | 0.51
D | 4002 | 2019-03-06 | 6 | OFF | 112.92 | 11.88 | 0.28 | 0.03 | 0.98 | 0 | 0 | 0.19 | 0 | -0.12 | 0 |  | 0.33 | 0.3 | 0.23 | 127.02 | 1325.115 | 1.29
D | 4002 | 2019-03-06 | 7 | OFF | 124.08 | 11.88 | 0.28 | 0.03 | 1.61 | 0 | 0 | 0.32 | -1.24 | -0.12 | 0 |  | 0.33 | 0.3 | 0.23 | 137.7 | 1494.174 | 1.92
D | 4002 | 2019-03-06 | 8 | ON | 67.44 | 11.88 | 0.28 | 0.03 | 0.96 | 0.37 | 0 | 0.08 | -0.34 | -0.12 | 0 |  | 0.33 | 0.3 | 0.23 | 81.44 | 1553.858 | 1.64
D | 4002 | 2019-03-06 | 9 | ON | 51.13 | 11.88 | 0.28 | 0.03 | 0.25 | 0.38 | 0 | 0.08 | -0.4 | -0.12 | 0 |  | 0.33 | 0.3 | 0.23 | 64.37 | 1539.751 | 0.94
D | 4002 | 2019-03-06 | 10 | ON | 48.7 | 11.88 | 0.28 | 0.03 | 0.12 | 0.38 | 0 | 0.04 | -0.35 | -0.12 | 0 |  | 0.33 | 0.3 | 0.23 | 61.82 | 1527.35 | 0.81
D | 4002 | 2019-03-06 | 11 | ON | 49.39 | 11.88 | 0.28 | 0.03 | 0.05 | 0.38 | 0 | 0.05 | -0.36 | -0.12 | 0 |  | 0.33 | 0.3 | 0.23 | 62.44 | 1523.335 | 0.74
D | 4002 | 2019-03-06 | 12 | ON | 52.88 | 11.88 | 0.28 | 0.03 | 0.06 | 0.39 | 0 | 0.05 | -0.34 | -0.12 | 0 |  | 0.33 | 0.3 | 0.23 | 65.97 | 1511.692 | 0.76
D | 4002 | 2019-03-06 | 13 | ON | 51.63 | 11.88 | 0.28 | 0.03 | 0.12 | 0.39 | 0 | 0.08 | -0.29 | -0.12 | 0 |  | 0.33 | 0.3 | 0.23 | 64.86 | 1497.304 | 0.82
D | 4002 | 2019-03-06 | 14 | ON | 51.91 | 11.88 | 0.28 | 0.03 | 0.08 | 0.39 | 0 | 0.05 | -0.32 | -0.12 | 0 |  | 0.33 | 0.3 | 0.23 | 65.04 | 1494.78 | 0.78
D | 4002 | 2019-03-06 | 15 | ON | 50.53 | 11.88 | 0.28 | 0.03 | 0.15 | 0.39 | 0 | 0.08 | -0.31 | -0.12 | 0 |  | 0.33 | 0.3 | 0.23 | 63.77 | 1486.124 | 0.85
D | 4002 | 2019-03-06 | 16 | ON | 53.42 | 11.88 | 0.28 | 0.03 | 0.08 | 0.4 | 0 | 0.05 | -0.3 | -0.12 | 0 |  | 0.33 | 0.3 | 0.23 | 66.58 | 1497.36 | 0.79
D | 4002 | 2019-03-06 | 17 | ON | 56.8 | 11.88 | 0.28 | 0.03 | 0.13 | 0.39 | 0 | 0.07 | -0.31 | -0.12 | 0 |  | 0.33 | 0.3 | 0.23 | 70.01 | 1534.696 | 0.83
D | 4002 | 2019-03-06 | 18 | ON | 58.98 | 11.88 | 0.28 | 0.03 | 0.09 | 0.37 | 0 | 0.08 | -0.32 | -0.12 | 0 |  | 0.33 | 0.3 | 0.23 | 72.13 | 1627.463 | 0.77
D | 4002 | 2019-03-06 | 19 | ON | 65.68 | 11.88 | 0.28 | 0.03 | 0.2 | 0.36 | 0 | 0.06 | -0.54 | -0.12 | 0 |  | 0.33 | 0.3 | 0.23 | 78.69 | 1693.702 | 0.87
D | 4002 | 2019-03-06 | 20 | ON | 61.61 | 11.88 | 0.28 | 0.03 | 0.21 | 0.36 | 0 | 0.07 | -0.48 | -0.12 | 0 |  | 0.33 | 0.3 | 0.23 | 74.7 | 1661.49 | 0.88
D | 4002 | 2019-03-06 | 21 | ON | 58.96 | 11.88 | 0.28 | 0.03 | 0.18 | 0.37 | 0 | 0.06 | -0.4 | -0.12 | 0 |  | 0.33 | 0.3 | 0.23 | 72.1 | 1594.541 | 0.86
D | 4002 | 2019-03-06 | 22 | ON | 62.35 | 11.88 | 0.28 | 0.03 | 0.17 | 0.39 | 0 | 0.04 | -0.52 | -0.12 | 0 |  | 0.33 | 0.3 | 0.23 | 75.36 | 1504.874 | 0.87
D | 4002 | 2019-03-06 | 23 | ON | 55.3 | 11.88 | 0.28 | 0.03 | 0.57 | 0.42 | 0 | 0.07 | -0.37 | -0.12 | 0 |  | 0.33 | 0.3 | 0.23 | 68.92 | 1387.493 | 1.3
D | 4002 | 2019-03-06 | 24 | OFF | 51.58 | 11.88 | 0.28 | 0.03 | 0.26 | 0 | 0 | 0.12 | -0.43 | -0.12 | 0 |  | 0.33 | 0.3 | 0.23 | 64.46 | 1303.896 | 0.57
D | 4002 | 2019-03-07 | 1 | OFF | 52.76 | 11.88 | 0.25 | 0.03 | 0.17 | 0 | 0 | 0.12 | -0.4 | -0.12 | 0 |  | 0.33 | 0.3 | 0.23 | 65.55 | 1255.421 | 0.45
D | 4002 | 2019-03-07 | 2 | OFF | 51.58 | 11.88 | 0.25 | 0.03 | 0.14 | 0 | 0 | 0.03 | -0.36 | -0.12 | 0 |  | 0.33 | 0.3 | 0.23 | 64.29 | 1236.587 | 0.42
D | 4002 | 2019-03-07 | 3 | OFF | 52.22 | 11.88 | 0.25 | 0.03 | 0.17 | 0 | 0 | 0.05 | -0.31 | -0.12 | 0 |  | 0.33 | 0.3 | 0.23 | 65.03 | 1233.46 | 0.45
D | 4002 | 2019-03-07 | 4 | OFF | 46.26 | 11.88 | 0.25 | 0.03 | 0.18 | 0 | 0 | 0.1 | -0.36 | -0.12 | 0 |  | 0.33 | 0.3 | 0.23 | 59.08 | 1246.385 | 0.46
D | 4002 | 2019-03-07 | 5 | OFF | 57.62 | 11.88 | 0.25 | 0.03 | 0.07 | 0 | 0 | 0.07 | -0.34 | -0.12 | 0 |  | 0.33 | 0.3 | 0.23 | 70.32 | 1280.657 | 0.35
D | 4002 | 2019-03-07 | 6 | OFF | 53.46 | 11.88 | 0.25 | 0.03 | 0.46 | 0 | 0 | 0.09 | -0.26 | -0.12 | 0 |  | 0.33 | 0.3 | 0.23 | 66.65 | 1398.027 | 0.74
D | 4002 | 2019-03-07 | 7 | OFF | 56.33 | 11.88 | 0.25 | 0.03 | 0.67 | 0 | 0 | 0.04 | -0.35 | -0.12 | 0 |  | 0.33 | 0.3 | 0.23 | 69.59 | 1564.425 | 0.95
D | 4002 | 2019-03-07 | 8 | ON | 60.28 | 11.88 | 0.25 | 0.03 | 0.58 | 0.37 | 0 | 0 | -0.43 | -0.12 | 0 |  | 0.33 | 0.3 | 0.23 | 73.7 | 1620.015 | 1.23
D | 4002 | 2019-03-07 | 9 | ON | 50.25 | 11.88 | 0.25 | 0.03 | 0.15 | 0.38 | 0 | 0.16 | -0.37 | -0.12 | 0 |  | 0.33 | 0.3 | 0.23 | 63.47 | 1601.787 | 0.81
D | 4002 | 2019-03-07 | 10 | ON | 40.38 | 11.88 | 0.25 | 0.03 | 0.06 | 0.39 | 0 | 0.07 | -0.27 | -0.12 | 0 |  | 0.33 | 0.3 | 0.23 | 53.53 | 1579.864 | 0.73
D | 4002 | 2019-03-07 | 11 | ON | 45.01 | 11.88 | 0.25 | 0.03 | 0.09 | 0.39 | 0 | 0.05 | -0.32 | -0.12 | 0 |  | 0.33 | 0.3 | 0.23 | 58.12 | 1563.592 | 0.76
D | 4002 | 2019-03-07 | 12 | ON | 44.5 | 11.88 | 0.25 | 0.03 | 0.1 | 0.4 | 0 | 0.05 | -0.31 | -0.12 | 0 |  | 0.33 | 0.3 | 0.23 | 57.64 | 1534.939 | 0.78
D | 4002 | 2019-03-07 | 13 | ON | 37.13 | 11.88 | 0.25 | 0.03 | 0.13 | 0.41 | 0 | 0.05 | -0.29 | -0.12 | 0 |  | 0.33 | 0.3 | 0.23 | 50.33 | 1512.738 | 0.82
D | 4002 | 2019-03-07 | 14 | ON | 42.9 | 11.88 | 0.25 | 0.03 | 0.1 | 0.41 | 0 | 0.08 | -0.29 | -0.12 | 0 |  | 0.33 | 0.3 | 0.23 | 56.1 | 1511.884 | 0.79
D | 4002 | 2019-03-07 | 15 | ON | 45.03 | 11.88 | 0.25 | 0.03 | 0.1 | 0.4 | 0 | 0.05 | -0.3 | -0.12 | 0 |  | 0.33 | 0.3 | 0.23 | 58.18 | 1496.545 | 0.78
D | 4002 | 2019-03-07 | 16 | ON | 44.63 | 11.88 | 0.25 | 0.03 | 0.09 | 0.4 | 0 | 0.09 | -0.28 | -0.12 | 0 |  | 0.33 | 0.3 | 0.23 | 57.83 | 1499.548 | 0.77
D | 4002 | 2019-03-07 | 17 | ON | 42.61 | 11.88 | 0.25 | 0.03 | 0.08 | 0.39 | 0 | 0.05 | -0.29 | -0.12 | 0 |  | 0.33 | 0.3 | 0.23 | 55.74 | 1531.597 | 0.75
D | 4002 | 2019-03-07 | 18 | ON | 52.63 | 11.88 | 0.25 | 0.03 | 0.06 | 0.37 | 0.05 | 0.08 | -0.35 | -0.12 | 0 |  | 0.33 | 0.3 | 0.23 | 65.74 | 1615.815 | 0.76
D | 4002 | 2019-03-07 | 19 | ON | 66.21 | 11.88 | 0.25 | 0.03 | 0.06 | 0.36 | 0.13 | 0.12 | -0.56 | -0.12 | 0 |  | 0.33 | 0.3 | 0.23 | 79.22 | 1681.409 | 0.83
D | 4002 | 2019-03-07 | 20 | ON | 55.82 | 11.88 | 0.25 | 0.03 | 0.1 | 0.37 | 0.16 | 0.1 | -0.5 | -0.12 | 0 |  | 0.33 | 0.3 | 0.23 | 68.95 | 1644.748 | 0.91
D | 4002 | 2019-03-07 | 21 | ON | 59.58 | 11.88 | 0.25 | 0.03 | 0.19 | 0.37 | 0.06 | 0.11 | -0.39 | -0.12 | 0 |  | 0.33 | 0.3 | 0.23 | 72.82 | 1579.128 | 0.9
D | 4002 | 2019-03-07 | 22 | ON | 45.33 | 11.88 | 0.25 | 0.03 | 0.1 | 0.4 | 0.05 | 0.14 | -0.29 | -0.12 | 0 |  | 0.33 | 0.3 | 0.23 | 58.63 | 1471.996 | 0.83
D | 4002 | 2019-03-07 | 23 | ON | 46.84 | 11.88 | 0.25 | 0.03 | 0.29 | 0.43 | 0 | 0.08 | -0.45 | -0.12 | 0 |  | 0.33 | 0.3 | 0.23 | 60.09 | 1349.779 | 1
D | 4002 | 2019-03-07 | 24 | OFF | 39.18 | 11.88 | 0.25 | 0.03 | 0.29 | 0 | 0 | 0.1 | -0.28 | -0.12 | 0 |  | 0.33 | 0.3 | 0.23 | 52.19 | 1258.411 | 0.57
D | 4002 | 2019-03-08 | 1 | OFF | 34.36 | 11.88 | 0.79 | 0.07 | 0.19 | 0 | 0 | 0.06 | -0.28 | -0.12 | 0 |  | 0.33 | 0.3 | 0.23 | 47.81 | 1211.267 | 1.05
D | 4002 | 2019-03-08 | 2 | OFF | 35.48 | 11.88 | 0.79 | 0.07 | 0.2 | 0 | 0 | 0.05 | -0.21 | -0.12 | 0 |  | 0.33 | 0.3 | 0.23 | 49 | 1193.197 | 1.06
D | 4002 | 2019-03-08 | 3 | OFF | 37.05 | 11.88 | 0.79 | 0.07 | 0.14 | 0 | 0 | 0.05 | -0.21 | -0.12 | 0 |  | 0.33 | 0.3 | 0.23 | 50.51 | 1186.593 | 1
D | 4002 | 2019-03-08 | 4 | OFF | 35.19 | 11.88 | 0.79 | 0.07 | 0.23 | 0 | 0 | 0.04 | -0.21 | -0.12 | 0 |  | 0.33 | 0.3 | 0.23 | 48.73 | 1199.575 | 1.09
D | 4002 | 2019-03-08 | 5 | OFF | 41.28 | 11.88 | 0.79 | 0.07 | 0.35 | 0 | 0 | 0.07 | -0.18 | -0.12 | 0 |  | 0.33 | 0.3 | 0.23 | 55 | 1247.155 | 1.21
D | 4002 | 2019-03-08 | 6 | OFF | 62.05 | 11.88 | 0.79 | 0.07 | 0.71 | 0 | 0.52 | 0.19 | -0.04 | -0.12 | 0 |  | 0.33 | 0.3 | 0.23 | 76.91 | 1361.28 | 2.09
D | 4002 | 2019-03-08 | 7 | OFF | 75.63 | 11.88 | 0.79 | 0.07 | 0.87 | 0 | 0.83 | 0.07 | -0.4 | -0.12 | 0 |  | 0.33 | 0.3 | 0.23 | 90.48 | 1522.135 | 2.56
D | 4002 | 2019-03-08 | 8 | ON | 56.3 | 11.88 | 0.79 | 0.07 | 0.5 | 0.38 | 0.06 | 0.06 | -0.42 | -0.12 | 0 |  | 0.33 | 0.3 | 0.23 | 70.36 | 1584.626 | 1.8
D | 4002 | 2019-03-08 | 9 | ON | 55.14 | 11.88 | 0.79 | 0.07 | 0.3 | 0.39 | 0 | 0.07 | -0.35 | -0.12 | 0 |  | 0.33 | 0.3 | 0.23 | 69.03 | 1563.306 | 1.55
D | 4002 | 2019-03-08 | 10 | ON | 54.09 | 11.88 | 0.79 | 0.07 | 0.41 | 0.4 | 0 | 0.08 | -0.26 | -0.12 | 0 |  | 0.33 | 0.3 | 0.23 | 68.2 | 1528.727 | 1.67
D | 4002 | 2019-03-08 | 11 | ON | 35.92 | 11.88 | 0.79 | 0.07 | 0.17 | 0.41 | 0 | 0.04 | -0.23 | -0.12 | 0 |  | 0.33 | 0.3 | 0.23 | 49.79 | 1505.284 | 1.44
D | 4002 | 2019-03-08 | 12 | ON | 35.51 | 11.88 | 0.79 | 0.07 | 0.1 | 0.42 | 0 | 0.04 | -0.3 | -0.12 | 0 |  | 0.33 | 0.3 | 0.23 | 49.25 | 1469.05 | 1.38
D | 4002 | 2019-03-08 | 13 | ON | 34.99 | 11.88 | 0.79 | 0.07 | 0.12 | 0.43 | 0 | 0.07 | -0.22 | -0.12 | 0 |  | 0.33 | 0.3 | 0.23 | 48.87 | 1446.757 | 1.41
D | 4002 | 2019-03-08 | 14 | ON | 34.53 | 11.88 | 0.79 | 0.07 | 0.08 | 0.43 | 0 | 0.09 | -0.18 | -0.12 | 0 |  | 0.33 | 0.3 | 0.23 | 48.43 | 1423.417 | 1.37
D | 4002 | 2019-03-08 | 15 | ON | 37.75 | 11.88 | 0.79 | 0.07 | 0.1 | 0.44 | 0 | 0.06 | -0.2 | -0.12 | 0 |  | 0.33 | 0.3 | 0.23 | 51.63 | 1402.114 | 1.4
D | 4002 | 2019-03-08 | 16 | ON | 38.95 | 11.88 | 0.79 | 0.07 | 0.11 | 0.43 | 0 | 0.03 | -0.2 | -0.12 | 0 |  | 0.33 | 0.3 | 0.23 | 52.8 | 1398.728 | 1.4
D | 4002 | 2019-03-08 | 17 | ON | 48.53 | 11.88 | 0.79 | 0.07 | 0.21 | 0.42 | 0.36 | 0.05 | -0.08 | -0.12 | 0 |  | 0.33 | 0.3 | 0.23 | 62.97 | 1429.233 | 1.85
D | 4002 | 2019-03-08 | 18 | ON | 57.65 | 11.88 | 0.79 | 0.07 | 0.25 | 0.4 | 0.22 | 0.06 | -0.22 | -0.12 | 0 |  | 0.33 | 0.3 | 0.23 | 71.84 | 1498.589 | 1.73
D | 4002 | 2019-03-08 | 19 | ON | 71.33 | 11.88 | 0.79 | 0.07 | 0.35 | 0.39 | 0.22 | 0.1 | -0.33 | -0.12 | 0 |  | 0.33 | 0.3 | 0.23 | 85.54 | 1567.191 | 1.82
D | 4002 | 2019-03-08 | 20 | ON | 57.51 | 11.88 | 0.79 | 0.07 | 0.22 | 0.39 | 0 | 0.06 | -0.3 | -0.12 | 0 |  | 0.33 | 0.3 | 0.23 | 71.36 | 1535.931 | 1.47
D | 4002 | 2019-03-08 | 21 | ON | 58.4 | 11.88 | 0.79 | 0.07 | 0.29 | 0.41 | 0.53 | 0.08 | -0.24 | -0.12 | 0 |  | 0.33 | 0.3 | 0.23 | 72.95 | 1484.871 | 2.09
D | 4002 | 2019-03-08 | 22 | ON | 67.69 | 11.88 | 0.79 | 0.07 | 0.32 | 0.43 | 1.2 | 0.13 | -0.27 | -0.12 | 0 |  | 0.33 | 0.3 | 0.23 | 82.98 | 1403.237 | 2.81
D | 4002 | 2019-03-08 | 23 | ON | 39.36 | 11.88 | 0.79 | 0.07 | 0.25 | 0.45 | 0.11 | 0.01 | -0.16 | -0.12 | 0 |  | 0.33 | 0.3 | 0.23 | 53.5 | 1304.663 | 1.67
D | 4002 | 2019-03-08 | 24 | OFF | 46.59 | 11.88 | 0.79 | 0.07 | 0.38 | 0 | 0 | -0.01 | -0.27 | -0.12 | 0 |  | 0.33 | 0.3 | 0.23 | 60.17 | 1204.405 | 1.24
D | 4002 | 2019-03-09 | 1 | OFF | 34.31 | 11.88 | 0.32 | 0.04 | 0.09 | 0 | 0 | 0.02 | -0.43 | -0.12 | 0 |  | 0.33 | 0.3 | 0.23 | 46.97 | 1140.821 | 0.45
D | 4002 | 2019-03-09 | 2 | OFF | 37.07 | 11.88 | 0.32 | 0.04 | 0.07 | 0 | 0 | 0.06 | -0.25 | -0.12 | 0 |  | 0.33 | 0.3 | 0.23 | 49.93 | 1112.94 | 0.43
D | 4002 | 2019-03-09 | 3 | OFF | 39.73 | 11.88 | 0.32 | 0.04 | 0.11 | 0 | 0 | 0.01 | -0.25 | -0.12 | 0 |  | 0.33 | 0.3 | 0.23 | 52.58 | 1104.734 | 0.47
D | 4002 | 2019-03-09 | 4 | OFF | 38.75 | 11.88 | 0.32 | 0.04 | 0.12 | 0 | 0 | -0.02 | -0.26 | -0.12 | 0 |  | 0.33 | 0.3 | 0.23 | 51.57 | 1107.336 | 0.48
D | 4002 | 2019-03-09 | 5 | OFF | 36.74 | 11.88 | 0.32 | 0.04 | 0.15 | 0 | 0 | 0.01 | -0.26 | -0.12 | 0 |  | 0.33 | 0.3 | 0.23 | 49.62 | 1129.527 | 0.51
D | 4002 | 2019-03-09 | 6 | OFF | 38.28 | 11.88 | 0.32 | 0.04 | 0.08 | 0 | 0.3 | 0.02 | -0.15 | -0.12 | 0 |  | 0.33 | 0.3 | 0.23 | 51.51 | 1196.158 | 0.74
D | 4002 | 2019-03-09 | 7 | OFF | 53.58 | 11.88 | 0.32 | 0.04 | 0.47 | 0 | 1.19 | 0.06 | -0.3 | -0.12 | 0 |  | 0.33 | 0.3 | 0.23 | 67.98 | 1268.239 | 2.02
D | 4002 | 2019-03-09 | 8 | OFF | 47.31 | 11.88 | 0.32 | 0.04 | 0.42 | 0 | 0.26 | -0.05 | -0.34 | -0.12 | 0 |  | 0.33 | 0.3 | 0.23 | 60.58 | 1333.102 | 1.04
D | 4002 | 2019-03-09 | 9 | OFF | 53.47 | 11.88 | 0.32 | 0.04 | 0.15 | 0 | 0.54 | 0.01 | -0.24 | -0.12 | 0 |  | 0.33 | 0.3 | 0.23 | 66.91 | 1370.495 | 1.05
D | 4002 | 2019-03-09 | 10 | OFF | 45.89 | 11.88 | 0.32 | 0.04 | 0.21 | 0 | 0.95 | 0.06 | -0.22 | -0.12 | 0 |  | 0.33 | 0.3 | 0.23 | 59.87 | 1374.106 | 1.52
D | 4002 | 2019-03-09 | 11 | OFF | 28.47 | 11.88 | 0.32 | 0.04 | 0.14 | 0 | 0.13 | 0.04 | -0.23 | -0.12 | 0 |  | 0.33 | 0.3 | 0.23 | 41.53 | 1357.124 | 0.63
D | 4002 | 2019-03-09 | 12 | OFF | 28.23 | 11.88 | 0.32 | 0.04 | 0.1 | 0 | 0 | 0.04 | -0.19 | -0.12 | 0 |  | 0.33 | 0.3 | 0.23 | 41.16 | 1326.439 | 0.46
D | 4002 | 2019-03-09 | 13 | OFF | 26.62 | 11.88 | 0.32 | 0.04 | 0.1 | 0 | 0 | 0.04 | -0.14 | -0.12 | 0 |  | 0.33 | 0.3 | 0.23 | 39.6 | 1279.387 | 0.46
D | 4002 | 2019-03-09 | 14 | OFF | 24.19 | 11.88 | 0.32 | 0.04 | 0.08 | 0 | 0 | 0.04 | -0.16 | -0.12 | 0 |  | 0.33 | 0.3 | 0.23 | 37.13 | 1241.723 | 0.44
D | 4002 | 2019-03-09 | 15 | OFF | 22.91 | 11.88 | 0.32 | 0.04 | 0.09 | 0 | 0 | 0.04 | -0.16 | -0.12 | 0 |  | 0.33 | 0.3 | 0.23 | 35.86 | 1222.053 | 0.45
D | 4002 | 2019-03-09 | 16 | OFF | 30.44 | 11.88 | 0.32 | 0.04 | 0.1 | 0 | 0 | 0.08 | -0.14 | -0.12 | 0 |  | 0.33 | 0.3 | 0.23 | 43.46 | 1227.643 | 0.46
D | 4002 | 2019-03-09 | 17 | OFF | 30.54 | 11.88 | 0.32 | 0.04 | 0.1 | 0 | 0 | 0.04 | -0.09 | -0.12 | 0 |  | 0.33 | 0.3 | 0.23 | 43.57 | 1266.104 | 0.46
D | 4002 | 2019-03-09 | 18 | OFF | 48.94 | 11.88 | 0.32 | 0.04 | 0.17 | 0 | 0.13 | -0.01 | -0.02 | -0.12 | 0 |  | 0.33 | 0.3 | 0.23 | 62.19 | 1352.666 | 0.66
D | 4002 | 2019-03-09 | 19 | OFF | 60.33 | 11.88 | 0.32 | 0.04 | 0.22 | 0 | 0.31 | 0.04 | -0.4 | -0.12 | 0 |  | 0.33 | 0.3 | 0.23 | 73.48 | 1430.395 | 0.89
D | 4002 | 2019-03-09 | 20 | OFF | 49.17 | 11.88 | 0.32 | 0.04 | 0.14 | 0 | 0.12 | 0.07 | -0.34 | -0.12 | 0 |  | 0.33 | 0.3 | 0.23 | 62.14 | 1404.025 | 0.62
D | 4002 | 2019-03-09 | 21 | OFF | 40.07 | 11.88 | 0.32 | 0.04 | 0.17 | 0 | 0.21 | 0.08 | -0.22 | -0.12 | 0 |  | 0.33 | 0.3 | 0.23 | 53.29 | 1357.474 | 0.74
D | 4002 | 2019-03-09 | 22 | OFF | 27.46 | 11.88 | 0.32 | 0.04 | 0.13 | 0 | 0 | 0.02 | -0.23 | -0.12 | 0 |  | 0.33 | 0.3 | 0.23 | 40.36 | 1289.162 | 0.49
D | 4002 | 2019-03-09 | 23 | OFF | 32.44 | 11.88 | 0.32 | 0.04 | 0.19 | 0 | 0 | 0.07 | -0.18 | -0.12 | 0 |  | 0.33 | 0.3 | 0.23 | 45.5 | 1209.421 | 0.55
D | 4002 | 2019-03-09 | 24 | OFF | 30.41 | 11.88 | 0.32 | 0.04 | 0.24 | 0 | 0 | 0.04 | -0.22 | -0.12 | 0 |  | 0.33 | 0.3 | 0.23 | 43.45 | 1134.728 | 0.6
D | 4002 | 2019-03-10 | 1 | OFF | 29.35 | 11.88 | 0.62 | 0.11 | 0.51 | 0 | 0 | 0.04 | -0.21 | -0.12 | 0 |  | 0.33 | 0.3 | 0.23 | 43.04 | 1084.03 | 1.24
D | 4002 | 2019-03-10 | 2 | OFF | 24.21 | 11.88 | 0.62 | 0.11 | 0.13 | 0 | 0 | 0.03 | -0.16 | -0.12 | 0 |  | 0.33 | 0.3 | 0.23 | 37.56 | 1053.741 | 0.86
D | 4002 | 2019-03-10 | 4 | OFF | 23.67 | 11.88 | 0.62 | 0.11 | 0.03 | 0 | 0 | 0.04 | -0.2 | -0.12 | 0 |  | 0.33 | 0.3 | 0.23 | 36.89 | 1040.506 | 0.76
D | 4002 | 2019-03-10 | 5 | OFF | 25.88 | 11.88 | 0.62 | 0.11 | 0.08 | 0 | 0 | 0.07 | -0.17 | -0.12 | 0 |  | 0.33 | 0.3 | 0.23 | 39.21 | 1043.505 | 0.81
D | 4002 | 2019-03-10 | 6 | OFF | 26.94 | 11.88 | 0.62 | 0.11 | 0.07 | 0 | 0 | 0.03 | -0.21 | -0.12 | 0 |  | 0.33 | 0.3 | 0.23 | 40.18 | 1062.015 | 0.8
D | 4002 | 2019-03-10 | 7 | OFF | 25.62 | 11.88 | 0.62 | 0.11 | 0.26 | 0 | 0 | 0.04 | -0.3 | -0.12 | 0 |  | 0.33 | 0.3 | 0.23 | 38.97 | 1105.999 | 0.99
D | 4002 | 2019-03-10 | 8 | OFF | 23.33 | 11.88 | 0.62 | 0.11 | 0.13 | 0 | 0 | 0.03 | -0.18 | -0.12 | 0 |  | 0.33 | 0.3 | 0.23 | 36.66 | 1165.257 | 0.86
D | 4002 | 2019-03-10 | 9 | OFF | 24.58 | 11.88 | 0.62 | 0.11 | 0.08 | 0 | 0 | 0.01 | -0.16 | -0.12 | 0 |  | 0.33 | 0.3 | 0.23 | 37.86 | 1255.464 | 0.81
D | 4002 | 2019-03-10 | 10 | OFF | 27.47 | 11.88 | 0.62 | 0.11 | 0.08 | 0 | 0.02 | 0.03 | -0.17 | -0.12 | 0 |  | 0.33 | 0.3 | 0.23 | 40.78 | 1347.437 | 0.83
D | 4002 | 2019-03-10 | 11 | OFF | 47.16 | 11.88 | 0.62 | 0.11 | 0.22 | 0 | 0.38 | 0.05 | -0.26 | -0.12 | 0 |  | 0.33 | 0.3 | 0.23 | 60.9 | 1412.588 | 1.33
D | 4002 | 2019-03-10 | 12 | OFF | 47.38 | 11.88 | 0.62 | 0.11 | 0.16 | 0 | 0.16 | -0.04 | -0.24 | -0.12 | 0 |  | 0.33 | 0.3 | 0.23 | 60.77 | 1454.154 | 1.05
D | 4002 | 2019-03-10 | 13 | OFF | 62.05 | 11.88 | 0.62 | 0.11 | 0.36 | 0 | 0.2 | 0.03 | -0.23 | -0.12 | 0 |  | 0.33 | 0.3 | 0.23 | 75.76 | 1471.921 | 1.29
D | 4002 | 2019-03-10 | 14 | OFF | 64.55 | 11.88 | 0.62 | 0.11 | 0.27 | 0 | 0.49 | 0.2 | -0.07 | -0.12 | 0 |  | 0.33 | 0.3 | 0.23 | 78.79 | 1454.713 | 1.49
D | 4002 | 2019-03-10 | 15 | OFF | 64.2 | 11.88 | 0.62 | 0.11 | 0.19 | 0 | 1.15 | 0.05 | -0.17 | -0.12 | 0 |  | 0.33 | 0.3 | 0.23 | 78.77 | 1434.418 | 2.07
D | 4002 | 2019-03-10 | 16 | OFF | 44.7 | 11.88 | 0.62 | 0.11 | 0.14 | 0 | 0.27 | 0.05 | -0.19 | -0.12 | 0 |  | 0.33 | 0.3 | 0.23 | 58.32 | 1427.123 | 1.14
D | 4002 | 2019-03-10 | 17 | OFF | 50.72 | 11.88 | 0.62 | 0.11 | 0.16 | 0 | 0.77 | 0.15 | -0.09 | -0.12 | 0 |  | 0.33 | 0.3 | 0.23 | 65.06 | 1439.936 | 1.66
D | 4002 | 2019-03-10 | 18 | OFF | 51.9 | 11.88 | 0.62 | 0.11 | 0.22 | 0 | 0.2 | 0.04 | -0.17 | -0.12 | 0 |  | 0.33 | 0.3 | 0.23 | 65.54 | 1475.16 | 1.15
D | 4002 | 2019-03-10 | 19 | OFF | 66.97 | 11.88 | 0.62 | 0.11 | 0.13 | 0 | 0.52 | 0.03 | -0.27 | -0.12 | 0 |  | 0.33 | 0.3 | 0.23 | 80.73 | 1497.86 | 1.38
D | 4002 | 2019-03-10 | 20 | OFF | 60.91 | 11.88 | 0.62 | 0.11 | 0.23 | 0 | 0.29 | 0.02 | -0.34 | -0.12 | 0 |  | 0.33 | 0.3 | 0.23 | 74.46 | 1497.49 | 1.25
D | 4002 | 2019-03-10 | 21 | OFF | 57.5 | 11.88 | 0.62 | 0.11 | 0.36 | 0 | 0.24 | 0.11 | -0.19 | -0.12 | 0 |  | 0.33 | 0.3 | 0.23 | 71.37 | 1421.324 | 1.33
D | 4002 | 2019-03-10 | 22 | OFF | 63.52 | 11.88 | 0.62 | 0.11 | 0.32 | 0 | 1.05 | 0.1 | -0.28 | -0.12 | 0 |  | 0.33 | 0.3 | 0.23 | 78.06 | 1316.972 | 2.1
D | 4002 | 2019-03-10 | 23 | OFF | 63.06 | 11.88 | 0.62 | 0.11 | 0.76 | 0 | 1.42 | 0.09 | -0.26 | -0.12 | 0 |  | 0.33 | 0.3 | 0.23 | 78.42 | 1201.257 | 2.91
D | 4002 | 2019-03-10 | 24 | OFF | 44.48 | 11.88 | 0.62 | 0.11 | 0.65 | 0 | 0.23 | 0.07 | -0.05 | -0.12 | 0 |  | 0.33 | 0.3 | 0.23 | 58.73 | 1106.47 | 1.61
D | 4002 | 2019-03-11 | 1 | OFF | 39.86 | 11.88 | 0.29 | 0.08 | 0.17 | 0 | 0.06 | 0.04 | -0.32 | -0.12 | 0 |  | 0.33 | 0.3 | 0.23 | 52.8 | 1045.255 | 0.6
D | 4002 | 2019-03-11 | 2 | OFF | 40.27 | 11.88 | 0.29 | 0.08 | 0.3 | 0 | 0 | 0.06 | -0.11 | -0.12 | 0 |  | 0.33 | 0.3 | 0.23 | 53.51 | 1015.282 | 0.67
D | 4002 | 2019-03-11 | 3 | OFF | 47.78 | 11.88 | 0.29 | 0.08 | 0.29 | 0 | 0 | 0.07 | -0.17 | -0.12 | 0 |  | 0.33 | 0.3 | 0.23 | 60.96 | 1004.888 | 0.66
D | 4002 | 2019-03-11 | 4 | OFF | 41.6 | 11.88 | 0.29 | 0.08 | 0.18 | 0 | 0 | 0.1 | -0.16 | -0.12 | 0 |  | 0.33 | 0.3 | 0.23 | 54.71 | 1012.689 | 0.55
D | 4002 | 2019-03-11 | 5 | OFF | 35.4 | 11.88 | 0.29 | 0.08 | 0.15 | 0 | 0 | 0.11 | -0.15 | -0.12 | 0 |  | 0.33 | 0.3 | 0.23 | 48.5 | 1048.643 | 0.52
D | 4002 | 2019-03-11 | 6 | OFF | 109.57 | 11.88 | 0.29 | 0.08 | 1.83 | 0 | 0 | 0.25 | 1.14 | -0.12 | 0 |  | 0.33 | 0.3 | 0.23 | 125.78 | 1151.044 | 2.2
D | 4002 | 2019-03-11 | 7 | OFF | 72.36 | 11.88 | 0.29 | 0.08 | 1.32 | 0 | 0.4 | 0.11 | 0.2 | -0.12 | 0 |  | 0.33 | 0.3 | 0.23 | 87.38 | 1321.338 | 2.09
D | 4002 | 2019-03-11 | 8 | ON | 81.66 | 11.88 | 0.29 | 0.08 | 1.35 | 0.4 | 1.21 | 0.24 | -0.53 | -0.12 | 0 |  | 0.33 | 0.3 | 0.23 | 97.32 | 1407.823 | 3.33
D | 4002 | 2019-03-11 | 9 | ON | 44.01 | 11.88 | 0.29 | 0.08 | 0.28 | 0.4 | 0.52 | 0.09 | -0.25 | -0.12 | 0 |  | 0.33 | 0.3 | 0.23 | 58.04 | 1431.325 | 1.57
D | 4002 | 2019-03-11 | 10 | ON | 33.92 | 11.88 | 0.29 | 0.08 | 0.18 | 0.41 | 0.04 | 0.05 | -0.27 | -0.12 | 0 |  | 0.33 | 0.3 | 0.23 | 47.32 | 1433.713 | 1
D | 4002 | 2019-03-11 | 11 | ON | 31.02 | 11.88 | 0.29 | 0.08 | 0.18 | 0.42 | 0 | 0.03 | -0.23 | -0.12 | 0 |  | 0.33 | 0.3 | 0.23 | 44.41 | 1416.328 | 0.97
D | 4002 | 2019-03-11 | 12 | ON | 29.67 | 11.88 | 0.29 | 0.08 | 0.16 | 0.43 | 0 | 0.08 | -0.18 | -0.12 | 0 |  | 0.33 | 0.3 | 0.23 | 43.15 | 1400.839 | 0.96
D | 4002 | 2019-03-11 | 13 | ON | 24.6 | 11.88 | 0.29 | 0.08 | 0.09 | 0.44 | 0 | 0.1 | -0.18 | -0.12 | 0 |  | 0.33 | 0.3 | 0.23 | 38.04 | 1390.43 | 0.9
D | 4002 | 2019-03-11 | 14 | ON | 22.93 | 11.88 | 0.29 | 0.08 | 0.08 | 0.45 | 0 | 0.08 | -0.17 | -0.12 | 0 |  | 0.33 | 0.3 | 0.23 | 36.36 | 1380.658 | 0.9
D | 4002 | 2019-03-11 | 15 | ON | 23.87 | 11.88 | 0.29 | 0.08 | 0.08 | 0.46 | 0 | 0.07 | -0.2 | -0.12 | 0 |  | 0.33 | 0.3 | 0.23 | 37.27 | 1357.866 | 0.91
D | 4002 | 2019-03-11 | 16 | ON | 22.99 | 11.88 | 0.29 | 0.08 | 0.06 | 0.46 | 0 | 0.05 | -0.19 | -0.12 | 0 |  | 0.33 | 0.3 | 0.23 | 36.36 | 1355.257 | 0.89
D | 4002 | 2019-03-11 | 17 | ON | 25.05 | 11.88 | 0.29 | 0.08 | 0.06 | 0.44 | 0 | 0.01 | -0.17 | -0.12 | 0 |  | 0.33 | 0.3 | 0.23 | 38.38 | 1373.102 | 0.87
D | 4002 | 2019-03-11 | 18 | ON | 25.71 | 11.88 | 0.29 | 0.08 | 0.06 | 0.41 | 0.01 | 0.06 | -0.14 | -0.12 | 0 |  | 0.33 | 0.3 | 0.23 | 39.1 | 1422.785 | 0.85
D | 4002 | 2019-03-11 | 19 | ON | 31.37 | 11.88 | 0.29 | 0.08 | 0.11 | 0.4 | 0.16 | 0.08 | -0.25 | -0.12 | 0 |  | 0.33 | 0.3 | 0.23 | 44.86 | 1474.307 | 1.04
D | 4002 | 2019-03-11 | 20 | ON | 39.89 | 11.88 | 0.29 | 0.08 | 0.17 | 0.39 | 0 | 0.06 | -0.43 | -0.12 | 0 |  | 0.33 | 0.3 | 0.23 | 53.07 | 1514.024 | 0.93
D | 4002 | 2019-03-11 | 21 | ON | 37.88 | 11.88 | 0.29 | 0.08 | 0.24 | 0.39 | 0.03 | 0.09 | -0.27 | -0.12 | 0 |  | 0.33 | 0.3 | 0.23 | 51.35 | 1460.826 | 1.03
D | 4002 | 2019-03-11 | 22 | ON | 30.22 | 11.88 | 0.29 | 0.08 | 0.16 | 0.42 | 0.18 | 0.1 | -0.11 | -0.12 | 0 |  | 0.33 | 0.3 | 0.23 | 43.96 | 1357.244 | 1.13
D | 4002 | 2019-03-11 | 23 | ON | 29.52 | 11.88 | 0.29 | 0.08 | 0.28 | 0.46 | 0 | 0.07 | -0.23 | -0.12 | 0 |  | 0.33 | 0.3 | 0.23 | 43.09 | 1235.732 | 1.11
D | 4002 | 2019-03-11 | 24 | OFF | 29.87 | 11.88 | 0.29 | 0.08 | 0.79 | 0 | 0 | 0.02 | -0.2 | -0.12 | 0 |  | 0.33 | 0.3 | 0.23 | 43.47 | 1137.204 | 1.16
D | 4002 | 2019-03-12 | 1 | OFF | 25.38 | 11.88 | 0.25 | 0.15 | 0.32 | 0 | 0 | 0.07 | -0.29 | -0.12 | 0 |  | 0.33 | 0.3 | 0.23 | 38.5 | 1078.784 | 0.72
D | 4002 | 2019-03-12 | 2 | OFF | 24.7 | 11.88 | 0.25 | 0.15 | 0.09 | 0 | 0 | 0.04 | -0.24 | -0.12 | 0 |  | 0.33 | 0.3 | 0.23 | 37.61 | 1045.922 | 0.49
D | 4002 | 2019-03-12 | 3 | OFF | 24.5 | 11.88 | 0.25 | 0.15 | 0.08 | 0 | 0 | 0.04 | -0.23 | -0.12 | 0 |  | 0.33 | 0.3 | 0.23 | 37.41 | 1036.336 | 0.48
D | 4002 | 2019-03-12 | 4 | OFF | 24.67 | 11.88 | 0.25 | 0.15 | 0.08 | 0 | 0 | 0.06 | -0.23 | -0.12 | 0 |  | 0.33 | 0.3 | 0.23 | 37.6 | 1040.864 | 0.48
D | 4002 | 2019-03-12 | 5 | OFF | 24.35 | 11.88 | 0.25 | 0.15 | 0.08 | 0 | 0 | 0.05 | -0.24 | -0.12 | 0 |  | 0.33 | 0.3 | 0.23 | 37.26 | 1079.144 | 0.48
D | 4002 | 2019-03-12 | 6 | OFF | 19.94 | 11.88 | 0.25 | 0.15 | 0.41 | 0 | 0 | 0.07 | -0.3 | -0.12 | 0 |  | 0.33 | 0.3 | 0.23 | 33.14 | 1187.136 | 0.81
D | 4002 | 2019-03-12 | 7 | OFF | 25 | 11.88 | 0.25 | 0.15 | 0.32 | 0 | 0 | 0.03 | -0.36 | -0.12 | 0 |  | 0.33 | 0.3 | 0.23 | 38.01 | 1357.703 | 0.72
D | 4002 | 2019-03-12 | 8 | ON | 25.89 | 11.88 | 0.25 | 0.15 | 0.17 | 0.4 | 0 | 0.03 | -0.44 | -0.12 | 0 |  | 0.33 | 0.3 | 0.23 | 39.07 | 1443.418 | 0.97
D | 4002 | 2019-03-12 | 9 | ON | 27.95 | 11.88 | 0.25 | 0.15 | 0.12 | 0.4 | 0 | 0.03 | -0.35 | -0.12 | 0 |  | 0.33 | 0.3 | 0.23 | 41.17 | 1453.784 | 0.92
D | 4002 | 2019-03-12 | 10 | ON | 25.49 | 11.88 | 0.25 | 0.15 | 0.05 | 0.41 | 0 | 0.01 | -0.28 | -0.12 | 0 |  | 0.33 | 0.3 | 0.23 | 38.7 | 1433 | 0.86
D | 4002 | 2019-03-12 | 11 | ON | 40.43 | 11.88 | 0.25 | 0.15 | 0.19 | 0.42 | 0.05 | -0.06 | -0.35 | -0.12 | 0 |  | 0.33 | 0.3 | 0.23 | 53.7 | 1423.815 | 1.06
D | 4002 | 2019-03-12 | 12 | ON | 32.52 | 11.88 | 0.25 | 0.15 | 0.12 | 0.43 | 0 | 0.07 | -0.24 | -0.12 | 0 |  | 0.33 | 0.3 | 0.23 | 45.92 | 1404.695 | 0.95
D | 4002 | 2019-03-12 | 13 | ON | 27.3 | 11.88 | 0.25 | 0.15 | 0.06 | 0.44 | 0 | 0.07 | -0.23 | -0.12 | 0 |  | 0.33 | 0.3 | 0.23 | 40.66 | 1374.18 | 0.9
D | 4002 | 2019-03-12 | 14 | ON | 24.41 | 11.88 | 0.25 | 0.15 | 0.07 | 0.45 | 0 | 0.05 | -0.23 | -0.12 | 0 |  | 0.33 | 0.3 | 0.23 | 37.77 | 1351.448 | 0.92
D | 4002 | 2019-03-12 | 15 | ON | 23.97 | 11.88 | 0.25 | 0.15 | 0.07 | 0.46 | 0 | 0.01 | -0.26 | -0.12 | 0 |  | 0.33 | 0.3 | 0.23 | 37.27 | 1325.325 | 0.93
D | 4002 | 2019-03-12 | 16 | ON | 23.02 | 11.88 | 0.25 | 0.15 | 0.07 | 0.47 | 0 | -0.01 | -0.24 | -0.12 | 0 |  | 0.33 | 0.3 | 0.23 | 36.33 | 1314.162 | 0.94
D | 4002 | 2019-03-12 | 17 | ON | 23.92 | 11.88 | 0.25 | 0.15 | 0.07 | 0.45 | 0 | 0.03 | -0.29 | -0.12 | 0 |  | 0.33 | 0.3 | 0.23 | 37.2 | 1334.635 | 0.92
D | 4002 | 2019-03-12 | 18 | ON | 24.14 | 11.88 | 0.25 | 0.15 | 0.07 | 0.43 | 0 | 0.06 | -0.26 | -0.12 | 0 |  | 0.33 | 0.3 | 0.23 | 37.46 | 1388.525 | 0.9
D | 4002 | 2019-03-12 | 19 | ON | 26.21 | 11.88 | 0.25 | 0.15 | 0.07 | 0.4 | 0 | 0.07 | -0.37 | -0.12 | 0 |  | 0.33 | 0.3 | 0.23 | 39.4 | 1450.462 | 0.87
D | 4002 | 2019-03-12 | 20 | ON | 27.08 | 11.88 | 0.25 | 0.15 | 0.08 | 0.39 | 0 | 0.04 | -0.53 | -0.12 | 0 |  | 0.33 | 0.3 | 0.23 | 40.08 | 1507.93 | 0.87
D | 4002 | 2019-03-12 | 21 | ON | 29.25 | 11.88 | 0.25 | 0.15 | 0.1 | 0.4 | 0.02 | 0.03 | -0.37 | -0.12 | 0 |  | 0.33 | 0.3 | 0.23 | 42.45 | 1465.771 | 0.92
D | 4002 | 2019-03-12 | 22 | ON | 35.17 | 11.88 | 0.25 | 0.15 | 0.29 | 0.42 | 0 | 0.08 | -0.17 | -0.12 | 0 |  | 0.33 | 0.3 | 0.23 | 48.81 | 1369.761 | 1.11
D | 4002 | 2019-03-12 | 23 | ON | 27.18 | 11.88 | 0.25 | 0.15 | 0.51 | 0.45 | 0 | 0.03 | -0.27 | -0.12 | 0 |  | 0.33 | 0.3 | 0.23 | 40.92 | 1247.73 | 1.36
D | 4002 | 2019-03-12 | 24 | OFF | 25 | 11.88 | 0.25 | 0.15 | 0.31 | 0 | 0 | 0.03 | -0.23 | -0.12 | 0 |  | 0.33 | 0.3 | 0.23 | 38.13 | 1149.3 | 0.71
D | 4002 | 2019-03-13 | 1 | OFF | 25.54 | 11.88 | 0.35 | 0.04 | 0.09 | 0 | 0 | 0.09 | -0.22 | -0.12 | 0 |  | 0.33 | 0.3 | 0.23 | 38.51 | 1094.231 | 0.48
D | 4002 | 2019-03-13 | 2 | OFF | 26.22 | 11.88 | 0.35 | 0.04 | 0.08 | 0 | 0 | 0.06 | -0.24 | -0.12 | 0 |  | 0.33 | 0.3 | 0.23 | 39.13 | 1069.507 | 0.47
D | 4002 | 2019-03-13 | 3 | OFF | 25.4 | 11.88 | 0.35 | 0.04 | 0.09 | 0 | 0 | 0.05 | -0.21 | -0.12 | 0 |  | 0.33 | 0.3 | 0.23 | 38.34 | 1060.638 | 0.48
D | 4002 | 2019-03-13 | 4 | OFF | 25.1 | 11.88 | 0.35 | 0.04 | 0.09 | 0 | 0 | 0.06 | -0.22 | -0.12 | 0 |  | 0.33 | 0.3 | 0.23 | 38.04 | 1067.461 | 0.48
D | 4002 | 2019-03-13 | 5 | OFF | 25.92 | 11.88 | 0.35 | 0.04 | 0.09 | 0 | 0 | 0.09 | -0.19 | -0.12 | 0 |  | 0.33 | 0.3 | 0.23 | 38.92 | 1118.325 | 0.48
D | 4002 | 2019-03-13 | 6 | OFF | 34.3 | 11.88 | 0.35 | 0.04 | 0.36 | 0 | 0.26 | 0.07 | -0.09 | -0.12 | 0 |  | 0.33 | 0.3 | 0.23 | 47.91 | 1227.353 | 1.01
D | 4002 | 2019-03-13 | 7 | OFF | 51.3 | 11.88 | 0.35 | 0.04 | 0.34 | 0 | 0.57 | -0.02 | -0.07 | -0.12 | 0 |  | 0.33 | 0.3 | 0.23 | 65.13 | 1409.19 | 1.3
D | 4002 | 2019-03-13 | 8 | ON | 56.63 | 11.88 | 0.35 | 0.04 | 0.52 | 0.39 | 0.2 | 0.01 | -0.53 | -0.12 | 0 |  | 0.33 | 0.3 | 0.23 | 70.23 | 1486.829 | 1.5
D | 4002 | 2019-03-13 | 9 | ON | 45.35 | 11.88 | 0.35 | 0.04 | 0.34 | 0.4 | 0.35 | 0.05 | -0.22 | -0.12 | 0 |  | 0.33 | 0.3 | 0.23 | 59.28 | 1472.479 | 1.48
D | 4002 | 2019-03-13 | 10 | ON | 28.58 | 11.88 | 0.35 | 0.04 | 0.1 | 0.42 | 0.05 | 0.02 | -0.21 | -0.12 | 0 |  | 0.33 | 0.3 | 0.23 | 41.97 | 1432.181 | 0.96
D | 4002 | 2019-03-13 | 11 | ON | 26.53 | 11.88 | 0.35 | 0.04 | 0.33 | 0.43 | 0.03 | 0.03 | -0.22 | -0.12 | 0 |  | 0.33 | 0.3 | 0.23 | 40.14 | 1397.628 | 1.18
D | 4002 | 2019-03-13 | 12 | ON | 25.24 | 11.88 | 0.35 | 0.04 | 0.08 | 0.44 | 0 | 0.01 | -0.24 | -0.12 | 0 |  | 0.33 | 0.3 | 0.23 | 38.54 | 1375.165 | 0.91
D | 4002 | 2019-03-13 | 13 | ON | 24.14 | 11.88 | 0.35 | 0.04 | 0.07 | 0.46 | 0 | 0.02 | -0.21 | -0.12 | 0 |  | 0.33 | 0.3 | 0.23 | 37.49 | 1354.871 | 0.92
D | 4002 | 2019-03-13 | 14 | ON | 23.11 | 11.88 | 0.35 | 0.04 | 0.07 | 0.46 | 0 | 0.02 | -0.16 | -0.12 | 0 |  | 0.33 | 0.3 | 0.23 | 36.51 | 1352.395 | 0.92
D | 4002 | 2019-03-13 | 15 | ON | 24.22 | 11.88 | 0.35 | 0.04 | 0.06 | 0.45 | 0 | -0.02 | -0.18 | -0.12 | 0 |  | 0.33 | 0.3 | 0.23 | 37.54 | 1339.435 | 0.9
D | 4002 | 2019-03-13 | 16 | ON | 28.56 | 11.88 | 0.35 | 0.04 | 0.08 | 0.44 | 0.01 | 0.03 | -0.18 | -0.12 | 0 |  | 0.33 | 0.3 | 0.23 | 41.95 | 1361.379 | 0.92
D | 4002 | 2019-03-13 | 17 | ON | 36.71 | 11.88 | 0.35 | 0.04 | 0.13 | 0.42 | 0 | 0.04 | -0.17 | -0.12 | 0 |  | 0.33 | 0.3 | 0.23 | 50.14 | 1395.615 | 0.94
D | 4002 | 2019-03-13 | 18 | ON | 42.11 | 11.88 | 0.35 | 0.04 | 0.14 | 0.41 | 0.09 | 0.1 | -0.19 | -0.12 | 0 |  | 0.33 | 0.3 | 0.23 | 55.67 | 1448.994 | 1.03
D | 4002 | 2019-03-13 | 19 | ON | 46.75 | 11.88 | 0.35 | 0.04 | 0.19 | 0.39 | 0.38 | 0.08 | -0.32 | -0.12 | 0 |  | 0.33 | 0.3 | 0.23 | 60.48 | 1483.16 | 1.35
D | 4002 | 2019-03-13 | 20 | ON | 38.85 | 11.88 | 0.35 | 0.04 | 0.18 | 0.39 | 0.31 | 0.06 | -0.31 | -0.12 | 0 |  | 0.33 | 0.3 | 0.23 | 52.49 | 1495.19 | 1.27
D | 4002 | 2019-03-13 | 21 | ON | 39.68 | 11.88 | 0.35 | 0.04 | 0.15 | 0.4 | 0.02 | 0.04 | -0.29 | -0.12 | 0 |  | 0.33 | 0.3 | 0.23 | 53.01 | 1439.916 | 0.96
D | 4002 | 2019-03-13 | 22 | ON | 37.49 | 11.88 | 0.35 | 0.04 | 0.16 | 0.42 | 0.03 | 0.05 | -0.14 | -0.12 | 0 |  | 0.33 | 0.3 | 0.23 | 51.02 | 1336.203 | 1
D | 4002 | 2019-03-13 | 23 | ON | 40.87 | 11.88 | 0.35 | 0.04 | 0.36 | 0.46 | 0.04 | 0.04 | -0.2 | -0.12 | 0 |  | 0.33 | 0.3 | 0.23 | 54.58 | 1215.328 | 1.25
D | 4002 | 2019-03-13 | 24 | OFF | 40.15 | 11.88 | 0.35 | 0.04 | 0.73 | 0 | 0.14 | 0.02 | -0.08 | -0.12 | 0 |  | 0.33 | 0.3 | 0.23 | 53.97 | 1115.111 | 1.26
D | 4002 | 2019-03-14 | 1 | OFF | 39.08 | 11.88 | 0.38 | 0.04 | 0.31 | 0 | 0.62 | 0.07 | -0.25 | -0.12 | 0 |  | 0.33 | 0.3 | 0.23 | 52.87 | 1054.097 | 1.35
D | 4002 | 2019-03-14 | 2 | OFF | 30.2 | 11.88 | 0.38 | 0.04 | 0.09 | 0 | 0 | 0.04 | -0.19 | -0.12 | 0 |  | 0.33 | 0.3 | 0.23 | 43.18 | 1020.87 | 0.51
D | 4002 | 2019-03-14 | 3 | OFF | 30.31 | 11.88 | 0.38 | 0.04 | 0.2 | 0 | 0 | 0.05 | -0.21 | -0.12 | 0 |  | 0.33 | 0.3 | 0.23 | 43.39 | 1005.796 | 0.62
D | 4002 | 2019-03-14 | 4 | OFF | 28.22 | 11.88 | 0.38 | 0.04 | 0.19 | 0 | 0 | 0.04 | -0.22 | -0.12 | 0 |  | 0.33 | 0.3 | 0.23 | 41.27 | 1011.708 | 0.61
D | 4002 | 2019-03-14 | 5 | OFF | 29.39 | 11.88 | 0.38 | 0.04 | 0.2 | 0 | 0.26 | 0.12 | -0.07 | -0.12 | 0 |  | 0.33 | 0.3 | 0.23 | 42.94 | 1050.066 | 0.88
D | 4002 | 2019-03-14 | 6 | OFF | 29.13 | 11.88 | 0.38 | 0.04 | 0.34 | 0 | 1.1 | 0.08 | -0.06 | -0.12 | 0 |  | 0.33 | 0.3 | 0.23 | 43.63 | 1155.154 | 1.86
D | 4002 | 2019-03-14 | 7 | OFF | 36.65 | 11.88 | 0.38 | 0.04 | 0.34 | 0 | 0.03 | 0 | -0.07 | -0.12 | 0 |  | 0.33 | 0.3 | 0.23 | 49.99 | 1330.715 | 0.79
D | 4002 | 2019-03-14 | 8 | ON | 42.65 | 11.88 | 0.38 | 0.04 | 0.37 | 0.4 | 0 | -0.01 | -0.42 | -0.12 | 0 |  | 0.33 | 0.3 | 0.23 | 56.03 | 1413.393 | 1.19
D | 4002 | 2019-03-14 | 9 | ON | 39.3 | 11.88 | 0.38 | 0.04 | 0.21 | 0.4 | 0.4 | -0.05 | -0.69 | -0.12 | 0 |  | 0.33 | 0.3 | 0.23 | 52.61 | 1423.736 | 1.43
D | 4002 | 2019-03-14 | 10 | ON | 39.61 | 11.88 | 0.38 | 0.04 | 0.1 | 0.41 | 0.59 | 0.02 | -0.79 | -0.12 | 0 |  | 0.33 | 0.3 | 0.23 | 52.98 | 1421.557 | 1.52
D | 4002 | 2019-03-14 | 11 | ON | 31.24 | 11.88 | 0.38 | 0.04 | 0.1 | 0.41 | 0.24 | 0.04 | -0.68 | -0.12 | 0 |  | 0.33 | 0.3 | 0.23 | 44.39 | 1412.899 | 1.17
D | 4002 | 2019-03-14 | 12 | ON | 24.67 | 11.88 | 0.38 | 0.04 | 0.07 | 0.43 | 0.01 | 0 | -0.59 | -0.12 | 0 |  | 0.33 | 0.3 | 0.23 | 37.63 | 1386.203 | 0.93
D | 4002 | 2019-03-14 | 13 | ON | 23.03 | 11.88 | 0.38 | 0.04 | 0.08 | 0.44 | 0 | 0.02 | -0.5 | -0.12 | 0 |  | 0.33 | 0.3 | 0.23 | 36.11 | 1359.665 | 0.94
D | 4002 | 2019-03-14 | 14 | ON | 21.09 | 11.88 | 0.38 | 0.04 | 0.07 | 0.45 | 0 | 0.05 | -0.45 | -0.12 | 0 |  | 0.33 | 0.3 | 0.23 | 34.25 | 1352.935 | 0.94
D | 4002 | 2019-03-14 | 15 | ON | 21.88 | 11.88 | 0.38 | 0.04 | 0.07 | 0.45 | 0 | 0.04 | -0.44 | -0.12 | 0 |  | 0.33 | 0.3 | 0.23 | 35.04 | 1327.085 | 0.94
D | 4002 | 2019-03-14 | 16 | ON | 20.69 | 11.88 | 0.38 | 0.04 | 0.06 | 0.46 | 0 | 0.03 | -0.39 | -0.12 | 0 |  | 0.33 | 0.3 | 0.23 | 33.89 | 1329.686 | 0.94
D | 4002 | 2019-03-14 | 17 | ON | 22.73 | 11.88 | 0.38 | 0.04 | 0.08 | 0.44 | 0 | 0 | -0.48 | -0.12 | 0 |  | 0.33 | 0.3 | 0.23 | 35.81 | 1344.74 | 0.94
D | 4002 | 2019-03-14 | 18 | ON | 23.46 | 11.88 | 0.38 | 0.04 | 0.05 | 0.43 | 0 | 0 | -0.56 | -0.12 | 0 |  | 0.33 | 0.3 | 0.23 | 36.42 | 1371.41 | 0.9
D | 4002 | 2019-03-14 | 19 | ON | 23.8 | 11.88 | 0.38 | 0.04 | 0.06 | 0.41 | 0 | -0.21 | -0.17 | -0.12 | 0 |  | 0.33 | 0.3 | 0.23 | 36.93 | 1415.178 | 0.89
D | 4002 | 2019-03-14 | 20 | ON | 40.19 | 11.88 | 0.38 | 0.04 | 0.2 | 0.4 | 0.49 | 0.1 | -0.64 | -0.12 | 0 |  | 0.33 | 0.3 | 0.23 | 53.78 | 1454.099 | 1.51
D | 4002 | 2019-03-14 | 21 | ON | 38.77 | 11.88 | 0.38 | 0.04 | 0.19 | 0.4 | 0.4 | 0.12 | -0.61 | -0.12 | 0 |  | 0.33 | 0.3 | 0.23 | 52.31 | 1408.027 | 1.41
D | 4002 | 2019-03-14 | 22 | ON | 28.85 | 11.88 | 0.38 | 0.04 | 0.12 | 0.43 | 0.09 | 0.05 | -0.57 | -0.12 | 0 |  | 0.33 | 0.3 | 0.23 | 42.01 | 1311.644 | 1.06
D | 4002 | 2019-03-14 | 23 | ON | 29.38 | 11.88 | 0.38 | 0.04 | 0.42 | 0.47 | 0 | 0.03 | -0.06 | -0.12 | 0 |  | 0.33 | 0.3 | 0.23 | 43.28 | 1190.589 | 1.31
D | 4002 | 2019-03-14 | 24 | OFF | 28.67 | 11.88 | 0.38 | 0.04 | 0.3 | 0 | 0.13 | 0.02 | 0.01 | -0.12 | 0 |  | 0.33 | 0.3 | 0.23 | 42.17 | 1087.188 | 0.85
D | 4002 | 2019-03-15 | 1 | OFF | 22.19 | 11.88 | 0.26 | 0.02 | 0.08 | 0 | 0.03 | 0.06 | -0.15 | -0.12 | 0 |  | 0.33 | 0.3 | 0.23 | 35.11 | 1021.144 | 0.39
D | 4002 | 2019-03-15 | 2 | OFF | 23.82 | 11.88 | 0.26 | 0.02 | 0.15 | 0 | 0 | 0.08 | -0.13 | -0.12 | 0 |  | 0.33 | 0.3 | 0.23 | 36.82 | 984.57 | 0.43
D | 4002 | 2019-03-15 | 3 | OFF | 21.49 | 11.88 | 0.26 | 0.02 | 0.09 | 0 | 0 | 0.02 | -0.12 | -0.12 | 0 |  | 0.33 | 0.3 | 0.23 | 34.38 | 965.54 | 0.37
D | 4002 | 2019-03-15 | 4 | OFF | 20.85 | 11.88 | 0.26 | 0.02 | 0.06 | 0 | 0 | 0.02 | -0.13 | -0.12 | 0 |  | 0.33 | 0.3 | 0.23 | 33.7 | 966.396 | 0.34
D | 4002 | 2019-03-15 | 5 | OFF | 21.27 | 11.88 | 0.26 | 0.02 | 0.06 | 0 | 0 | 0.03 | -0.09 | -0.12 | 0 |  | 0.33 | 0.3 | 0.23 | 34.17 | 1003.75 | 0.34
D | 4002 | 2019-03-15 | 6 | OFF | 19.88 | 11.88 | 0.26 | 0.02 | 0.21 | 0 | 0 | 0.03 | -0.15 | -0.12 | 0 |  | 0.33 | 0.3 | 0.23 | 32.87 | 1108.555 | 0.49
D | 4002 | 2019-03-15 | 7 | OFF | 20.66 | 11.88 | 0.26 | 0.02 | 0.25 | 0 | 0 | 0.03 | -0.2 | -0.12 | 0 |  | 0.33 | 0.3 | 0.23 | 33.64 | 1281.418 | 0.53
D | 4002 | 2019-03-15 | 8 | ON | 23.4 | 11.88 | 0.26 | 0.02 | 0.19 | 0.42 | 0.05 | 0.02 | -0.22 | -0.12 | 0 |  | 0.33 | 0.3 | 0.23 | 36.76 | 1370.383 | 0.94
D | 4002 | 2019-03-15 | 9 | ON | 22.79 | 11.88 | 0.26 | 0.02 | 0.08 | 0.42 | 0 | 0.05 | -0.27 | -0.12 | 0 |  | 0.33 | 0.3 | 0.23 | 35.97 | 1391.703 | 0.78
D | 4002 | 2019-03-15 | 10 | ON | 28.04 | 11.88 | 0.26 | 0.02 | 0.06 | 0.42 | 0 | 0.02 | -0.27 | -0.12 | 0 |  | 0.33 | 0.3 | 0.23 | 41.17 | 1392.62 | 0.76
D | 4002 | 2019-03-15 | 11 | ON | 23.87 | 11.88 | 0.26 | 0.02 | 0.08 | 0.42 | 0.02 | 0.05 | -0.21 | -0.12 | 0 |  | 0.33 | 0.3 | 0.23 | 37.13 | 1401.107 | 0.8
D | 4002 | 2019-03-15 | 12 | ON | 24.18 | 11.88 | 0.26 | 0.02 | 0.07 | 0.42 | 0.09 | 0.05 | -0.23 | -0.12 | 0 |  | 0.33 | 0.3 | 0.23 | 37.48 | 1391.27 | 0.86
D | 4002 | 2019-03-15 | 13 | ON | 23.01 | 11.88 | 0.26 | 0.02 | 0.07 | 0.43 | 0.06 | 0.08 | -0.21 | -0.12 | 0 |  | 0.33 | 0.3 | 0.23 | 36.34 | 1358.71 | 0.84
D | 4002 | 2019-03-15 | 14 | ON | 22.12 | 11.88 | 0.26 | 0.02 | 0.07 | 0.44 | 0 | 0.13 | -0.2 | -0.12 | 0 |  | 0.33 | 0.3 | 0.23 | 35.46 | 1319.152 | 0.79
D | 4002 | 2019-03-15 | 15 | ON | 20.52 | 11.88 | 0.26 | 0.02 | 0.05 | 0.45 | 0 | 0.06 | -0.18 | -0.12 | 0 |  | 0.33 | 0.3 | 0.23 | 33.8 | 1280.836 | 0.78
D | 4002 | 2019-03-15 | 16 | ON | 20.93 | 11.88 | 0.26 | 0.02 | 0.05 | 0.45 | 0 | 0.05 | -0.17 | -0.12 | 0 |  | 0.33 | 0.3 | 0.23 | 34.21 | 1248.024 | 0.78
D | 4002 | 2019-03-15 | 17 | ON | 22.05 | 11.88 | 0.26 | 0.02 | 0.07 | 0.45 | 0 | 0.04 | -0.15 | -0.12 | 0 |  | 0.33 | 0.3 | 0.23 | 35.36 | 1253.743 | 0.8
D | 4002 | 2019-03-15 | 18 | ON | 21.8 | 11.88 | 0.26 | 0.02 | 0.07 | 0.44 | 0 | 0.07 | -0.17 | -0.12 | 0 |  | 0.33 | 0.3 | 0.23 | 35.11 | 1281.149 | 0.79
D | 4002 | 2019-03-15 | 19 | ON | 21.11 | 11.88 | 0.26 | 0.02 | 0.07 | 0.43 | 0 | 0.05 | -0.16 | -0.12 | 0 |  | 0.33 | 0.3 | 0.23 | 34.4 | 1301.187 | 0.78
D | 4002 | 2019-03-15 | 20 | ON | 25.13 | 11.88 | 0.26 | 0.02 | 0.12 | 0.42 | 0.15 | 0.03 | -0.2 | -0.12 | 0 |  | 0.33 | 0.3 | 0.23 | 38.55 | 1342.378 | 0.97
D | 4002 | 2019-03-15 | 21 | ON | 25.83 | 11.88 | 0.26 | 0.02 | 0.18 | 0.43 | 0.18 | 0.08 | -0.12 | -0.12 | 0 |  | 0.33 | 0.3 | 0.23 | 39.48 | 1304.627 | 1.07
D | 4002 | 2019-03-15 | 22 | ON | 31.93 | 11.88 | 0.26 | 0.02 | 0.2 | 0.46 | 0.35 | 0.03 | -0.08 | -0.12 | 0 |  | 0.33 | 0.3 | 0.23 | 45.79 | 1228.096 | 1.29
D | 4002 | 2019-03-15 | 23 | ON | 33.59 | 11.88 | 0.26 | 0.02 | 0.34 | 0.47 | 0 | -0.01 | -0.13 | -0.12 | 0 |  | 0.33 | 0.3 | 0.23 | 47.16 | 1127.074 | 1.09
D | 4002 | 2019-03-15 | 24 | OFF | 35.2 | 11.88 | 0.26 | 0.02 | 0.6 | 0 | 0 | -0.03 | -0.08 | -0.12 | 0 |  | 0.33 | 0.3 | 0.23 | 48.59 | 1032.01 | 0.88
D | 4002 | 2019-03-16 | 1 | OFF | 19.03 | 11.88 | 0.22 | 0.02 | 0.21 | 0 | 0 | 0.02 | -0.1 | -0.12 | 0 |  | 0.33 | 0.3 | 0.23 | 32.02 | 965.124 | 0.45
D | 4002 | 2019-03-16 | 2 | OFF | 16.35 | 11.88 | 0.22 | 0.02 | 0.12 | 0 | 0 | 0.04 | -0.08 | -0.12 | 0 |  | 0.33 | 0.3 | 0.23 | 29.29 | 926.218 | 0.36
D | 4002 | 2019-03-16 | 3 | OFF | 18.48 | 11.88 | 0.22 | 0.02 | 0.12 | 0 | 0 | 0.02 | -0.13 | -0.12 | 0 |  | 0.33 | 0.3 | 0.23 | 31.35 | 903.195 | 0.36
D | 4002 | 2019-03-16 | 4 | OFF | 18.61 | 11.88 | 0.22 | 0.02 | 0.11 | 0 | 0 | 0.03 | -0.13 | -0.12 | 0 |  | 0.33 | 0.3 | 0.23 | 31.48 | 899.7 | 0.35
D | 4002 | 2019-03-16 | 5 | OFF | 18.18 | 11.88 | 0.22 | 0.02 | 0.12 | 0 | 0 | 0 | -0.13 | -0.12 | 0 |  | 0.33 | 0.3 | 0.23 | 31.03 | 917.548 | 0.36
D | 4002 | 2019-03-16 | 6 | OFF | 13.28 | 11.88 | 0.22 | 0.02 | 0.14 | 0 | 0 | 0 | -0.04 | -0.12 | 0 |  | 0.33 | 0.3 | 0.23 | 26.24 | 963.783 | 0.38
D | 4002 | 2019-03-16 | 7 | OFF | 17.22 | 11.88 | 0.22 | 0.02 | 0.22 | 0 | 0 | 0.05 | -0.11 | -0.12 | 0 |  | 0.33 | 0.3 | 0.23 | 30.24 | 1041.986 | 0.46
D | 4002 | 2019-03-16 | 8 | OFF | 20.13 | 11.88 | 0.22 | 0.02 | 0.13 | 0 | 0 | 0.05 | -0.11 | -0.12 | 0 |  | 0.33 | 0.3 | 0.23 | 33.06 | 1118.139 | 0.37
D | 4002 | 2019-03-16 | 9 | OFF | 22.99 | 11.88 | 0.22 | 0.02 | 0.15 | 0 | 0 | 0.08 | -0.17 | -0.12 | 0 |  | 0.33 | 0.3 | 0.23 | 35.91 | 1200.452 | 0.39
D | 4002 | 2019-03-16 | 10 | OFF | 19.81 | 11.88 | 0.22 | 0.02 | 0.08 | 0 | 0 | 0.09 | -0.15 | -0.12 | 0 |  | 0.33 | 0.3 | 0.23 | 32.69 | 1249.44 | 0.32
D | 4002 | 2019-03-16 | 11 | OFF | 22.97 | 11.88 | 0.22 | 0.02 | 0.12 | 0 | 0 | 0.03 | -0.16 | -0.12 | 0 |  | 0.33 | 0.3 | 0.23 | 35.82 | 1254.728 | 0.36
D | 4002 | 2019-03-16 | 12 | OFF | 23.69 | 11.88 | 0.22 | 0.02 | 0.13 | 0 | 0 | 0.02 | -0.16 | -0.12 | 0 |  | 0.33 | 0.3 | 0.23 | 36.54 | 1249.911 | 0.37
D | 4002 | 2019-03-16 | 13 | OFF | 23.63 | 11.88 | 0.22 | 0.02 | 0.14 | 0 | 0 | 0.02 | -0.17 | -0.12 | 0 |  | 0.33 | 0.3 | 0.23 | 36.48 | 1234.069 | 0.38
D | 4002 | 2019-03-16 | 14 | OFF | 21.59 | 11.88 | 0.22 | 0.02 | 0.13 | 0 | 0 | 0.04 | -0.14 | -0.12 | 0 |  | 0.33 | 0.3 | 0.23 | 34.48 | 1214.453 | 0.37
D | 4002 | 2019-03-16 | 15 | OFF | 19.21 | 11.88 | 0.22 | 0.02 | 0.07 | 0 | 0 | 0.04 | -0.14 | -0.12 | 0 |  | 0.33 | 0.3 | 0.23 | 32.04 | 1192.976 | 0.31
D | 4002 | 2019-03-16 | 16 | OFF | 16.4 | 11.88 | 0.22 | 0.02 | 0.26 | 0 | 0 | 0.03 | -0.14 | -0.12 | 0 |  | 0.33 | 0.3 | 0.23 | 29.41 | 1189.368 | 0.5
D | 4002 | 2019-03-16 | 17 | OFF | 17.48 | 11.88 | 0.22 | 0.02 | 0.17 | 0 | 0 | 0.02 | -0.15 | -0.12 | 0 |  | 0.33 | 0.3 | 0.23 | 30.38 | 1210.959 | 0.41
D | 4002 | 2019-03-16 | 18 | OFF | 22.8 | 11.88 | 0.22 | 0.02 | 0.09 | 0 | 0 | 0.03 | -0.18 | -0.12 | 0 |  | 0.33 | 0.3 | 0.23 | 35.6 | 1255.947 | 0.33
D | 4002 | 2019-03-16 | 19 | OFF | 25.6 | 11.88 | 0.22 | 0.02 | 0.16 | 0 | 0 | 0.03 | -0.28 | -0.12 | 0 |  | 0.33 | 0.3 | 0.23 | 38.37 | 1295.32 | 0.4
D | 4002 | 2019-03-16 | 20 | OFF | 41.06 | 11.88 | 0.22 | 0.02 | 0.16 | 0 | 0.47 | -0.04 | -0.33 | -0.12 | 0 |  | 0.33 | 0.3 | 0.23 | 54.18 | 1337.636 | 0.87
D | 4002 | 2019-03-16 | 21 | OFF | 38.22 | 11.88 | 0.22 | 0.02 | 0.34 | 0 | 0.09 | -0.02 | -0.29 | -0.12 | 0 |  | 0.33 | 0.3 | 0.23 | 51.2 | 1304.375 | 0.67
D | 4002 | 2019-03-16 | 22 | OFF | 23.42 | 11.88 | 0.22 | 0.02 | 0.24 | 0 | 0 | 0 | -0.21 | -0.12 | 0 |  | 0.33 | 0.3 | 0.23 | 36.31 | 1240.705 | 0.48
D | 4002 | 2019-03-16 | 23 | OFF | 22.67 | 11.88 | 0.22 | 0.02 | 0.82 | 0 | 0 | 0.01 | -0.11 | -0.12 | 0 |  | 0.33 | 0.3 | 0.23 | 36.25 | 1158.424 | 1.06
D | 4002 | 2019-03-16 | 24 | OFF | 20.98 | 11.88 | 0.22 | 0.02 | 0.46 | 0 | 0 | 0.02 | -0.21 | -0.12 | 0 |  | 0.33 | 0.3 | 0.23 | 34.11 | 1078.026 | 0.7
D | 4002 | 2019-03-17 | 1 | OFF | 20.54 | 11.88 | 0.17 | 0.04 | 0.3 | 0 | 0 | -0.01 | -0.24 | -0.12 | 0 |  | 0.33 | 0.3 | 0.23 | 33.42 | 1020.798 | 0.51
D | 4002 | 2019-03-17 | 2 | OFF | 17.73 | 11.88 | 0.17 | 0.04 | 0.12 | 0 | 0 | 0.05 | -0.25 | -0.12 | 0 |  | 0.33 | 0.3 | 0.23 | 30.48 | 987.643 | 0.33
D | 4002 | 2019-03-17 | 3 | OFF | 18.17 | 11.88 | 0.17 | 0.04 | 0.05 | 0 | 0 | 0.01 | -0.19 | -0.12 | 0 |  | 0.33 | 0.3 | 0.23 | 30.87 | 973.828 | 0.26
D | 4002 | 2019-03-17 | 4 | OFF | 18 | 11.88 | 0.17 | 0.04 | 0.04 | 0 | 0 | 0 | -0.26 | -0.12 | 0 |  | 0.33 | 0.3 | 0.23 | 30.61 | 973.665 | 0.25
D | 4002 | 2019-03-17 | 5 | OFF | 17.78 | 11.88 | 0.17 | 0.04 | 0.09 | 0 | 0 | 0.03 | -0.24 | -0.12 | 0 |  | 0.33 | 0.3 | 0.23 | 30.49 | 987.108 | 0.3
D | 4002 | 2019-03-17 | 6 | OFF | 19.88 | 11.88 | 0.17 | 0.04 | 0.14 | 0 | 0 | 0.02 | -0.26 | -0.12 | 0 |  | 0.33 | 0.3 | 0.23 | 32.61 | 1022.048 | 0.35
D | 4002 | 2019-03-17 | 7 | OFF | 26 | 11.88 | 0.17 | 0.04 | 0.3 | 0 | 0.16 | 0.06 | -0.31 | -0.12 | 0 |  | 0.33 | 0.3 | 0.23 | 39.04 | 1085.766 | 0.67
D | 4002 | 2019-03-17 | 8 | OFF | 22.39 | 11.88 | 0.17 | 0.04 | 0.21 | 0 | 0.12 | 0.01 | -0.24 | -0.12 | 0 |  | 0.33 | 0.3 | 0.23 | 35.32 | 1162.757 | 0.54
D | 4002 | 2019-03-17 | 9 | OFF | 21.1 | 11.88 | 0.17 | 0.04 | 0.12 | 0 | 0 | 0.04 | -0.21 | -0.12 | 0 |  | 0.33 | 0.3 | 0.23 | 33.88 | 1242.282 | 0.33
D | 4002 | 2019-03-17 | 10 | OFF | 19.93 | 11.88 | 0.17 | 0.04 | 0.1 | 0 | 0 | 0.02 | -0.18 | -0.12 | 0 |  | 0.33 | 0.3 | 0.23 | 32.7 | 1296.602 | 0.31
D | 4002 | 2019-03-17 | 11 | OFF | 21.61 | 11.88 | 0.17 | 0.04 | 0.13 | 0 | 0 | 0.01 | -0.2 | -0.12 | 0 |  | 0.33 | 0.3 | 0.23 | 34.38 | 1326.322 | 0.34
D | 4002 | 2019-03-17 | 12 | OFF | 21.38 | 11.88 | 0.17 | 0.04 | 0.12 | 0 | 0 | 0 | -0.23 | -0.12 | 0 |  | 0.33 | 0.3 | 0.23 | 34.1 | 1323.896 | 0.33
D | 4002 | 2019-03-17 | 13 | OFF | 20.43 | 11.88 | 0.17 | 0.04 | 0.1 | 0 | 0 | 0.06 | -0.17 | -0.12 | 0 |  | 0.33 | 0.3 | 0.23 | 33.25 | 1300.768 | 0.31
D | 4002 | 2019-03-17 | 14 | OFF | 19.51 | 11.88 | 0.17 | 0.04 | 0.11 | 0 | 0 | 0.03 | -0.17 | -0.12 | 0 |  | 0.33 | 0.3 | 0.23 | 32.31 | 1264.52 | 0.32
D | 4002 | 2019-03-17 | 15 | OFF | 18.98 | 11.88 | 0.17 | 0.04 | 0.12 | 0 | 0 | 0.01 | -0.17 | -0.12 | 0 |  | 0.33 | 0.3 | 0.23 | 31.77 | 1233.375 | 0.33
D | 4002 | 2019-03-17 | 16 | OFF | 16.95 | 11.88 | 0.17 | 0.04 | 0.08 | 0 | 0 | 0.02 | -0.19 | -0.12 | 0 |  | 0.33 | 0.3 | 0.23 | 29.69 | 1228.154 | 0.29
D | 4002 | 2019-03-17 | 17 | OFF | 2.53 | 11.88 | 0.17 | 0.04 | 0.2 | 0 | 0 | 0.01 | -0.23 | -0.12 | 0 |  | 0.33 | 0.3 | 0.23 | 15.34 | 1250.758 | 0.41
D | 4002 | 2019-03-17 | 18 | OFF | 14.49 | 11.88 | 0.17 | 0.04 | 0.13 | 0 | 0 | 0.03 | -0.16 | -0.12 | 0 |  | 0.33 | 0.3 | 0.23 | 27.32 | 1302.931 | 0.34
D | 4002 | 2019-03-17 | 19 | OFF | 25.41 | 11.88 | 0.17 | 0.04 | 0.15 | 0 | 0 | 0.05 | -0.36 | -0.12 | 0 |  | 0.33 | 0.3 | 0.23 | 38.08 | 1354.3 | 0.36
D | 4002 | 2019-03-17 | 20 | OFF | 49.55 | 11.88 | 0.17 | 0.04 | 0.41 | 0 | 0.45 | 0.06 | -0.52 | -0.12 | 0 |  | 0.33 | 0.3 | 0.23 | 62.78 | 1412.659 | 1.07
D | 4002 | 2019-03-17 | 21 | OFF | 54.06 | 11.88 | 0.17 | 0.04 | 0.32 | 0 | 0.81 | 0.08 | -0.53 | -0.12 | 0 |  | 0.33 | 0.3 | 0.23 | 67.57 | 1370.683 | 1.34
D | 4002 | 2019-03-17 | 22 | OFF | 39.25 | 11.88 | 0.17 | 0.04 | 0.55 | 0 | 0.92 | 0.05 | -0.2 | -0.12 | 0 |  | 0.33 | 0.3 | 0.23 | 53.4 | 1280.009 | 1.68
D | 4002 | 2019-03-17 | 23 | OFF | 21.58 | 11.88 | 0.17 | 0.04 | 0.49 | 0 | 0.1 | 0.04 | -0.31 | -0.12 | 0 |  | 0.33 | 0.3 | 0.23 | 34.73 | 1175.087 | 0.8
D | 4002 | 2019-03-17 | 24 | OFF | 24.79 | 11.88 | 0.17 | 0.04 | 0.91 | 0 | 0.13 | 0.03 | -0.18 | -0.12 | 0 |  | 0.33 | 0.3 | 0.23 | 38.51 | 1093.818 | 1.25
D | 4002 | 2019-03-18 | 1 | OFF | 20.97 | 11.88 | 0.19 | 0.04 | 0.14 | 0 | 0 | 0.07 | -0.22 | -0.12 | 0 |  | 0.33 | 0.3 | 0.23 | 33.81 | 1048.166 | 0.37
D | 4002 | 2019-03-18 | 2 | OFF | 22.4 | 11.88 | 0.19 | 0.04 | 0.07 | 0 | 0 | 0 | -0.18 | -0.12 | 0 |  | 0.33 | 0.3 | 0.23 | 35.14 | 1026.852 | 0.3
D | 4002 | 2019-03-18 | 3 | OFF | 21.81 | 11.88 | 0.19 | 0.04 | 0.08 | 0 | 0 | 0.03 | -0.19 | -0.12 | 0 |  | 0.33 | 0.3 | 0.23 | 34.58 | 1026.189 | 0.31
D | 4002 | 2019-03-18 | 4 | OFF | 23.07 | 11.88 | 0.19 | 0.04 | 0.08 | 0 | 0 | -0.01 | -0.17 | -0.12 | 0 |  | 0.33 | 0.3 | 0.23 | 35.82 | 1042.261 | 0.31
D | 4002 | 2019-03-18 | 5 | OFF | 27.62 | 11.88 | 0.19 | 0.04 | 0.08 | 0 | 0 | 0.01 | -0.14 | -0.12 | 0 |  | 0.33 | 0.3 | 0.23 | 40.42 | 1091.118 | 0.31
D | 4002 | 2019-03-18 | 6 | OFF | 45.66 | 11.88 | 0.19 | 0.04 | 0.66 | 0 | 0.37 | -0.01 | -0.05 | -0.12 | 0 |  | 0.33 | 0.3 | 0.23 | 59.48 | 1208.851 | 1.26
D | 4002 | 2019-03-18 | 7 | OFF | 51.89 | 11.88 | 0.19 | 0.04 | 0.74 | 0 | 0.21 | 0.04 | -0.34 | -0.12 | 0 |  | 0.33 | 0.3 | 0.23 | 65.39 | 1390.758 | 1.18
D | 4002 | 2019-03-18 | 8 | ON | 67.11 | 11.88 | 0.19 | 0.04 | 0.86 | 0.38 | 0 | 0.08 | -0.53 | -0.12 | 0 |  | 0.33 | 0.3 | 0.23 | 80.75 | 1474.91 | 1.47
D | 4002 | 2019-03-18 | 9 | ON | 48.23 | 11.88 | 0.19 | 0.04 | 0.47 | 0.39 | 0.06 | 0.11 | -0.24 | -0.12 | 0 |  | 0.33 | 0.3 | 0.23 | 61.87 | 1468.125 | 1.15
D | 4002 | 2019-03-18 | 10 | ON | 25.11 | 11.88 | 0.19 | 0.04 | 0.17 | 0.41 | 0.02 | 0.06 | -0.28 | -0.12 | 0 |  | 0.33 | 0.3 | 0.23 | 38.34 | 1450.115 | 0.83
D | 4002 | 2019-03-18 | 11 | ON | 26.1 | 11.88 | 0.19 | 0.04 | 0.14 | 0.42 | 0 | -0.01 | -0.33 | -0.12 | 0 |  | 0.33 | 0.3 | 0.23 | 39.17 | 1438.482 | 0.79
D | 4002 | 2019-03-18 | 12 | ON | 32.26 | 11.88 | 0.19 | 0.04 | 0.16 | 0.43 | 0.01 | 0.02 | -0.3 | -0.12 | 0 |  | 0.33 | 0.3 | 0.23 | 45.43 | 1419.89 | 0.83
D | 4002 | 2019-03-18 | 13 | ON | 28.19 | 11.88 | 0.19 | 0.04 | 0.14 | 0.44 | 0.01 | 0.03 | -0.2 | -0.12 | 0 |  | 0.33 | 0.3 | 0.23 | 41.46 | 1382.339 | 0.82
D | 4002 | 2019-03-18 | 14 | ON | 25.88 | 11.88 | 0.19 | 0.04 | 0.14 | 0.45 | 0 | 0.02 | -0.21 | -0.12 | 0 |  | 0.33 | 0.3 | 0.23 | 39.13 | 1351.507 | 0.82
D | 4002 | 2019-03-18 | 15 | ON | 26.04 | 11.88 | 0.19 | 0.04 | 0.13 | 0.46 | 0 | 0 | -0.21 | -0.12 | 0 |  | 0.33 | 0.3 | 0.23 | 39.27 | 1321.556 | 0.82
D | 4002 | 2019-03-18 | 16 | ON | 25.84 | 11.88 | 0.19 | 0.04 | 0.22 | 0.46 | 0 | 0.01 | -0.19 | -0.12 | 0 |  | 0.33 | 0.3 | 0.23 | 39.19 | 1316.472 | 0.91
D | 4002 | 2019-03-18 | 17 | ON | 26.06 | 11.88 | 0.19 | 0.04 | 0.1 | 0.45 | 0 | 0 | -0.21 | -0.12 | 0 |  | 0.33 | 0.3 | 0.23 | 39.25 | 1339.796 | 0.78
D | 4002 | 2019-03-18 | 18 | ON | 27.61 | 11.88 | 0.19 | 0.04 | 0.12 | 0.43 | 0.03 | 0.04 | -0.2 | -0.12 | 0 |  | 0.33 | 0.3 | 0.23 | 40.88 | 1397.596 | 0.81
D | 4002 | 2019-03-18 | 19 | ON | 41.32 | 11.88 | 0.19 | 0.04 | 0.14 | 0.41 | 0.04 | 0.07 | -0.3 | -0.12 | 0 |  | 0.33 | 0.3 | 0.23 | 54.53 | 1451.179 | 0.82
D | 4002 | 2019-03-18 | 20 | ON | 44.25 | 11.88 | 0.19 | 0.04 | 0.13 | 0.39 | 0.15 | 0.01 | -0.46 | -0.12 | 0 |  | 0.33 | 0.3 | 0.23 | 57.32 | 1499.934 | 0.9
D | 4002 | 2019-03-18 | 21 | ON | 51.19 | 11.88 | 0.19 | 0.04 | 0.29 | 0.4 | 0.09 | 0.02 | -0.24 | -0.12 | 0 |  | 0.33 | 0.3 | 0.23 | 64.6 | 1459.642 | 1.01
D | 4002 | 2019-03-18 | 22 | ON | 44.05 | 11.88 | 0.19 | 0.04 | 0.19 | 0.42 | 0 | 0.03 | -0.26 | -0.12 | 0 |  | 0.33 | 0.3 | 0.23 | 57.28 | 1355.953 | 0.84
D | 4002 | 2019-03-18 | 23 | ON | 28.33 | 11.88 | 0.19 | 0.04 | 0.45 | 0.46 | 0.01 | 0 | -0.05 | -0.12 | 0 |  | 0.33 | 0.3 | 0.23 | 42.05 | 1231.983 | 1.15
D | 4002 | 2019-03-18 | 24 | OFF | 29.2 | 11.88 | 0.19 | 0.04 | 0.81 | 0 | 0 | -0.02 | -0.17 | -0.12 | 0 |  | 0.33 | 0.3 | 0.23 | 42.67 | 1132.845 | 1.04
D | 4002 | 2019-03-19 | 1 | OFF | 34.34 | 11.88 | 0.3 | 0.04 | 0.22 | 0 | 0.6 | 0.01 | -0.39 | -0.12 | 0 |  | 0.33 | 0.3 | 0.23 | 47.74 | 1079.876 | 1.16
D | 4002 | 2019-03-19 | 2 | OFF | 27.37 | 11.88 | 0.3 | 0.04 | 0.06 | 0 | 0 | 0 | -0.25 | -0.12 | 0 |  | 0.33 | 0.3 | 0.23 | 40.14 | 1059.623 | 0.4
D | 4002 | 2019-03-19 | 3 | OFF | 30.52 | 11.88 | 0.3 | 0.04 | 0.14 | 0 | 0 | 0.03 | -0.31 | -0.12 | 0 |  | 0.33 | 0.3 | 0.23 | 43.34 | 1044.911 | 0.48
D | 4002 | 2019-03-19 | 4 | OFF | 27.44 | 11.88 | 0.3 | 0.04 | 0.07 | 0 | 0 | 0.01 | -0.26 | -0.12 | 0 |  | 0.33 | 0.3 | 0.23 | 40.22 | 1051.975 | 0.41
D | 4002 | 2019-03-19 | 5 | OFF | 28.27 | 11.88 | 0.3 | 0.04 | 0.1 | 0 | 0 | -0.01 | -0.25 | -0.12 | 0 |  | 0.33 | 0.3 | 0.23 | 41.07 | 1100.909 | 0.44
D | 4002 | 2019-03-19 | 6 | OFF | 30.21 | 11.88 | 0.3 | 0.04 | 0.37 | 0 | 0.17 | -0.02 | -0.12 | -0.12 | 0 |  | 0.33 | 0.3 | 0.23 | 43.57 | 1217.019 | 0.88
D | 4002 | 2019-03-19 | 7 | OFF | 51.39 | 11.88 | 0.3 | 0.04 | 0.56 | 0 | 0.23 | -0.02 | -0.02 | -0.12 | 0 |  | 0.33 | 0.3 | 0.23 | 65.1 | 1397.525 | 1.13
D | 4002 | 2019-03-19 | 8 | ON | 85.45 | 11.88 | 0.3 | 0.04 | 1.82 | 0.39 | 0.58 | -0.04 | -0.55 | -0.12 | 0 |  | 0.33 | 0.3 | 0.23 | 100.61 | 1474.927 | 3.13
D | 4002 | 2019-03-19 | 9 | ON | 49.82 | 11.88 | 0.3 | 0.04 | 0.33 | 0.41 | 0.55 | 0.05 | -0.42 | -0.12 | 0 |  | 0.33 | 0.3 | 0.23 | 63.7 | 1463.596 | 1.63
D | 4002 | 2019-03-19 | 10 | ON | 43.48 | 11.88 | 0.3 | 0.04 | 0.24 | 0.43 | 0.57 | 0.12 | -0.27 | -0.12 | 0 |  | 0.33 | 0.3 | 0.23 | 57.53 | 1425.539 | 1.58
D | 4002 | 2019-03-19 | 11 | ON | 36.27 | 11.88 | 0.3 | 0.04 | 0.19 | 0.44 | 0.39 | 0.07 | -0.28 | -0.12 | 0 |  | 0.33 | 0.3 | 0.23 | 50.04 | 1399.99 | 1.36
D | 4002 | 2019-03-19 | 12 | ON | 26.53 | 11.88 | 0.3 | 0.04 | 0.08 | 0.45 | 0.04 | 0.01 | -0.24 | -0.12 | 0 |  | 0.33 | 0.3 | 0.23 | 39.83 | 1383.58 | 0.91
D | 4002 | 2019-03-19 | 13 | ON | 27.4 | 11.88 | 0.3 | 0.04 | 0.07 | 0.46 | 0 | 0.02 | -0.21 | -0.12 | 0 |  | 0.33 | 0.3 | 0.23 | 40.7 | 1357.581 | 0.87
D | 4002 | 2019-03-19 | 14 | ON | 25.84 | 11.88 | 0.3 | 0.04 | 0.07 | 0.46 | 0 | 0.04 | -0.16 | -0.12 | 0 |  | 0.33 | 0.3 | 0.23 | 39.21 | 1337.324 | 0.87
D | 4002 | 2019-03-19 | 15 | ON | 24.06 | 11.88 | 0.3 | 0.04 | 0.06 | 0.46 | 0 | 0.02 | -0.17 | -0.12 | 0 |  | 0.33 | 0.3 | 0.23 | 37.39 | 1315.329 | 0.86
D | 4002 | 2019-03-19 | 16 | ON | 24.66 | 11.88 | 0.3 | 0.04 | 0.04 | 0.46 | 0 | 0.01 | -0.15 | -0.12 | 0 |  | 0.33 | 0.3 | 0.23 | 37.98 | 1305.516 | 0.84
D | 4002 | 2019-03-19 | 17 | ON | 24.79 | 11.88 | 0.3 | 0.04 | 0.04 | 0.45 | 0 | 0.02 | -0.18 | -0.12 | 0 |  | 0.33 | 0.3 | 0.23 | 38.08 | 1321.027 | 0.83
D | 4002 | 2019-03-19 | 18 | ON | 26.37 | 11.88 | 0.3 | 0.04 | 0.05 | 0.43 | 0 | 0.03 | -0.21 | -0.12 | 0 |  | 0.33 | 0.3 | 0.23 | 39.63 | 1379.644 | 0.82
D | 4002 | 2019-03-19 | 19 | ON | 32.43 | 11.88 | 0.3 | 0.04 | 0.11 | 0.41 | 0.03 | 0.02 | -0.27 | -0.12 | 0 |  | 0.33 | 0.3 | 0.23 | 45.69 | 1427.07 | 0.89
D | 4002 | 2019-03-19 | 20 | ON | 41.79 | 11.88 | 0.3 | 0.04 | 0.26 | 0.39 | 0.43 | 0.02 | -0.42 | -0.12 | 0 |  | 0.33 | 0.3 | 0.23 | 55.43 | 1482.552 | 1.42
D | 4002 | 2019-03-19 | 21 | ON | 42.56 | 11.88 | 0.3 | 0.04 | 0.23 | 0.4 | 0 | -0.04 | -0.35 | -0.12 | 0 |  | 0.33 | 0.3 | 0.23 | 55.76 | 1445.554 | 0.97
D | 4002 | 2019-03-19 | 22 | ON | 36.73 | 11.88 | 0.3 | 0.04 | 0.27 | 0.42 | 0 | 0.04 | -0.17 | -0.12 | 0 |  | 0.33 | 0.3 | 0.23 | 50.25 | 1343.501 | 1.03
D | 4002 | 2019-03-19 | 23 | ON | 32.24 | 11.88 | 0.3 | 0.04 | 0.21 | 0.46 | 0.01 | -0.03 | -0.24 | -0.12 | 0 |  | 0.33 | 0.3 | 0.23 | 45.61 | 1223.449 | 1.02
D | 4002 | 2019-03-19 | 24 | OFF | 26.07 | 11.88 | 0.3 | 0.04 | 0.16 | 0 | 0 | -0.02 | -0.16 | -0.12 | 0 |  | 0.33 | 0.3 | 0.23 | 39.01 | 1130.761 | 0.5
D | 4002 | 2019-03-20 | 1 | OFF | 22.64 | 11.88 | 0.24 | 0.04 | 0.07 | 0 | 0 | -0.01 | -0.44 | -0.12 | 0 |  | 0.33 | 0.3 | 0.23 | 35.16 | 1080.278 | 0.35
D | 4002 | 2019-03-20 | 2 | OFF | 24.72 | 11.88 | 0.24 | 0.04 | 0.06 | 0 | 0 | 0.05 | -0.56 | -0.12 | 0 |  | 0.33 | 0.3 | 0.23 | 37.17 | 1056.229 | 0.34
D | 4002 | 2019-03-20 | 3 | OFF | 27.49 | 11.88 | 0.24 | 0.04 | 0.05 | 0 | 0 | 0.02 | -0.6 | -0.12 | 0 |  | 0.33 | 0.3 | 0.23 | 39.86 | 1051.74 | 0.33
D | 4002 | 2019-03-20 | 4 | OFF | 26.29 | 11.88 | 0.24 | 0.04 | 0.06 | 0 | 0 | 0.04 | -0.56 | -0.12 | 0 |  | 0.33 | 0.3 | 0.23 | 38.73 | 1061.16 | 0.34
D | 4002 | 2019-03-20 | 5 | OFF | 27.34 | 11.88 | 0.24 | 0.04 | 0.07 | 0 | 0 | 0.09 | -0.57 | -0.12 | 0 |  | 0.33 | 0.3 | 0.23 | 39.83 | 1114.495 | 0.35
D | 4002 | 2019-03-20 | 6 | OFF | 28.94 | 11.88 | 0.24 | 0.04 | 0.16 | 0 | 0.03 | 0.07 | -0.68 | -0.12 | 0 |  | 0.33 | 0.3 | 0.23 | 41.42 | 1227.384 | 0.47
D | 4002 | 2019-03-20 | 7 | OFF | 47.48 | 11.88 | 0.24 | 0.04 | 0.38 | 0 | 0.14 | 0.03 | -1.31 | -0.12 | 0 |  | 0.33 | 0.3 | 0.23 | 59.62 | 1414.747 | 0.8
D | 4002 | 2019-03-20 | 8 | ON | 60.48 | 11.88 | 0.24 | 0.04 | 0.89 | 0.39 | 0 | 0.03 | -2.18 | -0.12 | 0 |  | 0.33 | 0.3 | 0.23 | 72.51 | 1491.342 | 1.56
D | 4002 | 2019-03-20 | 9 | ON | 48.96 | 11.88 | 0.24 | 0.04 | 0.22 | 0.4 | 0 | 0.05 | -1.73 | -0.12 | 0 |  | 0.33 | 0.3 | 0.23 | 60.8 | 1464.645 | 0.9
D | 4002 | 2019-03-20 | 10 | ON | 35.48 | 11.88 | 0.24 | 0.04 | 0.22 | 0.43 | 0.11 | 0.07 | -1.23 | -0.12 | 0 |  | 0.33 | 0.3 | 0.23 | 47.98 | 1427.019 | 1.04
D | 4002 | 2019-03-20 | 11 | ON | 31.26 | 11.88 | 0.24 | 0.04 | 0.22 | 0.45 | 0.19 | 0.05 | -1.15 | -0.12 | 0 |  | 0.33 | 0.3 | 0.23 | 43.92 | 1389.746 | 1.14
D | 4002 | 2019-03-20 | 12 | ON | 26.62 | 11.88 | 0.24 | 0.04 | 0.09 | 0.46 | 0 | 0.02 | -1.07 | -0.12 | 0 |  | 0.33 | 0.3 | 0.23 | 39.02 | 1353.006 | 0.83
D | 4002 | 2019-03-20 | 13 | ON | 24.99 | 11.88 | 0.24 | 0.04 | 0.06 | 0.47 | 0 | 0 | -0.96 | -0.12 | 0 |  | 0.33 | 0.3 | 0.23 | 37.46 | 1317.349 | 0.81
D | 4002 | 2019-03-20 | 14 | ON | 25.06 | 11.88 | 0.24 | 0.04 | 0.06 | 0.48 | 0 | 0.01 | -1.02 | -0.12 | 0 |  | 0.33 | 0.3 | 0.23 | 37.49 | 1299.162 | 0.82
D | 4002 | 2019-03-20 | 15 | ON | 24.9 | 11.88 | 0.24 | 0.04 | 0.06 | 0.48 | 0 | 0.02 | -0.98 | -0.12 | 0 |  | 0.33 | 0.3 | 0.23 | 37.38 | 1272.288 | 0.82
D | 4002 | 2019-03-20 | 16 | ON | 24.53 | 11.88 | 0.24 | 0.04 | 0.06 | 0.48 | 0 | 0.01 | -0.93 | -0.12 | 0 |  | 0.33 | 0.3 | 0.23 | 37.05 | 1261.701 | 0.82
D | 4002 | 2019-03-20 | 17 | ON | 25.08 | 11.88 | 0.24 | 0.04 | 0.06 | 0.46 | 0 | 0.04 | -0.86 | -0.12 | 0 |  | 0.33 | 0.3 | 0.23 | 37.68 | 1278.657 | 0.8
D | 4002 | 2019-03-20 | 18 | ON | 27.06 | 11.88 | 0.24 | 0.04 | 0.09 | 0.44 | 0.04 | 0.04 | -0.79 | -0.12 | 0 |  | 0.33 | 0.3 | 0.23 | 39.78 | 1327.292 | 0.85
D | 4002 | 2019-03-20 | 19 | ON | 42.08 | 11.88 | 0.24 | 0.04 | 0.15 | 0.42 | 0.36 | 0.15 | -1.51 | -0.12 | 0 |  | 0.33 | 0.3 | 0.23 | 54.55 | 1371.213 | 1.21
D | 4002 | 2019-03-20 | 20 | ON | 45.15 | 11.88 | 0.24 | 0.04 | 0.2 | 0.4 | 0.08 | 0.13 | -1.65 | -0.12 | 0 |  | 0.33 | 0.3 | 0.23 | 57.21 | 1428.834 | 0.96
D | 4002 | 2019-03-20 | 21 | ON | 35.66 | 11.88 | 0.24 | 0.04 | 0.19 | 0.41 | 0.01 | 0.09 | -1.32 | -0.12 | 0 |  | 0.33 | 0.3 | 0.23 | 47.94 | 1396.806 | 0.89
D | 4002 | 2019-03-20 | 22 | ON | 37.8 | 11.88 | 0.24 | 0.04 | 0.23 | 0.43 | 0.31 | 0.02 | -1.22 | -0.12 | 0 |  | 0.33 | 0.3 | 0.23 | 50.47 | 1293.837 | 1.25
D | 4002 | 2019-03-20 | 23 | ON | 43.95 | 11.88 | 0.24 | 0.04 | 0.59 | 0.47 | 0.73 | 0.04 | -1.12 | -0.12 | 0 |  | 0.33 | 0.3 | 0.23 | 57.56 | 1175.457 | 2.07
D | 4002 | 2019-03-20 | 24 | OFF | 44.16 | 11.88 | 0.24 | 0.04 | 0.46 | 0 | 1.05 | 0.09 | -0.69 | -0.12 | 0 |  | 0.33 | 0.3 | 0.23 | 57.97 | 1082.548 | 1.79
D | 4002 | 2019-03-21 | 1 | OFF | 25.34 | 11.88 | 0.35 | 0.15 | 0.09 | 0 | 0 | 0.07 | -0.16 | -0.12 | 0 |  | 0.33 | 0.3 | 0.23 | 38.46 | 1024.062 | 0.59
D | 4002 | 2019-03-21 | 2 | OFF | 27.59 | 11.88 | 0.35 | 0.15 | 0.06 | 0 | 0 | 0.08 | 0.04 | -0.12 | 0 |  | 0.33 | 0.3 | 0.23 | 40.89 | 1000.692 | 0.56
D | 4002 | 2019-03-21 | 3 | OFF | 25.17 | 11.88 | 0.35 | 0.15 | 0.06 | 0 | 0 | 0.08 | 0.04 | -0.12 | 0 |  | 0.33 | 0.3 | 0.23 | 38.47 | 989.696 | 0.56
D | 4002 | 2019-03-21 | 4 | OFF | 23.61 | 11.88 | 0.35 | 0.15 | 0.06 | 0 | 0 | 0.04 | -0.01 | -0.12 | 0 |  | 0.33 | 0.3 | 0.23 | 36.82 | 1003.039 | 0.56
D | 4002 | 2019-03-21 | 5 | OFF | 24.82 | 11.88 | 0.35 | 0.15 | 0.06 | 0 | 0 | 0.06 | -0.09 | -0.12 | 0 |  | 0.33 | 0.3 | 0.23 | 37.97 | 1042.888 | 0.56
D | 4002 | 2019-03-21 | 6 | OFF | 25.78 | 11.88 | 0.35 | 0.15 | 0.13 | 0 | 0 | 0.08 | -0.13 | -0.12 | 0 |  | 0.33 | 0.3 | 0.23 | 38.98 | 1148.756 | 0.63
D | 4002 | 2019-03-21 | 7 | OFF | 29.56 | 11.88 | 0.35 | 0.15 | 0.21 | 0 | 0.06 | 0.03 | -0.1 | -0.12 | 0 |  | 0.33 | 0.3 | 0.23 | 42.88 | 1331.216 | 0.77
D | 4002 | 2019-03-21 | 8 | ON | 32.59 | 11.88 | 0.35 | 0.15 | 0.28 | 0.41 | 0.06 | 0.05 | -0.28 | -0.12 | 0 |  | 0.33 | 0.3 | 0.23 | 46.23 | 1403.655 | 1.25
D | 4002 | 2019-03-21 | 9 | ON | 25.11 | 11.88 | 0.35 | 0.15 | 0.11 | 0.41 | 0 | 0.03 | -0.25 | -0.12 | 0 |  | 0.33 | 0.3 | 0.23 | 38.53 | 1402.327 | 1.02
D | 4002 | 2019-03-21 | 10 | ON | 23.9 | 11.88 | 0.35 | 0.15 | 0.07 | 0.42 | 0 | 0.01 | -0.26 | -0.12 | 0 |  | 0.33 | 0.3 | 0.23 | 37.26 | 1375.545 | 0.99
D | 4002 | 2019-03-21 | 11 | ON | 25.53 | 11.88 | 0.35 | 0.15 | 0.07 | 0.42 | 0 | 0.07 | -0.21 | -0.12 | 0 |  | 0.33 | 0.3 | 0.23 | 39 | 1369.349 | 0.99
D | 4002 | 2019-03-21 | 12 | ON | 25.28 | 11.88 | 0.35 | 0.15 | 0.08 | 0.43 | 0 | 0.08 | -0.21 | -0.12 | 0 |  | 0.33 | 0.3 | 0.23 | 38.78 | 1346.513 | 1.01
D | 4002 | 2019-03-21 | 13 | ON | 24.83 | 11.88 | 0.35 | 0.15 | 0.07 | 0.43 | 0 | 0.19 | -0.18 | -0.12 | 0 |  | 0.33 | 0.3 | 0.23 | 38.46 | 1337.488 | 1
D | 4002 | 2019-03-21 | 14 | ON | 23.34 | 11.88 | 0.35 | 0.15 | 0.07 | 0.44 | 0 | 0.05 | -0.2 | -0.12 | 0 |  | 0.33 | 0.3 | 0.23 | 36.82 | 1337.552 | 1.01
D | 4002 | 2019-03-21 | 15 | ON | 22.38 | 11.88 | 0.35 | 0.15 | 0.06 | 0.44 | 0 | 0.02 | -0.18 | -0.12 | 0 |  | 0.33 | 0.3 | 0.23 | 35.84 | 1308.43 | 1
D | 4002 | 2019-03-21 | 16 | ON | 22.48 | 11.88 | 0.35 | 0.15 | 0.06 | 0.44 | 0 | 0.06 | -0.16 | -0.12 | 0 |  | 0.33 | 0.3 | 0.23 | 36 | 1309.603 | 1
D | 4002 | 2019-03-21 | 17 | ON | 23.79 | 11.88 | 0.35 | 0.15 | 0.06 | 0.43 | 0 | 0.05 | -0.18 | -0.12 | 0 |  | 0.33 | 0.3 | 0.23 | 37.27 | 1330.048 | 0.99
D | 4002 | 2019-03-21 | 18 | ON | 24.89 | 11.88 | 0.35 | 0.15 | 0.11 | 0.41 | 0 | 0.04 | -0.19 | -0.12 | 0 |  | 0.33 | 0.3 | 0.23 | 38.38 | 1369.394 | 1.02
D | 4002 | 2019-03-21 | 19 | ON | 25.33 | 11.88 | 0.35 | 0.15 | 0.08 | 0.41 | 0.02 | 0.02 | -0.23 | -0.12 | 0 |  | 0.33 | 0.3 | 0.23 | 38.75 | 1406.11 | 1.01
D | 4002 | 2019-03-21 | 20 | ON | 26.25 | 11.88 | 0.35 | 0.15 | 0.09 | 0.4 | 0 | 0.01 | -0.27 | -0.12 | 0 |  | 0.33 | 0.3 | 0.23 | 39.6 | 1433.655 | 0.99
D | 4002 | 2019-03-21 | 21 | ON | 24.47 | 11.88 | 0.35 | 0.15 | 0.08 | 0.41 | 0 | -0.01 | -0.2 | -0.12 | 0 |  | 0.33 | 0.3 | 0.23 | 37.87 | 1384.274 | 0.99
D | 4002 | 2019-03-21 | 22 | ON | 23.58 | 11.88 | 0.35 | 0.15 | 0.06 | 0.44 | 0 | 0 | -0.17 | -0.12 | 0 |  | 0.33 | 0.3 | 0.23 | 37.03 | 1283.123 | 1
D | 4002 | 2019-03-21 | 23 | ON | 29.83 | 11.88 | 0.35 | 0.15 | 0.15 | 0.48 | 0.24 | -0.03 | -0.16 | -0.12 | 0 |  | 0.33 | 0.3 | 0.23 | 43.63 | 1161.352 | 1.37
D | 4002 | 2019-03-21 | 24 | OFF | 24.1 | 11.88 | 0.35 | 0.15 | 0.13 | 0 | 0 | -0.01 | -0.16 | -0.12 | 0 |  | 0.33 | 0.3 | 0.23 | 37.18 | 1065.78 | 0.63
D | 4002 | 2019-03-22 | 1 | OFF | 26.41 | 11.88 | 0.16 | 0.51 | 0.09 | 0 | 0.16 | 0.28 | -0.1 | -0.12 | 0 |  | 0.33 | 0.3 | 0.23 | 40.13 | 1007.365 | 0.92
D | 4002 | 2019-03-22 | 2 | OFF | 21.77 | 11.88 | 0.16 | 0.51 | 0.07 | 0 | 0 | 0.01 | -0.07 | -0.12 | 0 |  | 0.33 | 0.3 | 0.23 | 35.07 | 977.273 | 0.74
D | 4002 | 2019-03-22 | 3 | OFF | 20.58 | 11.88 | 0.16 | 0.51 | 0.07 | 0 | 0 | 0.03 | -0.05 | -0.12 | 0 |  | 0.33 | 0.3 | 0.23 | 33.92 | 961.992 | 0.74
D | 4002 | 2019-03-22 | 4 | OFF | 20.82 | 11.88 | 0.16 | 0.51 | 0.07 | 0 | 0 | -0.01 | -0.04 | -0.12 | 0 |  | 0.33 | 0.3 | 0.23 | 34.13 | 970.018 | 0.74
D | 4002 | 2019-03-22 | 5 | OFF | 22.66 | 11.88 | 0.16 | 0.51 | 0.07 | 0 | 0 | 0.05 | -0.06 | -0.12 | 0 |  | 0.33 | 0.3 | 0.23 | 36.01 | 1012.282 | 0.74
D | 4002 | 2019-03-22 | 6 | OFF | 19.6 | 11.88 | 0.16 | 0.51 | 0.13 | 0 | 0 | 0.05 | -0.1 | -0.12 | 0 |  | 0.33 | 0.3 | 0.23 | 32.97 | 1108.562 | 0.8
D | 4002 | 2019-03-22 | 7 | OFF | 28.85 | 11.88 | 0.16 | 0.51 | 0.27 | 0 | 0.01 | 0 | -0.02 | -0.12 | 0 |  | 0.33 | 0.3 | 0.23 | 42.4 | 1282.823 | 0.95
D | 4002 | 2019-03-22 | 8 | ON | 41.64 | 11.88 | 0.16 | 0.51 | 0.65 | 0.42 | 0 | -0.02 | -0.21 | -0.12 | 0 |  | 0.33 | 0.3 | 0.23 | 55.77 | 1382.819 | 1.74
D | 4002 | 2019-03-22 | 9 | ON | 33.05 | 11.88 | 0.16 | 0.51 | 0.27 | 0.41 | 0 | -0.01 | -0.19 | -0.12 | 0 |  | 0.33 | 0.3 | 0.23 | 46.82 | 1425.106 | 1.35
D | 4002 | 2019-03-22 | 10 | ON | 39.15 | 11.88 | 0.16 | 0.51 | 0.17 | 0.4 | 0 | -0.07 | -0.24 | -0.12 | 0 |  | 0.33 | 0.3 | 0.23 | 52.7 | 1445.56 | 1.24
D | 4002 | 2019-03-22 | 11 | ON | 35.41 | 11.88 | 0.16 | 0.51 | 0.14 | 0.4 | 0 | -0.01 | -0.22 | -0.12 | 0 |  | 0.33 | 0.3 | 0.23 | 49.01 | 1454.938 | 1.21
D | 4002 | 2019-03-22 | 12 | ON | 37.01 | 11.88 | 0.16 | 0.51 | 0.14 | 0.4 | 0.08 | -0.02 | -0.23 | -0.12 | 0 |  | 0.33 | 0.3 | 0.23 | 50.67 | 1451.102 | 1.29
D | 4002 | 2019-03-22 | 13 | ON | 38.61 | 11.88 | 0.16 | 0.51 | 0.15 | 0.4 | 0.29 | 0.04 | -0.22 | -0.12 | 0 |  | 0.33 | 0.3 | 0.23 | 52.56 | 1431.589 | 1.51
D | 4002 | 2019-03-22 | 14 | ON | 41.35 | 11.88 | 0.16 | 0.51 | 0.12 | 0.41 | 0.59 | 0.05 | -0.39 | -0.12 | 0 |  | 0.33 | 0.3 | 0.23 | 55.42 | 1416.759 | 1.79
D | 4002 | 2019-03-22 | 15 | ON | 34.44 | 11.88 | 0.16 | 0.51 | 0.12 | 0.42 | 0.48 | 0.12 | -0.05 | -0.12 | 0 |  | 0.33 | 0.3 | 0.23 | 48.82 | 1387.626 | 1.69
D | 4002 | 2019-03-22 | 16 | ON | 23.62 | 11.88 | 0.16 | 0.51 | 0.08 | 0.42 | 0 | 0.02 | -0.19 | -0.12 | 0 |  | 0.33 | 0.3 | 0.23 | 37.24 | 1363.316 | 1.17
D | 4002 | 2019-03-22 | 17 | ON | 29.52 | 11.88 | 0.16 | 0.51 | 0.1 | 0.42 | 0.26 | -0.01 | -0.16 | -0.12 | 0 |  | 0.33 | 0.3 | 0.23 | 43.42 | 1369.76 | 1.45
D | 4002 | 2019-03-22 | 18 | ON | 34.71 | 11.88 | 0.16 | 0.51 | 0.14 | 0.41 | 0.5 | 0.02 | -0.24 | -0.12 | 0 |  | 0.33 | 0.3 | 0.23 | 48.83 | 1395.249 | 1.72
D | 4002 | 2019-03-22 | 19 | ON | 26.35 | 11.88 | 0.16 | 0.51 | 0.08 | 0.41 | 0.1 | 0.07 | -0.2 | -0.12 | 0 |  | 0.33 | 0.3 | 0.23 | 40.1 | 1409.044 | 1.26
D | 4002 | 2019-03-22 | 20 | ON | 33.34 | 11.88 | 0.16 | 0.51 | 0.1 | 0.4 | 0.28 | 0.05 | -0.24 | -0.12 | 0 |  | 0.33 | 0.3 | 0.23 | 47.22 | 1422.549 | 1.45
D | 4002 | 2019-03-22 | 21 | ON | 32.07 | 11.88 | 0.16 | 0.51 | 0.23 | 0.41 | 0.14 | 0.04 | -0.15 | -0.12 | 0 |  | 0.33 | 0.3 | 0.23 | 46.03 | 1377.947 | 1.45
D | 4002 | 2019-03-22 | 22 | ON | 25.46 | 11.88 | 0.16 | 0.51 | 0.08 | 0.42 | 0.03 | 0.05 | -0.16 | -0.12 | 0 |  | 0.33 | 0.3 | 0.23 | 39.17 | 1292.15 | 1.2
D | 4002 | 2019-03-22 | 23 | ON | 25.64 | 11.88 | 0.16 | 0.51 | 0.18 | 0.45 | 0.08 | 0.07 | -0.21 | -0.12 | 0 |  | 0.33 | 0.3 | 0.23 | 39.5 | 1191.46 | 1.38
D | 4002 | 2019-03-22 | 24 | OFF | 23.63 | 11.88 | 0.16 | 0.51 | 0.15 | 0 | 0 | 0.05 | -0.16 | -0.12 | 0 |  | 0.33 | 0.3 | 0.23 | 36.96 | 1097.861 | 0.82
D | 4002 | 2019-03-23 | 1 | OFF | 22.15 | 11.88 | 0.19 | 0.37 | 0.06 | 0 | 0 | 0.01 | -0.21 | -0.12 | 0 |  | 0.33 | 0.3 | 0.23 | 35.19 | 1032.772 | 0.62
D | 4002 | 2019-03-23 | 2 | OFF | 22.5 | 11.88 | 0.19 | 0.37 | 0.05 | 0 | 0 | 0.03 | -0.21 | -0.12 | 0 |  | 0.33 | 0.3 | 0.23 | 35.55 | 996.149 | 0.61
D | 4002 | 2019-03-23 | 3 | OFF | 22.88 | 11.88 | 0.19 | 0.37 | 0.06 | 0 | 0 | 0.03 | -0.2 | -0.12 | 0 |  | 0.33 | 0.3 | 0.23 | 35.95 | 980.486 | 0.62
D | 4002 | 2019-03-23 | 4 | OFF | 22.16 | 11.88 | 0.19 | 0.37 | 0.07 | 0 | 0 | 0.04 | -0.21 | -0.12 | 0 |  | 0.33 | 0.3 | 0.23 | 35.24 | 977.377 | 0.63
D | 4002 | 2019-03-23 | 5 | OFF | 22.3 | 11.88 | 0.19 | 0.37 | 0.06 | 0 | 0 | 0.03 | -0.23 | -0.12 | 0 |  | 0.33 | 0.3 | 0.23 | 35.34 | 993.921 | 0.62
D | 4002 | 2019-03-23 | 6 | OFF | 22.25 | 11.88 | 0.19 | 0.37 | 0.07 | 0 | 0 | 0.02 | -0.22 | -0.12 | 0 |  | 0.33 | 0.3 | 0.23 | 35.3 | 1034.39 | 0.63
D | 4002 | 2019-03-23 | 7 | OFF | 23.42 | 11.88 | 0.19 | 0.37 | 0.11 | 0 | 0.06 | 0.05 | -0.26 | -0.12 | 0 |  | 0.33 | 0.3 | 0.23 | 36.56 | 1114.641 | 0.73
D | 4002 | 2019-03-23 | 8 | OFF | 26.96 | 11.88 | 0.19 | 0.37 | 0.15 | 0 | 0 | 0 | -0.32 | -0.12 | 0 |  | 0.33 | 0.3 | 0.23 | 39.97 | 1204.547 | 0.71
D | 4002 | 2019-03-23 | 9 | OFF | 33.87 | 11.88 | 0.19 | 0.37 | 0.17 | 0 | 0.06 | 0.02 | -0.39 | -0.12 | 0 |  | 0.33 | 0.3 | 0.23 | 46.91 | 1291.451 | 0.79
D | 4002 | 2019-03-23 | 10 | OFF | 31.53 | 11.88 | 0.19 | 0.37 | 0.18 | 0 | 0.05 | 0.1 | -0.37 | -0.12 | 0 |  | 0.33 | 0.3 | 0.23 | 44.67 | 1322.213 | 0.79
D | 4002 | 2019-03-23 | 11 | OFF | 22.71 | 11.88 | 0.19 | 0.37 | 0.13 | 0 | 0.09 | 0.05 | -0.3 | -0.12 | 0 |  | 0.33 | 0.3 | 0.23 | 35.86 | 1318.978 | 0.78
D | 4002 | 2019-03-23 | 12 | OFF | 20.57 | 11.88 | 0.19 | 0.37 | 0.09 | 0 | 0 | 0.04 | -0.27 | -0.12 | 0 |  | 0.33 | 0.3 | 0.23 | 33.61 | 1303.035 | 0.65
D | 4002 | 2019-03-23 | 13 | OFF | 20.72 | 11.88 | 0.19 | 0.37 | 0.07 | 0 | 0 | 0.05 | -0.25 | -0.12 | 0 |  | 0.33 | 0.3 | 0.23 | 33.77 | 1271.978 | 0.63
D | 4002 | 2019-03-23 | 14 | OFF | 20.7 | 11.88 | 0.19 | 0.37 | 0.06 | 0 | 0 | 0.01 | -0.23 | -0.12 | 0 |  | 0.33 | 0.3 | 0.23 | 33.72 | 1240.882 | 0.62
D | 4002 | 2019-03-23 | 15 | OFF | 19.63 | 11.88 | 0.19 | 0.37 | 0.07 | 0 | 0 | 0.04 | -0.18 | -0.12 | 0 |  | 0.33 | 0.3 | 0.23 | 32.74 | 1220.331 | 0.63
D | 4002 | 2019-03-23 | 16 | OFF | 19.54 | 11.88 | 0.19 | 0.37 | 0.07 | 0 | 0 | 0.05 | -0.19 | -0.12 | 0 |  | 0.33 | 0.3 | 0.23 | 32.65 | 1214.797 | 0.63
D | 4002 | 2019-03-23 | 17 | OFF | 15.86 | 11.88 | 0.19 | 0.37 | 0.08 | 0 | 0 | 0.04 | -0.14 | -0.12 | 0 |  | 0.33 | 0.3 | 0.23 | 29.02 | 1229.391 | 0.64
D | 4002 | 2019-03-23 | 18 | OFF | 20.35 | 11.88 | 0.19 | 0.37 | 0.07 | 0 | 0.03 | 0.08 | -0.28 | -0.12 | 0 |  | 0.33 | 0.3 | 0.23 | 33.43 | 1257.995 | 0.66
D | 4002 | 2019-03-23 | 19 | OFF | 28.79 | 11.88 | 0.19 | 0.37 | 0.13 | 0 | 0.04 | 0.08 | -0.3 | -0.12 | 0 |  | 0.33 | 0.3 | 0.23 | 41.92 | 1295.165 | 0.73
D | 4002 | 2019-03-23 | 20 | OFF | 29.89 | 11.88 | 0.19 | 0.37 | 0.09 | 0 | 0.17 | 0.08 | -0.47 | -0.12 | 0 |  | 0.33 | 0.3 | 0.23 | 42.94 | 1349.139 | 0.82
D | 4002 | 2019-03-23 | 21 | OFF | 32.6 | 11.88 | 0.19 | 0.37 | 0.14 | 0 | 0.26 | 0.03 | -0.43 | -0.12 | 0 |  | 0.33 | 0.3 | 0.23 | 45.78 | 1322.329 | 0.96
D | 4002 | 2019-03-23 | 22 | OFF | 30.61 | 11.88 | 0.19 | 0.37 | 0.16 | 0 | 0.12 | 0.05 | -0.36 | -0.12 | 0 |  | 0.33 | 0.3 | 0.23 | 43.76 | 1256.369 | 0.84
D | 4002 | 2019-03-23 | 23 | OFF | 32.35 | 11.88 | 0.19 | 0.37 | 0.44 | 0 | 0.47 | 0.04 | -0.34 | -0.12 | 0 |  | 0.33 | 0.3 | 0.23 | 46.14 | 1170.577 | 1.47
D | 4002 | 2019-03-23 | 24 | OFF | 22.13 | 11.88 | 0.19 | 0.37 | 0.17 | 0 | 0.05 | 0.02 | -0.24 | -0.12 | 0 |  | 0.33 | 0.3 | 0.23 | 35.31 | 1087.299 | 0.78
D | 4002 | 2019-03-24 | 1 | OFF | 20.13 | 11.88 | 0.25 | 0.03 | 0.2 | 0 | 0 | 0.03 | -0.19 | -0.12 | 0 |  | 0.33 | 0.3 | 0.23 | 33.07 | 1028.348 | 0.48
D | 4002 | 2019-03-24 | 2 | OFF | 21.16 | 11.88 | 0.25 | 0.03 | 0.07 | 0 | 0 | 0.07 | -0.31 | -0.12 | 0 |  | 0.33 | 0.3 | 0.23 | 33.89 | 994.428 | 0.35
D | 4002 | 2019-03-24 | 3 | OFF | 21.44 | 11.88 | 0.25 | 0.03 | 0.06 | 0 | 0 | 0.02 | -0.3 | -0.12 | 0 |  | 0.33 | 0.3 | 0.23 | 34.12 | 979.544 | 0.34
D | 4002 | 2019-03-24 | 4 | OFF | 21.32 | 11.88 | 0.25 | 0.03 | 0.06 | 0 | 0 | 0.05 | -0.31 | -0.12 | 0 |  | 0.33 | 0.3 | 0.23 | 34.02 | 976.324 | 0.34
D | 4002 | 2019-03-24 | 5 | OFF | 21.32 | 11.88 | 0.25 | 0.03 | 0.06 | 0 | 0 | 0.02 | -0.31 | -0.12 | 0 |  | 0.33 | 0.3 | 0.23 | 33.99 | 987.961 | 0.34
D | 4002 | 2019-03-24 | 6 | OFF | 21.26 | 11.88 | 0.25 | 0.03 | 0.06 | 0 | 0 | 0.04 | -0.3 | -0.12 | 0 |  | 0.33 | 0.3 | 0.23 | 33.96 | 1024.005 | 0.34
D | 4002 | 2019-03-24 | 7 | OFF | 20.19 | 11.88 | 0.25 | 0.03 | 0.21 | 0 | 0 | 0.05 | -0.3 | -0.12 | 0 |  | 0.33 | 0.3 | 0.23 | 33.05 | 1082.315 | 0.49
D | 4002 | 2019-03-24 | 8 | OFF | 20.38 | 11.88 | 0.25 | 0.03 | 0.22 | 0 | 0 | 0.04 | -0.31 | -0.12 | 0 |  | 0.33 | 0.3 | 0.23 | 33.23 | 1153.387 | 0.5
D | 4002 | 2019-03-24 | 9 | OFF | 16.52 | 11.88 | 0.25 | 0.03 | 0.14 | 0 | 0 | 0.04 | -0.26 | -0.12 | 0 |  | 0.33 | 0.3 | 0.23 | 29.34 | 1212.677 | 0.42
D | 4002 | 2019-03-24 | 10 | OFF | 18.18 | 11.88 | 0.25 | 0.03 | 0.12 | 0 | 0 | 0.01 | -0.26 | -0.12 | 0 |  | 0.33 | 0.3 | 0.23 | 30.95 | 1234.913 | 0.4
D | 4002 | 2019-03-24 | 11 | OFF | 19.61 | 11.88 | 0.25 | 0.03 | 0.08 | 0 | 0 | -0.01 | -0.25 | -0.12 | 0 |  | 0.33 | 0.3 | 0.23 | 32.33 | 1226.948 | 0.36
D | 4002 | 2019-03-24 | 12 | OFF | 12.65 | 11.88 | 0.25 | 0.03 | 0.1 | 0 | 0 | 0.02 | -0.17 | -0.12 | 0 |  | 0.33 | 0.3 | 0.23 | 25.5 | 1207.062 | 0.38
D | 4002 | 2019-03-24 | 13 | OFF | 8.37 | 11.88 | 0.25 | 0.03 | 0.22 | 0 | 0 | 0 | -0.18 | -0.12 | 0 |  | 0.33 | 0.3 | 0.23 | 21.31 | 1184.436 | 0.5
D | 4002 | 2019-03-24 | 14 | OFF | -1.92 | 11.88 | 0.25 | 0.03 | 0.21 | 0 | 0 | -0.01 | -0.08 | -0.12 | 0 |  | 0.33 | 0.3 | 0.23 | 11.1 | 1169.144 | 0.49
D | 4002 | 2019-03-24 | 15 | OFF | -7.75 | 11.88 | 0.25 | 0.03 | 0.33 | 0 | 0 | 0.01 | 0.05 | -0.12 | 0 |  | 0.33 | 0.3 | 0.23 | 5.54 | 1148.82 | 0.61
D | 4002 | 2019-03-24 | 16 | OFF | 21.95 | 11.88 | 0.25 | 0.03 | 0.11 | 0 | 0.07 | -0.06 | -0.09 | -0.12 | 0 |  | 0.33 | 0.3 | 0.23 | 34.88 | 1159.342 | 0.46
D | 4002 | 2019-03-24 | 17 | OFF | 25.35 | 11.88 | 0.25 | 0.03 | 0.12 | 0 | 0.14 | 0.05 | -0.1 | -0.12 | 0 |  | 0.33 | 0.3 | 0.23 | 38.46 | 1200.215 | 0.54
D | 4002 | 2019-03-24 | 18 | OFF | 23.71 | 11.88 | 0.25 | 0.03 | 0.13 | 0 | 0.13 | 0.03 | -0.26 | -0.12 | 0 |  | 0.33 | 0.3 | 0.23 | 36.64 | 1246.909 | 0.54
D | 4002 | 2019-03-24 | 19 | OFF | 28.16 | 11.88 | 0.25 | 0.03 | 0.12 | 0 | 0.28 | 0.03 | -0.25 | -0.12 | 0 |  | 0.33 | 0.3 | 0.23 | 41.24 | 1283.694 | 0.68
D | 4002 | 2019-03-24 | 20 | OFF | 41.99 | 11.88 | 0.25 | 0.03 | 0.26 | 0 | 0.08 | 0 | -0.38 | -0.12 | 0 |  | 0.33 | 0.3 | 0.23 | 54.85 | 1329.116 | 0.62
D | 4002 | 2019-03-24 | 21 | OFF | 39.04 | 11.88 | 0.25 | 0.03 | 0.34 | 0 | 0.2 | -0.01 | -0.21 | -0.12 | 0 |  | 0.33 | 0.3 | 0.23 | 52.26 | 1284.304 | 0.82
D | 4002 | 2019-03-24 | 22 | OFF | 30.25 | 11.88 | 0.25 | 0.03 | 0.26 | 0 | 0.39 | 0.02 | -0.18 | -0.12 | 0 |  | 0.33 | 0.3 | 0.23 | 43.64 | 1186.657 | 0.93
D | 4002 | 2019-03-24 | 23 | OFF | 21.28 | 11.88 | 0.25 | 0.03 | 0.15 | 0 | 0 | 0 | -0.2 | -0.12 | 0 |  | 0.33 | 0.3 | 0.23 | 34.13 | 1082.482 | 0.43
D | 4002 | 2019-03-24 | 24 | OFF | 18.46 | 11.88 | 0.25 | 0.03 | 0.13 | 0 | 0 | 0.01 | -0.23 | -0.12 | 0 |  | 0.33 | 0.3 | 0.23 | 31.27 | 998.399 | 0.41
D | 4002 | 2019-03-25 | 1 | OFF | 19.62 | 11.88 | 0.23 | 0.05 | 0.07 | 0 | 0 | -0.01 | -0.08 | -0.12 | 0 |  | 0.33 | 0.3 | 0.23 | 32.5 | 948.52 | 0.35
D | 4002 | 2019-03-25 | 2 | OFF | 6.46 | 11.88 | 0.23 | 0.05 | 0.09 | 0 | 0 | 0 | -0.04 | -0.12 | 0 |  | 0.33 | 0.3 | 0.23 | 19.41 | 923.932 | 0.37
D | 4002 | 2019-03-25 | 3 | OFF | 14.64 | 11.88 | 0.23 | 0.05 | 0.09 | 0 | 0 | 0.01 | -0.07 | -0.12 | 0 |  | 0.33 | 0.3 | 0.23 | 27.57 | 919.389 | 0.37
D | 4002 | 2019-03-25 | 4 | OFF | 16.89 | 11.88 | 0.23 | 0.05 | 0.15 | 0 | 0 | 0.02 | -0.07 | -0.12 | 0 |  | 0.33 | 0.3 | 0.23 | 29.89 | 931.861 | 0.43
D | 4002 | 2019-03-25 | 5 | OFF | 21.75 | 11.88 | 0.23 | 0.05 | 0.06 | 0 | 0 | -0.03 | -0.08 | -0.12 | 0 |  | 0.33 | 0.3 | 0.23 | 34.6 | 978.826 | 0.34
D | 4002 | 2019-03-25 | 6 | OFF | 21.85 | 11.88 | 0.23 | 0.05 | 0.16 | 0 | 0 | 0.07 | -0.11 | -0.12 | 0 |  | 0.33 | 0.3 | 0.23 | 34.87 | 1100.953 | 0.44
D | 4002 | 2019-03-25 | 7 | OFF | 37.66 | 11.88 | 0.23 | 0.05 | 0.87 | 0 | 0.14 | -0.03 | 0.04 | -0.12 | 0 |  | 0.33 | 0.3 | 0.23 | 51.58 | 1282.519 | 1.29
D | 4002 | 2019-03-25 | 8 | ON | 40.92 | 11.88 | 0.23 | 0.05 | 0.47 | 0.45 | 0 | -0.02 | -0.4 | -0.12 | 0 |  | 0.33 | 0.3 | 0.23 | 54.32 | 1366.155 | 1.2
D | 4002 | 2019-03-25 | 9 | ON | 38.53 | 11.88 | 0.23 | 0.05 | 0.26 | 0.45 | 0.01 | -0.02 | -0.26 | -0.12 | 0 |  | 0.33 | 0.3 | 0.23 | 51.87 | 1368.926 | 1
D | 4002 | 2019-03-25 | 10 | ON | 27.52 | 11.88 | 0.23 | 0.05 | 0.12 | 0.46 | 0.01 | 0.05 | -0.17 | -0.12 | 0 |  | 0.33 | 0.3 | 0.23 | 40.89 | 1355.039 | 0.87
D | 4002 | 2019-03-25 | 11 | ON | 26.46 | 11.88 | 0.23 | 0.05 | 0.08 | 0.47 | 0 | -0.01 | -0.24 | -0.12 | 0 |  | 0.33 | 0.3 | 0.23 | 39.66 | 1341.829 | 0.83
D | 4002 | 2019-03-25 | 12 | ON | 22.2 | 11.88 | 0.23 | 0.05 | 0.11 | 0.48 | 0 | 0.01 | -0.23 | -0.12 | 0 |  | 0.33 | 0.3 | 0.23 | 35.47 | 1327.004 | 0.87
D | 4002 | 2019-03-25 | 13 | ON | 22.15 | 11.88 | 0.23 | 0.05 | 0.11 | 0.49 | 0 | 0.05 | -0.21 | -0.12 | 0 |  | 0.33 | 0.3 | 0.23 | 35.49 | 1305.308 | 0.88
D | 4002 | 2019-03-25 | 14 | ON | 21.68 | 11.88 | 0.23 | 0.05 | 0.11 | 0.5 | 0 | 0.1 | -0.18 | -0.12 | 0 |  | 0.33 | 0.3 | 0.23 | 35.11 | 1286.948 | 0.89
D | 4002 | 2019-03-25 | 15 | ON | 20.87 | 11.88 | 0.23 | 0.05 | 0.11 | 0.51 | 0 | 0.05 | -0.19 | -0.12 | 0 |  | 0.33 | 0.3 | 0.23 | 34.25 | 1261.182 | 0.9
D | 4002 | 2019-03-25 | 16 | ON | 21.75 | 11.88 | 0.23 | 0.05 | 0.11 | 0.51 | 0 | 0.05 | -0.17 | -0.12 | 0 |  | 0.33 | 0.3 | 0.23 | 35.15 | 1254.564 | 0.9
D | 4002 | 2019-03-25 | 17 | ON | 22.39 | 11.88 | 0.23 | 0.05 | 0.11 | 0.49 | 0 | 0.02 | -0.19 | -0.12 | 0 |  | 0.33 | 0.3 | 0.23 | 35.72 | 1275.62 | 0.88
D | 4002 | 2019-03-25 | 18 | ON | 30.1 | 11.88 | 0.23 | 0.05 | 0.11 | 0.46 | 0.01 | 0.05 | -0.09 | -0.12 | 0 |  | 0.33 | 0.3 | 0.23 | 43.54 | 1336.262 | 0.86
D | 4002 | 2019-03-25 | 19 | ON | 41.14 | 11.88 | 0.23 | 0.05 | 0.18 | 0.44 | 0.04 | 0.04 | -0.29 | -0.12 | 0 |  | 0.33 | 0.3 | 0.23 | 54.45 | 1385.203 | 0.94
D | 4002 | 2019-03-25 | 20 | ON | 42.55 | 11.88 | 0.23 | 0.05 | 0.17 | 0.42 | 0 | 0.07 | -0.39 | -0.12 | 0 |  | 0.33 | 0.3 | 0.23 | 55.72 | 1432.42 | 0.87
D | 4002 | 2019-03-25 | 21 | ON | 42.18 | 11.88 | 0.23 | 0.05 | 0.22 | 0.43 | 0 | 0.08 | -0.37 | -0.12 | 0 |  | 0.33 | 0.3 | 0.23 | 55.44 | 1400.103 | 0.93
D | 4002 | 2019-03-25 | 22 | ON | 30.05 | 11.88 | 0.23 | 0.05 | 0.24 | 0.46 | 0.08 | 0.09 | -0.33 | -0.12 | 0 |  | 0.33 | 0.3 | 0.23 | 43.49 | 1301.698 | 1.06
D | 4002 | 2019-03-25 | 23 | ON | 25.28 | 11.88 | 0.23 | 0.05 | 0.14 | 0.5 | 0.13 | 0.02 | -0.24 | -0.12 | 0 |  | 0.33 | 0.3 | 0.23 | 38.73 | 1187.1 | 1.05
D | 4002 | 2019-03-25 | 24 | OFF | 23.18 | 11.88 | 0.23 | 0.05 | 0.13 | 0 | 0 | 0.07 | -0.24 | -0.12 | 0 |  | 0.33 | 0.3 | 0.23 | 36.04 | 1093.428 | 0.41
D | 4002 | 2019-03-26 | 1 | OFF | 20.78 | 11.88 | 0.29 | 0.31 | 0.08 | 0 | 0 | 0.05 | -0.19 | -0.12 | 0 |  | 0.33 | 0.3 | 0.23 | 33.94 | 1043.802 | 0.68
D | 4002 | 2019-03-26 | 2 | OFF | 22.86 | 11.88 | 0.29 | 0.31 | 0.07 | 0 | 0 | 0.03 | -0.19 | -0.12 | 0 |  | 0.33 | 0.3 | 0.23 | 35.99 | 1021.369 | 0.67
D | 4002 | 2019-03-26 | 3 | OFF | 22.65 | 11.88 | 0.29 | 0.31 | 0.07 | 0 | 0 | 0.06 | -0.2 | -0.12 | 0 |  | 0.33 | 0.3 | 0.23 | 35.8 | 1016.398 | 0.67
D | 4002 | 2019-03-26 | 4 | OFF | 23.29 | 11.88 | 0.29 | 0.31 | 0.07 | 0 | 0 | 0.04 | -0.19 | -0.12 | 0 |  | 0.33 | 0.3 | 0.23 | 36.43 | 1033.804 | 0.67
D | 4002 | 2019-03-26 | 5 | OFF | 23.61 | 11.88 | 0.29 | 0.31 | 0.06 | 0 | 0 | 0.05 | -0.19 | -0.12 | 0 |  | 0.33 | 0.3 | 0.23 | 36.75 | 1078.002 | 0.66
D | 4002 | 2019-03-26 | 6 | OFF | 23.63 | 11.88 | 0.29 | 0.31 | 0.14 | 0 | 0 | 0.06 | -0.26 | -0.12 | 0 |  | 0.33 | 0.3 | 0.23 | 36.79 | 1197.203 | 0.74
D | 4002 | 2019-03-26 | 7 | OFF | 32.4 | 11.88 | 0.29 | 0.31 | 0.2 | 0 | 0 | 0.04 | -0.15 | -0.12 | 0 |  | 0.33 | 0.3 | 0.23 | 45.71 | 1378.38 | 0.8
D | 4002 | 2019-03-26 | 8 | ON | 40.91 | 11.88 | 0.29 | 0.31 | 0.47 | 0.43 | 0.15 | 0.04 | -0.37 | -0.12 | 0 |  | 0.33 | 0.3 | 0.23 | 54.85 | 1444.53 | 1.65
D | 4002 | 2019-03-26 | 9 | ON | 27.84 | 11.88 | 0.29 | 0.31 | 0.22 | 0.43 | 0 | 0.08 | -0.21 | -0.12 | 0 |  | 0.33 | 0.3 | 0.23 | 41.58 | 1423.245 | 1.25
D | 4002 | 2019-03-26 | 10 | ON | 22.98 | 11.88 | 0.29 | 0.31 | 0.09 | 0.45 | 0 | 0.03 | -0.21 | -0.12 | 0 |  | 0.33 | 0.3 | 0.23 | 36.56 | 1393.379 | 1.14
D | 4002 | 2019-03-26 | 11 | ON | 24.05 | 11.88 | 0.29 | 0.31 | 0.07 | 0.47 | 0 | 0.02 | -0.24 | -0.12 | 0 |  | 0.33 | 0.3 | 0.23 | 37.59 | 1378.479 | 1.14
D | 4002 | 2019-03-26 | 12 | ON | 24.32 | 11.88 | 0.29 | 0.31 | 0.08 | 0.48 | 0 | 0.03 | -0.23 | -0.12 | 0 |  | 0.33 | 0.3 | 0.23 | 37.9 | 1352.551 | 1.16
D | 4002 | 2019-03-26 | 13 | ON | 23.77 | 11.88 | 0.29 | 0.31 | 0.08 | 0.5 | 0 | 0.01 | -0.2 | -0.12 | 0 |  | 0.33 | 0.3 | 0.23 | 37.38 | 1324.734 | 1.18
D | 4002 | 2019-03-26 | 14 | ON | 23.83 | 11.88 | 0.29 | 0.31 | 0.08 | 0.49 | 0 | 0.03 | -0.2 | -0.12 | 0 |  | 0.33 | 0.3 | 0.23 | 37.45 | 1306.881 | 1.17
D | 4002 | 2019-03-26 | 15 | ON | 22.68 | 11.88 | 0.29 | 0.31 | 0.06 | 0.5 | 0 | 0.04 | -0.17 | -0.12 | 0 |  | 0.33 | 0.3 | 0.23 | 36.33 | 1280.77 | 1.16
D | 4002 | 2019-03-26 | 16 | ON | 22.48 | 11.88 | 0.29 | 0.31 | 0.08 | 0.51 | 0 | 0.05 | -0.17 | -0.12 | 0 |  | 0.33 | 0.3 | 0.23 | 36.17 | 1274.835 | 1.19
D | 4002 | 2019-03-26 | 17 | ON | 22.9 | 11.88 | 0.29 | 0.31 | 0.09 | 0.49 | 0 | 0.03 | -0.19 | -0.12 | 0 |  | 0.33 | 0.3 | 0.23 | 36.54 | 1299.332 | 1.18
D | 4002 | 2019-03-26 | 18 | ON | 28.58 | 11.88 | 0.29 | 0.31 | 0.12 | 0.46 | 0.24 | 0.06 | -0.06 | -0.12 | 0 |  | 0.33 | 0.3 | 0.23 | 42.62 | 1358.381 | 1.42
D | 4002 | 2019-03-26 | 19 | ON | 29.46 | 11.88 | 0.29 | 0.31 | 0.12 | 0.44 | 0.33 | 0.06 | -0.36 | -0.12 | 0 |  | 0.33 | 0.3 | 0.23 | 43.27 | 1405.422 | 1.49
D | 4002 | 2019-03-26 | 20 | ON | 36.81 | 11.88 | 0.29 | 0.31 | 0.13 | 0.42 | 0.08 | 0.04 | -0.24 | -0.12 | 0 |  | 0.33 | 0.3 | 0.23 | 50.46 | 1460.166 | 1.23
D | 4002 | 2019-03-26 | 21 | ON | 39.79 | 11.88 | 0.29 | 0.31 | 0.18 | 0.42 | 0.19 | 0.06 | -0.38 | -0.12 | 0 |  | 0.33 | 0.3 | 0.23 | 53.48 | 1429.009 | 1.39
D | 4002 | 2019-03-26 | 22 | ON | 29.49 | 11.88 | 0.29 | 0.31 | 0.08 | 0.45 | 0.05 | -0.02 | -0.31 | -0.12 | 0 |  | 0.33 | 0.3 | 0.23 | 42.96 | 1329.886 | 1.18
D | 4002 | 2019-03-26 | 23 | ON | 30.4 | 11.88 | 0.29 | 0.31 | 0.2 | 0.49 | 0 | -0.01 | -0.22 | -0.12 | 0 |  | 0.33 | 0.3 | 0.23 | 44.08 | 1207.662 | 1.29
D | 4002 | 2019-03-26 | 24 | OFF | 29.7 | 11.88 | 0.29 | 0.31 | 0.2 | 0 | 0.23 | 0.02 | -0.25 | -0.12 | 0 |  | 0.33 | 0.3 | 0.23 | 43.12 | 1115.858 | 1.03
D | 4002 | 2019-03-27 | 1 | OFF | 28.49 | 11.88 | 0.59 | 0.04 | 0.1 | 0 | 0.01 | -0.05 | -0.2 | -0.12 | 0 |  | 0.33 | 0.3 | 0.23 | 41.6 | 1063.133 | 0.74
D | 4002 | 2019-03-27 | 2 | OFF | 26.16 | 11.88 | 0.59 | 0.04 | 0.07 | 0 | 0 | -0.02 | -0.18 | -0.12 | 0 |  | 0.33 | 0.3 | 0.23 | 39.28 | 1043.081 | 0.7
D | 4002 | 2019-03-27 | 3 | OFF | 25.71 | 11.88 | 0.59 | 0.04 | 0.07 | 0 | 0 | 0 | -0.18 | -0.12 | 0 |  | 0.33 | 0.3 | 0.23 | 38.85 | 1036.798 | 0.7
D | 4002 | 2019-03-27 | 4 | OFF | 26.05 | 11.88 | 0.59 | 0.04 | 0.07 | 0 | 0 | -0.02 | -0.18 | -0.12 | 0 |  | 0.33 | 0.3 | 0.23 | 39.17 | 1047.775 | 0.7
D | 4002 | 2019-03-27 | 5 | OFF | 34.84 | 11.88 | 0.59 | 0.04 | 0.16 | 0 | 0.43 | 0.01 | -0.13 | -0.12 | 0 |  | 0.33 | 0.3 | 0.23 | 48.56 | 1098.843 | 1.22
D | 4002 | 2019-03-27 | 6 | OFF | 46.7 | 11.88 | 0.59 | 0.04 | 0.6 | 0 | 1.08 | 0.06 | -0.37 | -0.12 | 0 |  | 0.33 | 0.3 | 0.23 | 61.32 | 1214.676 | 2.31
D | 4002 | 2019-03-27 | 7 | OFF | 52.55 | 11.88 | 0.59 | 0.04 | 0.52 | 0 | 0.18 | -0.03 | -0.31 | -0.12 | 0 |  | 0.33 | 0.3 | 0.23 | 66.16 | 1394.592 | 1.33
D | 4002 | 2019-03-27 | 8 | ON | 47.56 | 11.88 | 0.59 | 0.04 | 0.41 | 0.42 | 0.65 | -0.06 | -0.42 | -0.12 | 0 |  | 0.33 | 0.3 | 0.23 | 61.81 | 1465.795 | 2.11
D | 4002 | 2019-03-27 | 9 | ON | 46.52 | 11.88 | 0.59 | 0.04 | 0.29 | 0.43 | 0.14 | -0.01 | -0.24 | -0.12 | 0 |  | 0.33 | 0.3 | 0.23 | 60.38 | 1439.901 | 1.49
D | 4002 | 2019-03-27 | 10 | ON | 30.68 | 11.88 | 0.59 | 0.04 | 0.08 | 0.46 | 0.17 | 0.02 | -0.18 | -0.12 | 0 |  | 0.33 | 0.3 | 0.23 | 44.48 | 1406.57 | 1.34
D | 4002 | 2019-03-27 | 11 | ON | 25.66 | 11.88 | 0.59 | 0.04 | 0.06 | 0.47 | 0 | 0 | -0.16 | -0.12 | 0 |  | 0.33 | 0.3 | 0.23 | 39.28 | 1376.649 | 1.16
D | 4002 | 2019-03-27 | 12 | ON | 25.53 | 11.88 | 0.59 | 0.04 | 0.03 | 0.49 | 0 | 0 | -0.15 | -0.12 | 0 |  | 0.33 | 0.3 | 0.23 | 39.15 | 1339.344 | 1.15
D | 4002 | 2019-03-27 | 13 | ON | 24.6 | 11.88 | 0.59 | 0.04 | 0.04 | 0.5 | 0 | 0.05 | -0.16 | -0.12 | 0 |  | 0.33 | 0.3 | 0.23 | 38.28 | 1303.867 | 1.17
D | 4002 | 2019-03-27 | 14 | ON | 23.99 | 11.88 | 0.59 | 0.04 | 0.04 | 0.51 | 0 | 0.04 | -0.14 | -0.12 | 0 |  | 0.33 | 0.3 | 0.23 | 37.69 | 1283.871 | 1.18
D | 4002 | 2019-03-27 | 15 | ON | 23.28 | 11.88 | 0.59 | 0.04 | 0.08 | 0.51 | 0 | -0.02 | -0.14 | -0.12 | 0 |  | 0.33 | 0.3 | 0.23 | 36.96 | 1258.86 | 1.22
D | 4002 | 2019-03-27 | 16 | ON | 23.47 | 11.88 | 0.59 | 0.04 | 0.08 | 0.51 | 0 | -0.01 | -0.14 | -0.12 | 0 |  | 0.33 | 0.3 | 0.23 | 37.16 | 1253.375 | 1.22
D | 4002 | 2019-03-27 | 17 | ON | 23.45 | 11.88 | 0.59 | 0.04 | 0.08 | 0.49 | 0 | 0.01 | -0.17 | -0.12 | 0 |  | 0.33 | 0.3 | 0.23 | 37.11 | 1274.696 | 1.2
D | 4002 | 2019-03-27 | 18 | ON | 25.09 | 11.88 | 0.59 | 0.04 | 0.07 | 0.46 | 0.05 | 0.04 | -0.14 | -0.12 | 0 |  | 0.33 | 0.3 | 0.23 | 38.82 | 1324.864 | 1.21
D | 4002 | 2019-03-27 | 19 | ON | 29.96 | 11.88 | 0.59 | 0.04 | 0.06 | 0.44 | 0.14 | 0.01 | -0.16 | -0.12 | 0 |  | 0.33 | 0.3 | 0.23 | 43.7 | 1366.321 | 1.27
D | 4002 | 2019-03-27 | 20 | ON | 37.66 | 11.88 | 0.59 | 0.04 | 0.13 | 0.42 | 0 | 0 | -0.26 | -0.12 | 0 |  | 0.33 | 0.3 | 0.23 | 51.2 | 1424.508 | 1.18
D | 4002 | 2019-03-27 | 21 | ON | 29.68 | 11.88 | 0.59 | 0.04 | 0.09 | 0.43 | 0 | -0.01 | -0.28 | -0.12 | 0 |  | 0.33 | 0.3 | 0.23 | 43.16 | 1398.413 | 1.15
D | 4002 | 2019-03-27 | 22 | ON | 24.74 | 11.88 | 0.59 | 0.04 | 0.09 | 0.45 | 0 | -0.02 | -0.27 | -0.12 | 0 |  | 0.33 | 0.3 | 0.23 | 38.24 | 1301.002 | 1.17
D | 4002 | 2019-03-27 | 23 | ON | 24.89 | 11.88 | 0.59 | 0.04 | 0.09 | 0.49 | 0 | 0.01 | -0.23 | -0.12 | 0 |  | 0.33 | 0.3 | 0.23 | 38.5 | 1179.154 | 1.21
D | 4002 | 2019-03-27 | 24 | OFF | 23.82 | 11.88 | 0.59 | 0.04 | 0.12 | 0 | 0 | 0.03 | -0.16 | -0.12 | 0 |  | 0.33 | 0.3 | 0.23 | 37.06 | 1084.759 | 0.75
D | 4002 | 2019-03-28 | 1 | OFF | 21.09 | 11.88 | 0.21 | 0.03 | 0.05 | 0 | 0 | 0.05 | -0.31 | -0.12 | 0 |  | 0.33 | 0.3 | 0.23 | 33.74 | 1034.58 | 0.29
D | 4002 | 2019-03-28 | 2 | OFF | 21.79 | 11.88 | 0.21 | 0.03 | 0.06 | 0 | 0 | 0.04 | -0.26 | -0.12 | 0 |  | 0.33 | 0.3 | 0.23 | 34.49 | 1009.061 | 0.3
D | 4002 | 2019-03-28 | 3 | OFF | 20.98 | 11.88 | 0.21 | 0.03 | 0.04 | 0 | 0 | 0.03 | -0.24 | -0.12 | 0 |  | 0.33 | 0.3 | 0.23 | 33.67 | 1000.433 | 0.28
D | 4002 | 2019-03-28 | 4 | OFF | 20.86 | 11.88 | 0.21 | 0.03 | 0.06 | 0 | 0 | 0.02 | -0.26 | -0.12 | 0 |  | 0.33 | 0.3 | 0.23 | 33.54 | 1009.027 | 0.3
D | 4002 | 2019-03-28 | 5 | OFF | 21.76 | 11.88 | 0.21 | 0.03 | 0.06 | 0 | 0 | 0.03 | -0.25 | -0.12 | 0 |  | 0.33 | 0.3 | 0.23 | 34.46 | 1058.446 | 0.3
D | 4002 | 2019-03-28 | 6 | OFF | 20.99 | 11.88 | 0.21 | 0.03 | 0.16 | 0 | 0 | 0.06 | -0.24 | -0.12 | 0 |  | 0.33 | 0.3 | 0.23 | 33.83 | 1171.75 | 0.4
D | 4002 | 2019-03-28 | 7 | OFF | 23.95 | 11.88 | 0.21 | 0.03 | 0.17 | 0 | 0 | 0.03 | -0.25 | -0.12 | 0 |  | 0.33 | 0.3 | 0.23 | 36.76 | 1354.023 | 0.41
D | 4002 | 2019-03-28 | 8 | ON | 26.13 | 11.88 | 0.21 | 0.03 | 0.24 | 0.42 | 0.02 | 0.04 | -0.32 | -0.12 | 0 |  | 0.33 | 0.3 | 0.23 | 39.39 | 1419.843 | 0.92
D | 4002 | 2019-03-28 | 9 | ON | 22.22 | 11.88 | 0.21 | 0.03 | 0.09 | 0.44 | 0 | 0.04 | -0.25 | -0.12 | 0 |  | 0.33 | 0.3 | 0.23 | 35.4 | 1411.142 | 0.77
D | 4002 | 2019-03-28 | 10 | ON | 21.96 | 11.88 | 0.21 | 0.03 | 0.08 | 0.46 | 0 | 0.02 | -0.2 | -0.12 | 0 |  | 0.33 | 0.3 | 0.23 | 35.18 | 1382.431 | 0.78
D | 4002 | 2019-03-28 | 11 | ON | 20.9 | 11.88 | 0.21 | 0.03 | 0.06 | 0.47 | 0 | 0 | -0.21 | -0.12 | 0 |  | 0.33 | 0.3 | 0.23 | 34.08 | 1355.109 | 0.77
D | 4002 | 2019-03-28 | 12 | ON | 20.04 | 11.88 | 0.21 | 0.03 | 0.05 | 0.48 | 0 | 0.02 | -0.19 | -0.12 | 0 |  | 0.33 | 0.3 | 0.23 | 33.26 | 1328.944 | 0.77
D | 4002 | 2019-03-28 | 13 | ON | 20.22 | 11.88 | 0.21 | 0.03 | 0.06 | 0.5 | 0 | 0 | -0.2 | -0.12 | 0 |  | 0.33 | 0.3 | 0.23 | 33.44 | 1296.122 | 0.8
D | 4002 | 2019-03-28 | 14 | ON | 19.56 | 11.88 | 0.21 | 0.03 | 0.06 | 0.5 | 0 | 0 | -0.18 | -0.12 | 0 |  | 0.33 | 0.3 | 0.23 | 32.8 | 1277.242 | 0.8
D | 4002 | 2019-03-28 | 15 | ON | 19.37 | 11.88 | 0.21 | 0.03 | 0.06 | 0.51 | 0 | -0.01 | -0.19 | -0.12 | 0 |  | 0.33 | 0.3 | 0.23 | 32.6 | 1251.767 | 0.81
D | 4002 | 2019-03-28 | 16 | ON | 19.46 | 11.88 | 0.21 | 0.03 | 0.06 | 0.5 | 0 | 0 | -0.16 | -0.12 | 0 |  | 0.33 | 0.3 | 0.23 | 32.72 | 1249.922 | 0.8
D | 4002 | 2019-03-28 | 17 | ON | 19.76 | 11.88 | 0.21 | 0.03 | 0.06 | 0.48 | 0 | -0.01 | -0.18 | -0.12 | 0 |  | 0.33 | 0.3 | 0.23 | 32.97 | 1267.174 | 0.78
D | 4002 | 2019-03-28 | 18 | ON | 21.46 | 11.88 | 0.21 | 0.03 | 0.06 | 0.46 | 0.02 | -0.01 | -0.18 | -0.12 | 0 |  | 0.33 | 0.3 | 0.23 | 34.67 | 1310.457 | 0.78
D | 4002 | 2019-03-28 | 19 | ON | 25.78 | 11.88 | 0.21 | 0.03 | 0.33 | 0.44 | 0.16 | -0.01 | -0.19 | -0.12 | 0 |  | 0.33 | 0.3 | 0.23 | 39.37 | 1353.974 | 1.17
D | 4002 | 2019-03-28 | 20 | ON | 30.79 | 11.88 | 0.21 | 0.03 | 0.1 | 0.42 | 0.14 | 0.06 | -0.29 | -0.12 | 0 |  | 0.33 | 0.3 | 0.23 | 44.08 | 1401.725 | 0.9
D | 4002 | 2019-03-28 | 21 | ON | 25.61 | 11.88 | 0.21 | 0.03 | 0.09 | 0.43 | 0.06 | 0 | -0.28 | -0.12 | 0 |  | 0.33 | 0.3 | 0.23 | 38.77 | 1361.233 | 0.82
D | 4002 | 2019-03-28 | 22 | ON | 25.24 | 11.88 | 0.21 | 0.03 | 0.11 | 0.46 | 0.03 | 0.05 | -0.2 | -0.12 | 0 |  | 0.33 | 0.3 | 0.23 | 38.55 | 1253.859 | 0.84
D | 4002 | 2019-03-28 | 23 | ON | 30.86 | 11.88 | 0.21 | 0.03 | 0.21 | 0.5 | 0.29 | -0.01 | -0.21 | -0.12 | 0 |  | 0.33 | 0.3 | 0.23 | 44.5 | 1132.368 | 1.24
D | 4002 | 2019-03-28 | 24 | OFF | 29.03 | 11.88 | 0.21 | 0.03 | 0.27 | 0 | 0.39 | 0.02 | -0.25 | -0.12 | 0 |  | 0.33 | 0.3 | 0.23 | 42.32 | 1032.295 | 0.9
D | 4002 | 2019-03-29 | 1 | OFF | 20.05 | 11.88 | 0.3 | 0.04 | 0.1 | 0 | 0 | 0.01 | -0.2 | -0.12 | 0 |  | 0.33 | 0.3 | 0.23 | 32.92 | 974.571 | 0.44
D | 4002 | 2019-03-29 | 2 | OFF | 18.86 | 11.88 | 0.3 | 0.04 | 0.03 | 0 | 0 | -0.01 | -0.19 | -0.12 | 0 |  | 0.33 | 0.3 | 0.23 | 31.65 | 943.851 | 0.37
D | 4002 | 2019-03-29 | 3 | OFF | 18.74 | 11.88 | 0.3 | 0.04 | 0.04 | 0 | 0 | -0.01 | -0.2 | -0.12 | 0 |  | 0.33 | 0.3 | 0.23 | 31.53 | 926.927 | 0.38
D | 4002 | 2019-03-29 | 4 | OFF | 19.09 | 11.88 | 0.3 | 0.04 | 0.04 | 0 | 0 | -0.01 | -0.21 | -0.12 | 0 |  | 0.33 | 0.3 | 0.23 | 31.87 | 930.996 | 0.38
D | 4002 | 2019-03-29 | 5 | OFF | 20.14 | 11.88 | 0.3 | 0.04 | 0.04 | 0 | 0 | 0 | -0.22 | -0.12 | 0 |  | 0.33 | 0.3 | 0.23 | 32.92 | 971.948 | 0.38
D | 4002 | 2019-03-29 | 6 | OFF | 20.27 | 11.88 | 0.3 | 0.04 | 0.27 | 0 | 0 | 0.01 | -0.21 | -0.12 | 0 |  | 0.33 | 0.3 | 0.23 | 33.3 | 1076.69 | 0.61
D | 4002 | 2019-03-29 | 7 | OFF | 23.58 | 11.88 | 0.3 | 0.04 | 0.22 | 0 | 0.04 | 0 | -0.16 | -0.12 | 0 |  | 0.33 | 0.3 | 0.23 | 36.64 | 1245.5 | 0.6
D | 4002 | 2019-03-29 | 8 | ON | 32.82 | 11.88 | 0.3 | 0.04 | 0.27 | 0.44 | 0.03 | 0.01 | -0.2 | -0.12 | 0 |  | 0.33 | 0.3 | 0.23 | 46.33 | 1330.188 | 1.08
D | 4002 | 2019-03-29 | 9 | ON | 38.47 | 11.88 | 0.3 | 0.04 | 0.35 | 0.44 | 0.28 | 0 | -0.24 | -0.12 | 0 |  | 0.33 | 0.3 | 0.23 | 52.26 | 1355.225 | 1.41
D | 4002 | 2019-03-29 | 10 | ON | 38.63 | 11.88 | 0.3 | 0.04 | 0.18 | 0.43 | 0.61 | -0.03 | -0.24 | -0.12 | 0 |  | 0.33 | 0.3 | 0.23 | 52.54 | 1373.152 | 1.56
D | 4002 | 2019-03-29 | 11 | ON | 40.07 | 11.88 | 0.3 | 0.04 | 0.11 | 0.43 | 0.3 | -0.05 | -0.25 | -0.12 | 0 |  | 0.33 | 0.3 | 0.23 | 53.57 | 1393.263 | 1.18
D | 4002 | 2019-03-29 | 12 | ON | 38.71 | 11.88 | 0.3 | 0.04 | 0.14 | 0.44 | 0.18 | 0.02 | -0.23 | -0.12 | 0 |  | 0.33 | 0.3 | 0.23 | 52.22 | 1374.169 | 1.1
D | 4002 | 2019-03-29 | 13 | ON | 33.23 | 11.88 | 0.3 | 0.04 | 0.11 | 0.45 | 0.01 | -0.13 | -0.26 | -0.12 | 0 |  | 0.33 | 0.3 | 0.23 | 46.37 | 1333.433 | 0.91
D | 4002 | 2019-03-29 | 14 | ON | 32.3 | 11.88 | 0.3 | 0.04 | 0.13 | 0.45 | 0.03 | 0.01 | -0.25 | -0.12 | 0 |  | 0.33 | 0.3 | 0.23 | 45.63 | 1316.949 | 0.95
D | 4002 | 2019-03-29 | 15 | ON | 29.06 | 11.88 | 0.3 | 0.04 | 0.11 | 0.45 | 0.13 | 0.04 | -0.2 | -0.12 | 0 |  | 0.33 | 0.3 | 0.23 | 42.55 | 1301.65 | 1.03
D | 4002 | 2019-03-29 | 16 | ON | 26.37 | 11.88 | 0.3 | 0.04 | 0.07 | 0.46 | 0 | 0.07 | -0.16 | -0.12 | 0 |  | 0.33 | 0.3 | 0.23 | 39.77 | 1286.548 | 0.87
D | 4002 | 2019-03-29 | 17 | ON | 24.16 | 11.88 | 0.3 | 0.04 | 0.05 | 0.46 | 0.03 | 0.1 | -0.19 | -0.12 | 0 |  | 0.33 | 0.3 | 0.23 | 37.57 | 1285.775 | 0.88
D | 4002 | 2019-03-29 | 18 | ON | 24.88 | 11.88 | 0.3 | 0.04 | 0.03 | 0.45 | 0.05 | 0.04 | -0.2 | -0.12 | 0 |  | 0.33 | 0.3 | 0.23 | 38.21 | 1302.54 | 0.87
D | 4002 | 2019-03-29 | 19 | ON | 28.98 | 11.88 | 0.3 | 0.04 | 0.04 | 0.45 | 0.11 | 0.04 | -0.2 | -0.12 | 0 |  | 0.33 | 0.3 | 0.23 | 42.38 | 1309.019 | 0.94
D | 4002 | 2019-03-29 | 20 | ON | 33.53 | 11.88 | 0.3 | 0.04 | 0.08 | 0.44 | 0.09 | 0.04 | -0.27 | -0.12 | 0 |  | 0.33 | 0.3 | 0.23 | 46.87 | 1332.238 | 0.95
D | 4002 | 2019-03-29 | 21 | ON | 36.51 | 11.88 | 0.3 | 0.04 | 0.14 | 0.45 | 0.12 | 0.04 | -0.14 | -0.12 | 0 |  | 0.33 | 0.3 | 0.23 | 50.08 | 1299.26 | 1.05
D | 4002 | 2019-03-29 | 22 | ON | 24.83 | 11.88 | 0.3 | 0.04 | 0.12 | 0.46 | 0 | 0.04 | -0.13 | -0.12 | 0 |  | 0.33 | 0.3 | 0.23 | 38.28 | 1221.437 | 0.92
D | 4002 | 2019-03-29 | 23 | ON | 24.01 | 11.88 | 0.3 | 0.04 | 0.18 | 0.49 | 0 | 0.03 | -0.15 | -0.12 | 0 |  | 0.33 | 0.3 | 0.23 | 37.52 | 1121.704 | 1.01
D | 4002 | 2019-03-29 | 24 | OFF | 23.13 | 11.88 | 0.3 | 0.04 | 0.37 | 0 | 0.11 | 0.06 | -0.17 | -0.12 | 0 |  | 0.33 | 0.3 | 0.23 | 36.46 | 1027.947 | 0.82
D | 4002 | 2019-03-30 | 1 | OFF | 22.86 | 11.88 | 0.19 | 0.01 | 0.08 | 0 | 0 | 0.03 | -0.22 | -0.12 | 0 |  | 0.33 | 0.3 | 0.23 | 35.57 | 965.666 | 0.28
D | 4002 | 2019-03-30 | 2 | OFF | 24.96 | 11.88 | 0.19 | 0.01 | 0.07 | 0 | 0.14 | 0.04 | -0.17 | -0.12 | 0 |  | 0.33 | 0.3 | 0.23 | 37.86 | 929.573 | 0.41
D | 4002 | 2019-03-30 | 3 | OFF | 23.05 | 11.88 | 0.19 | 0.01 | 0.16 | 0 | 0 | 0.02 | -0.19 | -0.12 | 0 |  | 0.33 | 0.3 | 0.23 | 35.86 | 911.105 | 0.36
D | 4002 | 2019-03-30 | 4 | OFF | 22.98 | 11.88 | 0.19 | 0.01 | 0.12 | 0 | 0 | 0.03 | -0.16 | -0.12 | 0 |  | 0.33 | 0.3 | 0.23 | 35.79 | 904.366 | 0.32
D | 4002 | 2019-03-30 | 5 | OFF | 23.09 | 11.88 | 0.19 | 0.01 | 0.04 | 0 | 0 | 0.03 | -0.17 | -0.12 | 0 |  | 0.33 | 0.3 | 0.23 | 35.81 | 916.715 | 0.24
D | 4002 | 2019-03-30 | 6 | OFF | 23.12 | 11.88 | 0.19 | 0.01 | 0.04 | 0 | 0 | 0.05 | -0.17 | -0.12 | 0 |  | 0.33 | 0.3 | 0.23 | 35.86 | 960.654 | 0.24
D | 4002 | 2019-03-30 | 7 | OFF | 22.73 | 11.88 | 0.19 | 0.01 | 0.26 | 0 | 0 | 0.06 | -0.2 | -0.12 | 0 |  | 0.33 | 0.3 | 0.23 | 35.67 | 1040.959 | 0.46
D | 4002 | 2019-03-30 | 8 | OFF | 21.47 | 11.88 | 0.19 | 0.01 | 0.48 | 0 | 0 | 0.03 | -0.17 | -0.12 | 0 |  | 0.33 | 0.3 | 0.23 | 34.63 | 1130.375 | 0.68
D | 4002 | 2019-03-30 | 9 | OFF | 20.86 | 11.88 | 0.19 | 0.01 | 0.13 | 0 | 0 | 0.04 | -0.25 | -0.12 | 0 |  | 0.33 | 0.3 | 0.23 | 33.6 | 1223.182 | 0.33
D | 4002 | 2019-03-30 | 10 | OFF | 25.07 | 11.88 | 0.19 | 0.01 | 0.15 | 0 | 0.13 | 0.03 | -0.27 | -0.12 | 0 |  | 0.33 | 0.3 | 0.23 | 37.93 | 1275.635 | 0.48
D | 4002 | 2019-03-30 | 11 | OFF | 20.8 | 11.88 | 0.19 | 0.01 | 0.06 | 0 | 0 | 0.06 | -0.24 | -0.12 | 0 |  | 0.33 | 0.3 | 0.23 | 33.5 | 1294.863 | 0.26
D | 4002 | 2019-03-30 | 12 | OFF | 20.15 | 11.88 | 0.19 | 0.01 | 0.07 | 0 | 0 | 0.04 | -0.25 | -0.12 | 0 |  | 0.33 | 0.3 | 0.23 | 32.83 | 1268.583 | 0.27
D | 4002 | 2019-03-30 | 13 | OFF | 20.63 | 11.88 | 0.19 | 0.01 | 0.07 | 0 | 0.01 | 0.02 | -0.2 | -0.12 | 0 |  | 0.33 | 0.3 | 0.23 | 33.35 | 1234.076 | 0.28
D | 4002 | 2019-03-30 | 14 | OFF | 18.58 | 11.88 | 0.19 | 0.01 | 0.08 | 0 | 0 | 0.06 | -0.17 | -0.12 | 0 |  | 0.33 | 0.3 | 0.23 | 31.37 | 1210.774 | 0.28
D | 4002 | 2019-03-30 | 15 | OFF | 17.71 | 11.88 | 0.19 | 0.01 | 0.07 | 0 | 0 | 0.05 | -0.14 | -0.12 | 0 |  | 0.33 | 0.3 | 0.23 | 30.51 | 1187.682 | 0.27
D | 4002 | 2019-03-30 | 16 | OFF | 18.63 | 11.88 | 0.19 | 0.01 | 0.13 | 0 | 0 | 0.04 | -0.16 | -0.12 | 0 |  | 0.33 | 0.3 | 0.23 | 31.46 | 1159.898 | 0.33
D | 4002 | 2019-03-30 | 17 | OFF | 18.79 | 11.88 | 0.19 | 0.01 | 0.05 | 0 | 0 | 0.04 | -0.13 | -0.12 | 0 |  | 0.33 | 0.3 | 0.23 | 31.57 | 1157.463 | 0.25
D | 4002 | 2019-03-30 | 18 | OFF | 19.61 | 11.88 | 0.19 | 0.01 | 0.12 | 0 | 0 | 0.04 | -0.16 | -0.12 | 0 |  | 0.33 | 0.3 | 0.23 | 32.43 | 1186.704 | 0.32
D | 4002 | 2019-03-30 | 19 | OFF | 20.52 | 11.88 | 0.19 | 0.01 | 0.06 | 0 | 0 | 0.05 | -0.19 | -0.12 | 0 |  | 0.33 | 0.3 | 0.23 | 33.26 | 1215.922 | 0.26
D | 4002 | 2019-03-30 | 20 | OFF | 23.9 | 11.88 | 0.19 | 0.01 | 0.08 | 0 | 0 | 0.06 | -0.25 | -0.12 | 0 |  | 0.33 | 0.3 | 0.23 | 36.61 | 1250.295 | 0.28
D | 4002 | 2019-03-30 | 21 | OFF | 22.16 | 11.88 | 0.19 | 0.01 | 0.07 | 0 | 0 | 0.03 | -0.27 | -0.12 | 0 |  | 0.33 | 0.3 | 0.23 | 34.81 | 1223.888 | 0.27
D | 4002 | 2019-03-30 | 22 | OFF | 23.13 | 11.88 | 0.19 | 0.01 | 0.12 | 0 | 0 | 0.05 | -0.16 | -0.12 | 0 |  | 0.33 | 0.3 | 0.23 | 35.96 | 1152.179 | 0.32
D | 4002 | 2019-03-30 | 23 | OFF | 20.17 | 11.88 | 0.19 | 0.01 | 0.15 | 0 | 0 | 0.04 | -0.19 | -0.12 | 0 |  | 0.33 | 0.3 | 0.23 | 32.99 | 1065.206 | 0.35
D | 4002 | 2019-03-30 | 24 | OFF | 21.14 | 11.88 | 0.19 | 0.01 | 0.74 | 0 | 0 | 0.02 | -0.15 | -0.12 | 0 |  | 0.33 | 0.3 | 0.23 | 34.57 | 981.79 | 0.94
D | 4002 | 2019-03-31 | 1 | OFF | 18.9 | 11.88 | 0.35 | 0.04 | 0.29 | 0 | 0 | 0.02 | -0.15 | -0.12 | 0 |  | 0.33 | 0.3 | 0.23 | 32.07 | 919.326 | 0.68
D | 4002 | 2019-03-31 | 2 | OFF | 16.41 | 11.88 | 0.35 | 0.04 | 0.07 | 0 | 0 | 0.04 | -0.15 | -0.12 | 0 |  | 0.33 | 0.3 | 0.23 | 29.38 | 881.52 | 0.46
D | 4002 | 2019-03-31 | 3 | OFF | 10.7 | 11.88 | 0.35 | 0.04 | 0.04 | 0 | 0 | 0.02 | -0.1 | -0.12 | 0 |  | 0.33 | 0.3 | 0.23 | 23.67 | 860.956 | 0.43
D | 4002 | 2019-03-31 | 4 | OFF | 17.01 | 11.88 | 0.35 | 0.04 | 0.04 | 0 | 0 | 0.02 | -0.1 | -0.12 | 0 |  | 0.33 | 0.3 | 0.23 | 29.98 | 854.043 | 0.43
D | 4002 | 2019-03-31 | 5 | OFF | 7.95 | 11.88 | 0.35 | 0.04 | 0.11 | 0 | 0 | 0.02 | -0.09 | -0.12 | 0 |  | 0.33 | 0.3 | 0.23 | 21 | 860.73 | 0.5
D | 4002 | 2019-03-31 | 6 | OFF | 15.78 | 11.88 | 0.35 | 0.04 | 0.05 | 0 | 0 | 0.04 | -0.06 | -0.12 | 0 |  | 0.33 | 0.3 | 0.23 | 28.82 | 887.843 | 0.44
D | 4002 | 2019-03-31 | 7 | OFF | 13.09 | 11.88 | 0.35 | 0.04 | 0.21 | 0 | 0 | 0.07 | -0.12 | -0.12 | 0 |  | 0.33 | 0.3 | 0.23 | 26.26 | 941.549 | 0.6
D | 4002 | 2019-03-31 | 8 | OFF | 14.76 | 11.88 | 0.35 | 0.04 | 0.48 | 0 | 0 | 0.02 | -0.05 | -0.12 | 0 |  | 0.33 | 0.3 | 0.23 | 28.22 | 1009.782 | 0.87
D | 4002 | 2019-03-31 | 9 | OFF | 16.91 | 11.88 | 0.35 | 0.04 | 0.2 | 0 | 0 | 0.03 | -0.13 | -0.12 | 0 |  | 0.33 | 0.3 | 0.23 | 30.02 | 1092.285 | 0.59
D | 4002 | 2019-03-31 | 10 | OFF | 3.21 | 11.88 | 0.35 | 0.04 | 0.25 | 0 | 0 | 0.01 | -0.18 | -0.12 | 0 |  | 0.33 | 0.3 | 0.23 | 16.3 | 1135.044 | 0.64
D | 4002 | 2019-03-31 | 11 | OFF | 14.99 | 11.88 | 0.35 | 0.04 | 0.11 | 0 | 0 | 0.01 | -0.18 | -0.12 | 0 |  | 0.33 | 0.3 | 0.23 | 27.94 | 1162.074 | 0.5
D | 4002 | 2019-03-31 | 12 | OFF | 22.83 | 11.88 | 0.35 | 0.04 | 0.09 | 0 | 0.05 | 0.02 | -0.12 | -0.12 | 0 |  | 0.33 | 0.3 | 0.23 | 35.88 | 1210.185 | 0.53
D | 4002 | 2019-03-31 | 13 | OFF | 28.35 | 11.88 | 0.35 | 0.04 | 0.11 | 0 | 0.02 | 0.02 | -0.23 | -0.12 | 0 |  | 0.33 | 0.3 | 0.23 | 41.28 | 1238.282 | 0.52
D | 4002 | 2019-03-31 | 14 | OFF | 30.64 | 11.88 | 0.35 | 0.04 | 0.14 | 0 | 0.1 | 0.04 | -0.17 | -0.12 | 0 |  | 0.33 | 0.3 | 0.23 | 43.76 | 1232.661 | 0.63
D | 4002 | 2019-03-31 | 15 | OFF | 32.06 | 11.88 | 0.35 | 0.04 | 0.16 | 0 | 0.32 | -0.03 | -0.12 | -0.12 | 0 |  | 0.33 | 0.3 | 0.23 | 45.4 | 1224.94 | 0.87
D | 4002 | 2019-03-31 | 16 | OFF | 34.82 | 11.88 | 0.35 | 0.04 | 0.14 | 0 | 0.19 | -0.08 | -0.13 | -0.12 | 0 |  | 0.33 | 0.3 | 0.23 | 47.95 | 1226.091 | 0.72
D | 4002 | 2019-03-31 | 17 | OFF | 34.85 | 11.88 | 0.35 | 0.04 | 0.22 | 0 | 0.6 | 0.1 | -0.19 | -0.12 | 0 |  | 0.33 | 0.3 | 0.23 | 48.59 | 1255.179 | 1.21
D | 4002 | 2019-03-31 | 18 | OFF | 32.61 | 11.88 | 0.35 | 0.04 | 0.12 | 0 | 0.61 | 0.05 | -0.2 | -0.12 | 0 |  | 0.33 | 0.3 | 0.23 | 46.2 | 1298.564 | 1.12
D | 4002 | 2019-03-31 | 19 | OFF | 30.71 | 11.88 | 0.35 | 0.04 | 0.11 | 0 | 0.43 | 0.01 | -0.24 | -0.12 | 0 |  | 0.33 | 0.3 | 0.23 | 44.03 | 1294.271 | 0.93
D | 4002 | 2019-03-31 | 20 | OFF | 31.78 | 11.88 | 0.35 | 0.04 | 0.11 | 0 | 0.03 | 0.01 | -0.32 | -0.12 | 0 |  | 0.33 | 0.3 | 0.23 | 44.62 | 1299.457 | 0.53
D | 4002 | 2019-03-31 | 21 | OFF | 37.77 | 11.88 | 0.35 | 0.04 | 0.21 | 0 | 0.15 | 0.09 | -0.34 | -0.12 | 0 |  | 0.33 | 0.3 | 0.23 | 50.89 | 1256.235 | 0.75
D | 4002 | 2019-03-31 | 22 | OFF | 33.78 | 11.88 | 0.35 | 0.04 | 0.12 | 0 | 0.63 | 0.03 | -0.22 | -0.12 | 0 |  | 0.33 | 0.3 | 0.23 | 47.35 | 1164.271 | 1.14
D | 4002 | 2019-03-31 | 23 | OFF | 22.37 | 11.88 | 0.35 | 0.04 | 0.26 | 0 | 0.27 | 0.01 | -0.14 | -0.12 | 0 |  | 0.33 | 0.3 | 0.23 | 35.78 | 1063.655 | 0.92
D | 4002 | 2019-03-31 | 24 | OFF | 18.05 | 11.88 | 0.35 | 0.04 | 0.18 | 0 | 0 | 0.01 | -0.23 | -0.12 | 0 |  | 0.33 | 0.3 | 0.23 | 31.02 | 986.855 | 0.57
T | 743 lines