## 2021 Avoided Costs
2020 Avoided Costs
Relevant
Rule(s)
Avoided Energy Cost (All but Solar PV) |  |  |  |  | 33.4804 | /MWh | Puc 903.02 (o)(2) & (o)(6) a. | (See "AC calc" tab)
Avoided Energy Cost (Solar PV) |  |  |  |  | 26.9063 | /MWh | Puc 903.02 (o)(2) & (o)(7) a. | (See "AC calc" tab)
Avoided Capacity Costs |  |  |  |  | 5.657 | /kW-month | Puc 903.02 (o)(3) | (See "Capacity" tab)
Portion of Surplus Generation During Peak Hour |  |  |  |  | 0.01142% |  | Puc 903.02 (o)(6) b. | (See "Capacity" tab)
(All but Solar PV)
Portion of Surplus Generation During Peak Hour |  |  |  |  | 0.02047% |  | Puc 903.02 (o)(7) c. | (See "Capacity" tab)
(Solar PV)
| Capacity (kW/kWh) | Energy Rate ($/kWh) | Capacity Rate ($/kW-yr) | Combined Energy & Capacity Rate ($/kWh)
PV | 0.00020474 | 0.026906 | 67.884 | 0.0408
Non-PV | 0.00011416 | 0.03348 | 67.884 | 0.04123

## AC calc
Calculation of Avoided Energy Costs for Surplus Net Metered Generation Pursuant to Puc 903.02 | [8 empty] | Data Sources:
Generation Other than Solar Average Costs for LMP & Regulation = H17 | [7 empty] | 31.3676 |  | 2019 and 2020 houly RTLMP, Ancillary svcs cost data:
Average Distribution System Line Loss Multiplier = | [7 empty] | 1.0674 |  | https://www.iso-ne.com/isoexpress/web/reports/load-and-demand/-/tree/whlsecost-hourly-newhampshire
Avg. Hourly Avoided Costs Grossed up for Dist. Line Losses | [7 empty] | 33.4804
Solar Weighted Average Costs for LMP & Regulation = (I17/C17) | [7 empty] | 25.2083
Average Distribution System Line Loss Multiplier = | [7 empty] | 1.0674
Solar Wtd. Avg. Cost Grossed up for Dist. Line Losses | [7 empty] | 26.9063
Average Distribution System Line Loss Multiplier = | [7 empty] | 1.0674 | See "Losses" tab
In $/MWH (megawatt hours)
[5 empty] | NH LZ | Gen. rel.** | G+H***
Date | "Hour Ending" | "AC Power (W)" | Date | Hour Ending | RTLMP* | Anc. Svcs. | Total Cost | Weighted Cost
| SUM or Average: | 126138490 |  |  | 30.3819 | 0.98565 | 31.3676 | 3179740122.55
2020-04-01 | 1 | 0 | 2020-04-01 | 1 | 15.51 | 0.49 | 16 | 0
2020-04-01 | 2 | 0 | 2020-04-01 | 2 | 14.39 | 0.48 | 14.87 | 0 | * NH LZ RTLMP = New Hampshire Load Zone Real Time Locational Marginal Price
2020-04-01 | 3 | 0 | 2020-04-01 | 3 | 15.04 | 0.48 | 15.52 | 0 | ** Generation Related Ancillary Services includes ancillary market charges - regulation market,
2020-04-01 | 4 | 0 | 2020-04-01 | 4 | 15.34 | 0.48 | 15.82 | 0 | forward reserve market, real-time reserve market, transitional demand response program and
2020-04-01 | 5 | 0 | 2020-04-01 | 5 | 15.36 | 0.48 | 15.84 | 0 | net commitment period compensation (NCPC) - first and second contigency
2020-04-01 | 6 | 5 | 2020-04-01 | 6 | 22.36 | 0.98 | 23.34 | 116.7 | ***Puc 903.02 (i)(6) b. uses 8760 hours
2020-04-01 | 7 | 558 | 2020-04-01 | 7 | 20.12 | 0.76 | 20.88 | 11651.04
2020-04-01 | 8 | 11310 | 2020-04-01 | 8 | 24.34 | 1.07 | 25.41 | 287387.1 | AC Power is actual average hourly generation data for NH systems with a total capacity of 503.82 kW DC (387.28 kW AC).
2020-04-01 | 9 | 21130 | 2020-04-01 | 9 | 21.93 | 0.98 | 22.91 | 484088.3
2020-04-01 | 10 | 26595 | 2020-04-01 | 10 | 15.5 | 0.89 | 16.39 | 435892.05
2020-04-01 | 11 | 40335 | 2020-04-01 | 11 | 14.18 | 0.85 | 15.03 | 606235.05
2020-04-01 | 12 | 38275 | 2020-04-01 | 12 | 14.77 | 0.84 | 15.61 | 597472.75
2020-04-01 | 13 | 25188 | 2020-04-01 | 13 | 16.24 | 0.85 | 17.09 | 430462.92
2020-04-01 | 14 | 29368 | 2020-04-01 | 14 | 15.03 | 0.84 | 15.87 | 466070.16
2020-04-01 | 15 | 20745 | 2020-04-01 | 15 | 15.07 | 0.84 | 15.91 | 330052.95
2020-04-01 | 16 | 15313 | 2020-04-01 | 16 | 14.87 | 0.84 | 15.71 | 240567.23
2020-04-01 | 17 | 19788 | 2020-04-01 | 17 | 23.82 | 1.38 | 25.2 | 498657.6
2020-04-01 | 18 | 14415 | 2020-04-01 | 18 | 30.19 | 0.98 | 31.17 | 449315.55
2020-04-01 | 19 | 4240 | 2020-04-01 | 19 | 32.42 | 1.12 | 33.54 | 142209.6
2020-04-01 | 20 | 10 | 2020-04-01 | 20 | 41.26 | 1.5 | 42.76 | 427.6
2020-04-01 | 21 | 0 | 2020-04-01 | 21 | 34.25 | 1.26 | 35.51 | 0
2020-04-01 | 22 | 0 | 2020-04-01 | 22 | 26.72 | 1.1 | 27.82 | 0
2020-04-01 | 23 | 0 | 2020-04-01 | 23 | 23.2 | 1.31 | 24.51 | 0
2020-04-01 | 24 | 0 | 2020-04-01 | 24 | 34.99 | 1.85 | 36.84 | 0
2020-04-02 | 1 | 0 | 2020-04-02 | 1 | 22.83 | 1.05 | 23.88 | 0
2020-04-02 | 2 | 0 | 2020-04-02 | 2 | 26.76 | 0.77 | 27.53 | 0
2020-04-02 | 3 | 0 | 2020-04-02 | 3 | 17.28 | 0.71 | 17.99 | 0
2020-04-02 | 4 | 0 | 2020-04-02 | 4 | 15.72 | 0.7 | 16.42 | 0
2020-04-02 | 5 | 0 | 2020-04-02 | 5 | 15.95 | 0.7 | 16.65 | 0
2020-04-02 | 6 | 3 | 2020-04-02 | 6 | 25.34 | 1.1 | 26.44 | 79.32
2020-04-02 | 7 | 265 | 2020-04-02 | 7 | 35.27 | 1.28 | 36.55 | 9685.75
2020-04-02 | 8 | 2735 | 2020-04-02 | 8 | 39.61 | 2.12 | 41.73 | 114131.55
2020-04-02 | 9 | 8620 | 2020-04-02 | 9 | 36.59 | 1.38 | 37.97 | 327301.4
2020-04-02 | 10 | 15595 | 2020-04-02 | 10 | 28.04 | 1.38 | 29.42 | 458804.9
2020-04-02 | 11 | 28880 | 2020-04-02 | 11 | 20.94 | 1.36 | 22.3 | 644024
2020-04-02 | 12 | 22865 | 2020-04-02 | 12 | 14.98 | 1.12 | 16.1 | 368126.5
2020-04-02 | 13 | 20988 | 2020-04-02 | 13 | 16.42 | 1.1 | 17.52 | 367709.76
2020-04-02 | 14 | 22213 | 2020-04-02 | 14 | 18.27 | 1.15 | 19.42 | 431376.46
2020-04-02 | 15 | 17530 | 2020-04-02 | 15 | 18.49 | 1.2 | 19.69 | 345165.7
2020-04-02 | 16 | 12520 | 2020-04-02 | 16 | 17.53 | 1.14 | 18.67 | 233748.4
2020-04-02 | 17 | 8348 | 2020-04-02 | 17 | 24.23 | 1.33 | 25.56 | 213374.88
2020-04-02 | 18 | 3213 | 2020-04-02 | 18 | 30.19 | 1.27 | 31.46 | 101080.98
2020-04-02 | 19 | 1365 | 2020-04-02 | 19 | 29.18 | 1.27 | 30.45 | 41564.25
2020-04-02 | 20 | 5 | 2020-04-02 | 20 | 27.8 | 1.2 | 29 | 145
2020-04-02 | 21 | 0 | 2020-04-02 | 21 | 29.82 | 1.26 | 31.08 | 0
2020-04-02 | 22 | 0 | 2020-04-02 | 22 | 25.9 | 1.26 | 27.16 | 0
2020-04-02 | 23 | 0 | 2020-04-02 | 23 | 19.75 | 1.44 | 21.19 | 0
2020-04-02 | 24 | 0 | 2020-04-02 | 24 | 15 | 0.78 | 15.78 | 0
2020-04-03 | 1 | 0 | 2020-04-03 | 1 | 15.05 | 0.21 | 15.26 | 0
2020-04-03 | 2 | 0 | 2020-04-03 | 2 | 13.66 | 0.2 | 13.86 | 0
2020-04-03 | 3 | 0 | 2020-04-03 | 3 | 13.91 | 0.18 | 14.09 | 0
2020-04-03 | 4 | 0 | 2020-04-03 | 4 | 13.86 | 0.18 | 14.04 | 0
2020-04-03 | 5 | 0 | 2020-04-03 | 5 | 13.64 | 0.18 | 13.82 | 0
2020-04-03 | 6 | 5 | 2020-04-03 | 6 | 13.91 | 0.17 | 14.08 | 70.4
2020-04-03 | 7 | 3 | 2020-04-03 | 7 | 14.91 | 0.27 | 15.18 | 45.54
2020-04-03 | 8 | 1088 | 2020-04-03 | 8 | 15.01 | 0.68 | 15.69 | 17070.72
2020-04-03 | 9 | 6260 | 2020-04-03 | 9 | 14.46 | 0.56 | 15.02 | 94025.2
2020-04-03 | 10 | 11438 | 2020-04-03 | 10 | 16.17 | 0.58 | 16.75 | 191586.5
2020-04-03 | 11 | 18060 | 2020-04-03 | 11 | 15.98 | 0.55 | 16.53 | 298531.8
2020-04-03 | 12 | 19310 | 2020-04-03 | 12 | 16.4 | 0.53 | 16.93 | 326918.3
2020-04-03 | 13 | 19948 | 2020-04-03 | 13 | 17.75 | 0.54 | 18.29 | 364848.92
2020-04-03 | 14 | 15638 | 2020-04-03 | 14 | 17.92 | 0.61 | 18.53 | 289772.14
2020-04-03 | 15 | 14473 | 2020-04-03 | 15 | 15.3 | 0.57 | 15.87 | 229686.51
2020-04-03 | 16 | 11780 | 2020-04-03 | 16 | 15.23 | 0.58 | 15.81 | 186241.8
2020-04-03 | 17 | 7490 | 2020-04-03 | 17 | 16.35 | 0.66 | 17.01 | 127404.9
2020-04-03 | 18 | 3873 | 2020-04-03 | 18 | 16.52 | 0.69 | 17.21 | 66654.33
2020-04-03 | 19 | 1368 | 2020-04-03 | 19 | 15.94 | 0.64 | 16.58 | 22681.44
2020-04-03 | 20 | 5 | 2020-04-03 | 20 | 18.47 | 0.76 | 19.23 | 96.15
2020-04-03 | 21 | 0 | 2020-04-03 | 21 | 15.05 | 0.63 | 15.68 | 0
2020-04-03 | 22 | 0 | 2020-04-03 | 22 | 13.88 | 0.61 | 14.49 | 0
2020-04-03 | 23 | 0 | 2020-04-03 | 23 | 15.12 | 0.72 | 15.84 | 0
2020-04-03 | 24 | 0 | 2020-04-03 | 24 | 14.02 | 0.25 | 14.27 | 0
2020-04-04 | 1 | 0 | 2020-04-04 | 1 | 14.04 | 0.32 | 14.36 | 0
2020-04-04 | 2 | 0 | 2020-04-04 | 2 | 14.33 | 0.28 | 14.61 | 0
2020-04-04 | 3 | 0 | 2020-04-04 | 3 | 14.09 | 0.28 | 14.37 | 0
2020-04-04 | 4 | 0 | 2020-04-04 | 4 | 12.86 | 0.27 | 13.13 | 0
2020-04-04 | 5 | 0 | 2020-04-04 | 5 | 13.33 | 0.27 | 13.6 | 0
2020-04-04 | 6 | 5 | 2020-04-04 | 6 | 13.76 | 0.35 | 14.11 | 70.55
2020-04-04 | 7 | 283 | 2020-04-04 | 7 | 15.93 | 0.66 | 16.59 | 4694.97
2020-04-04 | 8 | 4585 | 2020-04-04 | 8 | 12.98 | 0.4 | 13.38 | 61347.3
2020-04-04 | 9 | 24160 | 2020-04-04 | 9 | 12.33 | 0.32 | 12.65 | 305624
2020-04-04 | 10 | 58233 | 2020-04-04 | 10 | 14.85 | 0.34 | 15.19 | 884559.27
2020-04-04 | 11 | 60515 | 2020-04-04 | 11 | 15.49 | 0.28 | 15.77 | 954321.55
2020-04-04 | 12 | 51330 | 2020-04-04 | 12 | 15.14 | 0.28 | 15.42 | 791508.6
2020-04-04 | 13 | 58233 | 2020-04-04 | 13 | 13.49 | 0.28 | 13.77 | 801868.41
2020-04-04 | 14 | 46653 | 2020-04-04 | 14 | 12.68 | 0.32 | 13 | 606489
2020-04-04 | 15 | 50040 | 2020-04-04 | 15 | 12.15 | 0.28 | 12.43 | 621997.2
2020-04-04 | 16 | 34063 | 2020-04-04 | 16 | 11.57 | 0.33 | 11.9 | 405349.7
2020-04-04 | 17 | 25890 | 2020-04-04 | 17 | 11.65 | 0.29 | 11.94 | 309126.6
2020-04-04 | 18 | 15523 | 2020-04-04 | 18 | 20.85 | 0.44 | 21.29 | 330484.67
2020-04-04 | 19 | 3950 | 2020-04-04 | 19 | 29.31 | 0.57 | 29.88 | 118026
2020-04-04 | 20 | 10 | 2020-04-04 | 20 | 29.89 | 0.43 | 30.32 | 303.2
2020-04-04 | 21 | 0 | 2020-04-04 | 21 | 26.96 | 0.44 | 27.4 | 0
2020-04-04 | 22 | 0 | 2020-04-04 | 22 | 23.33 | 0.53 | 23.86 | 0
2020-04-04 | 23 | 0 | 2020-04-04 | 23 | 17.25 | 0.46 | 17.71 | 0
2020-04-04 | 24 | 0 | 2020-04-04 | 24 | 14.91 | 0.48 | 15.39 | 0
2020-04-05 | 1 | 0 | 2020-04-05 | 1 | 14.97 | 0.52 | 15.49 | 0
2020-04-05 | 2 | 0 | 2020-04-05 | 2 | 14.29 | 0.44 | 14.73 | 0
2020-04-05 | 3 | 0 | 2020-04-05 | 3 | 14.56 | 0.44 | 15 | 0
2020-04-05 | 4 | 0 | 2020-04-05 | 4 | 14.34 | 0.45 | 14.79 | 0
2020-04-05 | 5 | 0 | 2020-04-05 | 5 | 13.85 | 0.44 | 14.29 | 0
2020-04-05 | 6 | 5 | 2020-04-05 | 6 | 13.98 | 0.43 | 14.41 | 72.05
2020-04-05 | 7 | 828 | 2020-04-05 | 7 | 18.14 | 0.75 | 18.89 | 15640.92
2020-04-05 | 8 | 9290 | 2020-04-05 | 8 | 19.1 | 0.96 | 20.06 | 186357.4
2020-04-05 | 9 | 25378 | 2020-04-05 | 9 | 17.39 | 0.64 | 18.03 | 457565.34
2020-04-05 | 10 | 25380 | 2020-04-05 | 10 | 21.07 | 0.82 | 21.89 | 555568.2
2020-04-05 | 11 | 34378 | 2020-04-05 | 11 | 16.32 | 0.48 | 16.8 | 577550.4
2020-04-05 | 12 | 49823 | 2020-04-05 | 12 | 14.93 | 0.48 | 15.41 | 767772.43
2020-04-05 | 13 | 50755 | 2020-04-05 | 13 | 19.11 | 0.68 | 19.79 | 1004441.45
2020-04-05 | 14 | 52040 | 2020-04-05 | 14 | 16.62 | 0.64 | 17.26 | 898210.4
2020-04-05 | 15 | 64635 | 2020-04-05 | 15 | 14.29 | 0.47 | 14.76 | 954012.6
2020-04-05 | 16 | 48760 | 2020-04-05 | 16 | 14.97 | 0.47 | 15.44 | 752854.4
2020-04-05 | 17 | 23093 | 2020-04-05 | 17 | 18.21 | 0.53 | 18.74 | 432762.82
2020-04-05 | 18 | 4658 | 2020-04-05 | 18 | 34.44 | 0.81 | 35.25 | 164194.5
2020-04-05 | 19 | 528 | 2020-04-05 | 19 | 36.97 | 1.01 | 37.98 | 20053.44
2020-04-05 | 20 | 5 | 2020-04-05 | 20 | 30.04 | 0.59 | 30.63 | 153.15
2020-04-05 | 21 | 0 | 2020-04-05 | 21 | 25.59 | 0.55 | 26.14 | 0
2020-04-05 | 22 | 0 | 2020-04-05 | 22 | 15.06 | 0.62 | 15.68 | 0
2020-04-05 | 23 | 0 | 2020-04-05 | 23 | 14.35 | 0.55 | 14.9 | 0
2020-04-05 | 24 | 0 | 2020-04-05 | 24 | 14.62 | 0.54 | 15.16 | 0
2020-04-06 | 1 | 0 | 2020-04-06 | 1 | 15.42 | 0.35 | 15.77 | 0
2020-04-06 | 2 | 0 | 2020-04-06 | 2 | 14.24 | 0.32 | 14.56 | 0
2020-04-06 | 3 | 0 | 2020-04-06 | 3 | 13.58 | 0.31 | 13.89 | 0
2020-04-06 | 4 | 0 | 2020-04-06 | 4 | 12.97 | 0.3 | 13.27 | 0
2020-04-06 | 5 | 0 | 2020-04-06 | 5 | 13.97 | 0.31 | 14.28 | 0
2020-04-06 | 6 | 5 | 2020-04-06 | 6 | 14.24 | 0.34 | 14.58 | 72.9
2020-04-06 | 7 | 1080 | 2020-04-06 | 7 | 18.08 | 0.46 | 18.54 | 20023.2
2020-04-06 | 8 | 13000 | 2020-04-06 | 8 | 27.06 | 1.02 | 28.08 | 365040
2020-04-06 | 9 | 36058 | 2020-04-06 | 9 | 22.88 | 0.94 | 23.82 | 858901.56
2020-04-06 | 10 | 57843 | 2020-04-06 | 10 | 15.39 | 0.8 | 16.19 | 936478.17
2020-04-06 | 11 | 73033 | 2020-04-06 | 11 | 13.57 | 0.77 | 14.34 | 1047293.22
2020-04-06 | 12 | 78210 | 2020-04-06 | 12 | 13.89 | 0.76 | 14.65 | 1145776.5
2020-04-06 | 13 | 78730 | 2020-04-06 | 13 | 12.87 | 0.75 | 13.62 | 1072302.6
2020-04-06 | 14 | 78633 | 2020-04-06 | 14 | 12.57 | 0.74 | 13.31 | 1046605.23
2020-04-06 | 15 | 76615 | 2020-04-06 | 15 | 12.45 | 0.76 | 13.21 | 1012084.15
2020-04-06 | 16 | 65735 | 2020-04-06 | 16 | 11.71 | 0.76 | 12.47 | 819715.45
2020-04-06 | 17 | 47903 | 2020-04-06 | 17 | 12 | 0.74 | 12.74 | 610284.22
2020-04-06 | 18 | 24840 | 2020-04-06 | 18 | 13.87 | 0.75 | 14.62 | 363160.8
2020-04-06 | 19 | 4748 | 2020-04-06 | 19 | 18.11 | 0.71 | 18.82 | 89357.36
2020-04-06 | 20 | 15 | 2020-04-06 | 20 | 20.68 | 0.73 | 21.41 | 321.15
2020-04-06 | 21 | 0 | 2020-04-06 | 21 | 21.99 | 0.82 | 22.81 | 0
2020-04-06 | 22 | 0 | 2020-04-06 | 22 | 18.78 | 0.85 | 19.63 | 0
2020-04-06 | 23 | 0 | 2020-04-06 | 23 | 18.97 | 0.89 | 19.86 | 0
2020-04-06 | 24 | 0 | 2020-04-06 | 24 | 16.04 | 0.4 | 16.44 | 0
2020-04-07 | 1 | 0 | 2020-04-07 | 1 | 12.07 | 0.23 | 12.3 | 0
2020-04-07 | 2 | 0 | 2020-04-07 | 2 | 14.2 | 0.23 | 14.43 | 0
2020-04-07 | 3 | 0 | 2020-04-07 | 3 | 16.11 | 0.27 | 16.38 | 0
2020-04-07 | 4 | 0 | 2020-04-07 | 4 | 14.94 | 0.25 | 15.19 | 0
2020-04-07 | 5 | 0 | 2020-04-07 | 5 | 16.65 | 0.25 | 16.9 | 0
2020-04-07 | 6 | 3 | 2020-04-07 | 6 | 15.21 | 0.22 | 15.43 | 46.29
2020-04-07 | 7 | 1625 | 2020-04-07 | 7 | 26.59 | 0.42 | 27.01 | 43891.25
2020-04-07 | 8 | 14248 | 2020-04-07 | 8 | 18.29 | 0.71 | 19 | 270712
2020-04-07 | 9 | 35853 | 2020-04-07 | 9 | 16.02 | 0.76 | 16.78 | 601613.34
2020-04-07 | 10 | 55873 | 2020-04-07 | 10 | 13.23 | 0.64 | 13.87 | 774958.51
2020-04-07 | 11 | 70820 | 2020-04-07 | 11 | 13.04 | 0.59 | 13.63 | 965276.6
2020-04-07 | 12 | 76203 | 2020-04-07 | 12 | 13.23 | 0.61 | 13.84 | 1054649.52
2020-04-07 | 13 | 72603 | 2020-04-07 | 13 | 13.3 | 0.69 | 13.99 | 1015715.97
2020-04-07 | 14 | 72325 | 2020-04-07 | 14 | 12.84 | 0.67 | 13.51 | 977110.75
2020-04-07 | 15 | 72318 | 2020-04-07 | 15 | 12.17 | 0.66 | 12.83 | 927839.94
2020-04-07 | 16 | 52398 | 2020-04-07 | 16 | 12.08 | 0.66 | 12.74 | 667550.52
2020-04-07 | 17 | 37855 | 2020-04-07 | 17 | 13.34 | 0.64 | 13.98 | 529212.9
2020-04-07 | 18 | 15313 | 2020-04-07 | 18 | 17.3 | 0.67 | 17.97 | 275174.61
2020-04-07 | 19 | 5680 | 2020-04-07 | 19 | 22.9 | 0.65 | 23.55 | 133764
2020-04-07 | 20 | 10 | 2020-04-07 | 20 | 27.2 | 0.67 | 27.87 | 278.7
2020-04-07 | 21 | 0 | 2020-04-07 | 21 | 24.97 | 0.7 | 25.67 | 0
2020-04-07 | 22 | 0 | 2020-04-07 | 22 | 25.53 | 0.79 | 26.32 | 0
2020-04-07 | 23 | 0 | 2020-04-07 | 23 | 17.95 | 0.78 | 18.73 | 0
2020-04-07 | 24 | 0 | 2020-04-07 | 24 | 16.35 | 0.26 | 16.61 | 0
2020-04-08 | 1 | 0 | 2020-04-08 | 1 | 16.33 | 0.23 | 16.56 | 0
2020-04-08 | 2 | 0 | 2020-04-08 | 2 | 16.21 | 0.27 | 16.48 | 0
2020-04-08 | 3 | 0 | 2020-04-08 | 3 | 15.62 | 0.26 | 15.88 | 0
2020-04-08 | 4 | 0 | 2020-04-08 | 4 | 16.27 | 0.26 | 16.53 | 0
2020-04-08 | 5 | 0 | 2020-04-08 | 5 | 16.94 | 0.29 | 17.23 | 0
2020-04-08 | 6 | 3 | 2020-04-08 | 6 | 28.4 | 0.98 | 29.38 | 88.14
2020-04-08 | 7 | 303 | 2020-04-08 | 7 | 24.54 | 0.47 | 25.01 | 7578.03
2020-04-08 | 8 | 3038 | 2020-04-08 | 8 | 21.54 | 0.71 | 22.25 | 67595.5
2020-04-08 | 9 | 10260 | 2020-04-08 | 9 | 23.47 | 0.62 | 24.09 | 247163.4
2020-04-08 | 10 | 14978 | 2020-04-08 | 10 | 22.48 | 0.6 | 23.08 | 345692.24
2020-04-08 | 11 | 47710 | 2020-04-08 | 11 | 24.68 | 0.61 | 25.29 | 1206585.9
2020-04-08 | 12 | 66833 | 2020-04-08 | 12 | 22.29 | 0.62 | 22.91 | 1531144.03
2020-04-08 | 13 | 67485 | 2020-04-08 | 13 | 16.51 | 0.61 | 17.12 | 1155343.2
2020-04-08 | 14 | 70593 | 2020-04-08 | 14 | 15.41 | 0.61 | 16.02 | 1130899.86
2020-04-08 | 15 | 54373 | 2020-04-08 | 15 | 15.34 | 0.63 | 15.97 | 868336.81
2020-04-08 | 16 | 46645 | 2020-04-08 | 16 | 15.17 | 0.62 | 15.79 | 736524.55
2020-04-08 | 17 | 41795 | 2020-04-08 | 17 | 15.17 | 0.6 | 15.77 | 659107.15
2020-04-08 | 18 | 19545 | 2020-04-08 | 18 | 18.19 | 0.62 | 18.81 | 367641.45
2020-04-08 | 19 | 4770 | 2020-04-08 | 19 | 19.16 | 0.62 | 19.78 | 94350.6
2020-04-08 | 20 | 10 | 2020-04-08 | 20 | 19.91 | 0.62 | 20.53 | 205.3
2020-04-08 | 21 | 0 | 2020-04-08 | 21 | 22.56 | 0.62 | 23.18 | 0
2020-04-08 | 22 | 0 | 2020-04-08 | 22 | 19.17 | 0.73 | 19.9 | 0
2020-04-08 | 23 | 0 | 2020-04-08 | 23 | 19.57 | 0.69 | 20.26 | 0
2020-04-08 | 24 | 0 | 2020-04-08 | 24 | 16.8 | 0.36 | 17.16 | 0
2020-04-09 | 1 | 0 | 2020-04-09 | 1 | 15.48 | 0.24 | 15.72 | 0
2020-04-09 | 2 | 0 | 2020-04-09 | 2 | 15.63 | 0.27 | 15.9 | 0
2020-04-09 | 3 | 0 | 2020-04-09 | 3 | 15.34 | 0.25 | 15.59 | 0
2020-04-09 | 4 | 0 | 2020-04-09 | 4 | 15.96 | 0.25 | 16.21 | 0
2020-04-09 | 5 | 0 | 2020-04-09 | 5 | 16.13 | 0.25 | 16.38 | 0
2020-04-09 | 6 | 3 | 2020-04-09 | 6 | 16.2 | 0.25 | 16.45 | 49.35
2020-04-09 | 7 | 830 | 2020-04-09 | 7 | 25.32 | 0.58 | 25.9 | 21497
2020-04-09 | 8 | 4163 | 2020-04-09 | 8 | 18.54 | 0.79 | 19.33 | 80470.79
2020-04-09 | 9 | 6358 | 2020-04-09 | 9 | 24.73 | 0.79 | 25.52 | 162256.16
2020-04-09 | 10 | 9850 | 2020-04-09 | 10 | 29.05 | 0.76 | 29.81 | 293628.5
2020-04-09 | 11 | 15410 | 2020-04-09 | 11 | 31.45 | 0.75 | 32.2 | 496202
2020-04-09 | 12 | 7123 | 2020-04-09 | 12 | 30.88 | 0.72 | 31.6 | 225086.8
2020-04-09 | 13 | 3548 | 2020-04-09 | 13 | 29.64 | 0.7 | 30.34 | 107646.32
2020-04-09 | 14 | 3758 | 2020-04-09 | 14 | 34.31 | 0.76 | 35.07 | 131793.06
2020-04-09 | 15 | 2565 | 2020-04-09 | 15 | 30.93 | 0.7 | 31.63 | 81130.95
2020-04-09 | 16 | 1033 | 2020-04-09 | 16 | 29.26 | 0.66 | 29.92 | 30907.36
2020-04-09 | 17 | 3123 | 2020-04-09 | 17 | 28.36 | 0.66 | 29.02 | 90629.46
2020-04-09 | 18 | 1305 | 2020-04-09 | 18 | 28.03 | 0.65 | 28.68 | 37427.4
2020-04-09 | 19 | 830 | 2020-04-09 | 19 | 23.9 | 0.63 | 24.53 | 20359.9
2020-04-09 | 20 | 5 | 2020-04-09 | 20 | 18.61 | 0.62 | 19.23 | 96.15
2020-04-09 | 21 | 0 | 2020-04-09 | 21 | 17.68 | 0.63 | 18.31 | 0
2020-04-09 | 22 | 0 | 2020-04-09 | 22 | 21 | 0.75 | 21.75 | 0
2020-04-09 | 23 | 0 | 2020-04-09 | 23 | 16.76 | 0.7 | 17.46 | 0
2020-04-09 | 24 | 0 | 2020-04-09 | 24 | 15.97 | 0.3 | 16.27 | 0
2020-04-10 | 1 | 0 | 2020-04-10 | 1 | 14.7 | 0.29 | 14.99 | 0
2020-04-10 | 2 | 0 | 2020-04-10 | 2 | 14.26 | 0.28 | 14.54 | 0
2020-04-10 | 3 | 0 | 2020-04-10 | 3 | 14.19 | 0.28 | 14.47 | 0
2020-04-10 | 4 | 0 | 2020-04-10 | 4 | 14.03 | 0.27 | 14.3 | 0
2020-04-10 | 5 | 0 | 2020-04-10 | 5 | 14.3 | 0.28 | 14.58 | 0
2020-04-10 | 6 | 3 | 2020-04-10 | 6 | 14.93 | 0.28 | 15.21 | 45.63
2020-04-10 | 7 | 1605 | 2020-04-10 | 7 | 13.7 | 0.3 | 14 | 22470
2020-04-10 | 8 | 14058 | 2020-04-10 | 8 | 14.1 | 0.75 | 14.85 | 208761.3
2020-04-10 | 9 | 31425 | 2020-04-10 | 9 | 13.71 | 0.74 | 14.45 | 454091.25
2020-04-10 | 10 | 50613 | 2020-04-10 | 10 | 13.02 | 0.69 | 13.71 | 693904.23
2020-04-10 | 11 | 51018 | 2020-04-10 | 11 | 13.82 | 0.7 | 14.52 | 740781.36
2020-04-10 | 12 | 43360 | 2020-04-10 | 12 | 14.6 | 0.69 | 15.29 | 662974.4
2020-04-10 | 13 | 41988 | 2020-04-10 | 13 | 21.53 | 0.72 | 22.25 | 934233
2020-04-10 | 14 | 35570 | 2020-04-10 | 14 | 15.36 | 0.69 | 16.05 | 570898.5
2020-04-10 | 15 | 18745 | 2020-04-10 | 15 | 14.71 | 0.7 | 15.41 | 288860.45
2020-04-10 | 16 | 20568 | 2020-04-10 | 16 | 14.34 | 0.68 | 15.02 | 308931.36
2020-04-10 | 17 | 23878 | 2020-04-10 | 17 | 16.45 | 0.69 | 17.14 | 409268.92
2020-04-10 | 18 | 8403 | 2020-04-10 | 18 | 26.16 | 0.76 | 26.92 | 226208.76
2020-04-10 | 19 | 1868 | 2020-04-10 | 19 | 26.42 | 0.77 | 27.19 | 50790.92
2020-04-10 | 20 | 25 | 2020-04-10 | 20 | 27.5 | 0.74 | 28.24 | 706
2020-04-10 | 21 | 0 | 2020-04-10 | 21 | 27.09 | 0.67 | 27.76 | 0
2020-04-10 | 22 | 0 | 2020-04-10 | 22 | 26.57 | 0.96 | 27.53 | 0
2020-04-10 | 23 | 0 | 2020-04-10 | 23 | 16.98 | 0.87 | 17.85 | 0
2020-04-10 | 24 | 0 | 2020-04-10 | 24 | 13.88 | 0.31 | 14.19 | 0
2020-04-11 | 1 | 0 | 2020-04-11 | 1 | 15.05 | 0.32 | 15.37 | 0
2020-04-11 | 2 | 0 | 2020-04-11 | 2 | 14.69 | 0.31 | 15 | 0
2020-04-11 | 3 | 0 | 2020-04-11 | 3 | 13.85 | 0.3 | 14.15 | 0
2020-04-11 | 4 | 0 | 2020-04-11 | 4 | 14.12 | 0.31 | 14.43 | 0
2020-04-11 | 5 | 0 | 2020-04-11 | 5 | 15.49 | 0.3 | 15.79 | 0
2020-04-11 | 6 | 5 | 2020-04-11 | 6 | 21.55 | 0.62 | 22.17 | 110.85
2020-04-11 | 7 | 1650 | 2020-04-11 | 7 | 25.49 | 0.78 | 26.27 | 43345.5
2020-04-11 | 8 | 12570 | 2020-04-11 | 8 | 15.23 | 0.47 | 15.7 | 197349
2020-04-11 | 9 | 27575 | 2020-04-11 | 9 | 13.58 | 0.39 | 13.97 | 385222.75
2020-04-11 | 10 | 43535 | 2020-04-11 | 10 | 13.5 | 0.32 | 13.82 | 601653.7
2020-04-11 | 11 | 50273 | 2020-04-11 | 11 | 13.39 | 0.3 | 13.69 | 688237.37
2020-04-11 | 12 | 58485 | 2020-04-11 | 12 | 13.05 | 0.3 | 13.35 | 780774.75
2020-04-11 | 13 | 71958 | 2020-04-11 | 13 | 13.41 | 0.31 | 13.72 | 987263.76
2020-04-11 | 14 | 67798 | 2020-04-11 | 14 | 12.5 | 0.31 | 12.81 | 868492.38
2020-04-11 | 15 | 63305 | 2020-04-11 | 15 | 12.16 | 0.34 | 12.5 | 791312.5
2020-04-11 | 16 | 70350 | 2020-04-11 | 16 | 12.35 | 0.31 | 12.66 | 890631
2020-04-11 | 17 | 48008 | 2020-04-11 | 17 | 12 | 0.31 | 12.31 | 590978.48
2020-04-11 | 18 | 26468 | 2020-04-11 | 18 | 13.44 | 0.29 | 13.73 | 363405.64
2020-04-11 | 19 | 5208 | 2020-04-11 | 19 | 22.96 | 0.38 | 23.34 | 121554.72
2020-04-11 | 20 | 275 | 2020-04-11 | 20 | 27.02 | 0.36 | 27.38 | 7529.5
2020-04-11 | 21 | 0 | 2020-04-11 | 21 | 30.18 | 0.46 | 30.64 | 0
2020-04-11 | 22 | 0 | 2020-04-11 | 22 | 19.51 | 0.56 | 20.07 | 0
2020-04-11 | 23 | 0 | 2020-04-11 | 23 | 14.36 | 0.43 | 14.79 | 0
2020-04-11 | 24 | 0 | 2020-04-11 | 24 | 14.19 | 0.41 | 14.6 | 0
2020-04-12 | 1 | 0 | 2020-04-12 | 1 | 14.21 | 0.4 | 14.61 | 0
2020-04-12 | 2 | 0 | 2020-04-12 | 2 | 14.18 | 0.37 | 14.55 | 0
2020-04-12 | 3 | 0 | 2020-04-12 | 3 | 13.95 | 0.36 | 14.31 | 0
2020-04-12 | 4 | 0 | 2020-04-12 | 4 | 14.1 | 0.37 | 14.47 | 0
2020-04-12 | 5 | 0 | 2020-04-12 | 5 | 14.24 | 0.37 | 14.61 | 0
2020-04-12 | 6 | 8 | 2020-04-12 | 6 | 22.72 | 0.39 | 23.11 | 184.88
2020-04-12 | 7 | 2488 | 2020-04-12 | 7 | 23.91 | 0.65 | 24.56 | 61105.28
2020-04-12 | 8 | 15693 | 2020-04-12 | 8 | 16.32 | 0.6 | 16.92 | 265525.56
2020-04-12 | 9 | 35793 | 2020-04-12 | 9 | 13.33 | 0.4 | 13.73 | 491437.89
2020-04-12 | 10 | 48533 | 2020-04-12 | 10 | 13.49 | 0.38 | 13.87 | 673152.71
2020-04-12 | 11 | 69843 | 2020-04-12 | 11 | 12.39 | 0.38 | 12.77 | 891895.11
2020-04-12 | 12 | 72300 | 2020-04-12 | 12 | 3.52 | 0.62 | 4.14 | 299322
2020-04-12 | 13 | 73600 | 2020-04-12 | 13 | 10.99 | 0.43 | 11.42 | 840512
2020-04-12 | 14 | 75553 | 2020-04-12 | 14 | 13.74 | 0.37 | 14.11 | 1066052.83
2020-04-12 | 15 | 56513 | 2020-04-12 | 15 | 11.54 | 0.38 | 11.92 | 673634.96
2020-04-12 | 16 | 37298 | 2020-04-12 | 16 | 12.94 | 0.38 | 13.32 | 496809.36
2020-04-12 | 17 | 12065 | 2020-04-12 | 17 | 15.73 | 0.4 | 16.13 | 194608.45
2020-04-12 | 18 | 3215 | 2020-04-12 | 18 | 19.94 | 0.75 | 20.69 | 66518.35
2020-04-12 | 19 | 3313 | 2020-04-12 | 19 | 13.29 | 0.5 | 13.79 | 45686.27
2020-04-12 | 20 | 20 | 2020-04-12 | 20 | 13.62 | 0.39 | 14.01 | 280.2
2020-04-12 | 21 | 0 | 2020-04-12 | 21 | 14.93 | 0.46 | 15.39 | 0
2020-04-12 | 22 | 0 | 2020-04-12 | 22 | 11.78 | 0.48 | 12.26 | 0
2020-04-12 | 23 | 0 | 2020-04-12 | 23 | 10.69 | 0.49 | 11.18 | 0
2020-04-12 | 24 | 0 | 2020-04-12 | 24 | 10.16 | 0.47 | 10.63 | 0
2020-04-13 | 1 | 0 | 2020-04-13 | 1 | 9.69 | 0.38 | 10.07 | 0
2020-04-13 | 2 | 0 | 2020-04-13 | 2 | 8.97 | 0.37 | 9.34 | 0
2020-04-13 | 3 | 0 | 2020-04-13 | 3 | 8.39 | 0.37 | 8.76 | 0
2020-04-13 | 4 | 0 | 2020-04-13 | 4 | 9.1 | 0.39 | 9.49 | 0
2020-04-13 | 5 | 0 | 2020-04-13 | 5 | 9.16 | 0.39 | 9.55 | 0
2020-04-13 | 6 | 8 | 2020-04-13 | 6 | 8.3 | 0.4 | 8.7 | 69.6
2020-04-13 | 7 | 255 | 2020-04-13 | 7 | 8.12 | 0.5 | 8.62 | 2198.1
2020-04-13 | 8 | 1868 | 2020-04-13 | 8 | 2.45 | 1.1 | 3.55 | 6631.4
2020-04-13 | 9 | 3843 | 2020-04-13 | 9 | 9.52 | 0.76 | 10.28 | 39506.04
2020-04-13 | 10 | 6355 | 2020-04-13 | 10 | 10.53 | 0.72 | 11.25 | 71493.75
2020-04-13 | 11 | 5908 | 2020-04-13 | 11 | 15.73 | 0.75 | 16.48 | 97363.84
2020-04-13 | 12 | 5478 | 2020-04-13 | 12 | 16.96 | 0.76 | 17.72 | 97070.16
2020-04-13 | 13 | 5485 | 2020-04-13 | 13 | 17.81 | 0.73 | 18.54 | 101691.9
2020-04-13 | 14 | 5125 | 2020-04-13 | 14 | 18.03 | 0.69 | 18.72 | 95940
2020-04-13 | 15 | 5895 | 2020-04-13 | 15 | 16.62 | 0.7 | 17.32 | 102101.4
2020-04-13 | 16 | 2445 | 2020-04-13 | 16 | 13.33 | 0.84 | 14.17 | 34645.65
2020-04-13 | 17 | 1615 | 2020-04-13 | 17 | 22.74 | 0.72 | 23.46 | 37887.9
2020-04-13 | 18 | 695 | 2020-04-13 | 18 | 23.31 | 0.73 | 24.04 | 16707.8
2020-04-13 | 19 | 308 | 2020-04-13 | 19 | 19.01 | 0.71 | 19.72 | 6073.76
2020-04-13 | 20 | 3 | 2020-04-13 | 20 | 18 | 0.71 | 18.71 | 56.13
2020-04-13 | 21 | 0 | 2020-04-13 | 21 | 18.04 | 0.73 | 18.77 | 0
2020-04-13 | 22 | 0 | 2020-04-13 | 22 | 19.24 | 0.87 | 20.11 | 0
2020-04-13 | 23 | 0 | 2020-04-13 | 23 | 13.26 | 0.86 | 14.12 | 0
2020-04-13 | 24 | 0 | 2020-04-13 | 24 | 11.33 | 0.36 | 11.69 | 0
2020-04-14 | 1 | 0 | 2020-04-14 | 1 | 13.09 | 0.97 | 14.06 | 0
2020-04-14 | 2 | 0 | 2020-04-14 | 2 | 12.85 | 0.97 | 13.82 | 0
2020-04-14 | 3 | 0 | 2020-04-14 | 3 | 11.52 | 0.96 | 12.48 | 0
2020-04-14 | 4 | 0 | 2020-04-14 | 4 | 10.67 | 0.97 | 11.64 | 0
2020-04-14 | 5 | 0 | 2020-04-14 | 5 | 12.65 | 0.97 | 13.62 | 0
2020-04-14 | 6 | 5 | 2020-04-14 | 6 | 19.52 | 1.06 | 20.58 | 102.9
2020-04-14 | 7 | 1718 | 2020-04-14 | 7 | 21.91 | 1.16 | 23.07 | 39634.26
2020-04-14 | 8 | 16793 | 2020-04-14 | 8 | 22.53 | 1.88 | 24.41 | 409917.13
2020-04-14 | 9 | 34950 | 2020-04-14 | 9 | 19.35 | 1.67 | 21.02 | 734649
2020-04-14 | 10 | 58848 | 2020-04-14 | 10 | 15.99 | 1.48 | 17.47 | 1028074.56
2020-04-14 | 11 | 63435 | 2020-04-14 | 11 | 16.34 | 1.54 | 17.88 | 1134217.8
2020-04-14 | 12 | 77958 | 2020-04-14 | 12 | 16.61 | 1.44 | 18.05 | 1407141.9
2020-04-14 | 13 | 76500 | 2020-04-14 | 13 | 18.39 | 1.47 | 19.86 | 1519290
2020-04-14 | 14 | 77863 | 2020-04-14 | 14 | 17.2 | 1.46 | 18.66 | 1452923.58
2020-04-14 | 15 | 74510 | 2020-04-14 | 15 | 17.94 | 1.45 | 19.39 | 1444748.9
2020-04-14 | 16 | 61310 | 2020-04-14 | 16 | 20.13 | 1.5 | 21.63 | 1326135.3
2020-04-14 | 17 | 26710 | 2020-04-14 | 17 | 23.81 | 1.47 | 25.28 | 675228.8
2020-04-14 | 18 | 20025 | 2020-04-14 | 18 | 27.58 | 1.46 | 29.04 | 581526
2020-04-14 | 19 | 6810 | 2020-04-14 | 19 | 34.2 | 1.56 | 35.76 | 243525.6
2020-04-14 | 20 | 270 | 2020-04-14 | 20 | 37.54 | 1.63 | 39.17 | 10575.9
2020-04-14 | 21 | 0 | 2020-04-14 | 21 | 46.53 | 1.81 | 48.34 | 0
2020-04-14 | 22 | 0 | 2020-04-14 | 22 | 33.19 | 1.84 | 35.03 | 0
2020-04-14 | 23 | 0 | 2020-04-14 | 23 | 20.5 | 1.59 | 22.09 | 0
2020-04-14 | 24 | 0 | 2020-04-14 | 24 | 32.49 | 2.15 | 34.64 | 0
2020-04-15 | 1 | 0 | 2020-04-15 | 1 | 22.01 | 0.65 | 22.66 | 0
2020-04-15 | 2 | 0 | 2020-04-15 | 2 | 17.34 | 0.41 | 17.75 | 0
2020-04-15 | 3 | 0 | 2020-04-15 | 3 | 16.62 | 0.4 | 17.02 | 0
2020-04-15 | 4 | 0 | 2020-04-15 | 4 | 16.47 | 0.4 | 16.87 | 0
2020-04-15 | 5 | 0 | 2020-04-15 | 5 | 19.21 | 0.42 | 19.63 | 0
2020-04-15 | 6 | 0 | 2020-04-15 | 6 | 23 | 0.64 | 23.64 | 0
2020-04-15 | 7 | 353 | 2020-04-15 | 7 | 26.37 | 0.79 | 27.16 | 9587.48
2020-04-15 | 8 | 4065 | 2020-04-15 | 8 | 22.08 | 0.97 | 23.05 | 93698.25
2020-04-15 | 9 | 19058 | 2020-04-15 | 9 | 21.48 | 0.83 | 22.31 | 425183.98
2020-04-15 | 10 | 41880 | 2020-04-15 | 10 | 19.72 | 0.88 | 20.6 | 862728
2020-04-15 | 11 | 44593 | 2020-04-15 | 11 | 16 | 0.79 | 16.79 | 748716.47
2020-04-15 | 12 | 56713 | 2020-04-15 | 12 | 15.34 | 0.8 | 16.14 | 915347.82
2020-04-15 | 13 | 53903 | 2020-04-15 | 13 | 14.83 | 0.8 | 15.63 | 842503.89
2020-04-15 | 14 | 65238 | 2020-04-15 | 14 | 13.75 | 0.81 | 14.56 | 949865.28
2020-04-15 | 15 | 57155 | 2020-04-15 | 15 | 11.91 | 0.84 | 12.75 | 728726.25
2020-04-15 | 16 | 62038 | 2020-04-15 | 16 | 9.18 | 0.85 | 10.03 | 622241.14
2020-04-15 | 17 | 40550 | 2020-04-15 | 17 | 12.17 | 0.84 | 13.01 | 527555.5
2020-04-15 | 18 | 25610 | 2020-04-15 | 18 | 13.98 | 0.79 | 14.77 | 378259.7
2020-04-15 | 19 | 5415 | 2020-04-15 | 19 | 15.58 | 0.77 | 16.35 | 88535.25
2020-04-15 | 20 | 300 | 2020-04-15 | 20 | 17.64 | 0.75 | 18.39 | 5517
2020-04-15 | 21 | 0 | 2020-04-15 | 21 | 18.59 | 0.8 | 19.39 | 0
2020-04-15 | 22 | 0 | 2020-04-15 | 22 | 15.45 | 0.83 | 16.28 | 0
2020-04-15 | 23 | 0 | 2020-04-15 | 23 | 16.61 | 0.88 | 17.49 | 0
2020-04-15 | 24 | 0 | 2020-04-15 | 24 | 15.51 | 0.44 | 15.95 | 0
2020-04-16 | 1 | 0 | 2020-04-16 | 1 | 15.23 | 0.27 | 15.5 | 0
2020-04-16 | 2 | 0 | 2020-04-16 | 2 | 15.13 | 0.26 | 15.39 | 0
2020-04-16 | 3 | 0 | 2020-04-16 | 3 | 14.43 | 0.27 | 14.7 | 0
2020-04-16 | 4 | 0 | 2020-04-16 | 4 | 14.27 | 0.27 | 14.54 | 0
2020-04-16 | 5 | 0 | 2020-04-16 | 5 | 13.02 | 0.26 | 13.28 | 0
2020-04-16 | 6 | 5 | 2020-04-16 | 6 | 13.21 | 0.29 | 13.5 | 67.5
2020-04-16 | 7 | 1668 | 2020-04-16 | 7 | 13.26 | 0.33 | 13.59 | 22668.12
2020-04-16 | 8 | 9878 | 2020-04-16 | 8 | 14.84 | 0.73 | 15.57 | 153800.46
2020-04-16 | 9 | 34588 | 2020-04-16 | 9 | 15.21 | 0.7 | 15.91 | 550295.08
2020-04-16 | 10 | 58815 | 2020-04-16 | 10 | 13.97 | 0.7 | 14.67 | 862816.05
2020-04-16 | 11 | 34305 | 2020-04-16 | 11 | 14.11 | 0.7 | 14.81 | 508057.05
2020-04-16 | 12 | 54313 | 2020-04-16 | 12 | 14.52 | 0.68 | 15.2 | 825557.6
2020-04-16 | 13 | 51565 | 2020-04-16 | 13 | 15.44 | 0.68 | 16.12 | 831227.8
2020-04-16 | 14 | 37060 | 2020-04-16 | 14 | 14.53 | 0.69 | 15.22 | 564053.2
2020-04-16 | 15 | 53428 | 2020-04-16 | 15 | 13.38 | 0.7 | 14.08 | 752266.24
2020-04-16 | 16 | 55925 | 2020-04-16 | 16 | 5.41 | 0.82 | 6.23 | 348412.75
2020-04-16 | 17 | 40605 | 2020-04-16 | 17 | 11.03 | 0.78 | 11.81 | 479545.05
2020-04-16 | 18 | 22710 | 2020-04-16 | 18 | 14.23 | 0.69 | 14.92 | 338833.2
2020-04-16 | 19 | 5523 | 2020-04-16 | 19 | 15.98 | 0.66 | 16.64 | 91902.72
2020-04-16 | 20 | 298 | 2020-04-16 | 20 | 22.28 | 0.86 | 23.14 | 6895.72
2020-04-16 | 21 | 0 | 2020-04-16 | 21 | 19.61 | 0.72 | 20.33 | 0
2020-04-16 | 22 | 0 | 2020-04-16 | 22 | 16.02 | 0.71 | 16.73 | 0
2020-04-16 | 23 | 0 | 2020-04-16 | 23 | 14.52 | 0.74 | 15.26 | 0
2020-04-16 | 24 | 0 | 2020-04-16 | 24 | 10.35 | 0.32 | 10.67 | 0
2020-04-17 | 1 | 0 | 2020-04-17 | 1 | 14.63 | 0.6 | 15.23 | 0
2020-04-17 | 2 | 0 | 2020-04-17 | 2 | 14.27 | 0.54 | 14.81 | 0
2020-04-17 | 3 | 0 | 2020-04-17 | 3 | 13.74 | 0.54 | 14.28 | 0
2020-04-17 | 4 | 0 | 2020-04-17 | 4 | 13.67 | 0.55 | 14.22 | 0
2020-04-17 | 5 | 0 | 2020-04-17 | 5 | 13.86 | 0.53 | 14.39 | 0
2020-04-17 | 6 | 3 | 2020-04-17 | 6 | 15.32 | 0.56 | 15.88 | 47.64
2020-04-17 | 7 | 2978 | 2020-04-17 | 7 | 16.82 | 0.85 | 17.67 | 52621.26
2020-04-17 | 8 | 17185 | 2020-04-17 | 8 | 23.09 | 1.28 | 24.37 | 418798.45
2020-04-17 | 9 | 40290 | 2020-04-17 | 9 | 16.11 | 1.06 | 17.17 | 691779.3
2020-04-17 | 10 | 60160 | 2020-04-17 | 10 | 13.9 | 1.01 | 14.91 | 896985.6
2020-04-17 | 11 | 60588 | 2020-04-17 | 11 | 13.57 | 1 | 14.57 | 882767.16
2020-04-17 | 12 | 49083 | 2020-04-17 | 12 | 12.83 | 0.98 | 13.81 | 677836.23
2020-04-17 | 13 | 49015 | 2020-04-17 | 13 | 12.97 | 0.98 | 13.95 | 683759.25
2020-04-17 | 14 | 65998 | 2020-04-17 | 14 | 12.33 | 0.99 | 13.32 | 879093.36
2020-04-17 | 15 | 74285 | 2020-04-17 | 15 | 12.1 | 1.01 | 13.11 | 973876.35
2020-04-17 | 16 | 49795 | 2020-04-17 | 16 | 12.58 | 1 | 13.58 | 676216.1
2020-04-17 | 17 | 35873 | 2020-04-17 | 17 | 13.58 | 0.97 | 14.55 | 521952.15
2020-04-17 | 18 | 18523 | 2020-04-17 | 18 | 15.72 | 0.94 | 16.66 | 308593.18
2020-04-17 | 19 | 5488 | 2020-04-17 | 19 | 20.55 | 0.96 | 21.51 | 118046.88
2020-04-17 | 20 | 290 | 2020-04-17 | 20 | 22.06 | 0.98 | 23.04 | 6681.6
2020-04-17 | 21 | 0 | 2020-04-17 | 21 | 26.39 | 1.1 | 27.49 | 0
2020-04-17 | 22 | 0 | 2020-04-17 | 22 | 18.3 | 1.11 | 19.41 | 0
2020-04-17 | 23 | 0 | 2020-04-17 | 23 | 16.76 | 1.21 | 17.97 | 0
2020-04-17 | 24 | 0 | 2020-04-17 | 24 | 17.65 | 0.67 | 18.32 | 0
2020-04-18 | 1 | 0 | 2020-04-18 | 1 | 14.88 | 0.41 | 15.29 | 0
2020-04-18 | 2 | 0 | 2020-04-18 | 2 | 14.8 | 0.44 | 15.24 | 0
2020-04-18 | 3 | 0 | 2020-04-18 | 3 | 14.96 | 0.42 | 15.38 | 0
2020-04-18 | 4 | 0 | 2020-04-18 | 4 | 14.75 | 0.42 | 15.17 | 0
2020-04-18 | 5 | 0 | 2020-04-18 | 5 | 14.65 | 0.41 | 15.06 | 0
2020-04-18 | 6 | 8 | 2020-04-18 | 6 | 14.42 | 0.42 | 14.84 | 118.72
2020-04-18 | 7 | 270 | 2020-04-18 | 7 | 13.96 | 0.49 | 14.45 | 3901.5
2020-04-18 | 8 | 2508 | 2020-04-18 | 8 | 14.66 | 0.64 | 15.3 | 38372.4
2020-04-18 | 9 | 5830 | 2020-04-18 | 9 | 20.47 | 0.5 | 20.97 | 122255.1
2020-04-18 | 10 | 11060 | 2020-04-18 | 10 | 20.7 | 0.48 | 21.18 | 234250.8
2020-04-18 | 11 | 18213 | 2020-04-18 | 11 | 24.46 | 0.55 | 25.01 | 455507.13
2020-04-18 | 12 | 30653 | 2020-04-18 | 12 | 25.84 | 0.53 | 26.37 | 808319.61
2020-04-18 | 13 | 27413 | 2020-04-18 | 13 | 25.64 | 0.49 | 26.13 | 716301.69
2020-04-18 | 14 | 22843 | 2020-04-18 | 14 | 23.36 | 0.49 | 23.85 | 544805.55
2020-04-18 | 15 | 23968 | 2020-04-18 | 15 | 20.78 | 0.45 | 21.23 | 508840.64
2020-04-18 | 16 | 16433 | 2020-04-18 | 16 | 20.7 | 0.45 | 21.15 | 347557.95
2020-04-18 | 17 | 17130 | 2020-04-18 | 17 | 27.31 | 0.49 | 27.8 | 476214
2020-04-18 | 18 | 14983 | 2020-04-18 | 18 | 27.71 | 0.59 | 28.3 | 424018.9
2020-04-18 | 19 | 3663 | 2020-04-18 | 19 | 28.1 | 0.57 | 28.67 | 105018.21
2020-04-18 | 20 | 280 | 2020-04-18 | 20 | 26.16 | 0.51 | 26.67 | 7467.6
2020-04-18 | 21 | 0 | 2020-04-18 | 21 | 22.43 | 0.51 | 22.94 | 0
2020-04-18 | 22 | 0 | 2020-04-18 | 22 | 27.8 | 0.59 | 28.39 | 0
2020-04-18 | 23 | 0 | 2020-04-18 | 23 | 29.18 | 0.8 | 29.98 | 0
2020-04-18 | 24 | 0 | 2020-04-18 | 24 | 17.25 | 0.51 | 17.76 | 0
2020-04-19 | 1 | 0 | 2020-04-19 | 1 | 18.57 | 0.65 | 19.22 | 0
2020-04-19 | 2 | 0 | 2020-04-19 | 2 | 22.52 | 0.76 | 23.28 | 0
2020-04-19 | 3 | 0 | 2020-04-19 | 3 | 18.97 | 0.62 | 19.59 | 0
2020-04-19 | 4 | 0 | 2020-04-19 | 4 | 18.11 | 0.67 | 18.78 | 0
2020-04-19 | 5 | 0 | 2020-04-19 | 5 | 24.41 | 0.7 | 25.11 | 0
2020-04-19 | 6 | 8 | 2020-04-19 | 6 | 32.17 | 1.15 | 33.32 | 266.56
2020-04-19 | 7 | 3030 | 2020-04-19 | 7 | 26.15 | 0.97 | 27.12 | 82173.6
2020-04-19 | 8 | 17878 | 2020-04-19 | 8 | 22.74 | 1.02 | 23.76 | 424781.28
2020-04-19 | 9 | 39140 | 2020-04-19 | 9 | 32.71 | 1.41 | 34.12 | 1335456.8
2020-04-19 | 10 | 59108 | 2020-04-19 | 10 | 19.09 | 0.85 | 19.94 | 1178613.52
2020-04-19 | 11 | 73248 | 2020-04-19 | 11 | 14.34 | 0.56 | 14.9 | 1091395.2
2020-04-19 | 12 | 78818 | 2020-04-19 | 12 | 13.86 | 0.56 | 14.42 | 1136555.56
2020-04-19 | 13 | 79700 | 2020-04-19 | 13 | 13.78 | 0.56 | 14.34 | 1142898
2020-04-19 | 14 | 79233 | 2020-04-19 | 14 | 13.29 | 0.56 | 13.85 | 1097377.05
2020-04-19 | 15 | 74408 | 2020-04-19 | 15 | 13.15 | 0.57 | 13.72 | 1020877.76
2020-04-19 | 16 | 64595 | 2020-04-19 | 16 | 12.81 | 0.57 | 13.38 | 864281.1
2020-04-19 | 17 | 45838 | 2020-04-19 | 17 | 19.98 | 0.87 | 20.85 | 955722.3
2020-04-19 | 18 | 22733 | 2020-04-19 | 18 | 23.27 | 0.9 | 24.17 | 549456.61
2020-04-19 | 19 | 5830 | 2020-04-19 | 19 | 30.38 | 0.72 | 31.1 | 181313
2020-04-19 | 20 | 288 | 2020-04-19 | 20 | 33.45 | 0.78 | 34.23 | 9858.24
2020-04-19 | 21 | 0 | 2020-04-19 | 21 | 40.98 | 1.52 | 42.5 | 0
2020-04-19 | 22 | 0 | 2020-04-19 | 22 | 18.98 | 0.75 | 19.73 | 0
2020-04-19 | 23 | 0 | 2020-04-19 | 23 | 29.19 | 1.58 | 30.77 | 0
2020-04-19 | 24 | 0 | 2020-04-19 | 24 | 14.34 | 0.58 | 14.92 | 0
2020-04-20 | 1 | 0 | 2020-04-20 | 1 | 13.48 | 0.23 | 13.71 | 0
2020-04-20 | 2 | 0 | 2020-04-20 | 2 | 14.06 | 0.23 | 14.29 | 0
2020-04-20 | 3 | 0 | 2020-04-20 | 3 | 12.48 | 0.27 | 12.75 | 0
2020-04-20 | 4 | 0 | 2020-04-20 | 4 | 12.2 | 0.23 | 12.43 | 0
2020-04-20 | 5 | 0 | 2020-04-20 | 5 | 13.21 | 0.26 | 13.47 | 0
2020-04-20 | 6 | 0 | 2020-04-20 | 6 | 13.67 | 0.24 | 13.91 | 0
2020-04-20 | 7 | 3038 | 2020-04-20 | 7 | 13.61 | 0.43 | 14.04 | 42653.52
2020-04-20 | 8 | 17673 | 2020-04-20 | 8 | 12.62 | 0.91 | 13.53 | 239115.69
2020-04-20 | 9 | 30805 | 2020-04-20 | 9 | 13.06 | 0.68 | 13.74 | 423260.7
2020-04-20 | 10 | 44435 | 2020-04-20 | 10 | 13.85 | 0.64 | 14.49 | 643863.15
2020-04-20 | 11 | 50930 | 2020-04-20 | 11 | 14.51 | 0.67 | 15.18 | 773117.4
2020-04-20 | 12 | 51023 | 2020-04-20 | 12 | 16.04 | 0.69 | 16.73 | 853614.79
2020-04-20 | 13 | 56073 | 2020-04-20 | 13 | 20.07 | 0.67 | 20.74 | 1162954.02
2020-04-20 | 14 | 46618 | 2020-04-20 | 14 | 22.46 | 0.92 | 23.38 | 1089928.84
2020-04-20 | 15 | 52358 | 2020-04-20 | 15 | 14.12 | 0.67 | 14.79 | 774374.82
2020-04-20 | 16 | 59523 | 2020-04-20 | 16 | 13.59 | 0.68 | 14.27 | 849393.21
2020-04-20 | 17 | 39498 | 2020-04-20 | 17 | 13.87 | 0.67 | 14.54 | 574300.92
2020-04-20 | 18 | 22898 | 2020-04-20 | 18 | 14.95 | 0.64 | 15.59 | 356979.82
2020-04-20 | 19 | 7473 | 2020-04-20 | 19 | 17.02 | 0.64 | 17.66 | 131973.18
2020-04-20 | 20 | 595 | 2020-04-20 | 20 | 17.18 | 0.63 | 17.81 | 10596.95
2020-04-20 | 21 | 0 | 2020-04-20 | 21 | 17.28 | 0.64 | 17.92 | 0
2020-04-20 | 22 | 0 | 2020-04-20 | 22 | 18.02 | 0.76 | 18.78 | 0
2020-04-20 | 23 | 0 | 2020-04-20 | 23 | 17.66 | 0.83 | 18.49 | 0
2020-04-20 | 24 | 0 | 2020-04-20 | 24 | 16.5 | 0.38 | 16.88 | 0
2020-04-21 | 1 | 0 | 2020-04-21 | 1 | 14.83 | 0.27 | 15.1 | 0
2020-04-21 | 2 | 0 | 2020-04-21 | 2 | 15.12 | 0.24 | 15.36 | 0
2020-04-21 | 3 | 0 | 2020-04-21 | 3 | 15.02 | 0.25 | 15.27 | 0
2020-04-21 | 4 | 0 | 2020-04-21 | 4 | 14.91 | 0.24 | 15.15 | 0
2020-04-21 | 5 | 0 | 2020-04-21 | 5 | 15.04 | 0.25 | 15.29 | 0
2020-04-21 | 6 | 5 | 2020-04-21 | 6 | 15.75 | 0.28 | 16.03 | 80.15
2020-04-21 | 7 | 4785 | 2020-04-21 | 7 | 15.84 | 0.33 | 16.17 | 77373.45
2020-04-21 | 8 | 17703 | 2020-04-21 | 8 | 16.58 | 0.74 | 17.32 | 306615.96
2020-04-21 | 9 | 38080 | 2020-04-21 | 9 | 15.32 | 0.67 | 15.99 | 608899.2
2020-04-21 | 10 | 60963 | 2020-04-21 | 10 | 14.66 | 0.66 | 15.32 | 933953.16
2020-04-21 | 11 | 73410 | 2020-04-21 | 11 | 16.3 | 0.69 | 16.99 | 1247235.9
2020-04-21 | 12 | 64515 | 2020-04-21 | 12 | 27.8 | 0.75 | 28.55 | 1841903.25
2020-04-21 | 13 | 18853 | 2020-04-21 | 13 | 22.71 | 0.73 | 23.44 | 441914.32
2020-04-21 | 14 | 6418 | 2020-04-21 | 14 | 27.28 | 0.76 | 28.04 | 179960.72
2020-04-21 | 15 | 10290 | 2020-04-21 | 15 | 27.06 | 0.77 | 27.83 | 286370.7
2020-04-21 | 16 | 4443 | 2020-04-21 | 16 | 25.79 | 0.77 | 26.56 | 118006.08
2020-04-21 | 17 | 3040 | 2020-04-21 | 17 | 26.83 | 0.78 | 27.61 | 83934.4
2020-04-21 | 18 | 1433 | 2020-04-21 | 18 | 26.19 | 0.74 | 26.93 | 38590.69
2020-04-21 | 19 | 550 | 2020-04-21 | 19 | 25.93 | 0.71 | 26.64 | 14652
2020-04-21 | 20 | 115 | 2020-04-21 | 20 | 16.45 | 0.64 | 17.09 | 1965.35
2020-04-21 | 21 | 0 | 2020-04-21 | 21 | 16.43 | 0.63 | 17.06 | 0
2020-04-21 | 22 | 0 | 2020-04-21 | 22 | 16.01 | 0.72 | 16.73 | 0
2020-04-21 | 23 | 0 | 2020-04-21 | 23 | 14.43 | 0.72 | 15.15 | 0
2020-04-21 | 24 | 0 | 2020-04-21 | 24 | 14.28 | 0.27 | 14.55 | 0
2020-04-22 | 1 | 0 | 2020-04-22 | 1 | 14.8 | 0.18 | 14.98 | 0
2020-04-22 | 2 | 0 | 2020-04-22 | 2 | 14.63 | 0.17 | 14.8 | 0
2020-04-22 | 3 | 0 | 2020-04-22 | 3 | 13.9 | 0.17 | 14.07 | 0
2020-04-22 | 4 | 0 | 2020-04-22 | 4 | 13.8 | 0.18 | 13.98 | 0
2020-04-22 | 5 | 0 | 2020-04-22 | 5 | 14.04 | 0.18 | 14.22 | 0
2020-04-22 | 6 | 3 | 2020-04-22 | 6 | 14.97 | 0.19 | 15.16 | 45.48
2020-04-22 | 7 | 4145 | 2020-04-22 | 7 | 14.75 | 0.24 | 14.99 | 62133.55
2020-04-22 | 8 | 13415 | 2020-04-22 | 8 | 15.13 | 0.68 | 15.81 | 212091.15
2020-04-22 | 9 | 38110 | 2020-04-22 | 9 | 14.95 | 0.58 | 15.53 | 591848.3
2020-04-22 | 10 | 52598 | 2020-04-22 | 10 | 15.35 | 0.57 | 15.92 | 837360.16
2020-04-22 | 11 | 42863 | 2020-04-22 | 11 | 17.92 | 0.62 | 18.54 | 794680.02
2020-04-22 | 12 | 44570 | 2020-04-22 | 12 | 17.6 | 0.59 | 18.19 | 810728.3
2020-04-22 | 13 | 51998 | 2020-04-22 | 13 | 17.89 | 0.6 | 18.49 | 961443.02
2020-04-22 | 14 | 40060 | 2020-04-22 | 14 | 16.98 | 0.59 | 17.57 | 703854.2
2020-04-22 | 15 | 38568 | 2020-04-22 | 15 | 15.21 | 0.59 | 15.8 | 609374.4
2020-04-22 | 16 | 37420 | 2020-04-22 | 16 | 14.07 | 0.59 | 14.66 | 548577.2
2020-04-22 | 17 | 42100 | 2020-04-22 | 17 | 14.46 | 0.59 | 15.05 | 633605
2020-04-22 | 18 | 17703 | 2020-04-22 | 18 | 16.67 | 0.56 | 17.23 | 305022.69
2020-04-22 | 19 | 7400 | 2020-04-22 | 19 | 23.15 | 0.73 | 23.88 | 176712
2020-04-22 | 20 | 838 | 2020-04-22 | 20 | 22.94 | 0.57 | 23.51 | 19701.38
2020-04-22 | 21 | 0 | 2020-04-22 | 21 | 25.42 | 0.63 | 26.05 | 0
2020-04-22 | 22 | 0 | 2020-04-22 | 22 | 18.95 | 0.68 | 19.63 | 0
2020-04-22 | 23 | 0 | 2020-04-22 | 23 | 17.86 | 0.73 | 18.59 | 0
2020-04-22 | 24 | 0 | 2020-04-22 | 24 | 15.24 | 0.28 | 15.52 | 0
2020-04-23 | 1 | 0 | 2020-04-23 | 1 | 15.48 | 0.21 | 15.69 | 0
2020-04-23 | 2 | 0 | 2020-04-23 | 2 | 15.54 | 0.19 | 15.73 | 0
2020-04-23 | 3 | 0 | 2020-04-23 | 3 | 16.24 | 0.19 | 16.43 | 0
2020-04-23 | 4 | 0 | 2020-04-23 | 4 | 16.18 | 0.18 | 16.36 | 0
2020-04-23 | 5 | 0 | 2020-04-23 | 5 | 17.52 | 0.33 | 17.85 | 0
2020-04-23 | 6 | 3 | 2020-04-23 | 6 | 22.71 | 0.6 | 23.31 | 69.93
2020-04-23 | 7 | 3218 | 2020-04-23 | 7 | 30.3 | 0.92 | 31.22 | 100465.96
2020-04-23 | 8 | 18450 | 2020-04-23 | 8 | 22.37 | 1.14 | 23.51 | 433759.5
2020-04-23 | 9 | 42160 | 2020-04-23 | 9 | 21.01 | 0.92 | 21.93 | 924568.8
2020-04-23 | 10 | 62300 | 2020-04-23 | 10 | 16.49 | 0.65 | 17.14 | 1067822
2020-04-23 | 11 | 74868 | 2020-04-23 | 11 | 25.88 | 1.24 | 27.12 | 2030420.16
2020-04-23 | 12 | 77310 | 2020-04-23 | 12 | 18.65 | 0.74 | 19.39 | 1499040.9
2020-04-23 | 13 | 77473 | 2020-04-23 | 13 | 17.21 | 0.84 | 18.05 | 1398387.65
2020-04-23 | 14 | 77455 | 2020-04-23 | 14 | 20.91 | 0.89 | 21.8 | 1688519
2020-04-23 | 15 | 76080 | 2020-04-23 | 15 | 17.77 | 0.75 | 18.52 | 1409001.6
2020-04-23 | 16 | 67128 | 2020-04-23 | 16 | 15.77 | 0.67 | 16.44 | 1103584.32
2020-04-23 | 17 | 50228 | 2020-04-23 | 17 | 16.3 | 0.62 | 16.92 | 849857.76
2020-04-23 | 18 | 26668 | 2020-04-23 | 18 | 21.83 | 0.77 | 22.6 | 602696.8
2020-04-23 | 19 | 7300 | 2020-04-23 | 19 | 22.57 | 0.65 | 23.22 | 169506
2020-04-23 | 20 | 575 | 2020-04-23 | 20 | 26.64 | 0.59 | 27.23 | 15657.25
2020-04-23 | 21 | 0 | 2020-04-23 | 21 | 25.66 | 0.8 | 26.46 | 0
2020-04-23 | 22 | 0 | 2020-04-23 | 22 | 22.86 | 0.79 | 23.65 | 0
2020-04-23 | 23 | 0 | 2020-04-23 | 23 | 21.29 | 1.91 | 23.2 | 0
2020-04-23 | 24 | 0 | 2020-04-23 | 24 | 17.18 | 0.43 | 17.61 | 0
2020-04-24 | 1 | 0 | 2020-04-24 | 1 | 16.75 | 0.36 | 17.11 | 0
2020-04-24 | 2 | 0 | 2020-04-24 | 2 | 16.89 | 0.34 | 17.23 | 0
2020-04-24 | 3 | 0 | 2020-04-24 | 3 | 17.38 | 0.34 | 17.72 | 0
2020-04-24 | 4 | 0 | 2020-04-24 | 4 | 17.01 | 0.34 | 17.35 | 0
2020-04-24 | 5 | 0 | 2020-04-24 | 5 | 17.35 | 0.35 | 17.7 | 0
2020-04-24 | 6 | 3 | 2020-04-24 | 6 | 16.19 | 0.38 | 16.57 | 49.71
2020-04-24 | 7 | 1640 | 2020-04-24 | 7 | 16.91 | 0.41 | 17.32 | 28404.8
2020-04-24 | 8 | 6575 | 2020-04-24 | 8 | 19.66 | 0.85 | 20.51 | 134853.25
2020-04-24 | 9 | 18903 | 2020-04-24 | 9 | 27.63 | 0.89 | 28.52 | 539113.56
2020-04-24 | 10 | 30545 | 2020-04-24 | 10 | 24.06 | 0.82 | 24.88 | 759959.6
2020-04-24 | 11 | 22183 | 2020-04-24 | 11 | 23.55 | 0.78 | 24.33 | 539712.39
2020-04-24 | 12 | 43280 | 2020-04-24 | 12 | 25.95 | 0.79 | 26.74 | 1157307.2
2020-04-24 | 13 | 66510 | 2020-04-24 | 13 | 28.76 | 0.81 | 29.57 | 1966700.7
2020-04-24 | 14 | 55530 | 2020-04-24 | 14 | 28.15 | 0.91 | 29.06 | 1613701.8
2020-04-24 | 15 | 36003 | 2020-04-24 | 15 | 18.67 | 0.74 | 19.41 | 698818.23
2020-04-24 | 16 | 24283 | 2020-04-24 | 16 | 16.97 | 0.73 | 17.7 | 429809.1
2020-04-24 | 17 | 24718 | 2020-04-24 | 17 | 16.75 | 0.71 | 17.46 | 431576.28
2020-04-24 | 18 | 14960 | 2020-04-24 | 18 | 18.71 | 0.72 | 19.43 | 290672.8
2020-04-24 | 19 | 7053 | 2020-04-24 | 19 | 17.93 | 0.72 | 18.65 | 131538.45
2020-04-24 | 20 | 600 | 2020-04-24 | 20 | 27.82 | 0.85 | 28.67 | 17202
2020-04-24 | 21 | 0 | 2020-04-24 | 21 | 31.39 | 0.9 | 32.29 | 0
2020-04-24 | 22 | 0 | 2020-04-24 | 22 | 23.98 | 0.91 | 24.89 | 0
2020-04-24 | 23 | 0 | 2020-04-24 | 23 | 24.38 | 1.12 | 25.5 | 0
2020-04-24 | 24 | 0 | 2020-04-24 | 24 | 17.22 | 0.47 | 17.69 | 0
2020-04-25 | 1 | 0 | 2020-04-25 | 1 | 17.28 | 0.28 | 17.56 | 0
2020-04-25 | 2 | 0 | 2020-04-25 | 2 | 18.78 | 0.29 | 19.07 | 0
2020-04-25 | 3 | 0 | 2020-04-25 | 3 | 17.44 | 0.27 | 17.71 | 0
2020-04-25 | 4 | 0 | 2020-04-25 | 4 | 17.26 | 0.27 | 17.53 | 0
2020-04-25 | 5 | 0 | 2020-04-25 | 5 | 17.58 | 0.27 | 17.85 | 0
2020-04-25 | 6 | 5 | 2020-04-25 | 6 | 19.1 | 0.34 | 19.44 | 97.2
2020-04-25 | 7 | 830 | 2020-04-25 | 7 | 18.76 | 0.42 | 19.18 | 15919.4
2020-04-25 | 8 | 5593 | 2020-04-25 | 8 | 17.78 | 0.44 | 18.22 | 101904.46
2020-04-25 | 9 | 18058 | 2020-04-25 | 9 | 20.49 | 0.56 | 21.05 | 380120.9
2020-04-25 | 10 | 21210 | 2020-04-25 | 10 | 19.53 | 0.53 | 20.06 | 425472.6
2020-04-25 | 11 | 28015 | 2020-04-25 | 11 | 15.12 | 0.27 | 15.39 | 431150.85
2020-04-25 | 12 | 52678 | 2020-04-25 | 12 | 14.88 | 0.27 | 15.15 | 798071.7
2020-04-25 | 13 | 73588 | 2020-04-25 | 13 | 13.93 | 0.27 | 14.2 | 1044949.6
2020-04-25 | 14 | 75900 | 2020-04-25 | 14 | 9.92 | 0.28 | 10.2 | 774180
2020-04-25 | 15 | 72615 | 2020-04-25 | 15 | 1.96 | 0.38 | 2.34 | 169919.1
2020-04-25 | 16 | 63355 | 2020-04-25 | 16 | 8.02 | 0.43 | 8.45 | 535349.75
2020-04-25 | 17 | 48058 | 2020-04-25 | 17 | 13.82 | 0.29 | 14.11 | 678098.38
2020-04-25 | 18 | 26015 | 2020-04-25 | 18 | 15.93 | 0.28 | 16.21 | 421703.15
2020-04-25 | 19 | 6775 | 2020-04-25 | 19 | 23.99 | 0.47 | 24.46 | 165716.5
2020-04-25 | 20 | 828 | 2020-04-25 | 20 | 30.95 | 0.49 | 31.44 | 26032.32
2020-04-25 | 21 | 0 | 2020-04-25 | 21 | 30.96 | 0.58 | 31.54 | 0
2020-04-25 | 22 | 0 | 2020-04-25 | 22 | 21.71 | 0.87 | 22.58 | 0
2020-04-25 | 23 | 0 | 2020-04-25 | 23 | 16.19 | 0.7 | 16.89 | 0
2020-04-25 | 24 | 0 | 2020-04-25 | 24 | 16.34 | 0.56 | 16.9 | 0
2020-04-26 | 1 | 0 | 2020-04-26 | 1 | 16.07 | 0.37 | 16.44 | 0
2020-04-26 | 2 | 0 | 2020-04-26 | 2 | 16.35 | 0.37 | 16.72 | 0
2020-04-26 | 3 | 0 | 2020-04-26 | 3 | 17.6 | 0.36 | 17.96 | 0
2020-04-26 | 4 | 0 | 2020-04-26 | 4 | 16.34 | 0.36 | 16.7 | 0
2020-04-26 | 5 | 0 | 2020-04-26 | 5 | 15.85 | 0.39 | 16.24 | 0
2020-04-26 | 6 | 3 | 2020-04-26 | 6 | 15.69 | 0.35 | 16.04 | 48.12
2020-04-26 | 7 | 3073 | 2020-04-26 | 7 | 15.66 | 0.49 | 16.15 | 49628.95
2020-04-26 | 8 | 11270 | 2020-04-26 | 8 | 15.44 | 0.52 | 15.96 | 179869.2
2020-04-26 | 9 | 19565 | 2020-04-26 | 9 | 14.63 | 0.36 | 14.99 | 293279.35
2020-04-26 | 10 | 33595 | 2020-04-26 | 10 | 14.9 | 0.33 | 15.23 | 511651.85
2020-04-26 | 11 | 48223 | 2020-04-26 | 11 | 18.45 | 0.44 | 18.89 | 910932.47
2020-04-26 | 12 | 30445 | 2020-04-26 | 12 | 20.72 | 0.59 | 21.31 | 648782.95
2020-04-26 | 13 | 31520 | 2020-04-26 | 13 | 19.32 | 0.44 | 19.76 | 622835.2
2020-04-26 | 14 | 18615 | 2020-04-26 | 14 | 19.51 | 0.45 | 19.96 | 371555.4
2020-04-26 | 15 | 12635 | 2020-04-26 | 15 | 25.99 | 0.62 | 26.61 | 336217.35
2020-04-26 | 16 | 9493 | 2020-04-26 | 16 | 27.78 | 0.57 | 28.35 | 269126.55
2020-04-26 | 17 | 9163 | 2020-04-26 | 17 | 27.54 | 0.41 | 27.95 | 256105.85
2020-04-26 | 18 | 5015 | 2020-04-26 | 18 | 27.4 | 0.42 | 27.82 | 139517.3
2020-04-26 | 19 | 1425 | 2020-04-26 | 19 | 30.3 | 0.49 | 30.79 | 43875.75
2020-04-26 | 20 | 13 | 2020-04-26 | 20 | 26.55 | 0.44 | 26.99 | 350.87
2020-04-26 | 21 | 0 | 2020-04-26 | 21 | 22.54 | 0.41 | 22.95 | 0
2020-04-26 | 22 | 0 | 2020-04-26 | 22 | 19.04 | 0.44 | 19.48 | 0
2020-04-26 | 23 | 0 | 2020-04-26 | 23 | 16.71 | 0.43 | 17.14 | 0
2020-04-26 | 24 | 0 | 2020-04-26 | 24 | 15.81 | 0.39 | 16.2 | 0
2020-04-27 | 1 | 0 | 2020-04-27 | 1 | 14.88 | 0.87 | 15.75 | 0
2020-04-27 | 2 | 0 | 2020-04-27 | 2 | 14.26 | 0.87 | 15.13 | 0
2020-04-27 | 3 | 0 | 2020-04-27 | 3 | 11.7 | 0.88 | 12.58 | 0
2020-04-27 | 4 | 0 | 2020-04-27 | 4 | 11.73 | 0.94 | 12.67 | 0
2020-04-27 | 5 | 0 | 2020-04-27 | 5 | 14.15 | 0.87 | 15.02 | 0
2020-04-27 | 6 | 3 | 2020-04-27 | 6 | 14.76 | 0.88 | 15.64 | 46.92
2020-04-27 | 7 | 1088 | 2020-04-27 | 7 | 14.83 | 0.92 | 15.75 | 17136
2020-04-27 | 8 | 3738 | 2020-04-27 | 8 | 15.94 | 1.33 | 17.27 | 64555.26
2020-04-27 | 9 | 8330 | 2020-04-27 | 9 | 19.53 | 1.27 | 20.8 | 173264
2020-04-27 | 10 | 12743 | 2020-04-27 | 10 | 17.97 | 1.26 | 19.23 | 245047.89
2020-04-27 | 11 | 12353 | 2020-04-27 | 11 | 20.05 | 1.29 | 21.34 | 263613.02
2020-04-27 | 12 | 15950 | 2020-04-27 | 12 | 18.93 | 1.25 | 20.18 | 321871
2020-04-27 | 13 | 14600 | 2020-04-27 | 13 | 19.83 | 1.24 | 21.07 | 307622
2020-04-27 | 14 | 13148 | 2020-04-27 | 14 | 19.36 | 1.24 | 20.6 | 270848.8
2020-04-27 | 15 | 10015 | 2020-04-27 | 15 | 19.2 | 1.32 | 20.52 | 205507.8
2020-04-27 | 16 | 8325 | 2020-04-27 | 16 | 17.74 | 1.28 | 19.02 | 158341.5
2020-04-27 | 17 | 7820 | 2020-04-27 | 17 | 20.12 | 1.36 | 21.48 | 167973.6
2020-04-27 | 18 | 5438 | 2020-04-27 | 18 | 19.76 | 1.23 | 20.99 | 114143.62
2020-04-27 | 19 | 2205 | 2020-04-27 | 19 | 23.43 | 1.31 | 24.74 | 54551.7
2020-04-27 | 20 | 8 | 2020-04-27 | 20 | 19.32 | 1.25 | 20.57 | 164.56
2020-04-27 | 21 | 0 | 2020-04-27 | 21 | 18.31 | 1.25 | 19.56 | 0
2020-04-27 | 22 | 0 | 2020-04-27 | 22 | 18.64 | 1.34 | 19.98 | 0
2020-04-27 | 23 | 0 | 2020-04-27 | 23 | 18.06 | 1.43 | 19.49 | 0
2020-04-27 | 24 | 0 | 2020-04-27 | 24 | 15.23 | 0.9 | 16.13 | 0
2020-04-28 | 1 | 0 | 2020-04-28 | 1 | 15.82 | 0.2 | 16.02 | 0
2020-04-28 | 2 | 0 | 2020-04-28 | 2 | 15.84 | 0.22 | 16.06 | 0
2020-04-28 | 3 | 0 | 2020-04-28 | 3 | 15.8 | 0.21 | 16.01 | 0
2020-04-28 | 4 | 0 | 2020-04-28 | 4 | 15.53 | 0.21 | 15.74 | 0
2020-04-28 | 5 | 0 | 2020-04-28 | 5 | 14.76 | 0.21 | 14.97 | 0
2020-04-28 | 6 | 8 | 2020-04-28 | 6 | 17.66 | 0.26 | 17.92 | 143.36
2020-04-28 | 7 | 2445 | 2020-04-28 | 7 | 26.13 | 0.66 | 26.79 | 65501.55
2020-04-28 | 8 | 10195 | 2020-04-28 | 8 | 26.49 | 1.19 | 27.68 | 282197.6
2020-04-28 | 9 | 18263 | 2020-04-28 | 9 | 16.88 | 0.65 | 17.53 | 320150.39
2020-04-28 | 10 | 22330 | 2020-04-28 | 10 | 15.82 | 0.62 | 16.44 | 367105.2
2020-04-28 | 11 | 24668 | 2020-04-28 | 11 | 15.53 | 0.64 | 16.17 | 398881.56
2020-04-28 | 12 | 28865 | 2020-04-28 | 12 | 14.46 | 0.63 | 15.09 | 435572.85
2020-04-28 | 13 | 50063 | 2020-04-28 | 13 | 14.64 | 0.64 | 15.28 | 764962.64
2020-04-28 | 14 | 44535 | 2020-04-28 | 14 | 14.49 | 0.65 | 15.14 | 674259.9
2020-04-28 | 15 | 24195 | 2020-04-28 | 15 | 14.38 | 0.67 | 15.05 | 364134.75
2020-04-28 | 16 | 25238 | 2020-04-28 | 16 | 14.72 | 0.67 | 15.39 | 388412.82
2020-04-28 | 17 | 20868 | 2020-04-28 | 17 | 14.84 | 0.64 | 15.48 | 323036.64
2020-04-28 | 18 | 15160 | 2020-04-28 | 18 | 15.06 | 0.62 | 15.68 | 237708.8
2020-04-28 | 19 | 5433 | 2020-04-28 | 19 | 16.86 | 0.64 | 17.5 | 95077.5
2020-04-28 | 20 | 525 | 2020-04-28 | 20 | 22.9 | 0.84 | 23.74 | 12463.5
2020-04-28 | 21 | 0 | 2020-04-28 | 21 | 23.01 | 0.69 | 23.7 | 0
2020-04-28 | 22 | 0 | 2020-04-28 | 22 | 17.34 | 0.71 | 18.05 | 0
2020-04-28 | 23 | 0 | 2020-04-28 | 23 | 15.66 | 0.73 | 16.39 | 0
2020-04-28 | 24 | 0 | 2020-04-28 | 24 | 15.55 | 0.25 | 15.8 | 0
2020-04-29 | 1 | 0 | 2020-04-29 | 1 | 15.3 | 0.36 | 15.66 | 0
2020-04-29 | 2 | 0 | 2020-04-29 | 2 | 14.93 | 0.35 | 15.28 | 0
2020-04-29 | 3 | 0 | 2020-04-29 | 3 | 15.39 | 0.36 | 15.75 | 0
2020-04-29 | 4 | 0 | 2020-04-29 | 4 | 14.69 | 0.36 | 15.05 | 0
2020-04-29 | 5 | 0 | 2020-04-29 | 5 | 15.38 | 0.35 | 15.73 | 0
2020-04-29 | 6 | 260 | 2020-04-29 | 6 | 15.67 | 0.36 | 16.03 | 4167.8
2020-04-29 | 7 | 4278 | 2020-04-29 | 7 | 18.62 | 0.45 | 19.07 | 81581.46
2020-04-29 | 8 | 18533 | 2020-04-29 | 8 | 18.11 | 0.99 | 19.1 | 353980.3
2020-04-29 | 9 | 39133 | 2020-04-29 | 9 | 15.8 | 0.81 | 16.61 | 649999.13
2020-04-29 | 10 | 60143 | 2020-04-29 | 10 | 14.79 | 0.8 | 15.59 | 937629.37
2020-04-29 | 11 | 66735 | 2020-04-29 | 11 | 15.13 | 0.82 | 15.95 | 1064423.25
2020-04-29 | 12 | 74648 | 2020-04-29 | 12 | 15.11 | 0.81 | 15.92 | 1188396.16
2020-04-29 | 13 | 73975 | 2020-04-29 | 13 | 15.28 | 0.81 | 16.09 | 1190257.75
2020-04-29 | 14 | 76293 | 2020-04-29 | 14 | 15.28 | 0.81 | 16.09 | 1227554.37
2020-04-29 | 15 | 74970 | 2020-04-29 | 15 | 15.2 | 0.81 | 16.01 | 1200269.7
2020-04-29 | 16 | 65755 | 2020-04-29 | 16 | 15.58 | 0.8 | 16.38 | 1077066.9
2020-04-29 | 17 | 40263 | 2020-04-29 | 17 | 20.17 | 0.88 | 21.05 | 847536.15
2020-04-29 | 18 | 14198 | 2020-04-29 | 18 | 25.8 | 0.86 | 26.66 | 378518.68
2020-04-29 | 19 | 2978 | 2020-04-29 | 19 | 26.22 | 0.84 | 27.06 | 80584.68
2020-04-29 | 20 | 255 | 2020-04-29 | 20 | 24.07 | 0.84 | 24.91 | 6352.05
2020-04-29 | 21 | 0 | 2020-04-29 | 21 | 19.23 | 0.81 | 20.04 | 0
2020-04-29 | 22 | 0 | 2020-04-29 | 22 | 15.65 | 0.85 | 16.5 | 0
2020-04-29 | 23 | 0 | 2020-04-29 | 23 | 14.88 | 0.87 | 15.75 | 0
2020-04-29 | 24 | 0 | 2020-04-29 | 24 | 14.55 | 0.39 | 14.94 | 0
2020-04-30 | 1 | 0 | 2020-04-30 | 1 | 14.24 | 1.27 | 15.51 | 0
2020-04-30 | 2 | 0 | 2020-04-30 | 2 | 13.24 | 1.27 | 14.51 | 0
2020-04-30 | 3 | 0 | 2020-04-30 | 3 | 4.36 | 1.34 | 5.7 | 0
2020-04-30 | 4 | 0 | 2020-04-30 | 4 | 7.69 | 1.33 | 9.02 | 0
2020-04-30 | 5 | 0 | 2020-04-30 | 5 | 13.6 | 1.28 | 14.88 | 0
2020-04-30 | 6 | 5 | 2020-04-30 | 6 | 13.82 | 1.28 | 15.1 | 75.5
2020-04-30 | 7 | 1075 | 2020-04-30 | 7 | 12.86 | 1.33 | 14.19 | 15254.25
2020-04-30 | 8 | 5060 | 2020-04-30 | 8 | 14 | 1.74 | 15.74 | 79644.4
2020-04-30 | 9 | 5205 | 2020-04-30 | 9 | 16.08 | 1.68 | 17.76 | 92440.8
2020-04-30 | 10 | 9713 | 2020-04-30 | 10 | 25.55 | 1.76 | 27.31 | 265262.03
2020-04-30 | 11 | 11128 | 2020-04-30 | 11 | 26.15 | 1.71 | 27.86 | 310026.08
2020-04-30 | 12 | 10065 | 2020-04-30 | 12 | 24.37 | 1.71 | 26.08 | 262495.2
2020-04-30 | 13 | 8788 | 2020-04-30 | 13 | 26.25 | 2.1 | 28.35 | 249139.8
2020-04-30 | 14 | 6148 | 2020-04-30 | 14 | 25.68 | 1.84 | 27.52 | 169192.96
2020-04-30 | 15 | 5053 | 2020-04-30 | 15 | 19.17 | 1.83 | 21 | 106113
2020-04-30 | 16 | 6083 | 2020-04-30 | 16 | 13.99 | 1.62 | 15.61 | 94955.63
2020-04-30 | 17 | 8353 | 2020-04-30 | 17 | 14.14 | 1.62 | 15.76 | 131643.28
2020-04-30 | 18 | 4103 | 2020-04-30 | 18 | 19.58 | 1.72 | 21.3 | 87393.9
2020-04-30 | 19 | 1613 | 2020-04-30 | 19 | 20.44 | 1.74 | 22.18 | 35776.34
2020-04-30 | 20 | 3 | 2020-04-30 | 20 | 16.53 | 1.69 | 18.22 | 54.66
2020-04-30 | 21 | 0 | 2020-04-30 | 21 | 17.47 | 1.71 | 19.18 | 0
2020-04-30 | 22 | 0 | 2020-04-30 | 22 | 13.9 | 1.7 | 15.6 | 0
2020-04-30 | 23 | 0 | 2020-04-30 | 23 | 13.18 | 1.74 | 14.92 | 0
2020-04-30 | 24 | 0 | 2020-04-30 | 24 | 14.45 | 1.3 | 15.75 | 0
2020-05-01 | 1 | 0 | 2020-05-01 | 1 | 12.79 | 0.35 | 13.14 | 0
2020-05-01 | 2 | 0 | 2020-05-01 | 2 | 14.3 | 0.44 | 14.74 | 0
2020-05-01 | 3 | 0 | 2020-05-01 | 3 | 15.22 | 0.39 | 15.61 | 0
2020-05-01 | 4 | 0 | 2020-05-01 | 4 | 14.46 | 0.35 | 14.81 | 0
2020-05-01 | 5 | 3 | 2020-05-01 | 5 | 13.7 | 0.35 | 14.05 | 42.15
2020-05-01 | 6 | 3 | 2020-05-01 | 6 | 7.51 | 0.41 | 7.92 | 23.76
2020-05-01 | 7 | 255 | 2020-05-01 | 7 | 12.15 | 0.48 | 12.63 | 3220.65
2020-05-01 | 8 | 1448 | 2020-05-01 | 8 | 14.34 | 0.85 | 15.19 | 21995.12
2020-05-01 | 9 | 2830 | 2020-05-01 | 9 | 16.29 | 0.79 | 17.08 | 48336.4
2020-05-01 | 10 | 3900 | 2020-05-01 | 10 | 15.95 | 0.77 | 16.72 | 65208
2020-05-01 | 11 | 8203 | 2020-05-01 | 11 | 20.16 | 0.79 | 20.95 | 171852.85
2020-05-01 | 12 | 12630 | 2020-05-01 | 12 | 20.06 | 0.77 | 20.83 | 263082.9
2020-05-01 | 13 | 22588 | 2020-05-01 | 13 | 16.6 | 0.8 | 17.4 | 393031.2
2020-05-01 | 14 | 24170 | 2020-05-01 | 14 | 15.6 | 0.84 | 16.44 | 397354.8
2020-05-01 | 15 | 29698 | 2020-05-01 | 15 | 15.74 | 0.88 | 16.62 | 493580.76
2020-05-01 | 16 | 28178 | 2020-05-01 | 16 | 14.07 | 0.85 | 14.92 | 420415.76
2020-05-01 | 17 | 26698 | 2020-05-01 | 17 | 13.34 | 0.83 | 14.17 | 378310.66
2020-05-01 | 18 | 23165 | 2020-05-01 | 18 | 13.83 | 0.81 | 14.64 | 339135.6
2020-05-01 | 19 | 7758 | 2020-05-01 | 19 | 14.5 | 0.8 | 15.3 | 118697.4
2020-05-01 | 20 | 543 | 2020-05-01 | 20 | 15.34 | 0.83 | 16.17 | 8780.31
2020-05-01 | 21 | 0 | 2020-05-01 | 21 | 16.33 | 0.85 | 17.18 | 0
2020-05-01 | 22 | 0 | 2020-05-01 | 22 | 15.02 | 0.94 | 15.96 | 0
2020-05-01 | 23 | 0 | 2020-05-01 | 23 | 14.22 | 0.93 | 15.15 | 0
2020-05-01 | 24 | 0 | 2020-05-01 | 24 | 13.35 | 0.39 | 13.74 | 0
2020-05-02 | 1 | 0 | 2020-05-02 | 1 | 13.11 | 0.79 | 13.9 | 0
2020-05-02 | 2 | 0 | 2020-05-02 | 2 | 12.89 | 0.75 | 13.64 | 0
2020-05-02 | 3 | 0 | 2020-05-02 | 3 | 14.01 | 0.77 | 14.78 | 0
2020-05-02 | 4 | 0 | 2020-05-02 | 4 | 12.4 | 0.74 | 13.14 | 0
2020-05-02 | 5 | 3 | 2020-05-02 | 5 | 12.51 | 0.74 | 13.25 | 39.75
2020-05-02 | 6 | 260 | 2020-05-02 | 6 | 15.95 | 0.76 | 16.71 | 4344.6
2020-05-02 | 7 | 3995 | 2020-05-02 | 7 | 12.98 | 0.8 | 13.78 | 55051.1
2020-05-02 | 8 | 19708 | 2020-05-02 | 8 | 12.76 | 0.86 | 13.62 | 268422.96
2020-05-02 | 9 | 41673 | 2020-05-02 | 9 | 9.65 | 0.81 | 10.46 | 435899.58
2020-05-02 | 10 | 60298 | 2020-05-02 | 10 | -0.47 | 0.87 | 0.4 | 24119.2
2020-05-02 | 11 | 73103 | 2020-05-02 | 11 | 3.14 | 0.89 | 4.03 | 294605.09
2020-05-02 | 12 | 76198 | 2020-05-02 | 12 | 11.55 | 0.78 | 12.33 | 939521.34
2020-05-02 | 13 | 76778 | 2020-05-02 | 13 | 11.34 | 0.77 | 12.11 | 929781.58
2020-05-02 | 14 | 76553 | 2020-05-02 | 14 | 11.17 | 0.77 | 11.94 | 914042.82
2020-05-02 | 15 | 74588 | 2020-05-02 | 15 | 10.96 | 0.78 | 11.74 | 875663.12
2020-05-02 | 16 | 63418 | 2020-05-02 | 16 | 10.93 | 0.78 | 11.71 | 742624.78
2020-05-02 | 17 | 35058 | 2020-05-02 | 17 | 14.16 | 0.76 | 14.92 | 523065.36
2020-05-02 | 18 | 18680 | 2020-05-02 | 18 | 21.68 | 0.86 | 22.54 | 421047.2
2020-05-02 | 19 | 8050 | 2020-05-02 | 19 | 26.74 | 0.88 | 27.62 | 222341
2020-05-02 | 20 | 850 | 2020-05-02 | 20 | 28.36 | 0.89 | 29.25 | 24862.5
2020-05-02 | 21 | 0 | 2020-05-02 | 21 | 33.95 | 1.1 | 35.05 | 0
2020-05-02 | 22 | 0 | 2020-05-02 | 22 | 25.88 | 1.3 | 27.18 | 0
2020-05-02 | 23 | 0 | 2020-05-02 | 23 | 24.47 | 1.73 | 26.2 | 0
2020-05-02 | 24 | 0 | 2020-05-02 | 24 | 13.83 | 0.93 | 14.76 | 0
2020-05-03 | 1 | 0 | 2020-05-03 | 1 | 10.03 | 0.42 | 10.45 | 0
2020-05-03 | 2 | 0 | 2020-05-03 | 2 | 12.07 | 0.41 | 12.48 | 0
2020-05-03 | 3 | 0 | 2020-05-03 | 3 | 12.85 | 0.41 | 13.26 | 0
2020-05-03 | 4 | 0 | 2020-05-03 | 4 | 11.65 | 0.4 | 12.05 | 0
2020-05-03 | 5 | 3 | 2020-05-03 | 5 | 12.01 | 0.43 | 12.44 | 37.32
2020-05-03 | 6 | 3 | 2020-05-03 | 6 | 12.16 | 0.45 | 12.61 | 37.83
2020-05-03 | 7 | 3295 | 2020-05-03 | 7 | 10.65 | 0.48 | 11.13 | 36673.35
2020-05-03 | 8 | 5495 | 2020-05-03 | 8 | 10.65 | 1.23 | 11.88 | 65280.6
2020-05-03 | 9 | 25165 | 2020-05-03 | 9 | 11.92 | 0.53 | 12.45 | 313304.25
2020-05-03 | 10 | 22720 | 2020-05-03 | 10 | 11.44 | 0.45 | 11.89 | 270140.8
2020-05-03 | 11 | 59703 | 2020-05-03 | 11 | 10.97 | 0.47 | 11.44 | 683002.32
2020-05-03 | 12 | 64898 | 2020-05-03 | 12 | 11.04 | 0.45 | 11.49 | 745678.02
2020-05-03 | 13 | 71328 | 2020-05-03 | 13 | 10.27 | 0.46 | 10.73 | 765349.44
2020-05-03 | 14 | 48043 | 2020-05-03 | 14 | 7.37 | 0.52 | 7.89 | 379059.27
2020-05-03 | 15 | 65958 | 2020-05-03 | 15 | 9 | 0.48 | 9.48 | 625281.84
2020-05-03 | 16 | 44703 | 2020-05-03 | 16 | 9 | 0.47 | 9.47 | 423337.41
2020-05-03 | 17 | 40318 | 2020-05-03 | 17 | 10 | 0.45 | 10.45 | 421323.1
2020-05-03 | 18 | 26323 | 2020-05-03 | 18 | 11.27 | 0.46 | 11.73 | 308768.79
2020-05-03 | 19 | 6555 | 2020-05-03 | 19 | 23.5 | 0.59 | 24.09 | 157909.95
2020-05-03 | 20 | 838 | 2020-05-03 | 20 | 26.78 | 0.54 | 27.32 | 22894.16
2020-05-03 | 21 | 0 | 2020-05-03 | 21 | 29.5 | 0.91 | 30.41 | 0
2020-05-03 | 22 | 0 | 2020-05-03 | 22 | 24.4 | 0.58 | 24.98 | 0
2020-05-03 | 23 | 0 | 2020-05-03 | 23 | 21.77 | 0.92 | 22.69 | 0
2020-05-03 | 24 | 0 | 2020-05-03 | 24 | 18.28 | 1.02 | 19.3 | 0
2020-05-04 | 1 | 0 | 2020-05-04 | 1 | 13.14 | 0.7 | 13.84 | 0
2020-05-04 | 2 | 0 | 2020-05-04 | 2 | 12.53 | 0.41 | 12.94 | 0
2020-05-04 | 3 | 0 | 2020-05-04 | 3 | 11.91 | 0.38 | 12.29 | 0
2020-05-04 | 4 | 0 | 2020-05-04 | 4 | 12.17 | 0.35 | 12.52 | 0
2020-05-04 | 5 | 3 | 2020-05-04 | 5 | 12.86 | 0.52 | 13.38 | 40.14
2020-05-04 | 6 | 255 | 2020-05-04 | 6 | 12.25 | 0.7 | 12.95 | 3302.25
2020-05-04 | 7 | 4603 | 2020-05-04 | 7 | 8.94 | 0.79 | 9.73 | 44787.19
2020-05-04 | 8 | 18323 | 2020-05-04 | 8 | 9.94 | 1.52 | 11.46 | 209981.58
2020-05-04 | 9 | 39733 | 2020-05-04 | 9 | 9.98 | 0.99 | 10.97 | 435871.01
2020-05-04 | 10 | 43525 | 2020-05-04 | 10 | 10 | 0.94 | 10.94 | 476163.5
2020-05-04 | 11 | 50520 | 2020-05-04 | 11 | 11.7 | 0.92 | 12.62 | 637562.4
2020-05-04 | 12 | 45340 | 2020-05-04 | 12 | 12.74 | 0.89 | 13.63 | 617984.2
2020-05-04 | 13 | 40978 | 2020-05-04 | 13 | 20.33 | 0.9 | 21.23 | 869962.94
2020-05-04 | 14 | 45475 | 2020-05-04 | 14 | 24.3 | 0.96 | 25.26 | 1148698.5
2020-05-04 | 15 | 31283 | 2020-05-04 | 15 | 17.45 | 0.93 | 18.38 | 574981.54
2020-05-04 | 16 | 21720 | 2020-05-04 | 16 | 17.87 | 1.04 | 18.91 | 410725.2
2020-05-04 | 17 | 25933 | 2020-05-04 | 17 | 13.52 | 0.89 | 14.41 | 373694.53
2020-05-04 | 18 | 17198 | 2020-05-04 | 18 | 14.48 | 0.89 | 15.37 | 264333.26
2020-05-04 | 19 | 6495 | 2020-05-04 | 19 | 19.5 | 1.17 | 20.67 | 134251.65
2020-05-04 | 20 | 868 | 2020-05-04 | 20 | 14.24 | 0.86 | 15.1 | 13106.8
2020-05-04 | 21 | 0 | 2020-05-04 | 21 | 14.24 | 0.85 | 15.09 | 0
2020-05-04 | 22 | 0 | 2020-05-04 | 22 | 14.64 | 1.01 | 15.65 | 0
2020-05-04 | 23 | 0 | 2020-05-04 | 23 | 16.03 | 1.32 | 17.35 | 0
2020-05-04 | 24 | 0 | 2020-05-04 | 24 | 16.45 | 0.79 | 17.24 | 0
2020-05-05 | 1 | 0 | 2020-05-05 | 1 | 13.74 | 0.32 | 14.06 | 0
2020-05-05 | 2 | 0 | 2020-05-05 | 2 | 12.96 | 0.31 | 13.27 | 0
2020-05-05 | 3 | 0 | 2020-05-05 | 3 | 12.61 | 0.32 | 12.93 | 0
2020-05-05 | 4 | 0 | 2020-05-05 | 4 | 12.93 | 0.32 | 13.25 | 0
2020-05-05 | 5 | 0 | 2020-05-05 | 5 | 12.54 | 0.33 | 12.87 | 0
2020-05-05 | 6 | 263 | 2020-05-05 | 6 | 13.09 | 0.34 | 13.43 | 3532.09
2020-05-05 | 7 | 5530 | 2020-05-05 | 7 | 15.92 | 0.57 | 16.49 | 91189.7
2020-05-05 | 8 | 15435 | 2020-05-05 | 8 | 14.91 | 0.98 | 15.89 | 245262.15
2020-05-05 | 9 | 29968 | 2020-05-05 | 9 | 12.89 | 0.87 | 13.76 | 412359.68
2020-05-05 | 10 | 30053 | 2020-05-05 | 10 | 12.59 | 0.86 | 13.45 | 404212.85
2020-05-05 | 11 | 52695 | 2020-05-05 | 11 | 12.58 | 0.85 | 13.43 | 707693.85
2020-05-05 | 12 | 74643 | 2020-05-05 | 12 | 12.58 | 0.85 | 13.43 | 1002455.49
2020-05-05 | 13 | 71380 | 2020-05-05 | 13 | 12.64 | 0.85 | 13.49 | 962916.2
2020-05-05 | 14 | 76993 | 2020-05-05 | 14 | 12.69 | 0.85 | 13.54 | 1042485.22
2020-05-05 | 15 | 62200 | 2020-05-05 | 15 | 13.04 | 0.87 | 13.91 | 865202
2020-05-05 | 16 | 48023 | 2020-05-05 | 16 | 13.62 | 0.85 | 14.47 | 694892.81
2020-05-05 | 17 | 47775 | 2020-05-05 | 17 | 15.77 | 0.92 | 16.69 | 797364.75
2020-05-05 | 18 | 26255 | 2020-05-05 | 18 | 14.74 | 0.82 | 15.56 | 408527.8
2020-05-05 | 19 | 5590 | 2020-05-05 | 19 | 19.29 | 0.97 | 20.26 | 113253.4
2020-05-05 | 20 | 860 | 2020-05-05 | 20 | 16.38 | 0.77 | 17.15 | 14749
2020-05-05 | 21 | 0 | 2020-05-05 | 21 | 22.05 | 0.81 | 22.86 | 0
2020-05-05 | 22 | 0 | 2020-05-05 | 22 | 22.56 | 1.17 | 23.73 | 0
2020-05-05 | 23 | 0 | 2020-05-05 | 23 | 19.03 | 1.2 | 20.23 | 0
2020-05-05 | 24 | 0 | 2020-05-05 | 24 | 16.7 | 0.64 | 17.34 | 0
2020-05-06 | 1 | 0 | 2020-05-06 | 1 | 14.99 | 0.98 | 15.97 | 0
2020-05-06 | 2 | 0 | 2020-05-06 | 2 | 16.62 | 1.01 | 17.63 | 0
2020-05-06 | 3 | 0 | 2020-05-06 | 3 | 15.32 | 0.89 | 16.21 | 0
2020-05-06 | 4 | 0 | 2020-05-06 | 4 | 14.72 | 0.89 | 15.61 | 0
2020-05-06 | 5 | 0 | 2020-05-06 | 5 | 15.81 | 0.89 | 16.7 | 0
2020-05-06 | 6 | 278 | 2020-05-06 | 6 | 16.89 | 1.06 | 17.95 | 4990.1
2020-05-06 | 7 | 5065 | 2020-05-06 | 7 | 15.61 | 0.99 | 16.6 | 84079
2020-05-06 | 8 | 20783 | 2020-05-06 | 8 | 14.37 | 1.43 | 15.8 | 328371.4
2020-05-06 | 9 | 41913 | 2020-05-06 | 9 | 14.64 | 1.38 | 16.02 | 671446.26
2020-05-06 | 10 | 56933 | 2020-05-06 | 10 | 14.49 | 1.37 | 15.86 | 902957.38
2020-05-06 | 11 | 62893 | 2020-05-06 | 11 | 15.41 | 1.38 | 16.79 | 1055973.47
2020-05-06 | 12 | 67525 | 2020-05-06 | 12 | 19.02 | 1.55 | 20.57 | 1388989.25
2020-05-06 | 13 | 63038 | 2020-05-06 | 13 | 18.78 | 1.54 | 20.32 | 1280932.16
2020-05-06 | 14 | 51653 | 2020-05-06 | 14 | 21.09 | 1.63 | 22.72 | 1173556.16
2020-05-06 | 15 | 58980 | 2020-05-06 | 15 | 19.82 | 1.58 | 21.4 | 1262172
2020-05-06 | 16 | 58095 | 2020-05-06 | 16 | 21.16 | 1.6 | 22.76 | 1322242.2
2020-05-06 | 17 | 33770 | 2020-05-06 | 17 | 21.09 | 1.52 | 22.61 | 763539.7
2020-05-06 | 18 | 17723 | 2020-05-06 | 18 | 21.61 | 1.39 | 23 | 407629
2020-05-06 | 19 | 7138 | 2020-05-06 | 19 | 19.46 | 1.46 | 20.92 | 149326.96
2020-05-06 | 20 | 565 | 2020-05-06 | 20 | 17.3 | 1.36 | 18.66 | 10542.9
2020-05-06 | 21 | 0 | 2020-05-06 | 21 | 17.8 | 1.37 | 19.17 | 0
2020-05-06 | 22 | 0 | 2020-05-06 | 22 | 17.78 | 1.45 | 19.23 | 0
2020-05-06 | 23 | 0 | 2020-05-06 | 23 | 15.79 | 1.51 | 17.3 | 0
2020-05-06 | 24 | 0 | 2020-05-06 | 24 | 18.73 | 1.13 | 19.86 | 0
2020-05-07 | 1 | 0 | 2020-05-07 | 1 | 15.07 | 0.24 | 15.31 | 0
2020-05-07 | 2 | 0 | 2020-05-07 | 2 | 15.43 | 0.22 | 15.65 | 0
2020-05-07 | 3 | 0 | 2020-05-07 | 3 | 15.08 | 0.22 | 15.3 | 0
2020-05-07 | 4 | 0 | 2020-05-07 | 4 | 15.02 | 0.22 | 15.24 | 0
2020-05-07 | 5 | 3 | 2020-05-07 | 5 | 15.76 | 0.22 | 15.98 | 47.94
2020-05-07 | 6 | 273 | 2020-05-07 | 6 | 18.09 | 0.26 | 18.35 | 5009.55
2020-05-07 | 7 | 4570 | 2020-05-07 | 7 | 15.98 | 0.3 | 16.28 | 74399.6
2020-05-07 | 8 | 20365 | 2020-05-07 | 8 | 15.34 | 0.93 | 16.27 | 331338.55
2020-05-07 | 9 | 42095 | 2020-05-07 | 9 | 14.58 | 0.75 | 15.33 | 645316.35
2020-05-07 | 10 | 56095 | 2020-05-07 | 10 | 4.57 | 0.76 | 5.33 | 298986.35
2020-05-07 | 11 | 69430 | 2020-05-07 | 11 | 11.42 | 0.72 | 12.14 | 842880.2
2020-05-07 | 12 | 68248 | 2020-05-07 | 12 | 14.35 | 0.71 | 15.06 | 1027814.88
2020-05-07 | 13 | 63255 | 2020-05-07 | 13 | 15.33 | 0.72 | 16.05 | 1015242.75
2020-05-07 | 14 | 59650 | 2020-05-07 | 14 | 14.27 | 0.71 | 14.98 | 893557
2020-05-07 | 15 | 69583 | 2020-05-07 | 15 | 13.76 | 0.72 | 14.48 | 1007561.84
2020-05-07 | 16 | 41170 | 2020-05-07 | 16 | 13.69 | 0.73 | 14.42 | 593671.4
2020-05-07 | 17 | 43343 | 2020-05-07 | 17 | 13.65 | 0.73 | 14.38 | 623272.34
2020-05-07 | 18 | 25485 | 2020-05-07 | 18 | 14.75 | 0.76 | 15.51 | 395272.35
2020-05-07 | 19 | 6065 | 2020-05-07 | 19 | 18.28 | 0.77 | 19.05 | 115538.25
2020-05-07 | 20 | 1093 | 2020-05-07 | 20 | 17.98 | 0.69 | 18.67 | 20406.31
2020-05-07 | 21 | 0 | 2020-05-07 | 21 | 23.94 | 0.74 | 24.68 | 0
2020-05-07 | 22 | 0 | 2020-05-07 | 22 | 24.7 | 1.21 | 25.91 | 0
2020-05-07 | 23 | 0 | 2020-05-07 | 23 | 17.51 | 1.11 | 18.62 | 0
2020-05-07 | 24 | 0 | 2020-05-07 | 24 | 15.5 | 0.35 | 15.85 | 0
2020-05-08 | 1 | 0 | 2020-05-08 | 1 | 15.34 | 0.4 | 15.74 | 0
2020-05-08 | 2 | 0 | 2020-05-08 | 2 | 14.1 | 0.39 | 14.49 | 0
2020-05-08 | 3 | 0 | 2020-05-08 | 3 | 13.81 | 0.39 | 14.2 | 0
2020-05-08 | 4 | 0 | 2020-05-08 | 4 | 13.81 | 0.4 | 14.21 | 0
2020-05-08 | 5 | 3 | 2020-05-08 | 5 | 13.93 | 0.41 | 14.34 | 43.02
2020-05-08 | 6 | 280 | 2020-05-08 | 6 | 13.9 | 0.41 | 14.31 | 4006.8
2020-05-08 | 7 | 4535 | 2020-05-08 | 7 | 14.68 | 0.46 | 15.14 | 68659.9
2020-05-08 | 8 | 21120 | 2020-05-08 | 8 | 9.61 | 1.24 | 10.85 | 229152
2020-05-08 | 9 | 41473 | 2020-05-08 | 9 | 11.74 | 0.96 | 12.7 | 526707.1
2020-05-08 | 10 | 53165 | 2020-05-08 | 10 | 12.77 | 0.91 | 13.68 | 727297.2
2020-05-08 | 11 | 65770 | 2020-05-08 | 11 | 13.53 | 0.9 | 14.43 | 949061.1
2020-05-08 | 12 | 73035 | 2020-05-08 | 12 | 13.05 | 0.89 | 13.94 | 1018107.9
2020-05-08 | 13 | 74070 | 2020-05-08 | 13 | 13 | 0.9 | 13.9 | 1029573
2020-05-08 | 14 | 61775 | 2020-05-08 | 14 | 23.63 | 1.01 | 24.64 | 1522136
2020-05-08 | 15 | 57215 | 2020-05-08 | 15 | 28.57 | 1.11 | 29.68 | 1698141.2
2020-05-08 | 16 | 37148 | 2020-05-08 | 16 | 25.41 | 1.22 | 26.63 | 989251.24
2020-05-08 | 17 | 17228 | 2020-05-08 | 17 | 23.11 | 0.99 | 24.1 | 415194.8
2020-05-08 | 18 | 9188 | 2020-05-08 | 18 | 27.4 | 1.05 | 28.45 | 261398.6
2020-05-08 | 19 | 5420 | 2020-05-08 | 19 | 26.53 | 1.06 | 27.59 | 149537.8
2020-05-08 | 20 | 820 | 2020-05-08 | 20 | 26.86 | 1 | 27.86 | 22845.2
2020-05-08 | 21 | 0 | 2020-05-08 | 21 | 26.19 | 0.93 | 27.12 | 0
2020-05-08 | 22 | 0 | 2020-05-08 | 22 | 25.9 | 1.4 | 27.3 | 0
2020-05-08 | 23 | 0 | 2020-05-08 | 23 | 19.7 | 1.43 | 21.13 | 0
2020-05-08 | 24 | 0 | 2020-05-08 | 24 | 17 | 0.8 | 17.8 | 0
2020-05-09 | 1 | 0 | 2020-05-09 | 1 | 14.24 | 0.57 | 14.81 | 0
2020-05-09 | 2 | 0 | 2020-05-09 | 2 | 16.53 | 0.6 | 17.13 | 0
2020-05-09 | 3 | 0 | 2020-05-09 | 3 | 16.97 | 0.63 | 17.6 | 0
2020-05-09 | 4 | 0 | 2020-05-09 | 4 | 15.41 | 0.54 | 15.95 | 0
2020-05-09 | 5 | 3 | 2020-05-09 | 5 | 20.47 | 0.94 | 21.41 | 64.23
2020-05-09 | 6 | 3 | 2020-05-09 | 6 | 20.42 | 0.9 | 21.32 | 63.96
2020-05-09 | 7 | 1625 | 2020-05-09 | 7 | 22.78 | 1.13 | 23.91 | 38853.75
2020-05-09 | 8 | 3455 | 2020-05-09 | 8 | 23.97 | 1.15 | 25.12 | 86789.6
2020-05-09 | 9 | 8215 | 2020-05-09 | 9 | 14.95 | 0.74 | 15.69 | 128893.35
2020-05-09 | 10 | 16073 | 2020-05-09 | 10 | 18.41 | 0.83 | 19.24 | 309244.52
2020-05-09 | 11 | 35065 | 2020-05-09 | 11 | 12.97 | 0.55 | 13.52 | 474078.8
2020-05-09 | 12 | 50930 | 2020-05-09 | 12 | 12.95 | 0.52 | 13.47 | 686027.1
2020-05-09 | 13 | 53368 | 2020-05-09 | 13 | 13.92 | 0.51 | 14.43 | 770100.24
2020-05-09 | 14 | 53710 | 2020-05-09 | 14 | 14.28 | 0.52 | 14.8 | 794908
2020-05-09 | 15 | 62893 | 2020-05-09 | 15 | 14.01 | 0.52 | 14.53 | 913835.29
2020-05-09 | 16 | 52865 | 2020-05-09 | 16 | 12.59 | 0.53 | 13.12 | 693588.8
2020-05-09 | 17 | 37195 | 2020-05-09 | 17 | 13.25 | 0.53 | 13.78 | 512547.1
2020-05-09 | 18 | 28015 | 2020-05-09 | 18 | 14.78 | 0.59 | 15.37 | 430590.55
2020-05-09 | 19 | 7998 | 2020-05-09 | 19 | 21.39 | 0.87 | 22.26 | 178035.48
2020-05-09 | 20 | 1135 | 2020-05-09 | 20 | 18.33 | 0.66 | 18.99 | 21553.65
2020-05-09 | 21 | 0 | 2020-05-09 | 21 | 16.23 | 0.58 | 16.81 | 0
2020-05-09 | 22 | 0 | 2020-05-09 | 22 | 22.31 | 0.68 | 22.99 | 0
2020-05-09 | 23 | 0 | 2020-05-09 | 23 | 18.8 | 0.93 | 19.73 | 0
2020-05-09 | 24 | 0 | 2020-05-09 | 24 | 14.12 | 0.66 | 14.78 | 0
2020-05-10 | 1 | 0 | 2020-05-10 | 1 | 10.19 | 0.45 | 10.64 | 0
2020-05-10 | 2 | 0 | 2020-05-10 | 2 | 13.19 | 0.41 | 13.6 | 0
2020-05-10 | 3 | 0 | 2020-05-10 | 3 | 12.62 | 0.37 | 12.99 | 0
2020-05-10 | 4 | 0 | 2020-05-10 | 4 | 12.46 | 0.36 | 12.82 | 0
2020-05-10 | 5 | 0 | 2020-05-10 | 5 | 11.71 | 0.37 | 12.08 | 0
2020-05-10 | 6 | 528 | 2020-05-10 | 6 | 12.06 | 0.36 | 12.42 | 6557.76
2020-05-10 | 7 | 4785 | 2020-05-10 | 7 | 12.63 | 0.43 | 13.06 | 62492.1
2020-05-10 | 8 | 21600 | 2020-05-10 | 8 | 11.82 | 0.46 | 12.28 | 265248
2020-05-10 | 9 | 43643 | 2020-05-10 | 9 | 7 | 0.4 | 7.4 | 322958.2
2020-05-10 | 10 | 62380 | 2020-05-10 | 10 | 10.02 | 0.4 | 10.42 | 649999.6
2020-05-10 | 11 | 66198 | 2020-05-10 | 11 | 11.55 | 0.38 | 11.93 | 789742.14
2020-05-10 | 12 | 50628 | 2020-05-10 | 12 | 12.16 | 0.37 | 12.53 | 634368.84
2020-05-10 | 13 | 40335 | 2020-05-10 | 13 | 12.14 | 0.37 | 12.51 | 504590.85
2020-05-10 | 14 | 49920 | 2020-05-10 | 14 | -4.93 | 0.49 | -4.44 | -221644.8
2020-05-10 | 15 | 40798 | 2020-05-10 | 15 | 1.19 | 0.47 | 1.66 | 67724.68
2020-05-10 | 16 | 50463 | 2020-05-10 | 16 | 10.03 | 0.39 | 10.42 | 525824.46
2020-05-10 | 17 | 48565 | 2020-05-10 | 17 | 8.27 | 0.49 | 8.76 | 425429.4
2020-05-10 | 18 | 27835 | 2020-05-10 | 18 | 11.64 | 0.39 | 12.03 | 334855.05
2020-05-10 | 19 | 8613 | 2020-05-10 | 19 | 12.24 | 0.37 | 12.61 | 108609.93
2020-05-10 | 20 | 1120 | 2020-05-10 | 20 | 13.02 | 0.38 | 13.4 | 15008
2020-05-10 | 21 | 0 | 2020-05-10 | 21 | 15.09 | 0.4 | 15.49 | 0
2020-05-10 | 22 | 0 | 2020-05-10 | 22 | 14.53 | 0.48 | 15.01 | 0
2020-05-10 | 23 | 0 | 2020-05-10 | 23 | 12.22 | 0.43 | 12.65 | 0
2020-05-10 | 24 | 0 | 2020-05-10 | 24 | 10.14 | 0.5 | 10.64 | 0
2020-05-11 | 1 | 0 | 2020-05-11 | 1 | -9.88 | 0.98 | -8.9 | 0
2020-05-11 | 2 | 0 | 2020-05-11 | 2 | 10.71 | 0.73 | 11.44 | 0
2020-05-11 | 3 | 0 | 2020-05-11 | 3 | 6.99 | 0.77 | 7.76 | 0
2020-05-11 | 4 | 0 | 2020-05-11 | 4 | 11.68 | 0.72 | 12.4 | 0
2020-05-11 | 5 | 0 | 2020-05-11 | 5 | 10.31 | 0.74 | 11.05 | 0
2020-05-11 | 6 | 540 | 2020-05-11 | 6 | 10.67 | 0.94 | 11.61 | 6269.4
2020-05-11 | 7 | 4875 | 2020-05-11 | 7 | 21.8 | 1.77 | 23.57 | 114903.75
2020-05-11 | 8 | 19148 | 2020-05-11 | 8 | 8.97 | 1.31 | 10.28 | 196841.44
2020-05-11 | 9 | 38880 | 2020-05-11 | 9 | 12.56 | 1.19 | 13.75 | 534600
2020-05-11 | 10 | 57945 | 2020-05-11 | 10 | 12.28 | 1.18 | 13.46 | 779939.7
2020-05-11 | 11 | 69100 | 2020-05-11 | 11 | 14.38 | 1.18 | 15.56 | 1075196
2020-05-11 | 12 | 68375 | 2020-05-11 | 12 | 24.41 | 1.46 | 25.87 | 1768861.25
2020-05-11 | 13 | 53468 | 2020-05-11 | 13 | 26.69 | 1.33 | 28.02 | 1498173.36
2020-05-11 | 14 | 30733 | 2020-05-11 | 14 | 22.22 | 1.62 | 23.84 | 732674.72
2020-05-11 | 15 | 13473 | 2020-05-11 | 15 | 16.42 | 1.4 | 17.82 | 240088.86
2020-05-11 | 16 | 14240 | 2020-05-11 | 16 | 13.2 | 1.18 | 14.38 | 204771.2
2020-05-11 | 17 | 7628 | 2020-05-11 | 17 | 13.54 | 1.17 | 14.71 | 112207.88
2020-05-11 | 18 | 2603 | 2020-05-11 | 18 | 16.49 | 1.3 | 17.79 | 46307.37
2020-05-11 | 19 | 2443 | 2020-05-11 | 19 | 15.31 | 1.24 | 16.55 | 40431.65
2020-05-11 | 20 | 505 | 2020-05-11 | 20 | 14.28 | 1.16 | 15.44 | 7797.2
2020-05-11 | 21 | 0 | 2020-05-11 | 21 | 13.66 | 1.17 | 14.83 | 0
2020-05-11 | 22 | 0 | 2020-05-11 | 22 | 13.17 | 1.19 | 14.36 | 0
2020-05-11 | 23 | 0 | 2020-05-11 | 23 | 12.22 | 1.3 | 13.52 | 0
2020-05-11 | 24 | 0 | 2020-05-11 | 24 | 11.84 | 0.86 | 12.7 | 0
2020-05-12 | 1 | 0 | 2020-05-12 | 1 | 12.15 | 0.41 | 12.56 | 0
2020-05-12 | 2 | 0 | 2020-05-12 | 2 | 13.57 | 0.39 | 13.96 | 0
2020-05-12 | 3 | 0 | 2020-05-12 | 3 | 12.02 | 0.39 | 12.41 | 0
2020-05-12 | 4 | 0 | 2020-05-12 | 4 | 7.64 | 0.4 | 8.04 | 0
2020-05-12 | 5 | 5 | 2020-05-12 | 5 | 8.66 | 0.5 | 9.16 | 45.8
2020-05-12 | 6 | 528 | 2020-05-12 | 6 | 18.23 | 0.79 | 19.02 | 10042.56
2020-05-12 | 7 | 4795 | 2020-05-12 | 7 | 16.01 | 0.83 | 16.84 | 80747.8
2020-05-12 | 8 | 21250 | 2020-05-12 | 8 | 15.33 | 1.38 | 16.71 | 355087.5
2020-05-12 | 9 | 43123 | 2020-05-12 | 9 | 13.16 | 0.9 | 14.06 | 606309.38
2020-05-12 | 10 | 62715 | 2020-05-12 | 10 | 11.75 | 0.88 | 12.63 | 792090.45
2020-05-12 | 11 | 74720 | 2020-05-12 | 11 | 13.04 | 0.83 | 13.87 | 1036366.4
2020-05-12 | 12 | 76800 | 2020-05-12 | 12 | 12.11 | 0.83 | 12.94 | 993792
2020-05-12 | 13 | 77633 | 2020-05-12 | 13 | 12.34 | 0.86 | 13.2 | 1024755.6
2020-05-12 | 14 | 77128 | 2020-05-12 | 14 | 11.84 | 0.87 | 12.71 | 980296.88
2020-05-12 | 15 | 76100 | 2020-05-12 | 15 | 11.78 | 0.88 | 12.66 | 963426
2020-05-12 | 16 | 61183 | 2020-05-12 | 16 | 7.86 | 0.89 | 8.75 | 535351.25
2020-05-12 | 17 | 48593 | 2020-05-12 | 17 | 12.23 | 0.86 | 13.09 | 636082.37
2020-05-12 | 18 | 24643 | 2020-05-12 | 18 | 12.82 | 0.84 | 13.66 | 336623.38
2020-05-12 | 19 | 10405 | 2020-05-12 | 19 | 14 | 0.85 | 14.85 | 154514.25
2020-05-12 | 20 | 1705 | 2020-05-12 | 20 | 14.04 | 0.83 | 14.87 | 25353.35
2020-05-12 | 21 | 0 | 2020-05-12 | 21 | 14.44 | 0.83 | 15.27 | 0
2020-05-12 | 22 | 0 | 2020-05-12 | 22 | 14.9 | 0.98 | 15.88 | 0
2020-05-12 | 23 | 0 | 2020-05-12 | 23 | 14.5 | 1.08 | 15.58 | 0
2020-05-12 | 24 | 0 | 2020-05-12 | 24 | 13.15 | 0.44 | 13.59 | 0
2020-05-13 | 1 | 0 | 2020-05-13 | 1 | 13.03 | 0.36 | 13.39 | 0
2020-05-13 | 2 | 0 | 2020-05-13 | 2 | 13.75 | 0.39 | 14.14 | 0
2020-05-13 | 3 | 0 | 2020-05-13 | 3 | 13.06 | 0.32 | 13.38 | 0
2020-05-13 | 4 | 0 | 2020-05-13 | 4 | 12.96 | 0.31 | 13.27 | 0
2020-05-13 | 5 | 3 | 2020-05-13 | 5 | 12.93 | 0.31 | 13.24 | 39.72
2020-05-13 | 6 | 548 | 2020-05-13 | 6 | 12.96 | 0.39 | 13.35 | 7315.8
2020-05-13 | 7 | 5335 | 2020-05-13 | 7 | 14.55 | 0.54 | 15.09 | 80505.15
2020-05-13 | 8 | 22040 | 2020-05-13 | 8 | 17.91 | 1.29 | 19.2 | 423168
2020-05-13 | 9 | 43668 | 2020-05-13 | 9 | 14.06 | 0.88 | 14.94 | 652399.92
2020-05-13 | 10 | 63010 | 2020-05-13 | 10 | 8.89 | 0.79 | 9.68 | 609936.8
2020-05-13 | 11 | 74635 | 2020-05-13 | 11 | 11.68 | 0.82 | 12.5 | 932937.5
2020-05-13 | 12 | 76878 | 2020-05-13 | 12 | 12.09 | 0.8 | 12.89 | 990957.42
2020-05-13 | 13 | 77350 | 2020-05-13 | 13 | 12.15 | 0.8 | 12.95 | 1001682.5
2020-05-13 | 14 | 77195 | 2020-05-13 | 14 | 12.11 | 0.8 | 12.91 | 996587.45
2020-05-13 | 15 | 74298 | 2020-05-13 | 15 | 4.12 | 0.85 | 4.97 | 369261.06
2020-05-13 | 16 | 63845 | 2020-05-13 | 16 | 7.18 | 0.87 | 8.05 | 513952.25
2020-05-13 | 17 | 50753 | 2020-05-13 | 17 | 5.65 | 0.91 | 6.56 | 332939.68
2020-05-13 | 18 | 29805 | 2020-05-13 | 18 | 14.48 | 1.33 | 15.81 | 471217.05
2020-05-13 | 19 | 8525 | 2020-05-13 | 19 | 20.77 | 1.52 | 22.29 | 190022.25
2020-05-13 | 20 | 1153 | 2020-05-13 | 20 | 16.46 | 1.08 | 17.54 | 20223.62
2020-05-13 | 21 | 0 | 2020-05-13 | 21 | 15.7 | 0.83 | 16.53 | 0
2020-05-13 | 22 | 0 | 2020-05-13 | 22 | 15.81 | 0.94 | 16.75 | 0
2020-05-13 | 23 | 0 | 2020-05-13 | 23 | 12.57 | 0.91 | 13.48 | 0
2020-05-13 | 24 | 0 | 2020-05-13 | 24 | 9.85 | 0.39 | 10.24 | 0
2020-05-14 | 1 | 0 | 2020-05-14 | 1 | 7.01 | 1.38 | 8.39 | 0
2020-05-14 | 2 | 0 | 2020-05-14 | 2 | 11.51 | 1.23 | 12.74 | 0
2020-05-14 | 3 | 0 | 2020-05-14 | 3 | 11.84 | 1.26 | 13.1 | 0
2020-05-14 | 4 | 0 | 2020-05-14 | 4 | 12.02 | 1.26 | 13.28 | 0
2020-05-14 | 5 | 5 | 2020-05-14 | 5 | 12.99 | 1.23 | 14.22 | 71.1
2020-05-14 | 6 | 848 | 2020-05-14 | 6 | 12.31 | 1.34 | 13.65 | 11575.2
2020-05-14 | 7 | 8625 | 2020-05-14 | 7 | 12.16 | 1.28 | 13.44 | 115920
2020-05-14 | 8 | 19228 | 2020-05-14 | 8 | 18.24 | 2.28 | 20.52 | 394558.56
2020-05-14 | 9 | 41525 | 2020-05-14 | 9 | 13.78 | 1.72 | 15.5 | 643637.5
2020-05-14 | 10 | 60900 | 2020-05-14 | 10 | 12.93 | 1.7 | 14.63 | 890967
2020-05-14 | 11 | 72173 | 2020-05-14 | 11 | 14.55 | 1.85 | 16.4 | 1183637.2
2020-05-14 | 12 | 75630 | 2020-05-14 | 12 | 18.76 | 2.09 | 20.85 | 1576885.5
2020-05-14 | 13 | 76315 | 2020-05-14 | 13 | 11.66 | 1.72 | 13.38 | 1021094.7
2020-05-14 | 14 | 75938 | 2020-05-14 | 14 | 11.05 | 1.71 | 12.76 | 968968.88
2020-05-14 | 15 | 73793 | 2020-05-14 | 15 | 10.21 | 1.72 | 11.93 | 880350.49
2020-05-14 | 16 | 63788 | 2020-05-14 | 16 | 10.53 | 1.72 | 12.25 | 781403
2020-05-14 | 17 | 47598 | 2020-05-14 | 17 | 11.34 | 1.69 | 13.03 | 620201.94
2020-05-14 | 18 | 28448 | 2020-05-14 | 18 | 16.49 | 1.97 | 18.46 | 525150.08
2020-05-14 | 19 | 9255 | 2020-05-14 | 19 | 17.91 | 1.98 | 19.89 | 184081.95
2020-05-14 | 20 | 1415 | 2020-05-14 | 20 | 20 | 1.84 | 21.84 | 30903.6
2020-05-14 | 21 | 0 | 2020-05-14 | 21 | 25.44 | 1.81 | 27.25 | 0
2020-05-14 | 22 | 0 | 2020-05-14 | 22 | 21.04 | 1.87 | 22.91 | 0
2020-05-14 | 23 | 0 | 2020-05-14 | 23 | 20.08 | 2.22 | 22.3 | 0
2020-05-14 | 24 | 0 | 2020-05-14 | 24 | 15.04 | 1.49 | 16.53 | 0
2020-05-15 | 1 | 0 | 2020-05-15 | 1 | 11.92 | 0.24 | 12.16 | 0
2020-05-15 | 2 | 0 | 2020-05-15 | 2 | 12.41 | 0.25 | 12.66 | 0
2020-05-15 | 3 | 0 | 2020-05-15 | 3 | 11.98 | 0.24 | 12.22 | 0
2020-05-15 | 4 | 0 | 2020-05-15 | 4 | 11.68 | 0.24 | 11.92 | 0
2020-05-15 | 5 | 5 | 2020-05-15 | 5 | 11.6 | 0.24 | 11.84 | 59.2
2020-05-15 | 6 | 5 | 2020-05-15 | 6 | 11.48 | 0.26 | 11.74 | 58.7
2020-05-15 | 7 | 4500 | 2020-05-15 | 7 | 11.19 | 0.33 | 11.52 | 51840
2020-05-15 | 8 | 15838 | 2020-05-15 | 8 | 11.68 | 0.81 | 12.49 | 197816.62
2020-05-15 | 9 | 12863 | 2020-05-15 | 9 | 15.72 | 0.98 | 16.7 | 214812.1
2020-05-15 | 10 | 21343 | 2020-05-15 | 10 | 11.99 | 0.75 | 12.74 | 271909.82
2020-05-15 | 11 | 63708 | 2020-05-15 | 11 | 2.16 | 0.72 | 2.88 | 183479.04
2020-05-15 | 12 | 65275 | 2020-05-15 | 12 | 5.65 | 0.73 | 6.38 | 416454.5
2020-05-15 | 13 | 57163 | 2020-05-15 | 13 | 9.27 | 0.72 | 9.99 | 571058.37
2020-05-15 | 14 | 31438 | 2020-05-15 | 14 | 10.24 | 0.72 | 10.96 | 344560.48
2020-05-15 | 15 | 47028 | 2020-05-15 | 15 | 10.22 | 0.7 | 10.92 | 513545.76
2020-05-15 | 16 | 45350 | 2020-05-15 | 16 | 10.81 | 0.7 | 11.51 | 521978.5
2020-05-15 | 17 | 31753 | 2020-05-15 | 17 | 12.09 | 0.68 | 12.77 | 405485.81
2020-05-15 | 18 | 14890 | 2020-05-15 | 18 | 11.64 | 0.66 | 12.3 | 183147
2020-05-15 | 19 | 6038 | 2020-05-15 | 19 | 12.39 | 0.66 | 13.05 | 78795.9
2020-05-15 | 20 | 558 | 2020-05-15 | 20 | 21.6 | 0.75 | 22.35 | 12471.3
2020-05-15 | 21 | 0 | 2020-05-15 | 21 | 23.82 | 1 | 24.82 | 0
2020-05-15 | 22 | 0 | 2020-05-15 | 22 | 18.39 | 1.22 | 19.61 | 0
2020-05-15 | 23 | 0 | 2020-05-15 | 23 | 12.56 | 0.87 | 13.43 | 0
2020-05-15 | 24 | 0 | 2020-05-15 | 24 | 14.71 | 0.52 | 15.23 | 0
2020-05-16 | 1 | 0 | 2020-05-16 | 1 | 19.85 | 1.36 | 21.21 | 0
2020-05-16 | 2 | 0 | 2020-05-16 | 2 | 21.85 | 1.34 | 23.19 | 0
2020-05-16 | 3 | 0 | 2020-05-16 | 3 | 17.46 | 1.17 | 18.63 | 0
2020-05-16 | 4 | 0 | 2020-05-16 | 4 | 10.46 | 0.67 | 11.13 | 0
2020-05-16 | 5 | 3 | 2020-05-16 | 5 | 11.32 | 0.64 | 11.96 | 35.88
2020-05-16 | 6 | 545 | 2020-05-16 | 6 | 11.17 | 0.74 | 11.91 | 6490.95
2020-05-16 | 7 | 5405 | 2020-05-16 | 7 | 10.57 | 1.27 | 11.84 | 63995.2
2020-05-16 | 8 | 21728 | 2020-05-16 | 8 | 9.68 | 1.39 | 11.07 | 240528.96
2020-05-16 | 9 | 41653 | 2020-05-16 | 9 | 8.79 | 1.17 | 9.96 | 414863.88
2020-05-16 | 10 | 56225 | 2020-05-16 | 10 | 9.98 | 0.92 | 10.9 | 612852.5
2020-05-16 | 11 | 61383 | 2020-05-16 | 11 | 10.51 | 0.69 | 11.2 | 687489.6
2020-05-16 | 12 | 60318 | 2020-05-16 | 12 | 10.54 | 0.66 | 11.2 | 675561.6
2020-05-16 | 13 | 65593 | 2020-05-16 | 13 | 12.7 | 0.65 | 13.35 | 875666.55
2020-05-16 | 14 | 64928 | 2020-05-16 | 14 | 40.61 | 2.93 | 43.54 | 2826965.12
2020-05-16 | 15 | 69368 | 2020-05-16 | 15 | 14.32 | 1.01 | 15.33 | 1063411.44
2020-05-16 | 16 | 67485 | 2020-05-16 | 16 | 10.58 | 0.66 | 11.24 | 758531.4
2020-05-16 | 17 | 46658 | 2020-05-16 | 17 | 11.9 | 0.73 | 12.63 | 589290.54
2020-05-16 | 18 | 19903 | 2020-05-16 | 18 | 18.05 | 0.93 | 18.98 | 377758.94
2020-05-16 | 19 | 7308 | 2020-05-16 | 19 | 25.78 | 1.19 | 26.97 | 197096.76
2020-05-16 | 20 | 1168 | 2020-05-16 | 20 | 28.52 | 1.19 | 29.71 | 34701.28
2020-05-16 | 21 | 0 | 2020-05-16 | 21 | 23.96 | 0.95 | 24.91 | 0
2020-05-16 | 22 | 0 | 2020-05-16 | 22 | 18.17 | 1.24 | 19.41 | 0
2020-05-16 | 23 | 0 | 2020-05-16 | 23 | 14.38 | 1.12 | 15.5 | 0
2020-05-16 | 24 | 0 | 2020-05-16 | 24 | 10.79 | 0.8 | 11.59 | 0
2020-05-17 | 1 | 0 | 2020-05-17 | 1 | 11.47 | 0.75 | 12.22 | 0
2020-05-17 | 2 | 0 | 2020-05-17 | 2 | 14.29 | 0.92 | 15.21 | 0
2020-05-17 | 3 | 0 | 2020-05-17 | 3 | 19.59 | 1.48 | 21.07 | 0
2020-05-17 | 4 | 0 | 2020-05-17 | 4 | 10.4 | 0.84 | 11.24 | 0
2020-05-17 | 5 | 3 | 2020-05-17 | 5 | 10.09 | 0.76 | 10.85 | 32.55
2020-05-17 | 6 | 538 | 2020-05-17 | 6 | 11.42 | 0.73 | 12.15 | 6536.7
2020-05-17 | 7 | 4903 | 2020-05-17 | 7 | 11.33 | 1.16 | 12.49 | 61238.47
2020-05-17 | 8 | 14170 | 2020-05-17 | 8 | 11.12 | 1.47 | 12.59 | 178400.3
2020-05-17 | 9 | 30128 | 2020-05-17 | 9 | 15.34 | 1.18 | 16.52 | 497714.56
2020-05-17 | 10 | 36635 | 2020-05-17 | 10 | 12.86 | 0.87 | 13.73 | 502998.55
2020-05-17 | 11 | 58003 | 2020-05-17 | 11 | 11.43 | 0.76 | 12.19 | 707056.57
2020-05-17 | 12 | 51708 | 2020-05-17 | 12 | 11.32 | 0.76 | 12.08 | 624632.64
2020-05-17 | 13 | 40910 | 2020-05-17 | 13 | 10.83 | 0.77 | 11.6 | 474556
2020-05-17 | 14 | 48443 | 2020-05-17 | 14 | 10.67 | 0.77 | 11.44 | 554187.92
2020-05-17 | 15 | 38780 | 2020-05-17 | 15 | 10.93 | 0.77 | 11.7 | 453726
2020-05-17 | 16 | 29925 | 2020-05-17 | 16 | 10.45 | 0.77 | 11.22 | 335758.5
2020-05-17 | 17 | 22643 | 2020-05-17 | 17 | 11 | 0.76 | 11.76 | 266281.68
2020-05-17 | 18 | 21685 | 2020-05-17 | 18 | 11.7 | 0.75 | 12.45 | 269978.25
2020-05-17 | 19 | 7258 | 2020-05-17 | 19 | 18.81 | 0.97 | 19.78 | 143563.24
2020-05-17 | 20 | 1983 | 2020-05-17 | 20 | 20.11 | 0.82 | 20.93 | 41504.19
2020-05-17 | 21 | 0 | 2020-05-17 | 21 | 27.63 | 0.99 | 28.62 | 0
2020-05-17 | 22 | 0 | 2020-05-17 | 22 | 23.57 | 1.44 | 25.01 | 0
2020-05-17 | 23 | 0 | 2020-05-17 | 23 | 10.5 | 0.94 | 11.44 | 0
2020-05-17 | 24 | 0 | 2020-05-17 | 24 | 10.48 | 0.79 | 11.27 | 0
2020-05-18 | 1 | 0 | 2020-05-18 | 1 | 10.95 | 0.59 | 11.54 | 0
2020-05-18 | 2 | 0 | 2020-05-18 | 2 | 8.7 | 0.6 | 9.3 | 0
2020-05-18 | 3 | 0 | 2020-05-18 | 3 | 9.75 | 0.61 | 10.36 | 0
2020-05-18 | 4 | 0 | 2020-05-18 | 4 | 8.05 | 0.6 | 8.65 | 0
2020-05-18 | 5 | 3 | 2020-05-18 | 5 | 9.94 | 0.6 | 10.54 | 31.62
2020-05-18 | 6 | 518 | 2020-05-18 | 6 | 12.62 | 0.66 | 13.28 | 6879.04
2020-05-18 | 7 | 5573 | 2020-05-18 | 7 | 11.21 | 0.65 | 11.86 | 66095.78
2020-05-18 | 8 | 7375 | 2020-05-18 | 8 | 12.92 | 1.39 | 14.31 | 105536.25
2020-05-18 | 9 | 9813 | 2020-05-18 | 9 | 19.81 | 1.35 | 21.16 | 207643.08
2020-05-18 | 10 | 19565 | 2020-05-18 | 10 | 24.09 | 1.22 | 25.31 | 495190.15
2020-05-18 | 11 | 31408 | 2020-05-18 | 11 | 22.69 | 1.24 | 23.93 | 751593.44
2020-05-18 | 12 | 32580 | 2020-05-18 | 12 | 19.21 | 1.23 | 20.44 | 665935.2
2020-05-18 | 13 | 47255 | 2020-05-18 | 13 | 22.58 | 1.33 | 23.91 | 1129867.05
2020-05-18 | 14 | 62130 | 2020-05-18 | 14 | 26.31 | 1.16 | 27.47 | 1706711.1
2020-05-18 | 15 | 57510 | 2020-05-18 | 15 | 26.13 | 1.23 | 27.36 | 1573473.6
2020-05-18 | 16 | 56325 | 2020-05-18 | 16 | 26.58 | 1.56 | 28.14 | 1584985.5
2020-05-18 | 17 | 47598 | 2020-05-18 | 17 | 21.8 | 1.44 | 23.24 | 1106177.52
2020-05-18 | 18 | 31315 | 2020-05-18 | 18 | 17.57 | 1.15 | 18.72 | 586216.8
2020-05-18 | 19 | 9198 | 2020-05-18 | 19 | 23.8 | 1.18 | 24.98 | 229766.04
2020-05-18 | 20 | 1490 | 2020-05-18 | 20 | 20.35 | 1.17 | 21.52 | 32064.8
2020-05-18 | 21 | 0 | 2020-05-18 | 21 | 18.69 | 1.07 | 19.76 | 0
2020-05-18 | 22 | 0 | 2020-05-18 | 22 | 26.24 | 1.48 | 27.72 | 0
2020-05-18 | 23 | 0 | 2020-05-18 | 23 | 16.77 | 1.35 | 18.12 | 0
2020-05-18 | 24 | 0 | 2020-05-18 | 24 | 14.96 | 0.82 | 15.78 | 0
2020-05-19 | 1 | 0 | 2020-05-19 | 1 | 14.13 | 0.19 | 14.32 | 0
2020-05-19 | 2 | 0 | 2020-05-19 | 2 | 14 | 0.18 | 14.18 | 0
2020-05-19 | 3 | 0 | 2020-05-19 | 3 | 12.98 | 0.18 | 13.16 | 0
2020-05-19 | 4 | 0 | 2020-05-19 | 4 | 13.62 | 0.18 | 13.8 | 0
2020-05-19 | 5 | 3 | 2020-05-19 | 5 | 13.62 | 0.22 | 13.84 | 41.52
2020-05-19 | 6 | 570 | 2020-05-19 | 6 | 14.53 | 0.21 | 14.74 | 8401.8
2020-05-19 | 7 | 5720 | 2020-05-19 | 7 | 14.3 | 0.28 | 14.58 | 83397.6
2020-05-19 | 8 | 22575 | 2020-05-19 | 8 | 13.12 | 0.75 | 13.87 | 313115.25
2020-05-19 | 9 | 44405 | 2020-05-19 | 9 | 13.14 | 0.66 | 13.8 | 612789
2020-05-19 | 10 | 62688 | 2020-05-19 | 10 | 12.68 | 0.66 | 13.34 | 836257.92
2020-05-19 | 11 | 75410 | 2020-05-19 | 11 | 13.29 | 0.69 | 13.98 | 1054231.8
2020-05-19 | 12 | 78153 | 2020-05-19 | 12 | 13.32 | 0.69 | 14.01 | 1094923.53
2020-05-19 | 13 | 78660 | 2020-05-19 | 13 | 13.15 | 0.69 | 13.84 | 1088654.4
2020-05-19 | 14 | 75823 | 2020-05-19 | 14 | 13.06 | 0.69 | 13.75 | 1042566.25
2020-05-19 | 15 | 72705 | 2020-05-19 | 15 | 13.1 | 0.69 | 13.79 | 1002601.95
2020-05-19 | 16 | 60443 | 2020-05-19 | 16 | 13.04 | 0.7 | 13.74 | 830486.82
2020-05-19 | 17 | 50828 | 2020-05-19 | 17 | 13.58 | 0.67 | 14.25 | 724299
2020-05-19 | 18 | 30858 | 2020-05-19 | 18 | 17.6 | 0.8 | 18.4 | 567787.2
2020-05-19 | 19 | 9315 | 2020-05-19 | 19 | 25.55 | 0.83 | 26.38 | 245729.7
2020-05-19 | 20 | 1508 | 2020-05-19 | 20 | 21.84 | 0.73 | 22.57 | 34035.56
2020-05-19 | 21 | 0 | 2020-05-19 | 21 | 20.48 | 0.72 | 21.2 | 0
2020-05-19 | 22 | 0 | 2020-05-19 | 22 | 18.21 | 0.86 | 19.07 | 0
2020-05-19 | 23 | 0 | 2020-05-19 | 23 | 18.09 | 1.06 | 19.15 | 0
2020-05-19 | 24 | 0 | 2020-05-19 | 24 | 14.27 | 0.22 | 14.49 | 0
2020-05-20 | 1 | 0 | 2020-05-20 | 1 | 14.35 | 1.62 | 15.97 | 0
2020-05-20 | 2 | 0 | 2020-05-20 | 2 | 15.97 | 1.75 | 17.72 | 0
2020-05-20 | 3 | 0 | 2020-05-20 | 3 | 15.25 | 1.64 | 16.89 | 0
2020-05-20 | 4 | 0 | 2020-05-20 | 4 | 14.65 | 1.61 | 16.26 | 0
2020-05-20 | 5 | 5 | 2020-05-20 | 5 | 16.31 | 1.75 | 18.06 | 90.3
2020-05-20 | 6 | 820 | 2020-05-20 | 6 | 15.87 | 1.74 | 17.61 | 14440.2
2020-05-20 | 7 | 5940 | 2020-05-20 | 7 | 14.62 | 1.86 | 16.48 | 97891.2
2020-05-20 | 8 | 22595 | 2020-05-20 | 8 | 14.62 | 2.29 | 16.91 | 382081.45
2020-05-20 | 9 | 43120 | 2020-05-20 | 9 | 13.87 | 2.12 | 15.99 | 689488.8
2020-05-20 | 10 | 60505 | 2020-05-20 | 10 | 13.38 | 2.12 | 15.5 | 937827.5
2020-05-20 | 11 | 72643 | 2020-05-20 | 11 | 13.62 | 2.11 | 15.73 | 1142674.39
2020-05-20 | 12 | 77595 | 2020-05-20 | 12 | 13.98 | 2.1 | 16.08 | 1247727.6
2020-05-20 | 13 | 78195 | 2020-05-20 | 13 | 14.38 | 2.11 | 16.49 | 1289435.55
2020-05-20 | 14 | 78093 | 2020-05-20 | 14 | 14.5 | 2.12 | 16.62 | 1297905.66
2020-05-20 | 15 | 75925 | 2020-05-20 | 15 | 14.33 | 2.12 | 16.45 | 1248966.25
2020-05-20 | 16 | 66603 | 2020-05-20 | 16 | 14.09 | 2.07 | 16.16 | 1076304.48
2020-05-20 | 17 | 50888 | 2020-05-20 | 17 | 25.84 | 2.63 | 28.47 | 1448781.36
2020-05-20 | 18 | 30153 | 2020-05-20 | 18 | 25.17 | 2.32 | 27.49 | 828905.97
2020-05-20 | 19 | 8905 | 2020-05-20 | 19 | 26.66 | 2.15 | 28.81 | 256553.05
2020-05-20 | 20 | 1450 | 2020-05-20 | 20 | 24.9 | 2.24 | 27.14 | 39353
2020-05-20 | 21 | 0 | 2020-05-20 | 21 | 23.12 | 2.21 | 25.33 | 0
2020-05-20 | 22 | 0 | 2020-05-20 | 22 | 25.02 | 2.19 | 27.21 | 0
2020-05-20 | 23 | 0 | 2020-05-20 | 23 | 24.52 | 2.51 | 27.03 | 0
2020-05-20 | 24 | 0 | 2020-05-20 | 24 | 25.77 | 2.34 | 28.11 | 0
2020-05-21 | 1 | 0 | 2020-05-21 | 1 | 16.95 | 0.64 | 17.59 | 0
2020-05-21 | 2 | 0 | 2020-05-21 | 2 | 15.21 | 0.56 | 15.77 | 0
2020-05-21 | 3 | 0 | 2020-05-21 | 3 | 15.33 | 0.57 | 15.9 | 0
2020-05-21 | 4 | 0 | 2020-05-21 | 4 | 15.31 | 0.56 | 15.87 | 0
2020-05-21 | 5 | 0 | 2020-05-21 | 5 | 16.05 | 0.55 | 16.6 | 0
2020-05-21 | 6 | 830 | 2020-05-21 | 6 | 22.07 | 1.1 | 23.17 | 19231.1
2020-05-21 | 7 | 5963 | 2020-05-21 | 7 | 32.95 | 2.34 | 35.29 | 210434.27
2020-05-21 | 8 | 22365 | 2020-05-21 | 8 | 20.86 | 1.97 | 22.83 | 510592.95
2020-05-21 | 9 | 42535 | 2020-05-21 | 9 | 16.69 | 1.03 | 17.72 | 753720.2
2020-05-21 | 10 | 59815 | 2020-05-21 | 10 | 22.9 | 1.47 | 24.37 | 1457691.55
2020-05-21 | 11 | 71668 | 2020-05-21 | 11 | 32.1 | 2.5 | 34.6 | 2479712.8
2020-05-21 | 12 | 76708 | 2020-05-21 | 12 | 24.14 | 1.55 | 25.69 | 1970628.52
2020-05-21 | 13 | 77118 | 2020-05-21 | 13 | 17.2 | 1.07 | 18.27 | 1408945.86
2020-05-21 | 14 | 76943 | 2020-05-21 | 14 | 13.96 | 0.94 | 14.9 | 1146450.7
2020-05-21 | 15 | 71400 | 2020-05-21 | 15 | 13.22 | 0.92 | 14.14 | 1009596
2020-05-21 | 16 | 59433 | 2020-05-21 | 16 | 13.52 | 0.92 | 14.44 | 858212.52
2020-05-21 | 17 | 47578 | 2020-05-21 | 17 | 13.26 | 0.9 | 14.16 | 673704.48
2020-05-21 | 18 | 27490 | 2020-05-21 | 18 | 18.33 | 1.16 | 19.49 | 535780.1
2020-05-21 | 19 | 9408 | 2020-05-21 | 19 | 23.25 | 1.28 | 24.53 | 230778.24
2020-05-21 | 20 | 3220 | 2020-05-21 | 20 | 19.67 | 0.96 | 20.63 | 66428.6
2020-05-21 | 21 | 0 | 2020-05-21 | 21 | 18.44 | 1.07 | 19.51 | 0
2020-05-21 | 22 | 0 | 2020-05-21 | 22 | 16.53 | 1.11 | 17.64 | 0
2020-05-21 | 23 | 0 | 2020-05-21 | 23 | 13.61 | 1.08 | 14.69 | 0
2020-05-21 | 24 | 0 | 2020-05-21 | 24 | 13.52 | 0.5 | 14.02 | 0
2020-05-22 | 1 | 0 | 2020-05-22 | 1 | 14.37 | 1.85 | 16.22 | 0
2020-05-22 | 2 | 0 | 2020-05-22 | 2 | 17.07 | 1.87 | 18.94 | 0
2020-05-22 | 3 | 0 | 2020-05-22 | 3 | 13.57 | 1.82 | 15.39 | 0
2020-05-22 | 4 | 0 | 2020-05-22 | 4 | 13.33 | 1.75 | 15.08 | 0
2020-05-22 | 5 | 5 | 2020-05-22 | 5 | 12.78 | 1.76 | 14.54 | 72.7
2020-05-22 | 6 | 820 | 2020-05-22 | 6 | 13.91 | 1.77 | 15.68 | 12857.6
2020-05-22 | 7 | 6230 | 2020-05-22 | 7 | 12.88 | 1.86 | 14.74 | 91830.2
2020-05-22 | 8 | 22325 | 2020-05-22 | 8 | 12.97 | 2.37 | 15.34 | 342465.5
2020-05-22 | 9 | 41918 | 2020-05-22 | 9 | 16.46 | 2.55 | 19.01 | 796861.18
2020-05-22 | 10 | 59608 | 2020-05-22 | 10 | 14.17 | 2.25 | 16.42 | 978763.36
2020-05-22 | 11 | 70835 | 2020-05-22 | 11 | 16.56 | 2.48 | 19.04 | 1348698.4
2020-05-22 | 12 | 75515 | 2020-05-22 | 12 | 21.6 | 2.86 | 24.46 | 1847096.9
2020-05-22 | 13 | 76755 | 2020-05-22 | 13 | 20.53 | 2.64 | 23.17 | 1778413.35
2020-05-22 | 14 | 75875 | 2020-05-22 | 14 | 21.33 | 2.87 | 24.2 | 1836175
2020-05-22 | 15 | 71513 | 2020-05-22 | 15 | 12.53 | 2.22 | 14.75 | 1054816.75
2020-05-22 | 16 | 61688 | 2020-05-22 | 16 | 11.57 | 2.21 | 13.78 | 850060.64
2020-05-22 | 17 | 46808 | 2020-05-22 | 17 | 12.7 | 2.19 | 14.89 | 696971.12
2020-05-22 | 18 | 27830 | 2020-05-22 | 18 | 19.46 | 2.23 | 21.69 | 603632.7
2020-05-22 | 19 | 8238 | 2020-05-22 | 19 | 18.81 | 2.22 | 21.03 | 173245.14
2020-05-22 | 20 | 1400 | 2020-05-22 | 20 | 19.94 | 2.19 | 22.13 | 30982
2020-05-22 | 21 | 0 | 2020-05-22 | 21 | 25.34 | 2.34 | 27.68 | 0
2020-05-22 | 22 | 0 | 2020-05-22 | 22 | 23.45 | 2.47 | 25.92 | 0
2020-05-22 | 23 | 0 | 2020-05-22 | 23 | 17.31 | 2.47 | 19.78 | 0
2020-05-22 | 24 | 0 | 2020-05-22 | 24 | 18.99 | 2.16 | 21.15 | 0
2020-05-23 | 1 | 0 | 2020-05-23 | 1 | 17.87 | 0.8 | 18.67 | 0
2020-05-23 | 2 | 0 | 2020-05-23 | 2 | 15.77 | 0.68 | 16.45 | 0
2020-05-23 | 3 | 0 | 2020-05-23 | 3 | 13.03 | 0.62 | 13.65 | 0
2020-05-23 | 4 | 0 | 2020-05-23 | 4 | 13.1 | 0.55 | 13.65 | 0
2020-05-23 | 5 | 3 | 2020-05-23 | 5 | 12.01 | 0.52 | 12.53 | 37.59
2020-05-23 | 6 | 1363 | 2020-05-23 | 6 | 11.51 | 0.51 | 12.02 | 16383.26
2020-05-23 | 7 | 9910 | 2020-05-23 | 7 | 12.17 | 0.59 | 12.76 | 126451.6
2020-05-23 | 8 | 12828 | 2020-05-23 | 8 | 21.04 | 0.69 | 21.73 | 278752.44
2020-05-23 | 9 | 20475 | 2020-05-23 | 9 | 24.73 | 0.94 | 25.67 | 525593.25
2020-05-23 | 10 | 33330 | 2020-05-23 | 10 | 25.52 | 1.09 | 26.61 | 886911.3
2020-05-23 | 11 | 47058 | 2020-05-23 | 11 | 25.63 | 1.15 | 26.78 | 1260213.24
2020-05-23 | 12 | 73320 | 2020-05-23 | 12 | 25.39 | 1.09 | 26.48 | 1941513.6
2020-05-23 | 13 | 71503 | 2020-05-23 | 13 | 26.39 | 0.96 | 27.35 | 1955607.05
2020-05-23 | 14 | 66158 | 2020-05-23 | 14 | 26.24 | 1.09 | 27.33 | 1808098.14
2020-05-23 | 15 | 66878 | 2020-05-23 | 15 | 21.54 | 1.15 | 22.69 | 1517461.82
2020-05-23 | 16 | 66710 | 2020-05-23 | 16 | 12.55 | 0.62 | 13.17 | 878570.7
2020-05-23 | 17 | 40288 | 2020-05-23 | 17 | 12.02 | 0.55 | 12.57 | 506420.16
2020-05-23 | 18 | 28833 | 2020-05-23 | 18 | 12.72 | 0.58 | 13.3 | 383478.9
2020-05-23 | 19 | 8948 | 2020-05-23 | 19 | 17.65 | 0.87 | 18.52 | 165716.96
2020-05-23 | 20 | 1740 | 2020-05-23 | 20 | 23.47 | 1.18 | 24.65 | 42891
2020-05-23 | 21 | 0 | 2020-05-23 | 21 | 18.25 | 0.9 | 19.15 | 0
2020-05-23 | 22 | 0 | 2020-05-23 | 22 | 11.64 | 0.61 | 12.25 | 0
2020-05-23 | 23 | 0 | 2020-05-23 | 23 | 11.26 | 0.73 | 11.99 | 0
2020-05-23 | 24 | 0 | 2020-05-23 | 24 | 11.08 | 0.59 | 11.67 | 0
2020-05-24 | 1 | 0 | 2020-05-24 | 1 | 13.27 | 0.49 | 13.76 | 0
2020-05-24 | 2 | 0 | 2020-05-24 | 2 | 12.84 | 0.37 | 13.21 | 0
2020-05-24 | 3 | 0 | 2020-05-24 | 3 | 12.63 | 0.37 | 13 | 0
2020-05-24 | 4 | 0 | 2020-05-24 | 4 | 11.82 | 0.36 | 12.18 | 0
2020-05-24 | 5 | 3 | 2020-05-24 | 5 | 11.83 | 0.36 | 12.19 | 36.57
2020-05-24 | 6 | 848 | 2020-05-24 | 6 | 11.34 | 0.37 | 11.71 | 9930.08
2020-05-24 | 7 | 6980 | 2020-05-24 | 7 | 9.56 | 0.52 | 10.08 | 70358.4
2020-05-24 | 8 | 23100 | 2020-05-24 | 8 | 8.4 | 0.58 | 8.98 | 207438
2020-05-24 | 9 | 42913 | 2020-05-24 | 9 | 12.09 | 0.4 | 12.49 | 535983.37
2020-05-24 | 10 | 61208 | 2020-05-24 | 10 | 11.96 | 0.37 | 12.33 | 754694.64
2020-05-24 | 11 | 73370 | 2020-05-24 | 11 | 11.26 | 0.4 | 11.66 | 855494.2
2020-05-24 | 12 | 77903 | 2020-05-24 | 12 | 11.22 | 0.42 | 11.64 | 906790.92
2020-05-24 | 13 | 78413 | 2020-05-24 | 13 | 11.59 | 0.41 | 12 | 940956
2020-05-24 | 14 | 77973 | 2020-05-24 | 14 | 11.36 | 0.41 | 11.77 | 917742.21
2020-05-24 | 15 | 75135 | 2020-05-24 | 15 | 11.71 | 0.41 | 12.12 | 910636.2
2020-05-24 | 16 | 65848 | 2020-05-24 | 16 | 11.93 | 0.4 | 12.33 | 811905.84
2020-05-24 | 17 | 45223 | 2020-05-24 | 17 | 11.97 | 0.43 | 12.4 | 560765.2
2020-05-24 | 18 | 27995 | 2020-05-24 | 18 | 13.45 | 0.47 | 13.92 | 389690.4
2020-05-24 | 19 | 8850 | 2020-05-24 | 19 | 18.23 | 0.6 | 18.83 | 166645.5
2020-05-24 | 20 | 3100 | 2020-05-24 | 20 | 20.26 | 0.58 | 20.84 | 64604
2020-05-24 | 21 | 0 | 2020-05-24 | 21 | 21.59 | 0.68 | 22.27 | 0
2020-05-24 | 22 | 0 | 2020-05-24 | 22 | 18.79 | 1.32 | 20.11 | 0
2020-05-24 | 23 | 0 | 2020-05-24 | 23 | 16.95 | 1.49 | 18.44 | 0
2020-05-24 | 24 | 0 | 2020-05-24 | 24 | 10.55 | 1.02 | 11.57 | 0
2020-05-25 | 1 | 0 | 2020-05-25 | 1 | 10.11 | 0.65 | 10.76 | 0
2020-05-25 | 2 | 0 | 2020-05-25 | 2 | 11.87 | 0.56 | 12.43 | 0
2020-05-25 | 3 | 0 | 2020-05-25 | 3 | 8.3 | 0.67 | 8.97 | 0
2020-05-25 | 4 | 0 | 2020-05-25 | 4 | 5.19 | 0.59 | 5.78 | 0
2020-05-25 | 5 | 3 | 2020-05-25 | 5 | 10.93 | 0.61 | 11.54 | 34.62
2020-05-25 | 6 | 800 | 2020-05-25 | 6 | 11.08 | 0.57 | 11.65 | 9320
2020-05-25 | 7 | 3883 | 2020-05-25 | 7 | 8.49 | 0.87 | 9.36 | 36344.88
2020-05-25 | 8 | 8970 | 2020-05-25 | 8 | 9.72 | 1.13 | 10.85 | 97324.5
2020-05-25 | 9 | 14368 | 2020-05-25 | 9 | 11.1 | 0.75 | 11.85 | 170260.8
2020-05-25 | 10 | 24840 | 2020-05-25 | 10 | 14.43 | 0.59 | 15.02 | 373096.8
2020-05-25 | 11 | 31575 | 2020-05-25 | 11 | 17.55 | 0.84 | 18.39 | 580664.25
2020-05-25 | 12 | 34130 | 2020-05-25 | 12 | 13.7 | 0.55 | 14.25 | 486352.5
2020-05-25 | 13 | 24635 | 2020-05-25 | 13 | 16.23 | 0.79 | 17.02 | 419287.7
2020-05-25 | 14 | 16303 | 2020-05-25 | 14 | 12.68 | 0.58 | 13.26 | 216177.78
2020-05-25 | 15 | 26440 | 2020-05-25 | 15 | 11.96 | 0.56 | 12.52 | 331028.8
2020-05-25 | 16 | 26145 | 2020-05-25 | 16 | 12.02 | 0.56 | 12.58 | 328904.1
2020-05-25 | 17 | 19990 | 2020-05-25 | 17 | 15.22 | 0.74 | 15.96 | 319040.4
2020-05-25 | 18 | 11860 | 2020-05-25 | 18 | 19.35 | 0.72 | 20.07 | 238030.2
2020-05-25 | 19 | 6855 | 2020-05-25 | 19 | 22.21 | 0.79 | 23 | 157665
2020-05-25 | 20 | 1400 | 2020-05-25 | 20 | 17.59 | 0.59 | 18.18 | 25452
2020-05-25 | 21 | 0 | 2020-05-25 | 21 | 21.78 | 0.61 | 22.39 | 0
2020-05-25 | 22 | 0 | 2020-05-25 | 22 | 20.95 | 0.83 | 21.78 | 0
2020-05-25 | 23 | 0 | 2020-05-25 | 23 | 19.38 | 1.04 | 20.42 | 0
2020-05-25 | 24 | 0 | 2020-05-25 | 24 | 12.83 | 0.63 | 13.46 | 0
2020-05-26 | 1 | 0 | 2020-05-26 | 1 | 9.92 | 0.52 | 10.44 | 0
2020-05-26 | 2 | 0 | 2020-05-26 | 2 | 12.07 | 0.52 | 12.59 | 0
2020-05-26 | 3 | 0 | 2020-05-26 | 3 | 13.1 | 0.52 | 13.62 | 0
2020-05-26 | 4 | 0 | 2020-05-26 | 4 | 13.76 | 0.52 | 14.28 | 0
2020-05-26 | 5 | 3 | 2020-05-26 | 5 | 12.87 | 0.63 | 13.5 | 40.5
2020-05-26 | 6 | 1060 | 2020-05-26 | 6 | 12.28 | 0.54 | 12.82 | 13589.2
2020-05-26 | 7 | 4580 | 2020-05-26 | 7 | 14.7 | 0.72 | 15.42 | 70623.6
2020-05-26 | 8 | 14578 | 2020-05-26 | 8 | 14.3 | 1.27 | 15.57 | 226979.46
2020-05-26 | 9 | 27105 | 2020-05-26 | 9 | 13.88 | 1.06 | 14.94 | 404948.7
2020-05-26 | 10 | 35265 | 2020-05-26 | 10 | 12.28 | 1 | 13.28 | 468319.2
2020-05-26 | 11 | 65150 | 2020-05-26 | 11 | 11.55 | 0.96 | 12.51 | 815026.5
2020-05-26 | 12 | 73610 | 2020-05-26 | 12 | 12.07 | 0.96 | 13.03 | 959138.3
2020-05-26 | 13 | 75245 | 2020-05-26 | 13 | 13.56 | 0.95 | 14.51 | 1091804.95
2020-05-26 | 14 | 74405 | 2020-05-26 | 14 | 18.52 | 1.13 | 19.65 | 1462058.25
2020-05-26 | 15 | 68510 | 2020-05-26 | 15 | 18.51 | 1.08 | 19.59 | 1342110.9
2020-05-26 | 16 | 58798 | 2020-05-26 | 16 | 19.33 | 1.12 | 20.45 | 1202419.1
2020-05-26 | 17 | 44790 | 2020-05-26 | 17 | 26.31 | 1.33 | 27.64 | 1237995.6
2020-05-26 | 18 | 27065 | 2020-05-26 | 18 | 33.01 | 1.37 | 34.38 | 930494.7
2020-05-26 | 19 | 8700 | 2020-05-26 | 19 | 35.45 | 1.89 | 37.34 | 324858
2020-05-26 | 20 | 1670 | 2020-05-26 | 20 | 32.7 | 1.22 | 33.92 | 56646.4
2020-05-26 | 21 | 0 | 2020-05-26 | 21 | 31.5 | 1.4 | 32.9 | 0
2020-05-26 | 22 | 0 | 2020-05-26 | 22 | 35.55 | 1.41 | 36.96 | 0
2020-05-26 | 23 | 0 | 2020-05-26 | 23 | 36.36 | 1.73 | 38.09 | 0
2020-05-26 | 24 | 0 | 2020-05-26 | 24 | 64.04 | 3.3 | 67.34 | 0
2020-05-27 | 1 | 0 | 2020-05-27 | 1 | 55.44 | 4.85 | 60.29 | 0
2020-05-27 | 2 | 0 | 2020-05-27 | 2 | 47.34 | 2.37 | 49.71 | 0
2020-05-27 | 3 | 0 | 2020-05-27 | 3 | 23.67 | 1.9 | 25.57 | 0
2020-05-27 | 4 | 0 | 2020-05-27 | 4 | 22.76 | 1.89 | 24.65 | 0
2020-05-27 | 5 | 0 | 2020-05-27 | 5 | 22.8 | 1.97 | 24.77 | 0
2020-05-27 | 6 | 818 | 2020-05-27 | 6 | 22.53 | 1.95 | 24.48 | 20024.64
2020-05-27 | 7 | 6205 | 2020-05-27 | 7 | 19.09 | 2.02 | 21.11 | 130987.55
2020-05-27 | 8 | 20483 | 2020-05-27 | 8 | 16.32 | 2.35 | 18.67 | 382417.61
2020-05-27 | 9 | 38095 | 2020-05-27 | 9 | 16.21 | 2.19 | 18.4 | 700948
2020-05-27 | 10 | 53938 | 2020-05-27 | 10 | 17.15 | 2.21 | 19.36 | 1044239.68
2020-05-27 | 11 | 64515 | 2020-05-27 | 11 | 20.49 | 2.49 | 22.98 | 1482554.7
2020-05-27 | 12 | 70943 | 2020-05-27 | 12 | 25.81 | 2.68 | 28.49 | 2021166.07
2020-05-27 | 13 | 73668 | 2020-05-27 | 13 | 20.34 | 2.43 | 22.77 | 1677420.36
2020-05-27 | 14 | 72635 | 2020-05-27 | 14 | 17.15 | 2.16 | 19.31 | 1402581.85
2020-05-27 | 15 | 68433 | 2020-05-27 | 15 | 17.51 | 2.02 | 19.53 | 1336496.49
2020-05-27 | 16 | 56108 | 2020-05-27 | 16 | 104.38 | 4.16 | 108.54 | 6089962.32
2020-05-27 | 17 | 44583 | 2020-05-27 | 17 | 135.26 | 8.26 | 143.52 | 6398552.16
2020-05-27 | 18 | 25178 | 2020-05-27 | 18 | 124.43 | 5.64 | 130.07 | 3274902.46
2020-05-27 | 19 | 8725 | 2020-05-27 | 19 | 54.37 | 2.58 | 56.95 | 496888.75
2020-05-27 | 20 | 1675 | 2020-05-27 | 20 | 24.61 | 2.26 | 26.87 | 45007.25
2020-05-27 | 21 | 0 | 2020-05-27 | 21 | 27.25 | 2.52 | 29.77 | 0
2020-05-27 | 22 | 0 | 2020-05-27 | 22 | 23.84 | 2.57 | 26.41 | 0
2020-05-27 | 23 | 0 | 2020-05-27 | 23 | 23.78 | 2.67 | 26.45 | 0
2020-05-27 | 24 | 0 | 2020-05-27 | 24 | 22.8 | 2.3 | 25.1 | 0
2020-05-28 | 1 | 0 | 2020-05-28 | 1 | 25.01 | 0.97 | 25.98 | 0
2020-05-28 | 2 | 0 | 2020-05-28 | 2 | 22.35 | 0.93 | 23.28 | 0
2020-05-28 | 3 | 0 | 2020-05-28 | 3 | 20.82 | 0.79 | 21.61 | 0
2020-05-28 | 4 | 0 | 2020-05-28 | 4 | 18.07 | 0.78 | 18.85 | 0
2020-05-28 | 5 | 5 | 2020-05-28 | 5 | 19.36 | 0.75 | 20.11 | 100.55
2020-05-28 | 6 | 810 | 2020-05-28 | 6 | 21.74 | 0.82 | 22.56 | 18273.6
2020-05-28 | 7 | 6558 | 2020-05-28 | 7 | 17.42 | 0.79 | 18.21 | 119421.18
2020-05-28 | 8 | 17168 | 2020-05-28 | 8 | 17.28 | 1.21 | 18.49 | 317436.32
2020-05-28 | 9 | 37220 | 2020-05-28 | 9 | 17.83 | 1.12 | 18.95 | 705319
2020-05-28 | 10 | 49643 | 2020-05-28 | 10 | 24.18 | 1.44 | 25.62 | 1271853.66
2020-05-28 | 11 | 60335 | 2020-05-28 | 11 | 17.44 | 1.05 | 18.49 | 1115594.15
2020-05-28 | 12 | 64818 | 2020-05-28 | 12 | 16.24 | 1.05 | 17.29 | 1120703.22
2020-05-28 | 13 | 49078 | 2020-05-28 | 13 | 20.8 | 1.24 | 22.04 | 1081679.12
2020-05-28 | 14 | 32090 | 2020-05-28 | 14 | 17.38 | 1.08 | 18.46 | 592381.4
2020-05-28 | 15 | 41328 | 2020-05-28 | 15 | 25.75 | 1.49 | 27.24 | 1125774.72
2020-05-28 | 16 | 39615 | 2020-05-28 | 16 | 18.45 | 1.14 | 19.59 | 776057.85
2020-05-28 | 17 | 35523 | 2020-05-28 | 17 | 17.85 | 1.19 | 19.04 | 676357.92
2020-05-28 | 18 | 21165 | 2020-05-28 | 18 | 17.86 | 1.13 | 18.99 | 401923.35
2020-05-28 | 19 | 8800 | 2020-05-28 | 19 | 16.94 | 1.06 | 18 | 158400
2020-05-28 | 20 | 1443 | 2020-05-28 | 20 | 18.66 | 1.09 | 19.75 | 28499.25
2020-05-28 | 21 | 0 | 2020-05-28 | 21 | 17.66 | 1.13 | 18.79 | 0
2020-05-28 | 22 | 0 | 2020-05-28 | 22 | 16 | 1.14 | 17.14 | 0
2020-05-28 | 23 | 0 | 2020-05-28 | 23 | 14.95 | 1.15 | 16.1 | 0
2020-05-28 | 24 | 0 | 2020-05-28 | 24 | 14.45 | 0.75 | 15.2 | 0
2020-05-29 | 1 | 0 | 2020-05-29 | 1 | 14.97 | 1.16 | 16.13 | 0
2020-05-29 | 2 | 0 | 2020-05-29 | 2 | 26.96 | 1.28 | 28.24 | 0
2020-05-29 | 3 | 0 | 2020-05-29 | 3 | 22.33 | 1.23 | 23.56 | 0
2020-05-29 | 4 | 0 | 2020-05-29 | 4 | 17.68 | 1.18 | 18.86 | 0
2020-05-29 | 5 | 5 | 2020-05-29 | 5 | 21.68 | 1.2 | 22.88 | 114.4
2020-05-29 | 6 | 595 | 2020-05-29 | 6 | 27.93 | 1.26 | 29.19 | 17368.05
2020-05-29 | 7 | 5938 | 2020-05-29 | 7 | 19.74 | 1.37 | 21.11 | 125351.18
2020-05-29 | 8 | 8553 | 2020-05-29 | 8 | 16.4 | 1.65 | 18.05 | 154381.65
2020-05-29 | 9 | 22613 | 2020-05-29 | 9 | 16.27 | 1.5 | 17.77 | 401833.01
2020-05-29 | 10 | 29633 | 2020-05-29 | 10 | 28.75 | 2.15 | 30.9 | 915659.7
2020-05-29 | 11 | 35588 | 2020-05-29 | 11 | 23.29 | 1.99 | 25.28 | 899664.64
2020-05-29 | 12 | 56218 | 2020-05-29 | 12 | 15.13 | 1.47 | 16.6 | 933218.8
2020-05-29 | 13 | 64200 | 2020-05-29 | 13 | 15.89 | 1.46 | 17.35 | 1113870
2020-05-29 | 14 | 58723 | 2020-05-29 | 14 | 17.57 | 1.52 | 19.09 | 1121022.07
2020-05-29 | 15 | 60238 | 2020-05-29 | 15 | 32.7 | 1.57 | 34.27 | 2064356.26
2020-05-29 | 16 | 48028 | 2020-05-29 | 16 | 28.52 | 1.55 | 30.07 | 1444201.96
2020-05-29 | 17 | 31728 | 2020-05-29 | 17 | 27.65 | 1.53 | 29.18 | 925823.04
2020-05-29 | 18 | 25793 | 2020-05-29 | 18 | 28.92 | 1.53 | 30.45 | 785396.85
2020-05-29 | 19 | 9733 | 2020-05-29 | 19 | 29.23 | 1.54 | 30.77 | 299484.41
2020-05-29 | 20 | 2705 | 2020-05-29 | 20 | 30.13 | 1.65 | 31.78 | 85964.9
2020-05-29 | 21 | 0 | 2020-05-29 | 21 | 54.15 | 2.37 | 56.52 | 0
2020-05-29 | 22 | 0 | 2020-05-29 | 22 | 89.5 | 3.7 | 93.2 | 0
2020-05-29 | 23 | 0 | 2020-05-29 | 23 | 113.98 | 3.66 | 117.64 | 0
2020-05-29 | 24 | 0 | 2020-05-29 | 24 | 96.94 | 2.33 | 99.27 | 0
2020-05-30 | 1 | 0 | 2020-05-30 | 1 | 139.2 | 5.15 | 144.35 | 0
2020-05-30 | 2 | 0 | 2020-05-30 | 2 | 159.84 | 6.14 | 165.98 | 0
2020-05-30 | 3 | 0 | 2020-05-30 | 3 | 112.43 | 5.83 | 118.26 | 0
2020-05-30 | 4 | 0 | 2020-05-30 | 4 | 50.46 | 3.53 | 53.99 | 0
2020-05-30 | 5 | 5 | 2020-05-30 | 5 | 34.21 | 3.22 | 37.43 | 187.15
2020-05-30 | 6 | 275 | 2020-05-30 | 6 | 30.79 | 3.25 | 34.04 | 9361
2020-05-30 | 7 | 4665 | 2020-05-30 | 7 | 29.66 | 3.41 | 33.07 | 154271.55
2020-05-30 | 8 | 15145 | 2020-05-30 | 8 | 36.87 | 3.65 | 40.52 | 613675.4
2020-05-30 | 9 | 33235 | 2020-05-30 | 9 | 49.51 | 3.72 | 53.23 | 1769099.05
2020-05-30 | 10 | 49713 | 2020-05-30 | 10 | 26.71 | 3.35 | 30.06 | 1494372.78
2020-05-30 | 11 | 66903 | 2020-05-30 | 11 | 45.99 | 4.09 | 50.08 | 3350502.24
2020-05-30 | 12 | 63835 | 2020-05-30 | 12 | 31.72 | 3.32 | 35.04 | 2236778.4
2020-05-30 | 13 | 61098 | 2020-05-30 | 13 | 24.56 | 3.26 | 27.82 | 1699746.36
2020-05-30 | 14 | 67260 | 2020-05-30 | 14 | 15.83 | 3.22 | 19.05 | 1281303
2020-05-30 | 15 | 64008 | 2020-05-30 | 15 | 14.84 | 3.21 | 18.05 | 1155344.4
2020-05-30 | 16 | 59318 | 2020-05-30 | 16 | 15.92 | 3.28 | 19.2 | 1138905.6
2020-05-30 | 17 | 36855 | 2020-05-30 | 17 | 17.88 | 3.2 | 21.08 | 776903.4
2020-05-30 | 18 | 27733 | 2020-05-30 | 18 | 28.89 | 3.31 | 32.2 | 893002.6
2020-05-30 | 19 | 8775 | 2020-05-30 | 19 | 41.05 | 3.7 | 44.75 | 392681.25
2020-05-30 | 20 | 1425 | 2020-05-30 | 20 | 32.72 | 3.39 | 36.11 | 51456.75
2020-05-30 | 21 | 0 | 2020-05-30 | 21 | 32.37 | 3.31 | 35.68 | 0
2020-05-30 | 22 | 0 | 2020-05-30 | 22 | 29.03 | 3.49 | 32.52 | 0
2020-05-30 | 23 | 0 | 2020-05-30 | 23 | 26.02 | 3.39 | 29.41 | 0
2020-05-30 | 24 | 0 | 2020-05-30 | 24 | 21.89 | 3.32 | 25.21 | 0
2020-05-31 | 1 | 0 | 2020-05-31 | 1 | 17.18 | 0.51 | 17.69 | 0
2020-05-31 | 2 | 0 | 2020-05-31 | 2 | 16.96 | 0.46 | 17.42 | 0
2020-05-31 | 3 | 0 | 2020-05-31 | 3 | 18.73 | 0.45 | 19.18 | 0
2020-05-31 | 4 | 0 | 2020-05-31 | 4 | 17.29 | 0.44 | 17.73 | 0
2020-05-31 | 5 | 5 | 2020-05-31 | 5 | 16.26 | 0.42 | 16.68 | 83.4
2020-05-31 | 6 | 848 | 2020-05-31 | 6 | 14.76 | 0.38 | 15.14 | 12838.72
2020-05-31 | 7 | 6060 | 2020-05-31 | 7 | 14.44 | 0.42 | 14.86 | 90051.6
2020-05-31 | 8 | 22448 | 2020-05-31 | 8 | 13.44 | 0.43 | 13.87 | 311353.76
2020-05-31 | 9 | 43300 | 2020-05-31 | 9 | 12.67 | 0.41 | 13.08 | 566364
2020-05-31 | 10 | 62193 | 2020-05-31 | 10 | 11.97 | 0.4 | 12.37 | 769327.41
2020-05-31 | 11 | 73848 | 2020-05-31 | 11 | 12.61 | 0.38 | 12.99 | 959285.52
2020-05-31 | 12 | 77785 | 2020-05-31 | 12 | 14.92 | 0.36 | 15.28 | 1188554.8
2020-05-31 | 13 | 78275 | 2020-05-31 | 13 | 14.49 | 0.35 | 14.84 | 1161601
2020-05-31 | 14 | 77748 | 2020-05-31 | 14 | 15.16 | 0.36 | 15.52 | 1206648.96
2020-05-31 | 15 | 75273 | 2020-05-31 | 15 | 13.95 | 0.35 | 14.3 | 1076403.9
2020-05-31 | 16 | 65988 | 2020-05-31 | 16 | 15.32 | 0.35 | 15.67 | 1034031.96
2020-05-31 | 17 | 50825 | 2020-05-31 | 17 | 14.4 | 0.37 | 14.77 | 750685.25
2020-05-31 | 18 | 30938 | 2020-05-31 | 18 | 19.38 | 0.6 | 19.98 | 618141.24
2020-05-31 | 19 | 9793 | 2020-05-31 | 19 | 26.74 | 0.49 | 27.23 | 266663.39
2020-05-31 | 20 | 1748 | 2020-05-31 | 20 | 20.72 | 0.47 | 21.19 | 37040.12
2020-05-31 | 21 | 0 | 2020-05-31 | 21 | 25.61 | 0.65 | 26.26 | 0
2020-05-31 | 22 | 0 | 2020-05-31 | 22 | 28.12 | 0.88 | 29 | 0
2020-05-31 | 23 | 0 | 2020-05-31 | 23 | 27.29 | 0.93 | 28.22 | 0
2020-05-31 | 24 | 0 | 2020-05-31 | 24 | 27.91 | 1.22 | 29.13 | 0
2020-06-01 | 1 | 0 | 2020-06-01 | 1 | 14.5 | 3.81 | 18.31 | 0
2020-06-01 | 2 | 0 | 2020-06-01 | 2 | 15.1 | 3.8 | 18.9 | 0
2020-06-01 | 3 | 0 | 2020-06-01 | 3 | 13.55 | 3.76 | 17.31 | 0
2020-06-01 | 4 | 0 | 2020-06-01 | 4 | 12.81 | 3.76 | 16.57 | 0
2020-06-01 | 5 | 3 | 2020-06-01 | 5 | 15.11 | 3.77 | 18.88 | 56.64
2020-06-01 | 6 | 1088 | 2020-06-01 | 6 | 16.54 | 3.96 | 20.5 | 22304
2020-06-01 | 7 | 7198 | 2020-06-01 | 7 | 23.46 | 4.52 | 27.98 | 201400.04
2020-06-01 | 8 | 23285 | 2020-06-01 | 8 | 27.78 | 5.07 | 32.85 | 764912.25
2020-06-01 | 9 | 42203 | 2020-06-01 | 9 | 18.96 | 4.79 | 23.75 | 1002321.25
2020-06-01 | 10 | 63268 | 2020-06-01 | 10 | 14.35 | 4.46 | 18.81 | 1190071.08
2020-06-01 | 11 | 66150 | 2020-06-01 | 11 | 14.64 | 4.46 | 19.1 | 1263465
2020-06-01 | 12 | 66700 | 2020-06-01 | 12 | 21.26 | 4.62 | 25.88 | 1726196
2020-06-01 | 13 | 52455 | 2020-06-01 | 13 | 31.39 | 4.53 | 35.92 | 1884183.6
2020-06-01 | 14 | 57835 | 2020-06-01 | 14 | 33.66 | 4.65 | 38.31 | 2215658.85
2020-06-01 | 15 | 45700 | 2020-06-01 | 15 | 17.08 | 4.48 | 21.56 | 985292
2020-06-01 | 16 | 33075 | 2020-06-01 | 16 | 15.9 | 4.49 | 20.39 | 674399.25
2020-06-01 | 17 | 36025 | 2020-06-01 | 17 | 24.63 | 4.67 | 29.3 | 1055532.5
2020-06-01 | 18 | 20100 | 2020-06-01 | 18 | 30.09 | 4.61 | 34.7 | 697470
2020-06-01 | 19 | 9440 | 2020-06-01 | 19 | 35.16 | 4.53 | 39.69 | 374673.6
2020-06-01 | 20 | 1848 | 2020-06-01 | 20 | 40.87 | 5.17 | 46.04 | 85081.92
2020-06-01 | 21 | 253 | 2020-06-01 | 21 | 25.95 | 4.5 | 30.45 | 7703.85
2020-06-01 | 22 | 0 | 2020-06-01 | 22 | 25.4 | 4.52 | 29.92 | 0
2020-06-01 | 23 | 0 | 2020-06-01 | 23 | 21.87 | 4.68 | 26.55 | 0
2020-06-01 | 24 | 0 | 2020-06-01 | 24 | 13.42 | 3.86 | 17.28 | 0
2020-06-02 | 1 | 0 | 2020-06-02 | 1 | 14.33 | 0.23 | 14.56 | 0
2020-06-02 | 2 | 0 | 2020-06-02 | 2 | 14.61 | 0.22 | 14.83 | 0
2020-06-02 | 3 | 0 | 2020-06-02 | 3 | 14.6 | 0.24 | 14.84 | 0
2020-06-02 | 4 | 0 | 2020-06-02 | 4 | 14.4 | 0.23 | 14.63 | 0
2020-06-02 | 5 | 3 | 2020-06-02 | 5 | 14.73 | 0.23 | 14.96 | 44.88
2020-06-02 | 6 | 848 | 2020-06-02 | 6 | 14.68 | 0.33 | 15.01 | 12728.48
2020-06-02 | 7 | 7390 | 2020-06-02 | 7 | 14.27 | 0.35 | 14.62 | 108041.8
2020-06-02 | 8 | 24058 | 2020-06-02 | 8 | 13.66 | 0.97 | 14.63 | 351968.54
2020-06-02 | 9 | 39593 | 2020-06-02 | 9 | 13.93 | 0.87 | 14.8 | 585976.4
2020-06-02 | 10 | 50373 | 2020-06-02 | 10 | 14.04 | 0.85 | 14.89 | 750053.97
2020-06-02 | 11 | 65263 | 2020-06-02 | 11 | 14.05 | 0.82 | 14.87 | 970460.81
2020-06-02 | 12 | 56890 | 2020-06-02 | 12 | 14.49 | 0.81 | 15.3 | 870417
2020-06-02 | 13 | 57240 | 2020-06-02 | 13 | 14.83 | 0.84 | 15.67 | 896950.8
2020-06-02 | 14 | 30508 | 2020-06-02 | 14 | 14.69 | 0.83 | 15.52 | 473484.16
2020-06-02 | 15 | 34115 | 2020-06-02 | 15 | 14.95 | 0.82 | 15.77 | 537993.55
2020-06-02 | 16 | 40320 | 2020-06-02 | 16 | 15.29 | 0.83 | 16.12 | 649958.4
2020-06-02 | 17 | 10920 | 2020-06-02 | 17 | 17.4 | 0.94 | 18.34 | 200272.8
2020-06-02 | 18 | 6808 | 2020-06-02 | 18 | 18.1 | 0.85 | 18.95 | 129011.6
2020-06-02 | 19 | 5873 | 2020-06-02 | 19 | 23.58 | 0.84 | 24.42 | 143418.66
2020-06-02 | 20 | 3113 | 2020-06-02 | 20 | 22.33 | 0.85 | 23.18 | 72159.34
2020-06-02 | 21 | 3 | 2020-06-02 | 21 | 15.15 | 0.8 | 15.95 | 47.85
2020-06-02 | 22 | 0 | 2020-06-02 | 22 | 14.53 | 0.84 | 15.37 | 0
2020-06-02 | 23 | 0 | 2020-06-02 | 23 | 13.9 | 0.97 | 14.87 | 0
2020-06-02 | 24 | 0 | 2020-06-02 | 24 | 14.21 | 0.34 | 14.55 | 0
2020-06-03 | 1 | 0 | 2020-06-03 | 1 | 14.71 | 0.27 | 14.98 | 0
2020-06-03 | 2 | 0 | 2020-06-03 | 2 | 14.16 | 0.25 | 14.41 | 0
2020-06-03 | 3 | 0 | 2020-06-03 | 3 | 14 | 0.26 | 14.26 | 0
2020-06-03 | 4 | 0 | 2020-06-03 | 4 | 13.49 | 0.26 | 13.75 | 0
2020-06-03 | 5 | 3 | 2020-06-03 | 5 | 14.63 | 0.25 | 14.88 | 44.64
2020-06-03 | 6 | 293 | 2020-06-03 | 6 | 15.39 | 0.35 | 15.74 | 4611.82
2020-06-03 | 7 | 3735 | 2020-06-03 | 7 | 14.37 | 0.41 | 14.78 | 55203.3
2020-06-03 | 8 | 7340 | 2020-06-03 | 8 | 13.87 | 1 | 14.87 | 109145.8
2020-06-03 | 9 | 23703 | 2020-06-03 | 9 | 14.75 | 0.94 | 15.69 | 371900.07
2020-06-03 | 10 | 37888 | 2020-06-03 | 10 | 13.62 | 0.85 | 14.47 | 548239.36
2020-06-03 | 11 | 46435 | 2020-06-03 | 11 | 14.38 | 0.83 | 15.21 | 706276.35
2020-06-03 | 12 | 49078 | 2020-06-03 | 12 | 15.31 | 0.8 | 16.11 | 790646.58
2020-06-03 | 13 | 44143 | 2020-06-03 | 13 | 26.27 | 0.98 | 27.25 | 1202896.75
2020-06-03 | 14 | 24540 | 2020-06-03 | 14 | 28.54 | 0.84 | 29.38 | 720985.2
2020-06-03 | 15 | 26305 | 2020-06-03 | 15 | 15.89 | 0.8 | 16.69 | 439030.45
2020-06-03 | 16 | 34980 | 2020-06-03 | 16 | 15.35 | 0.77 | 16.12 | 563877.6
2020-06-03 | 17 | 38295 | 2020-06-03 | 17 | 15.39 | 0.75 | 16.14 | 618081.3
2020-06-03 | 18 | 18648 | 2020-06-03 | 18 | 15.92 | 0.73 | 16.65 | 310489.2
2020-06-03 | 19 | 4028 | 2020-06-03 | 19 | 17.92 | 0.74 | 18.66 | 75162.48
2020-06-03 | 20 | 690 | 2020-06-03 | 20 | 16.21 | 0.74 | 16.95 | 11695.5
2020-06-03 | 21 | 13 | 2020-06-03 | 21 | 15.31 | 0.72 | 16.03 | 208.39
2020-06-03 | 22 | 0 | 2020-06-03 | 22 | 15.22 | 0.76 | 15.98 | 0
2020-06-03 | 23 | 0 | 2020-06-03 | 23 | 14.36 | 0.86 | 15.22 | 0
2020-06-03 | 24 | 0 | 2020-06-03 | 24 | 14.72 | 0.35 | 15.07 | 0
2020-06-04 | 1 | 0 | 2020-06-04 | 1 | 15.51 | 0.21 | 15.72 | 0
2020-06-04 | 2 | 0 | 2020-06-04 | 2 | 15.62 | 0.2 | 15.82 | 0
2020-06-04 | 3 | 0 | 2020-06-04 | 3 | 13.95 | 0.21 | 14.16 | 0
2020-06-04 | 4 | 0 | 2020-06-04 | 4 | 13.14 | 0.21 | 13.35 | 0
2020-06-04 | 5 | 3 | 2020-06-04 | 5 | 12.88 | 0.22 | 13.1 | 39.3
2020-06-04 | 6 | 1085 | 2020-06-04 | 6 | 13.35 | 0.32 | 13.67 | 14831.95
2020-06-04 | 7 | 6200 | 2020-06-04 | 7 | 14.27 | 0.36 | 14.63 | 90706
2020-06-04 | 8 | 21210 | 2020-06-04 | 8 | 15.69 | 0.9 | 16.59 | 351873.9
2020-06-04 | 9 | 39548 | 2020-06-04 | 9 | 14.95 | 0.86 | 15.81 | 625253.88
2020-06-04 | 10 | 56060 | 2020-06-04 | 10 | 14.53 | 0.76 | 15.29 | 857157.4
2020-06-04 | 11 | 67140 | 2020-06-04 | 11 | 15.31 | 0.72 | 16.03 | 1076254.2
2020-06-04 | 12 | 73943 | 2020-06-04 | 12 | 18.54 | 0.81 | 19.35 | 1430797.05
2020-06-04 | 13 | 72900 | 2020-06-04 | 13 | 17.71 | 0.7 | 18.41 | 1342089
2020-06-04 | 14 | 55758 | 2020-06-04 | 14 | 24.86 | 0.89 | 25.75 | 1435768.5
2020-06-04 | 15 | 57370 | 2020-06-04 | 15 | 26.86 | 0.72 | 27.58 | 1582264.6
2020-06-04 | 16 | 54785 | 2020-06-04 | 16 | 29.94 | 0.63 | 30.57 | 1674777.45
2020-06-04 | 17 | 42183 | 2020-06-04 | 17 | 31.45 | 0.62 | 32.07 | 1352808.81
2020-06-04 | 18 | 26775 | 2020-06-04 | 18 | 28.36 | 0.69 | 29.05 | 777813.75
2020-06-04 | 19 | 8150 | 2020-06-04 | 19 | 30.61 | 0.73 | 31.34 | 255421
2020-06-04 | 20 | 2253 | 2020-06-04 | 20 | 24.51 | 0.67 | 25.18 | 56730.54
2020-06-04 | 21 | 0 | 2020-06-04 | 21 | 20.84 | 0.65 | 21.49 | 0
2020-06-04 | 22 | 0 | 2020-06-04 | 22 | 19.93 | 0.68 | 20.61 | 0
2020-06-04 | 23 | 0 | 2020-06-04 | 23 | 16.37 | 0.62 | 16.99 | 0
2020-06-04 | 24 | 0 | 2020-06-04 | 24 | 16.16 | 0.26 | 16.42 | 0
2020-06-05 | 1 | 0 | 2020-06-05 | 1 | 20.77 | 0.35 | 21.12 | 0
2020-06-05 | 2 | 0 | 2020-06-05 | 2 | 17.27 | 0.21 | 17.48 | 0
2020-06-05 | 3 | 0 | 2020-06-05 | 3 | 15.95 | 0.2 | 16.15 | 0
2020-06-05 | 4 | 0 | 2020-06-05 | 4 | 15.81 | 0.19 | 16 | 0
2020-06-05 | 5 | 3 | 2020-06-05 | 5 | 15.5 | 0.19 | 15.69 | 47.07
2020-06-05 | 6 | 258 | 2020-06-05 | 6 | 15.58 | 0.24 | 15.82 | 4081.56
2020-06-05 | 7 | 1665 | 2020-06-05 | 7 | 15.48 | 0.27 | 15.75 | 26223.75
2020-06-05 | 8 | 8055 | 2020-06-05 | 8 | 16.51 | 0.83 | 17.34 | 139673.7
2020-06-05 | 9 | 19978 | 2020-06-05 | 9 | 19.44 | 0.83 | 20.27 | 404954.06
2020-06-05 | 10 | 25230 | 2020-06-05 | 10 | 22.75 | 0.95 | 23.7 | 597951
2020-06-05 | 11 | 19038 | 2020-06-05 | 11 | 19.43 | 0.81 | 20.24 | 385329.12
2020-06-05 | 12 | 43520 | 2020-06-05 | 12 | 16.36 | 0.68 | 17.04 | 741580.8
2020-06-05 | 13 | 44265 | 2020-06-05 | 13 | 16.12 | 0.65 | 16.77 | 742324.05
2020-06-05 | 14 | 36285 | 2020-06-05 | 14 | 15.73 | 0.63 | 16.36 | 593622.6
2020-06-05 | 15 | 52680 | 2020-06-05 | 15 | 15.49 | 0.68 | 16.17 | 851835.6
2020-06-05 | 16 | 58655 | 2020-06-05 | 16 | 16.42 | 0.65 | 17.07 | 1001240.85
2020-06-05 | 17 | 45200 | 2020-06-05 | 17 | 17.82 | 0.64 | 18.46 | 834392
2020-06-05 | 18 | 24088 | 2020-06-05 | 18 | 17.5 | 0.64 | 18.14 | 436956.32
2020-06-05 | 19 | 9918 | 2020-06-05 | 19 | 17.08 | 0.64 | 17.72 | 175746.96
2020-06-05 | 20 | 2528 | 2020-06-05 | 20 | 16.92 | 0.64 | 17.56 | 44391.68
2020-06-05 | 21 | 255 | 2020-06-05 | 21 | 16.74 | 0.64 | 17.38 | 4431.9
2020-06-05 | 22 | 0 | 2020-06-05 | 22 | 17.02 | 0.78 | 17.8 | 0
2020-06-05 | 23 | 0 | 2020-06-05 | 23 | 17.03 | 0.8 | 17.83 | 0
2020-06-05 | 24 | 0 | 2020-06-05 | 24 | 20.27 | 0.38 | 20.65 | 0
2020-06-06 | 1 | 0 | 2020-06-06 | 1 | 20.87 | 3.98 | 24.85 | 0
2020-06-06 | 2 | 0 | 2020-06-06 | 2 | 17.34 | 3.75 | 21.09 | 0
2020-06-06 | 3 | 0 | 2020-06-06 | 3 | 16.29 | 3.72 | 20.01 | 0
2020-06-06 | 4 | 0 | 2020-06-06 | 4 | 15.92 | 3.72 | 19.64 | 0
2020-06-06 | 5 | 5 | 2020-06-06 | 5 | 15.92 | 3.72 | 19.64 | 98.2
2020-06-06 | 6 | 1040 | 2020-06-06 | 6 | 15.96 | 3.72 | 19.68 | 20467.2
2020-06-06 | 7 | 6073 | 2020-06-06 | 7 | 15.25 | 3.79 | 19.04 | 115629.92
2020-06-06 | 8 | 18803 | 2020-06-06 | 8 | 16.47 | 3.8 | 20.27 | 381136.81
2020-06-06 | 9 | 23300 | 2020-06-06 | 9 | 24.84 | 3.86 | 28.7 | 668710
2020-06-06 | 10 | 35573 | 2020-06-06 | 10 | 56.53 | 4.21 | 60.74 | 2160704.02
2020-06-06 | 11 | 48905 | 2020-06-06 | 11 | 38.86 | 7.97 | 46.83 | 2290221.15
2020-06-06 | 12 | 66028 | 2020-06-06 | 12 | 38.43 | 4.67 | 43.1 | 2845806.8
2020-06-06 | 13 | 43628 | 2020-06-06 | 13 | 54.1 | 6.43 | 60.53 | 2640802.84
2020-06-06 | 14 | 37320 | 2020-06-06 | 14 | 60.45 | 8.98 | 69.43 | 2591127.6
2020-06-06 | 15 | 45538 | 2020-06-06 | 15 | 86.97 | 8.33 | 95.3 | 4339771.4
2020-06-06 | 16 | 17558 | 2020-06-06 | 16 | 71.11 | 5.54 | 76.65 | 1345820.7
2020-06-06 | 17 | 16373 | 2020-06-06 | 17 | 27.78 | 3.78 | 31.56 | 516731.88
2020-06-06 | 18 | 20675 | 2020-06-06 | 18 | 24.11 | 3.72 | 27.83 | 575385.25
2020-06-06 | 19 | 9195 | 2020-06-06 | 19 | 20.78 | 3.81 | 24.59 | 226105.05
2020-06-06 | 20 | 1843 | 2020-06-06 | 20 | 26.91 | 3.81 | 30.72 | 56616.96
2020-06-06 | 21 | 5 | 2020-06-06 | 21 | 28.36 | 3.82 | 32.18 | 160.9
2020-06-06 | 22 | 0 | 2020-06-06 | 22 | 24.37 | 3.75 | 28.12 | 0
2020-06-06 | 23 | 0 | 2020-06-06 | 23 | 23.08 | 3.85 | 26.93 | 0
2020-06-06 | 24 | 0 | 2020-06-06 | 24 | 22.82 | 3.96 | 26.78 | 0
2020-06-07 | 1 | 0 | 2020-06-07 | 1 | 15.91 | 0.52 | 16.43 | 0
2020-06-07 | 2 | 0 | 2020-06-07 | 2 | 15.6 | 0.39 | 15.99 | 0
2020-06-07 | 3 | 0 | 2020-06-07 | 3 | 15.31 | 0.38 | 15.69 | 0
2020-06-07 | 4 | 0 | 2020-06-07 | 4 | 14.84 | 0.38 | 15.22 | 0
2020-06-07 | 5 | 5 | 2020-06-07 | 5 | 15.24 | 0.38 | 15.62 | 78.1
2020-06-07 | 6 | 860 | 2020-06-07 | 6 | 15.5 | 0.38 | 15.88 | 13656.8
2020-06-07 | 7 | 5688 | 2020-06-07 | 7 | 15.15 | 0.47 | 15.62 | 88846.56
2020-06-07 | 8 | 8033 | 2020-06-07 | 8 | 14.11 | 0.46 | 14.57 | 117040.81
2020-06-07 | 9 | 11740 | 2020-06-07 | 9 | 14.4 | 0.42 | 14.82 | 173986.8
2020-06-07 | 10 | 20693 | 2020-06-07 | 10 | 16.98 | 0.52 | 17.5 | 362127.5
2020-06-07 | 11 | 41063 | 2020-06-07 | 11 | 15.52 | 0.43 | 15.95 | 654954.85
2020-06-07 | 12 | 29280 | 2020-06-07 | 12 | 20.32 | 0.53 | 20.85 | 610488
2020-06-07 | 13 | 41798 | 2020-06-07 | 13 | 21.32 | 0.46 | 21.78 | 910360.44
2020-06-07 | 14 | 29498 | 2020-06-07 | 14 | 21.92 | 0.68 | 22.6 | 666654.8
2020-06-07 | 15 | 21738 | 2020-06-07 | 15 | 17.16 | 0.42 | 17.58 | 382154.04
2020-06-07 | 16 | 17455 | 2020-06-07 | 16 | 18.57 | 0.43 | 19 | 331645
2020-06-07 | 17 | 16483 | 2020-06-07 | 17 | 16.55 | 0.4 | 16.95 | 279386.85
2020-06-07 | 18 | 8253 | 2020-06-07 | 18 | 24 | 0.54 | 24.54 | 202528.62
2020-06-07 | 19 | 3915 | 2020-06-07 | 19 | 29.76 | 0.78 | 30.54 | 119564.1
2020-06-07 | 20 | 938 | 2020-06-07 | 20 | 26.58 | 0.66 | 27.24 | 25551.12
2020-06-07 | 21 | 8 | 2020-06-07 | 21 | 24.95 | 0.53 | 25.48 | 203.84
2020-06-07 | 22 | 0 | 2020-06-07 | 22 | 25.85 | 0.52 | 26.37 | 0
2020-06-07 | 23 | 0 | 2020-06-07 | 23 | 21.16 | 0.71 | 21.87 | 0
2020-06-07 | 24 | 0 | 2020-06-07 | 24 | 16.6 | 0.56 | 17.16 | 0
2020-06-08 | 1 | 0 | 2020-06-08 | 1 | 20.86 | 0.64 | 21.5 | 0
2020-06-08 | 2 | 0 | 2020-06-08 | 2 | 16.51 | 0.53 | 17.04 | 0
2020-06-08 | 3 | 0 | 2020-06-08 | 3 | 15.45 | 0.46 | 15.91 | 0
2020-06-08 | 4 | 0 | 2020-06-08 | 4 | 18.28 | 0.49 | 18.77 | 0
2020-06-08 | 5 | 5 | 2020-06-08 | 5 | 20.04 | 0.48 | 20.52 | 102.6
2020-06-08 | 6 | 1100 | 2020-06-08 | 6 | 18.3 | 0.6 | 18.9 | 20790
2020-06-08 | 7 | 6723 | 2020-06-08 | 7 | 28.47 | 0.92 | 29.39 | 197588.97
2020-06-08 | 8 | 21970 | 2020-06-08 | 8 | 28.6 | 1.58 | 30.18 | 663054.6
2020-06-08 | 9 | 41120 | 2020-06-08 | 9 | 26.58 | 1.51 | 28.09 | 1155060.8
2020-06-08 | 10 | 58590 | 2020-06-08 | 10 | 22.22 | 1.59 | 23.81 | 1395027.9
2020-06-08 | 11 | 61688 | 2020-06-08 | 11 | 16.56 | 1.13 | 17.69 | 1091260.72
2020-06-08 | 12 | 71698 | 2020-06-08 | 12 | 14.28 | 0.98 | 15.26 | 1094111.48
2020-06-08 | 13 | 76640 | 2020-06-08 | 13 | 14.14 | 0.98 | 15.12 | 1158796.8
2020-06-08 | 14 | 72878 | 2020-06-08 | 14 | 14.72 | 0.97 | 15.69 | 1143455.82
2020-06-08 | 15 | 71028 | 2020-06-08 | 15 | 16.85 | 0.97 | 17.82 | 1265718.96
2020-06-08 | 16 | 63683 | 2020-06-08 | 16 | 16.46 | 0.95 | 17.41 | 1108721.03
2020-06-08 | 17 | 49668 | 2020-06-08 | 17 | 17.15 | 0.96 | 18.11 | 899487.48
2020-06-08 | 18 | 30598 | 2020-06-08 | 18 | 28.54 | 1.12 | 29.66 | 907536.68
2020-06-08 | 19 | 9640 | 2020-06-08 | 19 | 37.07 | 1.29 | 38.36 | 369790.4
2020-06-08 | 20 | 1700 | 2020-06-08 | 20 | 31.46 | 1.17 | 32.63 | 55471
2020-06-08 | 21 | 8 | 2020-06-08 | 21 | 29.09 | 1.1 | 30.19 | 241.52
2020-06-08 | 22 | 0 | 2020-06-08 | 22 | 25.03 | 1.16 | 26.19 | 0
2020-06-08 | 23 | 0 | 2020-06-08 | 23 | 16.18 | 1.08 | 17.26 | 0
2020-06-08 | 24 | 0 | 2020-06-08 | 24 | 18.81 | 0.68 | 19.49 | 0
2020-06-09 | 1 | 0 | 2020-06-09 | 1 | 18.86 | 1.2 | 20.06 | 0
2020-06-09 | 2 | 0 | 2020-06-09 | 2 | 27.49 | 1.28 | 28.77 | 0
2020-06-09 | 3 | 0 | 2020-06-09 | 3 | 18.02 | 1.21 | 19.23 | 0
2020-06-09 | 4 | 0 | 2020-06-09 | 4 | 16.64 | 1.18 | 17.82 | 0
2020-06-09 | 5 | 5 | 2020-06-09 | 5 | 16.99 | 1.17 | 18.16 | 90.8
2020-06-09 | 6 | 8 | 2020-06-09 | 6 | 24.56 | 1.34 | 25.9 | 207.2
2020-06-09 | 7 | 1198 | 2020-06-09 | 7 | 23.14 | 1.68 | 24.82 | 29734.36
2020-06-09 | 8 | 6823 | 2020-06-09 | 8 | 17.33 | 1.9 | 19.23 | 131206.29
2020-06-09 | 9 | 24788 | 2020-06-09 | 9 | 19.87 | 1.77 | 21.64 | 536412.32
2020-06-09 | 10 | 18998 | 2020-06-09 | 10 | 18.82 | 1.76 | 20.58 | 390978.84
2020-06-09 | 11 | 37058 | 2020-06-09 | 11 | 16.88 | 1.64 | 18.52 | 686314.16
2020-06-09 | 12 | 26818 | 2020-06-09 | 12 | 27.42 | 1.91 | 29.33 | 786571.94
2020-06-09 | 13 | 50048 | 2020-06-09 | 13 | 25.46 | 1.71 | 27.17 | 1359804.16
2020-06-09 | 14 | 48950 | 2020-06-09 | 14 | 18.64 | 1.58 | 20.22 | 989769
2020-06-09 | 15 | 24345 | 2020-06-09 | 15 | 27.59 | 1.73 | 29.32 | 713795.4
2020-06-09 | 16 | 15950 | 2020-06-09 | 16 | 32.52 | 1.76 | 34.28 | 546766
2020-06-09 | 17 | 12495 | 2020-06-09 | 17 | 37.78 | 1.75 | 39.53 | 493927.35
2020-06-09 | 18 | 6405 | 2020-06-09 | 18 | 48.07 | 6.31 | 54.38 | 348303.9
2020-06-09 | 19 | 2488 | 2020-06-09 | 19 | 43.94 | 2.78 | 46.72 | 116239.36
2020-06-09 | 20 | 650 | 2020-06-09 | 20 | 33.55 | 1.76 | 35.31 | 22951.5
2020-06-09 | 21 | 3 | 2020-06-09 | 21 | 27.84 | 1.72 | 29.56 | 88.68
2020-06-09 | 22 | 0 | 2020-06-09 | 22 | 23.43 | 1.75 | 25.18 | 0
2020-06-09 | 23 | 0 | 2020-06-09 | 23 | 26.78 | 2.28 | 29.06 | 0
2020-06-09 | 24 | 0 | 2020-06-09 | 24 | 18.41 | 1.3 | 19.71 | 0
2020-06-10 | 1 | 0 | 2020-06-10 | 1 | 19.63 | 0.49 | 20.12 | 0
2020-06-10 | 2 | 0 | 2020-06-10 | 2 | 15.12 | 0.54 | 15.66 | 0
2020-06-10 | 3 | 0 | 2020-06-10 | 3 | 15.34 | 0.47 | 15.81 | 0
2020-06-10 | 4 | 0 | 2020-06-10 | 4 | 15.01 | 0.47 | 15.48 | 0
2020-06-10 | 5 | 5 | 2020-06-10 | 5 | 15.2 | 0.47 | 15.67 | 78.35
2020-06-10 | 6 | 1653 | 2020-06-10 | 6 | 15.77 | 0.54 | 16.31 | 26960.43
2020-06-10 | 7 | 7180 | 2020-06-10 | 7 | 17.35 | 0.56 | 17.91 | 128593.8
2020-06-10 | 8 | 19123 | 2020-06-10 | 8 | 17.12 | 1.15 | 18.27 | 349377.21
2020-06-10 | 9 | 38360 | 2020-06-10 | 9 | 20.23 | 1.14 | 21.37 | 819753.2
2020-06-10 | 10 | 53685 | 2020-06-10 | 10 | 31.16 | 1.47 | 32.63 | 1751741.55
2020-06-10 | 11 | 60058 | 2020-06-10 | 11 | 28.39 | 1.45 | 29.84 | 1792130.72
2020-06-10 | 12 | 66718 | 2020-06-10 | 12 | 30.33 | 1.53 | 31.86 | 2125635.48
2020-06-10 | 13 | 70378 | 2020-06-10 | 13 | 30.42 | 1.45 | 31.87 | 2242946.86
2020-06-10 | 14 | 75105 | 2020-06-10 | 14 | 20.53 | 1.08 | 21.61 | 1623019.05
2020-06-10 | 15 | 64655 | 2020-06-10 | 15 | 24.47 | 1.09 | 25.56 | 1652581.8
2020-06-10 | 16 | 61363 | 2020-06-10 | 16 | 28.64 | 1.16 | 29.8 | 1828617.4
2020-06-10 | 17 | 39000 | 2020-06-10 | 17 | 32.91 | 1.07 | 33.98 | 1325220
2020-06-10 | 18 | 9088 | 2020-06-10 | 18 | 31.02 | 1.07 | 32.09 | 291633.92
2020-06-10 | 19 | 2803 | 2020-06-10 | 19 | 26.75 | 1.07 | 27.82 | 77979.46
2020-06-10 | 20 | 1658 | 2020-06-10 | 20 | 26.46 | 1.18 | 27.64 | 45827.12
2020-06-10 | 21 | 3 | 2020-06-10 | 21 | 20.21 | 1.08 | 21.29 | 63.87
2020-06-10 | 22 | 0 | 2020-06-10 | 22 | 19.98 | 1.14 | 21.12 | 0
2020-06-10 | 23 | 0 | 2020-06-10 | 23 | 28.53 | 1.67 | 30.2 | 0
2020-06-10 | 24 | 0 | 2020-06-10 | 24 | 16.92 | 0.54 | 17.46 | 0
2020-06-11 | 1 | 0 | 2020-06-11 | 1 | 17.05 | 0.26 | 17.31 | 0
2020-06-11 | 2 | 0 | 2020-06-11 | 2 | 17.42 | 0.25 | 17.67 | 0
2020-06-11 | 3 | 0 | 2020-06-11 | 3 | 17.64 | 0.26 | 17.9 | 0
2020-06-11 | 4 | 0 | 2020-06-11 | 4 | 15.63 | 0.24 | 15.87 | 0
2020-06-11 | 5 | 3 | 2020-06-11 | 5 | 16.8 | 0.25 | 17.05 | 51.15
2020-06-11 | 6 | 258 | 2020-06-11 | 6 | 17.33 | 0.26 | 17.59 | 4538.22
2020-06-11 | 7 | 1365 | 2020-06-11 | 7 | 17.4 | 0.43 | 17.83 | 24337.95
2020-06-11 | 8 | 6683 | 2020-06-11 | 8 | 24.14 | 0.96 | 25.1 | 167743.3
2020-06-11 | 9 | 11140 | 2020-06-11 | 9 | 31.74 | 0.91 | 32.65 | 363721
2020-06-11 | 10 | 9460 | 2020-06-11 | 10 | 35.57 | 0.96 | 36.53 | 345573.8
2020-06-11 | 11 | 7573 | 2020-06-11 | 11 | 34.04 | 0.87 | 34.91 | 264373.43
2020-06-11 | 12 | 8198 | 2020-06-11 | 12 | 31.6 | 0.84 | 32.44 | 265943.12
2020-06-11 | 13 | 9410 | 2020-06-11 | 13 | 29.71 | 0.85 | 30.56 | 287569.6
2020-06-11 | 14 | 15753 | 2020-06-11 | 14 | 26.93 | 0.81 | 27.74 | 436988.22
2020-06-11 | 15 | 26943 | 2020-06-11 | 15 | 18.05 | 0.79 | 18.84 | 507606.12
2020-06-11 | 16 | 21638 | 2020-06-11 | 16 | 16.22 | 0.79 | 17.01 | 368062.38
2020-06-11 | 17 | 20540 | 2020-06-11 | 17 | 16.17 | 0.78 | 16.95 | 348153
2020-06-11 | 18 | 22543 | 2020-06-11 | 18 | 16.44 | 0.76 | 17.2 | 387739.6
2020-06-11 | 19 | 7668 | 2020-06-11 | 19 | 16.21 | 0.74 | 16.95 | 129972.6
2020-06-11 | 20 | 2455 | 2020-06-11 | 20 | 16.73 | 0.76 | 17.49 | 42937.95
2020-06-11 | 21 | 275 | 2020-06-11 | 21 | 15.82 | 0.8 | 16.62 | 4570.5
2020-06-11 | 22 | 0 | 2020-06-11 | 22 | 15.34 | 0.77 | 16.11 | 0
2020-06-11 | 23 | 0 | 2020-06-11 | 23 | 17.11 | 0.95 | 18.06 | 0
2020-06-11 | 24 | 0 | 2020-06-11 | 24 | 14.58 | 0.3 | 14.88 | 0
2020-06-12 | 1 | 0 | 2020-06-12 | 1 | 15.63 | 0.22 | 15.85 | 0
2020-06-12 | 2 | 0 | 2020-06-12 | 2 | 14.8 | 0.2 | 15 | 0
2020-06-12 | 3 | 0 | 2020-06-12 | 3 | 14.77 | 0.2 | 14.97 | 0
2020-06-12 | 4 | 0 | 2020-06-12 | 4 | 14.42 | 0.2 | 14.62 | 0
2020-06-12 | 5 | 5 | 2020-06-12 | 5 | 14.6 | 0.2 | 14.8 | 74
2020-06-12 | 6 | 1098 | 2020-06-12 | 6 | 15.04 | 0.27 | 15.31 | 16810.38
2020-06-12 | 7 | 7683 | 2020-06-12 | 7 | 14.36 | 0.29 | 14.65 | 112555.95
2020-06-12 | 8 | 18910 | 2020-06-12 | 8 | 14.21 | 0.88 | 15.09 | 285351.9
2020-06-12 | 9 | 36410 | 2020-06-12 | 9 | 14.7 | 0.81 | 15.51 | 564719.1
2020-06-12 | 10 | 55065 | 2020-06-12 | 10 | 16.14 | 0.76 | 16.9 | 930598.5
2020-06-12 | 11 | 68075 | 2020-06-12 | 11 | 14.92 | 0.73 | 15.65 | 1065373.75
2020-06-12 | 12 | 73643 | 2020-06-12 | 12 | 14.79 | 0.7 | 15.49 | 1140730.07
2020-06-12 | 13 | 74958 | 2020-06-12 | 13 | 15.66 | 0.69 | 16.35 | 1225563.3
2020-06-12 | 14 | 72985 | 2020-06-12 | 14 | 14.8 | 0.61 | 15.41 | 1124698.85
2020-06-12 | 15 | 44090 | 2020-06-12 | 15 | 14.68 | 0.6 | 15.28 | 673695.2
2020-06-12 | 16 | 47383 | 2020-06-12 | 16 | 15.54 | 0.62 | 16.16 | 765709.28
2020-06-12 | 17 | 46960 | 2020-06-12 | 17 | 16.35 | 0.58 | 16.93 | 795032.8
2020-06-12 | 18 | 30015 | 2020-06-12 | 18 | 20.37 | 0.71 | 21.08 | 632716.2
2020-06-12 | 19 | 10073 | 2020-06-12 | 19 | 24.96 | 0.72 | 25.68 | 258674.64
2020-06-12 | 20 | 1920 | 2020-06-12 | 20 | 18.58 | 0.74 | 19.32 | 37094.4
2020-06-12 | 21 | 258 | 2020-06-12 | 21 | 14.84 | 0.71 | 15.55 | 4011.9
2020-06-12 | 22 | 0 | 2020-06-12 | 22 | 14.46 | 0.73 | 15.19 | 0
2020-06-12 | 23 | 0 | 2020-06-12 | 23 | 14.8 | 0.82 | 15.62 | 0
2020-06-12 | 24 | 0 | 2020-06-12 | 24 | 15.46 | 0.28 | 15.74 | 0
2020-06-13 | 1 | 0 | 2020-06-13 | 1 | 17.36 | 0.51 | 17.87 | 0
2020-06-13 | 2 | 0 | 2020-06-13 | 2 | 16.8 | 0.44 | 17.24 | 0
2020-06-13 | 3 | 0 | 2020-06-13 | 3 | 14.76 | 0.45 | 15.21 | 0
2020-06-13 | 4 | 0 | 2020-06-13 | 4 | 14.66 | 0.45 | 15.11 | 0
2020-06-13 | 5 | 8 | 2020-06-13 | 5 | 15.76 | 0.52 | 16.28 | 130.24
2020-06-13 | 6 | 1085 | 2020-06-13 | 6 | 14.3 | 0.44 | 14.74 | 15992.9
2020-06-13 | 7 | 6645 | 2020-06-13 | 7 | 13.74 | 0.48 | 14.22 | 94491.9
2020-06-13 | 8 | 22110 | 2020-06-13 | 8 | 13.53 | 0.49 | 14.02 | 309982.2
2020-06-13 | 9 | 40938 | 2020-06-13 | 9 | 14.19 | 0.46 | 14.65 | 599741.7
2020-06-13 | 10 | 58548 | 2020-06-13 | 10 | 14.26 | 0.43 | 14.69 | 860070.12
2020-06-13 | 11 | 70398 | 2020-06-13 | 11 | 13.02 | 0.43 | 13.45 | 946853.1
2020-06-13 | 12 | 66645 | 2020-06-13 | 12 | 13.07 | 0.42 | 13.49 | 899041.05
2020-06-13 | 13 | 69265 | 2020-06-13 | 13 | 13.09 | 0.42 | 13.51 | 935770.15
2020-06-13 | 14 | 69418 | 2020-06-13 | 14 | 13.2 | 0.42 | 13.62 | 945473.16
2020-06-13 | 15 | 55800 | 2020-06-13 | 15 | 13.32 | 0.42 | 13.74 | 766692
2020-06-13 | 16 | 48945 | 2020-06-13 | 16 | 18.66 | 0.62 | 19.28 | 943659.6
2020-06-13 | 17 | 54933 | 2020-06-13 | 17 | 24.54 | 0.52 | 25.06 | 1376620.98
2020-06-13 | 18 | 32685 | 2020-06-13 | 18 | 22.98 | 0.53 | 23.51 | 768424.35
2020-06-13 | 19 | 10250 | 2020-06-13 | 19 | 25.96 | 0.53 | 26.49 | 271522.5
2020-06-13 | 20 | 2798 | 2020-06-13 | 20 | 26.88 | 0.78 | 27.66 | 77392.68
2020-06-13 | 21 | 15 | 2020-06-13 | 21 | 23.79 | 0.6 | 24.39 | 365.85
2020-06-13 | 22 | 0 | 2020-06-13 | 22 | 21.63 | 0.55 | 22.18 | 0
2020-06-13 | 23 | 0 | 2020-06-13 | 23 | 20.04 | 1 | 21.04 | 0
2020-06-13 | 24 | 0 | 2020-06-13 | 24 | 12.56 | 0.52 | 13.08 | 0
2020-06-14 | 1 | 0 | 2020-06-14 | 1 | 12.55 | 0.55 | 13.1 | 0
2020-06-14 | 2 | 0 | 2020-06-14 | 2 | 12.4 | 0.49 | 12.89 | 0
2020-06-14 | 3 | 0 | 2020-06-14 | 3 | 12.64 | 0.48 | 13.12 | 0
2020-06-14 | 4 | 0 | 2020-06-14 | 4 | 12.35 | 0.49 | 12.84 | 0
2020-06-14 | 5 | 0 | 2020-06-14 | 5 | 12.2 | 0.49 | 12.69 | 0
2020-06-14 | 6 | 1375 | 2020-06-14 | 6 | 12.08 | 0.49 | 12.57 | 17283.75
2020-06-14 | 7 | 5518 | 2020-06-14 | 7 | 12.05 | 0.56 | 12.61 | 69581.98
2020-06-14 | 8 | 17960 | 2020-06-14 | 8 | 5.08 | 0.59 | 5.67 | 101833.2
2020-06-14 | 9 | 27393 | 2020-06-14 | 9 | 12.03 | 0.54 | 12.57 | 344330.01
2020-06-14 | 10 | 37193 | 2020-06-14 | 10 | 12.29 | 0.5 | 12.79 | 475698.47
2020-06-14 | 11 | 60990 | 2020-06-14 | 11 | 12.25 | 0.49 | 12.74 | 777012.6
2020-06-14 | 12 | 75165 | 2020-06-14 | 12 | 11.9 | 0.48 | 12.38 | 930542.7
2020-06-14 | 13 | 61560 | 2020-06-14 | 13 | 12.47 | 0.49 | 12.96 | 797817.6
2020-06-14 | 14 | 48100 | 2020-06-14 | 14 | 12.69 | 0.49 | 13.18 | 633958
2020-06-14 | 15 | 41295 | 2020-06-14 | 15 | 13.04 | 0.49 | 13.53 | 558721.35
2020-06-14 | 16 | 32390 | 2020-06-14 | 16 | 13.17 | 0.49 | 13.66 | 442447.4
2020-06-14 | 17 | 34743 | 2020-06-14 | 17 | 13.06 | 0.5 | 13.56 | 471115.08
2020-06-14 | 18 | 29923 | 2020-06-14 | 18 | 21.45 | 0.53 | 21.98 | 657707.54
2020-06-14 | 19 | 10733 | 2020-06-14 | 19 | 24.88 | 0.61 | 25.49 | 273584.17
2020-06-14 | 20 | 2058 | 2020-06-14 | 20 | 24.95 | 0.58 | 25.53 | 52540.74
2020-06-14 | 21 | 8 | 2020-06-14 | 21 | 21.94 | 0.54 | 22.48 | 179.84
2020-06-14 | 22 | 0 | 2020-06-14 | 22 | 25.18 | 0.68 | 25.86 | 0
2020-06-14 | 23 | 0 | 2020-06-14 | 23 | 15.45 | 0.61 | 16.06 | 0
2020-06-14 | 24 | 0 | 2020-06-14 | 24 | 13.2 | 0.59 | 13.79 | 0
2020-06-15 | 1 | 0 | 2020-06-15 | 1 | 12.79 | 0.38 | 13.17 | 0
2020-06-15 | 2 | 0 | 2020-06-15 | 2 | 12.77 | 0.37 | 13.14 | 0
2020-06-15 | 3 | 0 | 2020-06-15 | 3 | 12.25 | 0.38 | 12.63 | 0
2020-06-15 | 4 | 0 | 2020-06-15 | 4 | 12.66 | 0.38 | 13.04 | 0
2020-06-15 | 5 | 5 | 2020-06-15 | 5 | 13.32 | 0.37 | 13.69 | 68.45
2020-06-15 | 6 | 1130 | 2020-06-15 | 6 | 14.48 | 0.47 | 14.95 | 16893.5
2020-06-15 | 7 | 6613 | 2020-06-15 | 7 | 16.47 | 0.5 | 16.97 | 112222.61
2020-06-15 | 8 | 22173 | 2020-06-15 | 8 | 26.93 | 1.61 | 28.54 | 632817.42
2020-06-15 | 9 | 40968 | 2020-06-15 | 9 | 29.71 | 1.92 | 31.63 | 1295817.84
2020-06-15 | 10 | 58080 | 2020-06-15 | 10 | 15.89 | 1.08 | 16.97 | 985617.6
2020-06-15 | 11 | 68218 | 2020-06-15 | 11 | 18.75 | 1.14 | 19.89 | 1356856.02
2020-06-15 | 12 | 61658 | 2020-06-15 | 12 | 15.75 | 1.07 | 16.82 | 1037087.56
2020-06-15 | 13 | 35518 | 2020-06-15 | 13 | 26.37 | 1.53 | 27.9 | 990952.2
2020-06-15 | 14 | 52813 | 2020-06-15 | 14 | 24.78 | 1.29 | 26.07 | 1376834.91
2020-06-15 | 15 | 52245 | 2020-06-15 | 15 | 24.45 | 1.06 | 25.51 | 1332769.95
2020-06-15 | 16 | 32400 | 2020-06-15 | 16 | 26.07 | 1 | 27.07 | 877068
2020-06-15 | 17 | 50050 | 2020-06-15 | 17 | 17.85 | 0.95 | 18.8 | 940940
2020-06-15 | 18 | 28005 | 2020-06-15 | 18 | 19.2 | 0.94 | 20.14 | 564020.7
2020-06-15 | 19 | 10323 | 2020-06-15 | 19 | 22.43 | 0.95 | 23.38 | 241351.74
2020-06-15 | 20 | 2088 | 2020-06-15 | 20 | 21.63 | 0.99 | 22.62 | 47230.56
2020-06-15 | 21 | 10 | 2020-06-15 | 21 | 21.43 | 0.97 | 22.4 | 224
2020-06-15 | 22 | 0 | 2020-06-15 | 22 | 22.28 | 1.03 | 23.31 | 0
2020-06-15 | 23 | 0 | 2020-06-15 | 23 | 16.27 | 1.22 | 17.49 | 0
2020-06-15 | 24 | 0 | 2020-06-15 | 24 | 22.27 | 1.08 | 23.35 | 0
2020-06-16 | 1 | 0 | 2020-06-16 | 1 | 14.43 | 0.49 | 14.92 | 0
2020-06-16 | 2 | 0 | 2020-06-16 | 2 | 14.81 | 0.46 | 15.27 | 0
2020-06-16 | 3 | 0 | 2020-06-16 | 3 | 14.84 | 0.46 | 15.3 | 0
2020-06-16 | 4 | 0 | 2020-06-16 | 4 | 13.62 | 0.45 | 14.07 | 0
2020-06-16 | 5 | 5 | 2020-06-16 | 5 | 13.1 | 0.44 | 13.54 | 67.7
2020-06-16 | 6 | 1090 | 2020-06-16 | 6 | 13.36 | 0.59 | 13.95 | 15205.5
2020-06-16 | 7 | 6183 | 2020-06-16 | 7 | 13.22 | 0.57 | 13.79 | 85263.57
2020-06-16 | 8 | 21660 | 2020-06-16 | 8 | 13.41 | 1.22 | 14.63 | 316885.8
2020-06-16 | 9 | 39838 | 2020-06-16 | 9 | 13.13 | 1.15 | 14.28 | 568886.64
2020-06-16 | 10 | 56583 | 2020-06-16 | 10 | 15.51 | 1.1 | 16.61 | 939843.63
2020-06-16 | 11 | 68103 | 2020-06-16 | 11 | 13.78 | 1.06 | 14.84 | 1010648.52
2020-06-16 | 12 | 74655 | 2020-06-16 | 12 | 13.23 | 1.03 | 14.26 | 1064580.3
2020-06-16 | 13 | 76060 | 2020-06-16 | 13 | 13.43 | 1 | 14.43 | 1097545.8
2020-06-16 | 14 | 75420 | 2020-06-16 | 14 | 14.29 | 0.97 | 15.26 | 1150909.2
2020-06-16 | 15 | 71980 | 2020-06-16 | 15 | 16.91 | 1.04 | 17.95 | 1292041
2020-06-16 | 16 | 62778 | 2020-06-16 | 16 | 16.38 | 1.18 | 17.56 | 1102381.68
2020-06-16 | 17 | 49670 | 2020-06-16 | 17 | 17.09 | 0.96 | 18.05 | 896543.5
2020-06-16 | 18 | 30720 | 2020-06-16 | 18 | 28.03 | 1.06 | 29.09 | 893644.8
2020-06-16 | 19 | 10438 | 2020-06-16 | 19 | 33.3 | 1.3 | 34.6 | 361154.8
2020-06-16 | 20 | 1978 | 2020-06-16 | 20 | 26.08 | 1.32 | 27.4 | 54197.2
2020-06-16 | 21 | 260 | 2020-06-16 | 21 | 17.34 | 1.17 | 18.51 | 4812.6
2020-06-16 | 22 | 0 | 2020-06-16 | 22 | 13.94 | 1.04 | 14.98 | 0
2020-06-16 | 23 | 0 | 2020-06-16 | 23 | 14.06 | 1.25 | 15.31 | 0
2020-06-16 | 24 | 0 | 2020-06-16 | 24 | 12.52 | 0.54 | 13.06 | 0
2020-06-17 | 1 | 0 | 2020-06-17 | 1 | 13.96 | 0.6 | 14.56 | 0
2020-06-17 | 2 | 0 | 2020-06-17 | 2 | 12.42 | 0.48 | 12.9 | 0
2020-06-17 | 3 | 0 | 2020-06-17 | 3 | 10.55 | 0.52 | 11.07 | 0
2020-06-17 | 4 | 0 | 2020-06-17 | 4 | 10.29 | 0.47 | 10.76 | 0
2020-06-17 | 5 | 5 | 2020-06-17 | 5 | 10.55 | 0.48 | 11.03 | 55.15
2020-06-17 | 6 | 1095 | 2020-06-17 | 6 | 14.36 | 0.49 | 14.85 | 16260.75
2020-06-17 | 7 | 6433 | 2020-06-17 | 7 | 21.89 | 0.82 | 22.71 | 146093.43
2020-06-17 | 8 | 21653 | 2020-06-17 | 8 | 10.21 | 1.24 | 11.45 | 247926.85
2020-06-17 | 9 | 39785 | 2020-06-17 | 9 | 13.07 | 1.12 | 14.19 | 564549.15
2020-06-17 | 10 | 56850 | 2020-06-17 | 10 | 12.67 | 1.03 | 13.7 | 778845
2020-06-17 | 11 | 68095 | 2020-06-17 | 11 | 13.13 | 1.02 | 14.15 | 963544.25
2020-06-17 | 12 | 73960 | 2020-06-17 | 12 | 13.8 | 1 | 14.8 | 1094608
2020-06-17 | 13 | 75328 | 2020-06-17 | 13 | 14.3 | 1.03 | 15.33 | 1154778.24
2020-06-17 | 14 | 74458 | 2020-06-17 | 14 | 23.44 | 1.27 | 24.71 | 1839857.18
2020-06-17 | 15 | 70480 | 2020-06-17 | 15 | 20.81 | 1.03 | 21.84 | 1539283.2
2020-06-17 | 16 | 61360 | 2020-06-17 | 16 | 24.96 | 1.18 | 26.14 | 1603950.4
2020-06-17 | 17 | 48145 | 2020-06-17 | 17 | 26.67 | 1.21 | 27.88 | 1342282.6
2020-06-17 | 18 | 30290 | 2020-06-17 | 18 | 27.6 | 1.05 | 28.65 | 867808.5
2020-06-17 | 19 | 10370 | 2020-06-17 | 19 | 31.59 | 1.3 | 32.89 | 341069.3
2020-06-17 | 20 | 1953 | 2020-06-17 | 20 | 29.71 | 1.2 | 30.91 | 60367.23
2020-06-17 | 21 | 255 | 2020-06-17 | 21 | 28.04 | 1.16 | 29.2 | 7446
2020-06-17 | 22 | 0 | 2020-06-17 | 22 | 21.7 | 1.09 | 22.79 | 0
2020-06-17 | 23 | 0 | 2020-06-17 | 23 | 15.92 | 1.17 | 17.09 | 0
2020-06-17 | 24 | 0 | 2020-06-17 | 24 | 19.09 | 0.78 | 19.87 | 0
2020-06-18 | 1 | 0 | 2020-06-18 | 1 | 15.24 | 0.46 | 15.7 | 0
2020-06-18 | 2 | 0 | 2020-06-18 | 2 | 13.5 | 0.44 | 13.94 | 0
2020-06-18 | 3 | 0 | 2020-06-18 | 3 | 13.32 | 0.44 | 13.76 | 0
2020-06-18 | 4 | 0 | 2020-06-18 | 4 | 13.33 | 0.44 | 13.77 | 0
2020-06-18 | 5 | 0 | 2020-06-18 | 5 | 13.48 | 0.44 | 13.92 | 0
2020-06-18 | 6 | 1090 | 2020-06-18 | 6 | 14.47 | 0.51 | 14.98 | 16328.2
2020-06-18 | 7 | 6423 | 2020-06-18 | 7 | 14.8 | 0.53 | 15.33 | 98464.59
2020-06-18 | 8 | 21420 | 2020-06-18 | 8 | 15.89 | 1.21 | 17.1 | 366282
2020-06-18 | 9 | 39330 | 2020-06-18 | 9 | 29.17 | 1.94 | 31.11 | 1223556.3
2020-06-18 | 10 | 55690 | 2020-06-18 | 10 | 27.1 | 1.63 | 28.73 | 1599973.7
2020-06-18 | 11 | 66570 | 2020-06-18 | 11 | 16.18 | 0.99 | 17.17 | 1143006.9
2020-06-18 | 12 | 72413 | 2020-06-18 | 12 | 24.8 | 1.23 | 26.03 | 1884910.39
2020-06-18 | 13 | 74398 | 2020-06-18 | 13 | 42.93 | 1.22 | 44.15 | 3284671.7
2020-06-18 | 14 | 72488 | 2020-06-18 | 14 | 41.29 | 1.19 | 42.48 | 3079290.24
2020-06-18 | 15 | 67665 | 2020-06-18 | 15 | 36.67 | 1.58 | 38.25 | 2588186.25
2020-06-18 | 16 | 58845 | 2020-06-18 | 16 | 28.84 | 0.97 | 29.81 | 1754169.45
2020-06-18 | 17 | 46055 | 2020-06-18 | 17 | 42.42 | 1.14 | 43.56 | 2006155.8
2020-06-18 | 18 | 28443 | 2020-06-18 | 18 | 54.15 | 1.12 | 55.27 | 1572044.61
2020-06-18 | 19 | 9693 | 2020-06-18 | 19 | 65.71 | 1.41 | 67.12 | 650594.16
2020-06-18 | 20 | 1900 | 2020-06-18 | 20 | 45.76 | 1.23 | 46.99 | 89281
2020-06-18 | 21 | 255 | 2020-06-18 | 21 | 33.15 | 1.44 | 34.59 | 8820.45
2020-06-18 | 22 | 0 | 2020-06-18 | 22 | 28.75 | 1.29 | 30.04 | 0
2020-06-18 | 23 | 0 | 2020-06-18 | 23 | 25.67 | 1.11 | 26.78 | 0
2020-06-18 | 24 | 0 | 2020-06-18 | 24 | 21.8 | 0.59 | 22.39 | 0
2020-06-19 | 1 | 0 | 2020-06-19 | 1 | 16.05 | 0.29 | 16.34 | 0
2020-06-19 | 2 | 0 | 2020-06-19 | 2 | 16.82 | 0.29 | 17.11 | 0
2020-06-19 | 3 | 0 | 2020-06-19 | 3 | 15.12 | 0.29 | 15.41 | 0
2020-06-19 | 4 | 0 | 2020-06-19 | 4 | 13.85 | 0.28 | 14.13 | 0
2020-06-19 | 5 | 0 | 2020-06-19 | 5 | 13.64 | 0.29 | 13.93 | 0
2020-06-19 | 6 | 1335 | 2020-06-19 | 6 | 14.57 | 0.35 | 14.92 | 19918.2
2020-06-19 | 7 | 6870 | 2020-06-19 | 7 | 13.87 | 0.36 | 14.23 | 97760.1
2020-06-19 | 8 | 19535 | 2020-06-19 | 8 | 13.96 | 0.9 | 14.86 | 290290.1
2020-06-19 | 9 | 36980 | 2020-06-19 | 9 | 15.56 | 0.88 | 16.44 | 607951.2
2020-06-19 | 10 | 53363 | 2020-06-19 | 10 | 22.12 | 1.03 | 23.15 | 1235353.45
2020-06-19 | 11 | 63985 | 2020-06-19 | 11 | 33.62 | 1.13 | 34.75 | 2223478.75
2020-06-19 | 12 | 70300 | 2020-06-19 | 12 | 35.37 | 1.3 | 36.67 | 2577901
2020-06-19 | 13 | 72335 | 2020-06-19 | 13 | 36.44 | 1.15 | 37.59 | 2719072.65
2020-06-19 | 14 | 71270 | 2020-06-19 | 14 | 35.47 | 0.98 | 36.45 | 2597791.5
2020-06-19 | 15 | 67230 | 2020-06-19 | 15 | 31.7 | 0.95 | 32.65 | 2195059.5
2020-06-19 | 16 | 57865 | 2020-06-19 | 16 | 23.89 | 0.81 | 24.7 | 1429265.5
2020-06-19 | 17 | 45223 | 2020-06-19 | 17 | 35.79 | 1.21 | 37 | 1673251
2020-06-19 | 18 | 28140 | 2020-06-19 | 18 | 33.1 | 1.09 | 34.19 | 962106.6
2020-06-19 | 19 | 9698 | 2020-06-19 | 19 | 30.83 | 1.04 | 31.87 | 309075.26
2020-06-19 | 20 | 1658 | 2020-06-19 | 20 | 26.51 | 0.85 | 27.36 | 45362.88
2020-06-19 | 21 | 8 | 2020-06-19 | 21 | 21.46 | 0.77 | 22.23 | 177.84
2020-06-19 | 22 | 0 | 2020-06-19 | 22 | 28.14 | 1.11 | 29.25 | 0
2020-06-19 | 23 | 0 | 2020-06-19 | 23 | 19.9 | 0.9 | 20.8 | 0
2020-06-19 | 24 | 0 | 2020-06-19 | 24 | 17.28 | 0.35 | 17.63 | 0
2020-06-20 | 1 | 0 | 2020-06-20 | 1 | 16.94 | 0.49 | 17.43 | 0
2020-06-20 | 2 | 0 | 2020-06-20 | 2 | 15.68 | 0.48 | 16.16 | 0
2020-06-20 | 3 | 0 | 2020-06-20 | 3 | 15.92 | 0.52 | 16.44 | 0
2020-06-20 | 4 | 0 | 2020-06-20 | 4 | 15.43 | 0.49 | 15.92 | 0
2020-06-20 | 5 | 5 | 2020-06-20 | 5 | 14.43 | 0.49 | 14.92 | 74.6
2020-06-20 | 6 | 1323 | 2020-06-20 | 6 | 14.57 | 0.48 | 15.05 | 19911.15
2020-06-20 | 7 | 6200 | 2020-06-20 | 7 | 14.57 | 0.52 | 15.09 | 93558
2020-06-20 | 8 | 15953 | 2020-06-20 | 8 | 15.41 | 0.69 | 16.1 | 256843.3
2020-06-20 | 9 | 35383 | 2020-06-20 | 9 | 15.75 | 0.5 | 16.25 | 574973.75
2020-06-20 | 10 | 51953 | 2020-06-20 | 10 | 18.85 | 0.61 | 19.46 | 1011005.38
2020-06-20 | 11 | 45688 | 2020-06-20 | 11 | 21.22 | 0.67 | 21.89 | 1000110.32
2020-06-20 | 12 | 52278 | 2020-06-20 | 12 | 28.2 | 0.75 | 28.95 | 1513448.1
2020-06-20 | 13 | 70920 | 2020-06-20 | 13 | 30.77 | 0.56 | 31.33 | 2221923.6
2020-06-20 | 14 | 67508 | 2020-06-20 | 14 | 29.35 | 0.54 | 29.89 | 2017814.12
2020-06-20 | 15 | 60138 | 2020-06-20 | 15 | 33.96 | 0.7 | 34.66 | 2084383.08
2020-06-20 | 16 | 30338 | 2020-06-20 | 16 | 34.01 | 0.6 | 34.61 | 1049998.18
2020-06-20 | 17 | 18548 | 2020-06-20 | 17 | 37.6 | 0.86 | 38.46 | 713356.08
2020-06-20 | 18 | 7310 | 2020-06-20 | 18 | 43.18 | 0.74 | 43.92 | 321055.2
2020-06-20 | 19 | 7300 | 2020-06-20 | 19 | 48.59 | 0.94 | 49.53 | 361569
2020-06-20 | 20 | 3565 | 2020-06-20 | 20 | 37.06 | 0.63 | 37.69 | 134364.85
2020-06-20 | 21 | 268 | 2020-06-20 | 21 | 30.79 | 0.61 | 31.4 | 8415.2
2020-06-20 | 22 | 0 | 2020-06-20 | 22 | 31.81 | 0.6 | 32.41 | 0
2020-06-20 | 23 | 0 | 2020-06-20 | 23 | 37.78 | 1.09 | 38.87 | 0
2020-06-20 | 24 | 0 | 2020-06-20 | 24 | 38.94 | 1.27 | 40.21 | 0
2020-06-21 | 1 | 0 | 2020-06-21 | 1 | 42.35 | 1.68 | 44.03 | 0
2020-06-21 | 2 | 0 | 2020-06-21 | 2 | 24.65 | 0.76 | 25.41 | 0
2020-06-21 | 3 | 0 | 2020-06-21 | 3 | 18 | 0.63 | 18.63 | 0
2020-06-21 | 4 | 0 | 2020-06-21 | 4 | 15.31 | 0.6 | 15.91 | 0
2020-06-21 | 5 | 0 | 2020-06-21 | 5 | 15.31 | 0.6 | 15.91 | 0
2020-06-21 | 6 | 1075 | 2020-06-21 | 6 | 14.58 | 0.59 | 15.17 | 16307.75
2020-06-21 | 7 | 5920 | 2020-06-21 | 7 | 14.21 | 0.63 | 14.84 | 87852.8
2020-06-21 | 8 | 17855 | 2020-06-21 | 8 | 15.49 | 0.64 | 16.13 | 288001.15
2020-06-21 | 9 | 36170 | 2020-06-21 | 9 | 22.66 | 0.92 | 23.58 | 852888.6
2020-06-21 | 10 | 51865 | 2020-06-21 | 10 | 39.12 | 1.44 | 40.56 | 2103644.4
2020-06-21 | 11 | 61960 | 2020-06-21 | 11 | 36.13 | 0.85 | 36.98 | 2291280.8
2020-06-21 | 12 | 69018 | 2020-06-21 | 12 | 42.22 | 0.84 | 43.06 | 2971915.08
2020-06-21 | 13 | 70575 | 2020-06-21 | 13 | 45.44 | 1.21 | 46.65 | 3292323.75
2020-06-21 | 14 | 69625 | 2020-06-21 | 14 | 35.71 | 0.69 | 36.4 | 2534350
2020-06-21 | 15 | 63933 | 2020-06-21 | 15 | 45.76 | 0.79 | 46.55 | 2976081.15
2020-06-21 | 16 | 52910 | 2020-06-21 | 16 | 54.93 | 1.08 | 56.01 | 2963489.1
2020-06-21 | 17 | 31035 | 2020-06-21 | 17 | 47.45 | 0.83 | 48.28 | 1498369.8
2020-06-21 | 18 | 8405 | 2020-06-21 | 18 | 58.5 | 0.72 | 59.22 | 497744.1
2020-06-21 | 19 | 12093 | 2020-06-21 | 19 | 64.6 | 0.73 | 65.33 | 790035.69
2020-06-21 | 20 | 4680 | 2020-06-21 | 20 | 54.12 | 0.7 | 54.82 | 256557.6
2020-06-21 | 21 | 525 | 2020-06-21 | 21 | 34.95 | 0.88 | 35.83 | 18810.75
2020-06-21 | 22 | 0 | 2020-06-21 | 22 | 36.38 | 0.81 | 37.19 | 0
2020-06-21 | 23 | 0 | 2020-06-21 | 23 | 28.23 | 0.89 | 29.12 | 0
2020-06-21 | 24 | 0 | 2020-06-21 | 24 | 44.51 | 1.62 | 46.13 | 0
2020-06-22 | 1 | 0 | 2020-06-22 | 1 | 25.55 | 0.29 | 25.84 | 0
2020-06-22 | 2 | 0 | 2020-06-22 | 2 | 21.45 | 0.23 | 21.68 | 0
2020-06-22 | 3 | 0 | 2020-06-22 | 3 | 23.33 | 0.24 | 23.57 | 0
2020-06-22 | 4 | 0 | 2020-06-22 | 4 | 24.11 | 0.27 | 24.38 | 0
2020-06-22 | 5 | 0 | 2020-06-22 | 5 | 24.38 | 0.27 | 24.65 | 0
2020-06-22 | 6 | 265 | 2020-06-22 | 6 | 24.5 | 0.38 | 24.88 | 6593.2
2020-06-22 | 7 | 2490 | 2020-06-22 | 7 | 24.21 | 0.43 | 24.64 | 61353.6
2020-06-22 | 8 | 5853 | 2020-06-22 | 8 | 22.86 | 0.92 | 23.78 | 139184.34
2020-06-22 | 9 | 9233 | 2020-06-22 | 9 | 23.16 | 0.77 | 23.93 | 220945.69
2020-06-22 | 10 | 14790 | 2020-06-22 | 10 | 26.03 | 0.9 | 26.93 | 398294.7
2020-06-22 | 11 | 24025 | 2020-06-22 | 11 | 24.39 | 0.81 | 25.2 | 605430
2020-06-22 | 12 | 34280 | 2020-06-22 | 12 | 27.58 | 0.78 | 28.36 | 972180.8
2020-06-22 | 13 | 70325 | 2020-06-22 | 13 | 33.83 | 0.79 | 34.62 | 2434651.5
2020-06-22 | 14 | 72183 | 2020-06-22 | 14 | 37.75 | 0.76 | 38.51 | 2779767.33
2020-06-22 | 15 | 67320 | 2020-06-22 | 15 | 40.53 | 0.73 | 41.26 | 2777623.2
2020-06-22 | 16 | 58760 | 2020-06-22 | 16 | 43.36 | 0.6 | 43.96 | 2583089.6
2020-06-22 | 17 | 46025 | 2020-06-22 | 17 | 42.79 | 0.76 | 43.55 | 2004388.75
2020-06-22 | 18 | 29350 | 2020-06-22 | 18 | 46.79 | 0.67 | 47.46 | 1392951
2020-06-22 | 19 | 10983 | 2020-06-22 | 19 | 36.31 | 0.66 | 36.97 | 406041.51
2020-06-22 | 20 | 2720 | 2020-06-22 | 20 | 31.21 | 0.81 | 32.02 | 87094.4
2020-06-22 | 21 | 255 | 2020-06-22 | 21 | 26.78 | 0.7 | 27.48 | 7007.4
2020-06-22 | 22 | 0 | 2020-06-22 | 22 | 23.33 | 0.71 | 24.04 | 0
2020-06-22 | 23 | 0 | 2020-06-22 | 23 | 21.74 | 0.77 | 22.51 | 0
2020-06-22 | 24 | 0 | 2020-06-22 | 24 | 19.85 | 0.28 | 20.13 | 0
2020-06-23 | 1 | 0 | 2020-06-23 | 1 | 16.82 | 0.21 | 17.03 | 0
2020-06-23 | 2 | 0 | 2020-06-23 | 2 | 16.36 | 0.2 | 16.56 | 0
2020-06-23 | 3 | 0 | 2020-06-23 | 3 | 14.76 | 0.2 | 14.96 | 0
2020-06-23 | 4 | 0 | 2020-06-23 | 4 | 14.1 | 0.2 | 14.3 | 0
2020-06-23 | 5 | 5 | 2020-06-23 | 5 | 14.15 | 0.2 | 14.35 | 71.75
2020-06-23 | 6 | 580 | 2020-06-23 | 6 | 13.27 | 0.25 | 13.52 | 7841.6
2020-06-23 | 7 | 4573 | 2020-06-23 | 7 | 13.41 | 0.27 | 13.68 | 62558.64
2020-06-23 | 8 | 10043 | 2020-06-23 | 8 | 13.74 | 0.75 | 14.49 | 145523.07
2020-06-23 | 9 | 18488 | 2020-06-23 | 9 | 15.1 | 0.7 | 15.8 | 292110.4
2020-06-23 | 10 | 43213 | 2020-06-23 | 10 | 17.97 | 0.65 | 18.62 | 804626.06
2020-06-23 | 11 | 62575 | 2020-06-23 | 11 | 26.29 | 0.84 | 27.13 | 1697659.75
2020-06-23 | 12 | 67360 | 2020-06-23 | 12 | 33.97 | 0.99 | 34.96 | 2354905.6
2020-06-23 | 13 | 70353 | 2020-06-23 | 13 | 35.34 | 0.82 | 36.16 | 2543964.48
2020-06-23 | 14 | 70215 | 2020-06-23 | 14 | 36.3 | 0.75 | 37.05 | 2601465.75
2020-06-23 | 15 | 68065 | 2020-06-23 | 15 | 32.64 | 0.85 | 33.49 | 2279496.85
2020-06-23 | 16 | 58643 | 2020-06-23 | 16 | 28.69 | 0.69 | 29.38 | 1722931.34
2020-06-23 | 17 | 42248 | 2020-06-23 | 17 | 32.79 | 0.8 | 33.59 | 1419110.32
2020-06-23 | 18 | 20368 | 2020-06-23 | 18 | 40.33 | 0.88 | 41.21 | 839365.28
2020-06-23 | 19 | 11348 | 2020-06-23 | 19 | 42.34 | 0.95 | 43.29 | 491254.92
2020-06-23 | 20 | 2405 | 2020-06-23 | 20 | 28.02 | 0.72 | 28.74 | 69119.7
2020-06-23 | 21 | 255 | 2020-06-23 | 21 | 23.94 | 0.65 | 24.59 | 6270.45
2020-06-23 | 22 | 0 | 2020-06-23 | 22 | 30.46 | 0.96 | 31.42 | 0
2020-06-23 | 23 | 0 | 2020-06-23 | 23 | 26.57 | 0.81 | 27.38 | 0
2020-06-23 | 24 | 0 | 2020-06-23 | 24 | 32.84 | 0.53 | 33.37 | 0
2020-06-24 | 1 | 0 | 2020-06-24 | 1 | 37.04 | 0.81 | 37.85 | 0
2020-06-24 | 2 | 0 | 2020-06-24 | 2 | 19.61 | 0.71 | 20.32 | 0
2020-06-24 | 3 | 0 | 2020-06-24 | 3 | 16.95 | 0.65 | 17.6 | 0
2020-06-24 | 4 | 0 | 2020-06-24 | 4 | 17.04 | 0.65 | 17.69 | 0
2020-06-24 | 5 | 3 | 2020-06-24 | 5 | 17.13 | 0.65 | 17.78 | 53.34
2020-06-24 | 6 | 795 | 2020-06-24 | 6 | 22.92 | 0.73 | 23.65 | 18801.75
2020-06-24 | 7 | 3658 | 2020-06-24 | 7 | 24.49 | 0.85 | 25.34 | 92693.72
2020-06-24 | 8 | 7915 | 2020-06-24 | 8 | 31.1 | 1.46 | 32.56 | 257712.4
2020-06-24 | 9 | 15553 | 2020-06-24 | 9 | 38.2 | 1.35 | 39.55 | 615121.15
2020-06-24 | 10 | 15135 | 2020-06-24 | 10 | 64.71 | 1.98 | 66.69 | 1009353.15
2020-06-24 | 11 | 16603 | 2020-06-24 | 11 | 36.94 | 1.32 | 38.26 | 635230.78
2020-06-24 | 12 | 25715 | 2020-06-24 | 12 | 23.76 | 1.18 | 24.94 | 641332.1
2020-06-24 | 13 | 36288 | 2020-06-24 | 13 | 28.03 | 1.23 | 29.26 | 1061786.88
2020-06-24 | 14 | 44003 | 2020-06-24 | 14 | 31.16 | 1.21 | 32.37 | 1424377.11
2020-06-24 | 15 | 35163 | 2020-06-24 | 15 | 35.67 | 1.19 | 36.86 | 1296108.18
2020-06-24 | 16 | 45565 | 2020-06-24 | 16 | 34.33 | 1.17 | 35.5 | 1617557.5
2020-06-24 | 17 | 24708 | 2020-06-24 | 17 | 39.99 | 1.17 | 41.16 | 1016981.28
2020-06-24 | 18 | 11738 | 2020-06-24 | 18 | 125.93 | 5.99 | 131.92 | 1548476.96
2020-06-24 | 19 | 3450 | 2020-06-24 | 19 | 240.19 | 11.52 | 251.71 | 868399.5
2020-06-24 | 20 | 3690 | 2020-06-24 | 20 | 46.99 | 4.25 | 51.24 | 189075.6
2020-06-24 | 21 | 258 | 2020-06-24 | 21 | 33.67 | 2.94 | 36.61 | 9445.38
2020-06-24 | 22 | 0 | 2020-06-24 | 22 | 30.06 | 2.4 | 32.46 | 0
2020-06-24 | 23 | 0 | 2020-06-24 | 23 | 21.87 | 1.26 | 23.13 | 0
2020-06-24 | 24 | 0 | 2020-06-24 | 24 | 26.65 | 0.91 | 27.56 | 0
2020-06-25 | 1 | 0 | 2020-06-25 | 1 | 25.67 | 0.71 | 26.38 | 0
2020-06-25 | 2 | 0 | 2020-06-25 | 2 | 18.47 | 0.65 | 19.12 | 0
2020-06-25 | 3 | 0 | 2020-06-25 | 3 | 15.83 | 0.64 | 16.47 | 0
2020-06-25 | 4 | 0 | 2020-06-25 | 4 | 15.99 | 0.63 | 16.62 | 0
2020-06-25 | 5 | 5 | 2020-06-25 | 5 | 16.52 | 0.64 | 17.16 | 85.8
2020-06-25 | 6 | 1123 | 2020-06-25 | 6 | 18 | 0.73 | 18.73 | 21033.79
2020-06-25 | 7 | 7075 | 2020-06-25 | 7 | 18.92 | 0.76 | 19.68 | 139236
2020-06-25 | 8 | 12415 | 2020-06-25 | 8 | 16.93 | 1.27 | 18.2 | 225953
2020-06-25 | 9 | 23235 | 2020-06-25 | 9 | 16.34 | 1.21 | 17.55 | 407774.25
2020-06-25 | 10 | 46863 | 2020-06-25 | 10 | 15.62 | 1.14 | 16.76 | 785423.88
2020-06-25 | 11 | 45448 | 2020-06-25 | 11 | 16.97 | 1.18 | 18.15 | 824881.2
2020-06-25 | 12 | 53450 | 2020-06-25 | 12 | 16.8 | 1.15 | 17.95 | 959427.5
2020-06-25 | 13 | 45220 | 2020-06-25 | 13 | 15.55 | 1.08 | 16.63 | 752008.6
2020-06-25 | 14 | 56388 | 2020-06-25 | 14 | 15.09 | 1.07 | 16.16 | 911230.08
2020-06-25 | 15 | 67925 | 2020-06-25 | 15 | 15.67 | 1.06 | 16.73 | 1136385.25
2020-06-25 | 16 | 52940 | 2020-06-25 | 16 | 24.11 | 1.34 | 25.45 | 1347323
2020-06-25 | 17 | 39508 | 2020-06-25 | 17 | 22.06 | 1.15 | 23.21 | 916980.68
2020-06-25 | 18 | 27308 | 2020-06-25 | 18 | 20.09 | 1.08 | 21.17 | 578110.36
2020-06-25 | 19 | 9598 | 2020-06-25 | 19 | 28.01 | 1.13 | 29.14 | 279685.72
2020-06-25 | 20 | 1928 | 2020-06-25 | 20 | 22.36 | 1.14 | 23.5 | 45308
2020-06-25 | 21 | 258 | 2020-06-25 | 21 | 16.79 | 1.09 | 17.88 | 4613.04
2020-06-25 | 22 | 0 | 2020-06-25 | 22 | 16.87 | 1.09 | 17.96 | 0
2020-06-25 | 23 | 0 | 2020-06-25 | 23 | 15.29 | 1.16 | 16.45 | 0
2020-06-25 | 24 | 0 | 2020-06-25 | 24 | 14.2 | 0.68 | 14.88 | 0
2020-06-26 | 1 | 0 | 2020-06-26 | 1 | 14.72 | 0.13 | 14.85 | 0
2020-06-26 | 2 | 0 | 2020-06-26 | 2 | 14.78 | 0.13 | 14.91 | 0
2020-06-26 | 3 | 0 | 2020-06-26 | 3 | 14.08 | 0.14 | 14.22 | 0
2020-06-26 | 4 | 0 | 2020-06-26 | 4 | 13.43 | 0.13 | 13.56 | 0
2020-06-26 | 5 | 8 | 2020-06-26 | 5 | 13.4 | 0.13 | 13.53 | 108.24
2020-06-26 | 6 | 823 | 2020-06-26 | 6 | 14.09 | 0.17 | 14.26 | 11735.98
2020-06-26 | 7 | 5710 | 2020-06-26 | 7 | 14.99 | 0.2 | 15.19 | 86734.9
2020-06-26 | 8 | 19900 | 2020-06-26 | 8 | 15.3 | 0.74 | 16.04 | 319196
2020-06-26 | 9 | 37345 | 2020-06-26 | 9 | 15.54 | 0.69 | 16.23 | 606109.35
2020-06-26 | 10 | 53170 | 2020-06-26 | 10 | 16.39 | 0.62 | 17.01 | 904421.7
2020-06-26 | 11 | 65148 | 2020-06-26 | 11 | 16.96 | 0.6 | 17.56 | 1143998.88
2020-06-26 | 12 | 71363 | 2020-06-26 | 12 | 17.43 | 0.58 | 18.01 | 1285247.63
2020-06-26 | 13 | 70528 | 2020-06-26 | 13 | 19.06 | 0.59 | 19.65 | 1385875.2
2020-06-26 | 14 | 60978 | 2020-06-26 | 14 | 25.17 | 0.59 | 25.76 | 1570793.28
2020-06-26 | 15 | 57118 | 2020-06-26 | 15 | 21.67 | 0.57 | 22.24 | 1270304.32
2020-06-26 | 16 | 31223 | 2020-06-26 | 16 | 20.61 | 0.57 | 21.18 | 661303.14
2020-06-26 | 17 | 25235 | 2020-06-26 | 17 | 21.9 | 0.57 | 22.47 | 567030.45
2020-06-26 | 18 | 31110 | 2020-06-26 | 18 | 21.12 | 0.56 | 21.68 | 674464.8
2020-06-26 | 19 | 11133 | 2020-06-26 | 19 | 26.31 | 0.63 | 26.94 | 299923.02
2020-06-26 | 20 | 2008 | 2020-06-26 | 20 | 23.85 | 0.62 | 24.47 | 49135.76
2020-06-26 | 21 | 260 | 2020-06-26 | 21 | 16.87 | 0.61 | 17.48 | 4544.8
2020-06-26 | 22 | 0 | 2020-06-26 | 22 | 17.06 | 0.61 | 17.67 | 0
2020-06-26 | 23 | 0 | 2020-06-26 | 23 | 16.12 | 0.69 | 16.81 | 0
2020-06-26 | 24 | 0 | 2020-06-26 | 24 | 14.09 | 0.18 | 14.27 | 0
2020-06-27 | 1 | 0 | 2020-06-27 | 1 | 11.61 | 0.25 | 11.86 | 0
2020-06-27 | 2 | 0 | 2020-06-27 | 2 | 14.17 | 0.23 | 14.4 | 0
2020-06-27 | 3 | 0 | 2020-06-27 | 3 | 13.34 | 0.21 | 13.55 | 0
2020-06-27 | 4 | 0 | 2020-06-27 | 4 | 12.78 | 0.22 | 13 | 0
2020-06-27 | 5 | 3 | 2020-06-27 | 5 | 12.48 | 0.22 | 12.7 | 38.1
2020-06-27 | 6 | 1585 | 2020-06-27 | 6 | 12.72 | 0.24 | 12.96 | 20541.6
2020-06-27 | 7 | 5995 | 2020-06-27 | 7 | 13.22 | 0.25 | 13.47 | 80752.65
2020-06-27 | 8 | 18285 | 2020-06-27 | 8 | 13.11 | 0.26 | 13.37 | 244470.45
2020-06-27 | 9 | 30398 | 2020-06-27 | 9 | 13.7 | 0.26 | 13.96 | 424356.08
2020-06-27 | 10 | 37233 | 2020-06-27 | 10 | 13.67 | 0.21 | 13.88 | 516794.04
2020-06-27 | 11 | 42283 | 2020-06-27 | 11 | 14.22 | 0.21 | 14.43 | 610143.69
2020-06-27 | 12 | 36218 | 2020-06-27 | 12 | 15.18 | 0.19 | 15.37 | 556670.66
2020-06-27 | 13 | 20968 | 2020-06-27 | 13 | 22.18 | 0.47 | 22.65 | 474925.2
2020-06-27 | 14 | 19933 | 2020-06-27 | 14 | 27.16 | 0.76 | 27.92 | 556529.36
2020-06-27 | 15 | 34573 | 2020-06-27 | 15 | 15.87 | 0.23 | 16.1 | 556625.3
2020-06-27 | 16 | 31113 | 2020-06-27 | 16 | 15.16 | 0.22 | 15.38 | 478517.94
2020-06-27 | 17 | 21925 | 2020-06-27 | 17 | 14.75 | 0.22 | 14.97 | 328217.25
2020-06-27 | 18 | 12573 | 2020-06-27 | 18 | 14 | 0.21 | 14.21 | 178662.33
2020-06-27 | 19 | 3815 | 2020-06-27 | 19 | 14.11 | 0.21 | 14.32 | 54630.8
2020-06-27 | 20 | 675 | 2020-06-27 | 20 | 13.87 | 0.21 | 14.08 | 9504
2020-06-27 | 21 | 8 | 2020-06-27 | 21 | 13.85 | 0.21 | 14.06 | 112.48
2020-06-27 | 22 | 0 | 2020-06-27 | 22 | 14.33 | 0.21 | 14.54 | 0
2020-06-27 | 23 | 0 | 2020-06-27 | 23 | 13.75 | 0.27 | 14.02 | 0
2020-06-27 | 24 | 0 | 2020-06-27 | 24 | 12.63 | 0.32 | 12.95 | 0
2020-06-28 | 1 | 0 | 2020-06-28 | 1 | 11.1 | 0.23 | 11.33 | 0
2020-06-28 | 2 | 0 | 2020-06-28 | 2 | 13.12 | 0.19 | 13.31 | 0
2020-06-28 | 3 | 0 | 2020-06-28 | 3 | 12.57 | 0.18 | 12.75 | 0
2020-06-28 | 4 | 0 | 2020-06-28 | 4 | 10.63 | 0.18 | 10.81 | 0
2020-06-28 | 5 | 8 | 2020-06-28 | 5 | 9.72 | 0.17 | 9.89 | 79.12
2020-06-28 | 6 | 818 | 2020-06-28 | 6 | 9.66 | 0.17 | 9.83 | 8040.94
2020-06-28 | 7 | 5428 | 2020-06-28 | 7 | 8.55 | 0.25 | 8.8 | 47766.4
2020-06-28 | 8 | 19090 | 2020-06-28 | 8 | 8.56 | 0.26 | 8.82 | 168373.8
2020-06-28 | 9 | 35258 | 2020-06-28 | 9 | 8.7 | 0.23 | 8.93 | 314853.94
2020-06-28 | 10 | 51490 | 2020-06-28 | 10 | 11.89 | 0.25 | 12.14 | 625088.6
2020-06-28 | 11 | 58785 | 2020-06-28 | 11 | 14.39 | 0.18 | 14.57 | 856497.45
2020-06-28 | 12 | 54715 | 2020-06-28 | 12 | 18.86 | 0.31 | 19.17 | 1048886.55
2020-06-28 | 13 | 36270 | 2020-06-28 | 13 | 29.97 | 0.63 | 30.6 | 1109862
2020-06-28 | 14 | 42278 | 2020-06-28 | 14 | 22.63 | 0.3 | 22.93 | 969434.54
2020-06-28 | 15 | 38913 | 2020-06-28 | 15 | 25.55 | 0.49 | 26.04 | 1013294.52
2020-06-28 | 16 | 32963 | 2020-06-28 | 16 | 22.1 | 0.32 | 22.42 | 739030.46
2020-06-28 | 17 | 27983 | 2020-06-28 | 17 | 18.44 | 0.19 | 18.63 | 521323.29
2020-06-28 | 18 | 15148 | 2020-06-28 | 18 | 17.88 | 0.2 | 18.08 | 273875.84
2020-06-28 | 19 | 5930 | 2020-06-28 | 19 | 15.94 | 0.18 | 16.12 | 95591.6
2020-06-28 | 20 | 2098 | 2020-06-28 | 20 | 16.9 | 0.19 | 17.09 | 35854.82
2020-06-28 | 21 | 3 | 2020-06-28 | 21 | 15.73 | 0.18 | 15.91 | 47.73
2020-06-28 | 22 | 0 | 2020-06-28 | 22 | 15.22 | 0.18 | 15.4 | 0
2020-06-28 | 23 | 0 | 2020-06-28 | 23 | 14.94 | 0.23 | 15.17 | 0
2020-06-28 | 24 | 0 | 2020-06-28 | 24 | 14.07 | 0.27 | 14.34 | 0
2020-06-29 | 1 | 0 | 2020-06-29 | 1 | 15.47 | 0.31 | 15.78 | 0
2020-06-29 | 2 | 0 | 2020-06-29 | 2 | 15.2 | 0.31 | 15.51 | 0
2020-06-29 | 3 | 0 | 2020-06-29 | 3 | 14.57 | 0.31 | 14.88 | 0
2020-06-29 | 4 | 0 | 2020-06-29 | 4 | 13.27 | 0.31 | 13.58 | 0
2020-06-29 | 5 | 0 | 2020-06-29 | 5 | 14.29 | 0.31 | 14.6 | 0
2020-06-29 | 6 | 8 | 2020-06-29 | 6 | 14.11 | 0.37 | 14.48 | 115.84
2020-06-29 | 7 | 813 | 2020-06-29 | 7 | 14.99 | 0.42 | 15.41 | 12528.33
2020-06-29 | 8 | 3865 | 2020-06-29 | 8 | 16.24 | 0.98 | 17.22 | 66555.3
2020-06-29 | 9 | 7760 | 2020-06-29 | 9 | 27.44 | 1.48 | 28.92 | 224419.2
2020-06-29 | 10 | 13030 | 2020-06-29 | 10 | 22.02 | 0.92 | 22.94 | 298908.2
2020-06-29 | 11 | 16173 | 2020-06-29 | 11 | 18.59 | 0.9 | 19.49 | 315211.77
2020-06-29 | 12 | 34673 | 2020-06-29 | 12 | 18.92 | 0.88 | 19.8 | 686525.4
2020-06-29 | 13 | 45763 | 2020-06-29 | 13 | 25.72 | 0.96 | 26.68 | 1220956.84
2020-06-29 | 14 | 29515 | 2020-06-29 | 14 | 23.34 | 0.82 | 24.16 | 713082.4
2020-06-29 | 15 | 21633 | 2020-06-29 | 15 | 22.25 | 0.86 | 23.11 | 499938.63
2020-06-29 | 16 | 10915 | 2020-06-29 | 16 | 21.98 | 0.79 | 22.77 | 248534.55
2020-06-29 | 17 | 7680 | 2020-06-29 | 17 | 17.49 | 0.75 | 18.24 | 140083.2
2020-06-29 | 18 | 3463 | 2020-06-29 | 18 | 17.64 | 0.77 | 18.41 | 63753.83
2020-06-29 | 19 | 705 | 2020-06-29 | 19 | 15.93 | 0.79 | 16.72 | 11787.6
2020-06-29 | 20 | 33 | 2020-06-29 | 20 | 15.54 | 0.8 | 16.34 | 539.22
2020-06-29 | 21 | 3 | 2020-06-29 | 21 | 14.79 | 0.81 | 15.6 | 46.8
2020-06-29 | 22 | 0 | 2020-06-29 | 22 | 14.08 | 0.84 | 14.92 | 0
2020-06-29 | 23 | 0 | 2020-06-29 | 23 | 13.79 | 0.92 | 14.71 | 0
2020-06-29 | 24 | 0 | 2020-06-29 | 24 | 13.61 | 0.37 | 13.98 | 0
2020-06-30 | 1 | 0 | 2020-06-30 | 1 | 14.84 | 0.2 | 15.04 | 0
2020-06-30 | 2 | 0 | 2020-06-30 | 2 | 13.91 | 0.18 | 14.09 | 0
2020-06-30 | 3 | 0 | 2020-06-30 | 3 | 13.68 | 0.18 | 13.86 | 0
2020-06-30 | 4 | 0 | 2020-06-30 | 4 | 13.29 | 0.18 | 13.47 | 0
2020-06-30 | 5 | 5 | 2020-06-30 | 5 | 13.15 | 0.2 | 13.35 | 66.75
2020-06-30 | 6 | 10 | 2020-06-30 | 6 | 13.43 | 0.25 | 13.68 | 136.8
2020-06-30 | 7 | 1008 | 2020-06-30 | 7 | 13.94 | 0.28 | 14.22 | 14333.76
2020-06-30 | 8 | 4030 | 2020-06-30 | 8 | 14.31 | 0.85 | 15.16 | 61094.8
2020-06-30 | 9 | 14303 | 2020-06-30 | 9 | 15.06 | 0.76 | 15.82 | 226273.46
2020-06-30 | 10 | 17275 | 2020-06-30 | 10 | 18.82 | 0.91 | 19.73 | 340835.75
2020-06-30 | 11 | 22773 | 2020-06-30 | 11 | 22.11 | 1.13 | 23.24 | 529244.52
2020-06-30 | 12 | 35088 | 2020-06-30 | 12 | 18.97 | 0.87 | 19.84 | 696145.92
2020-06-30 | 13 | 34330 | 2020-06-30 | 13 | 20.41 | 0.98 | 21.39 | 734318.7
2020-06-30 | 14 | 35235 | 2020-06-30 | 14 | 15.36 | 0.69 | 16.05 | 565521.75
2020-06-30 | 15 | 24038 | 2020-06-30 | 15 | 15.51 | 0.69 | 16.2 | 389415.6
2020-06-30 | 16 | 30963 | 2020-06-30 | 16 | 15.46 | 0.69 | 16.15 | 500052.45
2020-06-30 | 17 | 9593 | 2020-06-30 | 17 | 16.89 | 0.7 | 17.59 | 168740.87
2020-06-30 | 18 | 8548 | 2020-06-30 | 18 | 16.11 | 0.67 | 16.78 | 143435.44
2020-06-30 | 19 | 763 | 2020-06-30 | 19 | 16.77 | 0.69 | 17.46 | 13321.98
2020-06-30 | 20 | 110 | 2020-06-30 | 20 | 15.75 | 0.69 | 16.44 | 1808.4
2020-06-30 | 21 | 5 | 2020-06-30 | 21 | 14.87 | 0.7 | 15.57 | 77.85
2020-06-30 | 22 | 0 | 2020-06-30 | 22 | 14.63 | 0.72 | 15.35 | 0
2020-06-30 | 23 | 0 | 2020-06-30 | 23 | 15.21 | 0.79 | 16 | 0
2020-06-30 | 24 | 0 | 2020-06-30 | 24 | 14.63 | 0.24 | 14.87 | 0
2020-07-01 | 1 | 0 | 2020-07-01 | 1 | 15.21 | 0.33 | 15.54 | 0
2020-07-01 | 2 | 0 | 2020-07-01 | 2 | 14.99 | 0.32 | 15.31 | 0
2020-07-01 | 3 | 0 | 2020-07-01 | 3 | 14.22 | 0.32 | 14.54 | 0
2020-07-01 | 4 | 0 | 2020-07-01 | 4 | 13.57 | 0.34 | 13.91 | 0
2020-07-01 | 5 | 0 | 2020-07-01 | 5 | 13.59 | 0.34 | 13.93 | 0
2020-07-01 | 6 | 308 | 2020-07-01 | 6 | 13.83 | 0.38 | 14.21 | 4376.68
2020-07-01 | 7 | 3948 | 2020-07-01 | 7 | 13.98 | 0.45 | 14.43 | 56969.64
2020-07-01 | 8 | 6595 | 2020-07-01 | 8 | 14.42 | 0.9 | 15.32 | 101035.4
2020-07-01 | 9 | 10635 | 2020-07-01 | 9 | 15.11 | 0.83 | 15.94 | 169521.9
2020-07-01 | 10 | 25128 | 2020-07-01 | 10 | 15.07 | 0.74 | 15.81 | 397273.68
2020-07-01 | 11 | 25535 | 2020-07-01 | 11 | 15.56 | 0.73 | 16.29 | 415965.15
2020-07-01 | 12 | 19575 | 2020-07-01 | 12 | 15.79 | 0.72 | 16.51 | 323183.25
2020-07-01 | 13 | 45945 | 2020-07-01 | 13 | 15.53 | 0.71 | 16.24 | 746146.8
2020-07-01 | 14 | 62388 | 2020-07-01 | 14 | 16.67 | 0.76 | 17.43 | 1087422.84
2020-07-01 | 15 | 55653 | 2020-07-01 | 15 | 20.67 | 0.84 | 21.51 | 1197096.03
2020-07-01 | 16 | 41975 | 2020-07-01 | 16 | 20.2 | 0.76 | 20.96 | 879796
2020-07-01 | 17 | 43080 | 2020-07-01 | 17 | 20.07 | 0.78 | 20.85 | 898218
2020-07-01 | 18 | 20548 | 2020-07-01 | 18 | 20.4 | 0.77 | 21.17 | 435001.16
2020-07-01 | 19 | 9380 | 2020-07-01 | 19 | 18.4 | 0.79 | 19.19 | 180002.2
2020-07-01 | 20 | 1450 | 2020-07-01 | 20 | 16.27 | 0.78 | 17.05 | 24722.5
2020-07-01 | 21 | 8 | 2020-07-01 | 21 | 15.2 | 0.78 | 15.98 | 127.84
2020-07-01 | 22 | 0 | 2020-07-01 | 22 | 15.3 | 0.79 | 16.09 | 0
2020-07-01 | 23 | 0 | 2020-07-01 | 23 | 15.08 | 0.86 | 15.94 | 0
2020-07-01 | 24 | 0 | 2020-07-01 | 24 | 14.99 | 0.38 | 15.37 | 0
2020-07-02 | 1 | 0 | 2020-07-02 | 1 | 14.66 | 2.07 | 16.73 | 0
2020-07-02 | 2 | 0 | 2020-07-02 | 2 | 11.88 | 2.07 | 13.95 | 0
2020-07-02 | 3 | 0 | 2020-07-02 | 3 | 13.26 | 2.06 | 15.32 | 0
2020-07-02 | 4 | 0 | 2020-07-02 | 4 | 10.39 | 2.1 | 12.49 | 0
2020-07-02 | 5 | 8 | 2020-07-02 | 5 | -9.06 | 2.24 | -6.82 | -54.56
2020-07-02 | 6 | 795 | 2020-07-02 | 6 | -12.72 | 2.38 | -10.34 | -8220.3
2020-07-02 | 7 | 5873 | 2020-07-02 | 7 | 13.27 | 2.18 | 15.45 | 90737.85
2020-07-02 | 8 | 13553 | 2020-07-02 | 8 | 13.59 | 2.68 | 16.27 | 220507.31
2020-07-02 | 9 | 28758 | 2020-07-02 | 9 | 13.98 | 2.62 | 16.6 | 477382.8
2020-07-02 | 10 | 52353 | 2020-07-02 | 10 | 14.04 | 2.55 | 16.59 | 868536.27
2020-07-02 | 11 | 63363 | 2020-07-02 | 11 | 14.37 | 2.51 | 16.88 | 1069567.44
2020-07-02 | 12 | 69288 | 2020-07-02 | 12 | 15.47 | 2.5 | 17.97 | 1245105.36
2020-07-02 | 13 | 70538 | 2020-07-02 | 13 | 17.66 | 2.48 | 20.14 | 1420635.32
2020-07-02 | 14 | 69453 | 2020-07-02 | 14 | 18.8 | 2.46 | 21.26 | 1476570.78
2020-07-02 | 15 | 65235 | 2020-07-02 | 15 | 20.93 | 2.47 | 23.4 | 1526499
2020-07-02 | 16 | 56063 | 2020-07-02 | 16 | 25.42 | 2.48 | 27.9 | 1564157.7
2020-07-02 | 17 | 43700 | 2020-07-02 | 17 | 58.41 | 5.99 | 64.4 | 2814280
2020-07-02 | 18 | 26913 | 2020-07-02 | 18 | 155.68 | 17.57 | 173.25 | 4662677.25
2020-07-02 | 19 | 11255 | 2020-07-02 | 19 | 114.23 | 17.21 | 131.44 | 1479357.2
2020-07-02 | 20 | 2675 | 2020-07-02 | 20 | 34.5 | 7.11 | 41.61 | 111306.75
2020-07-02 | 21 | 258 | 2020-07-02 | 21 | 21.73 | 2.99 | 24.72 | 6377.76
2020-07-02 | 22 | 0 | 2020-07-02 | 22 | 21.15 | 2.48 | 23.63 | 0
2020-07-02 | 23 | 0 | 2020-07-02 | 23 | 17.56 | 2.55 | 20.11 | 0
2020-07-02 | 24 | 0 | 2020-07-02 | 24 | 19.41 | 2.14 | 21.55 | 0
2020-07-03 | 1 | 0 | 2020-07-03 | 1 | 24.63 | 0.44 | 25.07 | 0
2020-07-03 | 2 | 0 | 2020-07-03 | 2 | 24.12 | 0.57 | 24.69 | 0
2020-07-03 | 3 | 0 | 2020-07-03 | 3 | 17.23 | 0.38 | 17.61 | 0
2020-07-03 | 4 | 0 | 2020-07-03 | 4 | 15.71 | 0.32 | 16.03 | 0
2020-07-03 | 5 | 5 | 2020-07-03 | 5 | 16.27 | 0.32 | 16.59 | 82.95
2020-07-03 | 6 | 65 | 2020-07-03 | 6 | 17.45 | 0.35 | 17.8 | 1157
2020-07-03 | 7 | 865 | 2020-07-03 | 7 | 15.99 | 0.38 | 16.37 | 14160.05
2020-07-03 | 8 | 3523 | 2020-07-03 | 8 | 15.73 | 0.9 | 16.63 | 58587.49
2020-07-03 | 9 | 7053 | 2020-07-03 | 9 | 16.5 | 0.87 | 17.37 | 122510.61
2020-07-03 | 10 | 14815 | 2020-07-03 | 10 | 24.05 | 1.05 | 25.1 | 371856.5
2020-07-03 | 11 | 24058 | 2020-07-03 | 11 | 24.4 | 0.97 | 25.37 | 610351.46
2020-07-03 | 12 | 34343 | 2020-07-03 | 12 | 24.77 | 0.85 | 25.62 | 879867.66
2020-07-03 | 13 | 43753 | 2020-07-03 | 13 | 27.62 | 1.12 | 28.74 | 1257461.22
2020-07-03 | 14 | 39800 | 2020-07-03 | 14 | 27.26 | 1.15 | 28.41 | 1130718
2020-07-03 | 15 | 54673 | 2020-07-03 | 15 | 25.91 | 0.89 | 26.8 | 1465236.4
2020-07-03 | 16 | 28500 | 2020-07-03 | 16 | 24.92 | 0.91 | 25.83 | 736155
2020-07-03 | 17 | 20270 | 2020-07-03 | 17 | 29.61 | 1.08 | 30.69 | 622086.3
2020-07-03 | 18 | 11670 | 2020-07-03 | 18 | 26.72 | 1.11 | 27.83 | 324776.1
2020-07-03 | 19 | 4823 | 2020-07-03 | 19 | 23.51 | 0.94 | 24.45 | 117922.35
2020-07-03 | 20 | 1405 | 2020-07-03 | 20 | 19.79 | 0.91 | 20.7 | 29083.5
2020-07-03 | 21 | 5 | 2020-07-03 | 21 | 18.51 | 0.93 | 19.44 | 97.2
2020-07-03 | 22 | 0 | 2020-07-03 | 22 | 19.49 | 1.11 | 20.6 | 0
2020-07-03 | 23 | 0 | 2020-07-03 | 23 | 15.56 | 0.97 | 16.53 | 0
2020-07-03 | 24 | 0 | 2020-07-03 | 24 | 14.53 | 0.4 | 14.93 | 0
2020-07-04 | 1 | 0 | 2020-07-04 | 1 | 14.37 | 0.31 | 14.68 | 0
2020-07-04 | 2 | 0 | 2020-07-04 | 2 | 13.46 | 0.28 | 13.74 | 0
2020-07-04 | 3 | 0 | 2020-07-04 | 3 | 13.52 | 0.28 | 13.8 | 0
2020-07-04 | 4 | 0 | 2020-07-04 | 4 | 14.52 | 0.28 | 14.8 | 0
2020-07-04 | 5 | 5 | 2020-07-04 | 5 | 13.78 | 0.28 | 14.06 | 70.3
2020-07-04 | 6 | 565 | 2020-07-04 | 6 | 12.76 | 0.28 | 13.04 | 7367.6
2020-07-04 | 7 | 5368 | 2020-07-04 | 7 | 12.84 | 0.3 | 13.14 | 70535.52
2020-07-04 | 8 | 14983 | 2020-07-04 | 8 | 13.17 | 0.31 | 13.48 | 201970.84
2020-07-04 | 9 | 37370 | 2020-07-04 | 9 | 13.6 | 0.36 | 13.96 | 521685.2
2020-07-04 | 10 | 53098 | 2020-07-04 | 10 | 13.15 | 0.33 | 13.48 | 715761.04
2020-07-04 | 11 | 58558 | 2020-07-04 | 11 | 13.3 | 0.3 | 13.6 | 796388.8
2020-07-04 | 12 | 68018 | 2020-07-04 | 12 | 13.6 | 0.29 | 13.89 | 944770.02
2020-07-04 | 13 | 62258 | 2020-07-04 | 13 | 13.84 | 0.27 | 14.11 | 878460.38
2020-07-04 | 14 | 59808 | 2020-07-04 | 14 | 15.09 | 0.33 | 15.42 | 922239.36
2020-07-04 | 15 | 68865 | 2020-07-04 | 15 | 16.26 | 0.29 | 16.55 | 1139715.75
2020-07-04 | 16 | 60445 | 2020-07-04 | 16 | 17.68 | 0.28 | 17.96 | 1085592.2
2020-07-04 | 17 | 47925 | 2020-07-04 | 17 | 23.29 | 0.34 | 23.63 | 1132467.75
2020-07-04 | 18 | 30185 | 2020-07-04 | 18 | 27.61 | 0.36 | 27.97 | 844274.45
2020-07-04 | 19 | 12270 | 2020-07-04 | 19 | 28.73 | 0.36 | 29.09 | 356934.3
2020-07-04 | 20 | 3235 | 2020-07-04 | 20 | 25.98 | 0.34 | 26.32 | 85145.2
2020-07-04 | 21 | 8 | 2020-07-04 | 21 | 21.62 | 0.3 | 21.92 | 175.36
2020-07-04 | 22 | 0 | 2020-07-04 | 22 | 18.61 | 0.31 | 18.92 | 0
2020-07-04 | 23 | 0 | 2020-07-04 | 23 | 20.88 | 0.4 | 21.28 | 0
2020-07-04 | 24 | 0 | 2020-07-04 | 24 | 19 | 0.39 | 19.39 | 0
2020-07-05 | 1 | 0 | 2020-07-05 | 1 | 16.41 | 0.52 | 16.93 | 0
2020-07-05 | 2 | 0 | 2020-07-05 | 2 | 15.08 | 0.47 | 15.55 | 0
2020-07-05 | 3 | 0 | 2020-07-05 | 3 | 14.59 | 0.47 | 15.06 | 0
2020-07-05 | 4 | 0 | 2020-07-05 | 4 | 13.95 | 0.46 | 14.41 | 0
2020-07-05 | 5 | 3 | 2020-07-05 | 5 | 13.99 | 0.47 | 14.46 | 43.38
2020-07-05 | 6 | 8 | 2020-07-05 | 6 | 14.34 | 0.46 | 14.8 | 118.4
2020-07-05 | 7 | 1700 | 2020-07-05 | 7 | 11.13 | 0.5 | 11.63 | 19771
2020-07-05 | 8 | 6700 | 2020-07-05 | 8 | 12.2 | 0.5 | 12.7 | 85090
2020-07-05 | 9 | 17025 | 2020-07-05 | 9 | 13.64 | 0.59 | 14.23 | 242265.75
2020-07-05 | 10 | 24550 | 2020-07-05 | 10 | 13.69 | 0.49 | 14.18 | 348119
2020-07-05 | 11 | 41358 | 2020-07-05 | 11 | 13.44 | 0.48 | 13.92 | 575703.36
2020-07-05 | 12 | 69680 | 2020-07-05 | 12 | 14.8 | 0.46 | 15.26 | 1063316.8
2020-07-05 | 13 | 72625 | 2020-07-05 | 13 | 16.15 | 0.45 | 16.6 | 1205575
2020-07-05 | 14 | 72553 | 2020-07-05 | 14 | 14.18 | 0.46 | 14.64 | 1062175.92
2020-07-05 | 15 | 60200 | 2020-07-05 | 15 | 16.69 | 0.45 | 17.14 | 1031828
2020-07-05 | 16 | 46480 | 2020-07-05 | 16 | 18.32 | 0.45 | 18.77 | 872429.6
2020-07-05 | 17 | 41858 | 2020-07-05 | 17 | 29.8 | 0.51 | 30.31 | 1268715.98
2020-07-05 | 18 | 19358 | 2020-07-05 | 18 | 33.64 | 0.5 | 34.14 | 660882.12
2020-07-05 | 19 | 6283 | 2020-07-05 | 19 | 33.22 | 0.56 | 33.78 | 212239.74
2020-07-05 | 20 | 983 | 2020-07-05 | 20 | 26.61 | 0.58 | 27.19 | 26727.77
2020-07-05 | 21 | 5 | 2020-07-05 | 21 | 27.05 | 0.63 | 27.68 | 138.4
2020-07-05 | 22 | 0 | 2020-07-05 | 22 | 26.87 | 0.63 | 27.5 | 0
2020-07-05 | 23 | 0 | 2020-07-05 | 23 | 26.28 | 0.71 | 26.99 | 0
2020-07-05 | 24 | 0 | 2020-07-05 | 24 | 24.22 | 0.71 | 24.93 | 0
2020-07-06 | 1 | 0 | 2020-07-06 | 1 | 17.04 | 0.24 | 17.28 | 0
2020-07-06 | 2 | 0 | 2020-07-06 | 2 | 16.1 | 0.23 | 16.33 | 0
2020-07-06 | 3 | 0 | 2020-07-06 | 3 | 14.91 | 0.21 | 15.12 | 0
2020-07-06 | 4 | 0 | 2020-07-06 | 4 | 13.8 | 0.21 | 14.01 | 0
2020-07-06 | 5 | 0 | 2020-07-06 | 5 | 14.12 | 0.2 | 14.32 | 0
2020-07-06 | 6 | 528 | 2020-07-06 | 6 | 14.24 | 0.29 | 14.53 | 7671.84
2020-07-06 | 7 | 4795 | 2020-07-06 | 7 | 15.06 | 0.29 | 15.35 | 73603.25
2020-07-06 | 8 | 17005 | 2020-07-06 | 8 | 14.66 | 0.8 | 15.46 | 262897.3
2020-07-06 | 9 | 15558 | 2020-07-06 | 9 | 15.69 | 0.75 | 16.44 | 255773.52
2020-07-06 | 10 | 37578 | 2020-07-06 | 10 | 16.74 | 0.69 | 17.43 | 654984.54
2020-07-06 | 11 | 47918 | 2020-07-06 | 11 | 17.87 | 0.67 | 18.54 | 888399.72
2020-07-06 | 12 | 65165 | 2020-07-06 | 12 | 19.14 | 0.66 | 19.8 | 1290267
2020-07-06 | 13 | 71055 | 2020-07-06 | 13 | 18.78 | 0.63 | 19.41 | 1379177.55
2020-07-06 | 14 | 72665 | 2020-07-06 | 14 | 21.84 | 0.63 | 22.47 | 1632782.55
2020-07-06 | 15 | 70758 | 2020-07-06 | 15 | 20.9 | 0.62 | 21.52 | 1522712.16
2020-07-06 | 16 | 61763 | 2020-07-06 | 16 | 25.29 | 0.6 | 25.89 | 1599044.07
2020-07-06 | 17 | 48605 | 2020-07-06 | 17 | 25.46 | 0.63 | 26.09 | 1268104.45
2020-07-06 | 18 | 30920 | 2020-07-06 | 18 | 24.69 | 0.62 | 25.31 | 782585.2
2020-07-06 | 19 | 10855 | 2020-07-06 | 19 | 22.27 | 0.61 | 22.88 | 248362.4
2020-07-06 | 20 | 2235 | 2020-07-06 | 20 | 19.87 | 0.69 | 20.56 | 45951.6
2020-07-06 | 21 | 263 | 2020-07-06 | 21 | 17.97 | 0.66 | 18.63 | 4899.69
2020-07-06 | 22 | 0 | 2020-07-06 | 22 | 17.32 | 0.67 | 17.99 | 0
2020-07-06 | 23 | 0 | 2020-07-06 | 23 | 17.03 | 0.76 | 17.79 | 0
2020-07-06 | 24 | 0 | 2020-07-06 | 24 | 15.59 | 0.29 | 15.88 | 0
2020-07-07 | 1 | 0 | 2020-07-07 | 1 | 22.59 | 0.23 | 22.82 | 0
2020-07-07 | 2 | 0 | 2020-07-07 | 2 | 15.02 | 0.16 | 15.18 | 0
2020-07-07 | 3 | 0 | 2020-07-07 | 3 | 13.7 | 0.15 | 13.85 | 0
2020-07-07 | 4 | 0 | 2020-07-07 | 4 | 13.13 | 0.17 | 13.3 | 0
2020-07-07 | 5 | 3 | 2020-07-07 | 5 | 13.66 | 0.16 | 13.82 | 41.46
2020-07-07 | 6 | 570 | 2020-07-07 | 6 | 14.41 | 0.25 | 14.66 | 8356.2
2020-07-07 | 7 | 4688 | 2020-07-07 | 7 | 13.49 | 0.22 | 13.71 | 64272.48
2020-07-07 | 8 | 8568 | 2020-07-07 | 8 | 14.51 | 0.76 | 15.27 | 130833.36
2020-07-07 | 9 | 16735 | 2020-07-07 | 9 | 15.64 | 0.73 | 16.37 | 273951.95
2020-07-07 | 10 | 46440 | 2020-07-07 | 10 | 15.78 | 0.65 | 16.43 | 763009.2
2020-07-07 | 11 | 60390 | 2020-07-07 | 11 | 15.8 | 0.61 | 16.41 | 990999.9
2020-07-07 | 12 | 61620 | 2020-07-07 | 12 | 15.54 | 0.6 | 16.14 | 994546.8
2020-07-07 | 13 | 64908 | 2020-07-07 | 13 | 16.42 | 0.61 | 17.03 | 1105383.24
2020-07-07 | 14 | 72558 | 2020-07-07 | 14 | 16.79 | 0.6 | 17.39 | 1261783.62
2020-07-07 | 15 | 68205 | 2020-07-07 | 15 | 17.69 | 0.6 | 18.29 | 1247469.45
2020-07-07 | 16 | 59738 | 2020-07-07 | 16 | 20.02 | 0.62 | 20.64 | 1232992.32
2020-07-07 | 17 | 47130 | 2020-07-07 | 17 | 21.35 | 0.62 | 21.97 | 1035446.1
2020-07-07 | 18 | 29170 | 2020-07-07 | 18 | 18.92 | 0.59 | 19.51 | 569106.7
2020-07-07 | 19 | 11473 | 2020-07-07 | 19 | 18.51 | 0.65 | 19.16 | 219822.68
2020-07-07 | 20 | 2608 | 2020-07-07 | 20 | 16.51 | 0.61 | 17.12 | 44648.96
2020-07-07 | 21 | 8 | 2020-07-07 | 21 | 16.28 | 0.6 | 16.88 | 135.04
2020-07-07 | 22 | 0 | 2020-07-07 | 22 | 15.48 | 0.62 | 16.1 | 0
2020-07-07 | 23 | 0 | 2020-07-07 | 23 | 14.32 | 0.72 | 15.04 | 0
2020-07-07 | 24 | 0 | 2020-07-07 | 24 | 14.64 | 0.25 | 14.89 | 0
2020-07-08 | 1 | 0 | 2020-07-08 | 1 | 15.78 | 0.2 | 15.98 | 0
2020-07-08 | 2 | 0 | 2020-07-08 | 2 | 14.81 | 0.19 | 15 | 0
2020-07-08 | 3 | 0 | 2020-07-08 | 3 | 14.49 | 0.19 | 14.68 | 0
2020-07-08 | 4 | 0 | 2020-07-08 | 4 | 14.27 | 0.21 | 14.48 | 0
2020-07-08 | 5 | 3 | 2020-07-08 | 5 | 11.79 | 0.21 | 12 | 36
2020-07-08 | 6 | 258 | 2020-07-08 | 6 | 15.28 | 0.28 | 15.56 | 4014.48
2020-07-08 | 7 | 2433 | 2020-07-08 | 7 | 15.79 | 0.27 | 16.06 | 39073.98
2020-07-08 | 8 | 6733 | 2020-07-08 | 8 | 16.02 | 0.8 | 16.82 | 113249.06
2020-07-08 | 9 | 15675 | 2020-07-08 | 9 | 16.99 | 0.74 | 17.73 | 277917.75
2020-07-08 | 10 | 24108 | 2020-07-08 | 10 | 17.41 | 0.65 | 18.06 | 435390.48
2020-07-08 | 11 | 25215 | 2020-07-08 | 11 | 17.6 | 0.63 | 18.23 | 459669.45
2020-07-08 | 12 | 43983 | 2020-07-08 | 12 | 18.02 | 0.6 | 18.62 | 818963.46
2020-07-08 | 13 | 50998 | 2020-07-08 | 13 | 18.19 | 0.6 | 18.79 | 958252.42
2020-07-08 | 14 | 36600 | 2020-07-08 | 14 | 20.43 | 0.57 | 21 | 768600
2020-07-08 | 15 | 46370 | 2020-07-08 | 15 | 29.69 | 0.69 | 30.38 | 1408720.6
2020-07-08 | 16 | 26643 | 2020-07-08 | 16 | 21.07 | 0.59 | 21.66 | 577087.38
2020-07-08 | 17 | 8853 | 2020-07-08 | 17 | 21.14 | 0.58 | 21.72 | 192287.16
2020-07-08 | 18 | 6618 | 2020-07-08 | 18 | 23.6 | 0.59 | 24.19 | 160089.42
2020-07-08 | 19 | 7365 | 2020-07-08 | 19 | 26.7 | 0.63 | 27.33 | 201285.45
2020-07-08 | 20 | 4325 | 2020-07-08 | 20 | 25.03 | 0.67 | 25.7 | 111152.5
2020-07-08 | 21 | 33 | 2020-07-08 | 21 | 23.42 | 0.64 | 24.06 | 793.98
2020-07-08 | 22 | 0 | 2020-07-08 | 22 | 18.76 | 0.63 | 19.39 | 0
2020-07-08 | 23 | 0 | 2020-07-08 | 23 | 16.78 | 0.7 | 17.48 | 0
2020-07-08 | 24 | 0 | 2020-07-08 | 24 | 16.3 | 0.25 | 16.55 | 0
2020-07-09 | 1 | 0 | 2020-07-09 | 1 | 16.39 | 0.53 | 16.92 | 0
2020-07-09 | 2 | 0 | 2020-07-09 | 2 | 15.09 | 0.56 | 15.65 | 0
2020-07-09 | 3 | 0 | 2020-07-09 | 3 | 14.19 | 0.53 | 14.72 | 0
2020-07-09 | 4 | 0 | 2020-07-09 | 4 | 13.85 | 0.54 | 14.39 | 0
2020-07-09 | 5 | 5 | 2020-07-09 | 5 | 14.12 | 0.54 | 14.66 | 73.3
2020-07-09 | 6 | 783 | 2020-07-09 | 6 | 14.54 | 0.59 | 15.13 | 11846.79
2020-07-09 | 7 | 5655 | 2020-07-09 | 7 | 14.54 | 0.59 | 15.13 | 85560.15
2020-07-09 | 8 | 16248 | 2020-07-09 | 8 | 14.92 | 1.05 | 15.97 | 259480.56
2020-07-09 | 9 | 33850 | 2020-07-09 | 9 | 17.13 | 1.02 | 18.15 | 614377.5
2020-07-09 | 10 | 46688 | 2020-07-09 | 10 | 18.97 | 0.95 | 19.92 | 930024.96
2020-07-09 | 11 | 59350 | 2020-07-09 | 11 | 18.8 | 0.91 | 19.71 | 1169788.5
2020-07-09 | 12 | 70048 | 2020-07-09 | 12 | 21.95 | 0.92 | 22.87 | 1601997.76
2020-07-09 | 13 | 69900 | 2020-07-09 | 13 | 25.25 | 0.92 | 26.17 | 1829283
2020-07-09 | 14 | 69280 | 2020-07-09 | 14 | 36.18 | 0.89 | 37.07 | 2568209.6
2020-07-09 | 15 | 65580 | 2020-07-09 | 15 | 32.8 | 0.93 | 33.73 | 2212013.4
2020-07-09 | 16 | 56275 | 2020-07-09 | 16 | 39.35 | 1.05 | 40.4 | 2273510
2020-07-09 | 17 | 44075 | 2020-07-09 | 17 | 57.41 | 1.85 | 59.26 | 2611884.5
2020-07-09 | 18 | 28105 | 2020-07-09 | 18 | 102.1 | 3.33 | 105.43 | 2963110.15
2020-07-09 | 19 | 10350 | 2020-07-09 | 19 | 64.61 | 2.42 | 67.03 | 693760.5
2020-07-09 | 20 | 2443 | 2020-07-09 | 20 | 39.95 | 0.97 | 40.92 | 99967.56
2020-07-09 | 21 | 260 | 2020-07-09 | 21 | 32.21 | 0.92 | 33.13 | 8613.8
2020-07-09 | 22 | 0 | 2020-07-09 | 22 | 30.39 | 0.95 | 31.34 | 0
2020-07-09 | 23 | 0 | 2020-07-09 | 23 | 23.21 | 1.04 | 24.25 | 0
2020-07-09 | 24 | 0 | 2020-07-09 | 24 | 24.96 | 0.69 | 25.65 | 0
2020-07-10 | 1 | 0 | 2020-07-10 | 1 | 21.97 | 0.22 | 22.19 | 0
2020-07-10 | 2 | 0 | 2020-07-10 | 2 | 17.89 | 0.19 | 18.08 | 0
2020-07-10 | 3 | 0 | 2020-07-10 | 3 | 16.62 | 0.17 | 16.79 | 0
2020-07-10 | 4 | 0 | 2020-07-10 | 4 | 16.25 | 0.17 | 16.42 | 0
2020-07-10 | 5 | 5 | 2020-07-10 | 5 | 15.82 | 0.17 | 15.99 | 79.95
2020-07-10 | 6 | 773 | 2020-07-10 | 6 | 16.34 | 0.21 | 16.55 | 12793.15
2020-07-10 | 7 | 5828 | 2020-07-10 | 7 | 19.16 | 0.28 | 19.44 | 113296.32
2020-07-10 | 8 | 11863 | 2020-07-10 | 8 | 19.65 | 0.7 | 20.35 | 241412.05
2020-07-10 | 9 | 27368 | 2020-07-10 | 9 | 28.24 | 0.75 | 28.99 | 793398.32
2020-07-10 | 10 | 45240 | 2020-07-10 | 10 | 29.33 | 0.72 | 30.05 | 1359462
2020-07-10 | 11 | 59208 | 2020-07-10 | 11 | 22.34 | 0.75 | 23.09 | 1367112.72
2020-07-10 | 12 | 64833 | 2020-07-10 | 12 | 28.45 | 0.65 | 29.1 | 1886640.3
2020-07-10 | 13 | 68130 | 2020-07-10 | 13 | 29.67 | 0.64 | 30.31 | 2065020.3
2020-07-10 | 14 | 60130 | 2020-07-10 | 14 | 29.22 | 0.61 | 29.83 | 1793677.9
2020-07-10 | 15 | 59365 | 2020-07-10 | 15 | 28.04 | 0.6 | 28.64 | 1700213.6
2020-07-10 | 16 | 34430 | 2020-07-10 | 16 | 26.28 | 0.57 | 26.85 | 924445.5
2020-07-10 | 17 | 21105 | 2020-07-10 | 17 | 22.3 | 0.54 | 22.84 | 482038.2
2020-07-10 | 18 | 13828 | 2020-07-10 | 18 | 19.33 | 0.56 | 19.89 | 275038.92
2020-07-10 | 19 | 3900 | 2020-07-10 | 19 | 18.97 | 0.55 | 19.52 | 76128
2020-07-10 | 20 | 905 | 2020-07-10 | 20 | 17.8 | 0.54 | 18.34 | 16597.7
2020-07-10 | 21 | 8 | 2020-07-10 | 21 | 17.69 | 0.54 | 18.23 | 145.84
2020-07-10 | 22 | 0 | 2020-07-10 | 22 | 19.83 | 0.6 | 20.43 | 0
2020-07-10 | 23 | 0 | 2020-07-10 | 23 | 18.19 | 0.7 | 18.89 | 0
2020-07-10 | 24 | 0 | 2020-07-10 | 24 | 19.22 | 0.26 | 19.48 | 0
2020-07-11 | 1 | 0 | 2020-07-11 | 1 | 20.33 | 0.27 | 20.6 | 0
2020-07-11 | 2 | 0 | 2020-07-11 | 2 | 17.12 | 0.25 | 17.37 | 0
2020-07-11 | 3 | 0 | 2020-07-11 | 3 | 16.83 | 0.22 | 17.05 | 0
2020-07-11 | 4 | 0 | 2020-07-11 | 4 | 16.23 | 0.25 | 16.48 | 0
2020-07-11 | 5 | 5 | 2020-07-11 | 5 | 16 | 0.25 | 16.25 | 81.25
2020-07-11 | 6 | 0 | 2020-07-11 | 6 | 15.87 | 0.25 | 16.12 | 0
2020-07-11 | 7 | 1843 | 2020-07-11 | 7 | 15.91 | 0.28 | 16.19 | 29838.17
2020-07-11 | 8 | 5275 | 2020-07-11 | 8 | 15.79 | 0.28 | 16.07 | 84769.25
2020-07-11 | 9 | 14203 | 2020-07-11 | 9 | 15.57 | 0.26 | 15.83 | 224833.49
2020-07-11 | 10 | 33428 | 2020-07-11 | 10 | 17.14 | 0.26 | 17.4 | 581647.2
2020-07-11 | 11 | 56838 | 2020-07-11 | 11 | 20.32 | 0.33 | 20.65 | 1173704.7
2020-07-11 | 12 | 56230 | 2020-07-11 | 12 | 22.92 | 0.57 | 23.49 | 1320842.7
2020-07-11 | 13 | 53710 | 2020-07-11 | 13 | 24.99 | 0.47 | 25.46 | 1367456.6
2020-07-11 | 14 | 47155 | 2020-07-11 | 14 | 28.32 | 0.48 | 28.8 | 1358064
2020-07-11 | 15 | 60735 | 2020-07-11 | 15 | 26.78 | 0.46 | 27.24 | 1654421.4
2020-07-11 | 16 | 31000 | 2020-07-11 | 16 | 23.68 | 0.45 | 24.13 | 748030
2020-07-11 | 17 | 26180 | 2020-07-11 | 17 | 27.59 | 0.47 | 28.06 | 734610.8
2020-07-11 | 18 | 21568 | 2020-07-11 | 18 | 28.63 | 0.38 | 29.01 | 625687.68
2020-07-11 | 19 | 8385 | 2020-07-11 | 19 | 29.79 | 0.44 | 30.23 | 253478.55
2020-07-11 | 20 | 2195 | 2020-07-11 | 20 | 25.41 | 0.41 | 25.82 | 56674.9
2020-07-11 | 21 | 5 | 2020-07-11 | 21 | 23.96 | 0.42 | 24.38 | 121.9
2020-07-11 | 22 | 0 | 2020-07-11 | 22 | 22.13 | 0.36 | 22.49 | 0
2020-07-11 | 23 | 0 | 2020-07-11 | 23 | 18.49 | 0.36 | 18.85 | 0
2020-07-11 | 24 | 0 | 2020-07-11 | 24 | 17.02 | 0.28 | 17.3 | 0
2020-07-12 | 1 | 0 | 2020-07-12 | 1 | 20.57 | 0.3 | 20.87 | 0
2020-07-12 | 2 | 0 | 2020-07-12 | 2 | 19.1 | 0.28 | 19.38 | 0
2020-07-12 | 3 | 0 | 2020-07-12 | 3 | 17 | 0.21 | 17.21 | 0
2020-07-12 | 4 | 0 | 2020-07-12 | 4 | 17.32 | 0.25 | 17.57 | 0
2020-07-12 | 5 | 5 | 2020-07-12 | 5 | 17.15 | 0.21 | 17.36 | 86.8
2020-07-12 | 6 | 553 | 2020-07-12 | 6 | 15.79 | 0.2 | 15.99 | 8842.47
2020-07-12 | 7 | 4538 | 2020-07-12 | 7 | 14.5 | 0.25 | 14.75 | 66935.5
2020-07-12 | 8 | 16418 | 2020-07-12 | 8 | 15.47 | 0.25 | 15.72 | 258090.96
2020-07-12 | 9 | 32273 | 2020-07-12 | 9 | 15.07 | 0.28 | 15.35 | 495390.55
2020-07-12 | 10 | 40248 | 2020-07-12 | 10 | 17.23 | 0.22 | 17.45 | 702327.6
2020-07-12 | 11 | 41500 | 2020-07-12 | 11 | 15.75 | 0.19 | 15.94 | 661510
2020-07-12 | 12 | 65210 | 2020-07-12 | 12 | 16.06 | 0.2 | 16.26 | 1060314.6
2020-07-12 | 13 | 54890 | 2020-07-12 | 13 | 15.98 | 0.18 | 16.16 | 887022.4
2020-07-12 | 14 | 58883 | 2020-07-12 | 14 | 16.03 | 0.19 | 16.22 | 955082.26
2020-07-12 | 15 | 64075 | 2020-07-12 | 15 | 17.57 | 0.23 | 17.8 | 1140535
2020-07-12 | 16 | 48153 | 2020-07-12 | 16 | 18.53 | 0.2 | 18.73 | 901905.69
2020-07-12 | 17 | 42423 | 2020-07-12 | 17 | 21.18 | 0.19 | 21.37 | 906579.51
2020-07-12 | 18 | 22255 | 2020-07-12 | 18 | 29.08 | 0.23 | 29.31 | 652294.05
2020-07-12 | 19 | 10053 | 2020-07-12 | 19 | 32 | 0.24 | 32.24 | 324108.72
2020-07-12 | 20 | 1913 | 2020-07-12 | 20 | 29.24 | 0.23 | 29.47 | 56376.11
2020-07-12 | 21 | 8 | 2020-07-12 | 21 | 25.83 | 0.24 | 26.07 | 208.56
2020-07-12 | 22 | 0 | 2020-07-12 | 22 | 26.44 | 0.32 | 26.76 | 0
2020-07-12 | 23 | 0 | 2020-07-12 | 23 | 18.36 | 0.27 | 18.63 | 0
2020-07-12 | 24 | 0 | 2020-07-12 | 24 | 15.78 | 0.24 | 16.02 | 0
2020-07-13 | 1 | 0 | 2020-07-13 | 1 | 17.23 | 0.35 | 17.58 | 0
2020-07-13 | 2 | 0 | 2020-07-13 | 2 | 17.33 | 0.35 | 17.68 | 0
2020-07-13 | 3 | 0 | 2020-07-13 | 3 | 17.78 | 0.34 | 18.12 | 0
2020-07-13 | 4 | 0 | 2020-07-13 | 4 | 17.07 | 0.34 | 17.41 | 0
2020-07-13 | 5 | 3 | 2020-07-13 | 5 | 17.18 | 0.35 | 17.53 | 52.59
2020-07-13 | 6 | 553 | 2020-07-13 | 6 | 15.91 | 0.35 | 16.26 | 8991.78
2020-07-13 | 7 | 3268 | 2020-07-13 | 7 | 15.99 | 0.42 | 16.41 | 53627.88
2020-07-13 | 8 | 3965 | 2020-07-13 | 8 | 17.17 | 0.98 | 18.15 | 71964.75
2020-07-13 | 9 | 10530 | 2020-07-13 | 9 | 23.63 | 0.93 | 24.56 | 258616.8
2020-07-13 | 10 | 29295 | 2020-07-13 | 10 | 18.76 | 0.77 | 19.53 | 572131.35
2020-07-13 | 11 | 46263 | 2020-07-13 | 11 | 18.63 | 0.73 | 19.36 | 895651.68
2020-07-13 | 12 | 54768 | 2020-07-13 | 12 | 18.8 | 0.74 | 19.54 | 1070166.72
2020-07-13 | 13 | 53788 | 2020-07-13 | 13 | 28.73 | 0.78 | 29.51 | 1587283.88
2020-07-13 | 14 | 49053 | 2020-07-13 | 14 | 32.48 | 1.01 | 33.49 | 1642784.97
2020-07-13 | 15 | 9410 | 2020-07-13 | 15 | 22.06 | 0.74 | 22.8 | 214548
2020-07-13 | 16 | 17968 | 2020-07-13 | 16 | 26.6 | 0.73 | 27.33 | 491065.44
2020-07-13 | 17 | 26905 | 2020-07-13 | 17 | 65.53 | 2.71 | 68.24 | 1835997.2
2020-07-13 | 18 | 21210 | 2020-07-13 | 18 | 67.52 | 2.29 | 69.81 | 1480670.1
2020-07-13 | 19 | 4128 | 2020-07-13 | 19 | 37.44 | 0.79 | 38.23 | 157813.44
2020-07-13 | 20 | 2705 | 2020-07-13 | 20 | 32.2 | 0.99 | 33.19 | 89778.95
2020-07-13 | 21 | 338 | 2020-07-13 | 21 | 33.61 | 1.2 | 34.81 | 11765.78
2020-07-13 | 22 | 0 | 2020-07-13 | 22 | 22.59 | 0.88 | 23.47 | 0
2020-07-13 | 23 | 0 | 2020-07-13 | 23 | 23.98 | 0.92 | 24.9 | 0
2020-07-13 | 24 | 0 | 2020-07-13 | 24 | 21.41 | 0.56 | 21.97 | 0
2020-07-14 | 1 | 0 | 2020-07-14 | 1 | 21.65 | 0.56 | 22.21 | 0
2020-07-14 | 2 | 0 | 2020-07-14 | 2 | 18.26 | 0.38 | 18.64 | 0
2020-07-14 | 3 | 0 | 2020-07-14 | 3 | 17.66 | 0.37 | 18.03 | 0
2020-07-14 | 4 | 0 | 2020-07-14 | 4 | 16.86 | 0.36 | 17.22 | 0
2020-07-14 | 5 | 8 | 2020-07-14 | 5 | 15.85 | 0.36 | 16.21 | 129.68
2020-07-14 | 6 | 545 | 2020-07-14 | 6 | 17.23 | 0.44 | 17.67 | 9630.15
2020-07-14 | 7 | 5110 | 2020-07-14 | 7 | 18.38 | 0.52 | 18.9 | 96579
2020-07-14 | 8 | 14498 | 2020-07-14 | 8 | 21.46 | 1.17 | 22.63 | 328089.74
2020-07-14 | 9 | 5175 | 2020-07-14 | 9 | 24.79 | 1.25 | 26.04 | 134757
2020-07-14 | 10 | 6390 | 2020-07-14 | 10 | 26.14 | 1.09 | 27.23 | 173999.7
2020-07-14 | 11 | 24658 | 2020-07-14 | 11 | 30.95 | 1.32 | 32.27 | 795713.66
2020-07-14 | 12 | 48850 | 2020-07-14 | 12 | 23.09 | 1.01 | 24.1 | 1177285
2020-07-14 | 13 | 66928 | 2020-07-14 | 13 | 28.89 | 1.19 | 30.08 | 2013194.24
2020-07-14 | 14 | 73045 | 2020-07-14 | 14 | 30 | 1.01 | 31.01 | 2265125.45
2020-07-14 | 15 | 68315 | 2020-07-14 | 15 | 28.21 | 1 | 29.21 | 1995481.15
2020-07-14 | 16 | 40928 | 2020-07-14 | 16 | 28.53 | 0.87 | 29.4 | 1203283.2
2020-07-14 | 17 | 42515 | 2020-07-14 | 17 | 30.91 | 0.85 | 31.76 | 1350276.4
2020-07-14 | 18 | 25928 | 2020-07-14 | 18 | 24.72 | 0.82 | 25.54 | 662201.12
2020-07-14 | 19 | 6673 | 2020-07-14 | 19 | 23.04 | 0.88 | 23.92 | 159618.16
2020-07-14 | 20 | 735 | 2020-07-14 | 20 | 23.4 | 0.95 | 24.35 | 17897.25
2020-07-14 | 21 | 5 | 2020-07-14 | 21 | 17.45 | 0.81 | 18.26 | 91.3
2020-07-14 | 22 | 0 | 2020-07-14 | 22 | 18.47 | 0.86 | 19.33 | 0
2020-07-14 | 23 | 0 | 2020-07-14 | 23 | 17.79 | 1 | 18.79 | 0
2020-07-14 | 24 | 0 | 2020-07-14 | 24 | 16.76 | 0.44 | 17.2 | 0
2020-07-15 | 1 | 0 | 2020-07-15 | 1 | 17.34 | 0.45 | 17.79 | 0
2020-07-15 | 2 | 0 | 2020-07-15 | 2 | 15.16 | 0.4 | 15.56 | 0
2020-07-15 | 3 | 0 | 2020-07-15 | 3 | 14.45 | 0.39 | 14.84 | 0
2020-07-15 | 4 | 0 | 2020-07-15 | 4 | 14.88 | 0.39 | 15.27 | 0
2020-07-15 | 5 | 5 | 2020-07-15 | 5 | 15.33 | 0.4 | 15.73 | 78.65
2020-07-15 | 6 | 263 | 2020-07-15 | 6 | 16.14 | 0.48 | 16.62 | 4371.06
2020-07-15 | 7 | 3518 | 2020-07-15 | 7 | 18.71 | 0.61 | 19.32 | 67967.76
2020-07-15 | 8 | 19733 | 2020-07-15 | 8 | 20.76 | 1.09 | 21.85 | 431166.05
2020-07-15 | 9 | 27833 | 2020-07-15 | 9 | 24.59 | 1.06 | 25.65 | 713916.45
2020-07-15 | 10 | 49583 | 2020-07-15 | 10 | 23.81 | 1 | 24.81 | 1230154.23
2020-07-15 | 11 | 61130 | 2020-07-15 | 11 | 20.06 | 0.89 | 20.95 | 1280673.5
2020-07-15 | 12 | 33340 | 2020-07-15 | 12 | 19.76 | 0.92 | 20.68 | 689471.2
2020-07-15 | 13 | 27225 | 2020-07-15 | 13 | 20.4 | 0.91 | 21.31 | 580164.75
2020-07-15 | 14 | 38575 | 2020-07-15 | 14 | 18.95 | 0.88 | 19.83 | 764942.25
2020-07-15 | 15 | 45098 | 2020-07-15 | 15 | 20.06 | 0.85 | 20.91 | 942999.18
2020-07-15 | 16 | 47325 | 2020-07-15 | 16 | 22.2 | 0.82 | 23.02 | 1089421.5
2020-07-15 | 17 | 35353 | 2020-07-15 | 17 | 23.36 | 0.88 | 24.24 | 856956.72
2020-07-15 | 18 | 22278 | 2020-07-15 | 18 | 22.29 | 0.84 | 23.13 | 515290.14
2020-07-15 | 19 | 12670 | 2020-07-15 | 19 | 25.52 | 1 | 26.52 | 336008.4
2020-07-15 | 20 | 2250 | 2020-07-15 | 20 | 26.59 | 1.15 | 27.74 | 62415
2020-07-15 | 21 | 5 | 2020-07-15 | 21 | 19.09 | 0.93 | 20.02 | 100.1
2020-07-15 | 22 | 0 | 2020-07-15 | 22 | 17.46 | 0.87 | 18.33 | 0
2020-07-15 | 23 | 0 | 2020-07-15 | 23 | 16.15 | 0.99 | 17.14 | 0
2020-07-15 | 24 | 0 | 2020-07-15 | 24 | 15.56 | 0.47 | 16.03 | 0
2020-07-16 | 1 | 0 | 2020-07-16 | 1 | 17.09 | 0.25 | 17.34 | 0
2020-07-16 | 2 | 0 | 2020-07-16 | 2 | 15.83 | 0.27 | 16.1 | 0
2020-07-16 | 3 | 0 | 2020-07-16 | 3 | 13.69 | 0.24 | 13.93 | 0
2020-07-16 | 4 | 0 | 2020-07-16 | 4 | 14.4 | 0.27 | 14.67 | 0
2020-07-16 | 5 | 0 | 2020-07-16 | 5 | 14.75 | 0.25 | 15 | 0
2020-07-16 | 6 | 553 | 2020-07-16 | 6 | 15.03 | 0.37 | 15.4 | 8516.2
2020-07-16 | 7 | 5578 | 2020-07-16 | 7 | 14.65 | 0.41 | 15.06 | 84004.68
2020-07-16 | 8 | 17648 | 2020-07-16 | 8 | 15.02 | 0.84 | 15.86 | 279897.28
2020-07-16 | 9 | 31003 | 2020-07-16 | 9 | 13.88 | 0.79 | 14.67 | 454814.01
2020-07-16 | 10 | 46165 | 2020-07-16 | 10 | 15.37 | 0.73 | 16.1 | 743256.5
2020-07-16 | 11 | 35233 | 2020-07-16 | 11 | 15.71 | 0.71 | 16.42 | 578525.86
2020-07-16 | 12 | 40433 | 2020-07-16 | 12 | 15.78 | 0.7 | 16.48 | 666335.84
2020-07-16 | 13 | 54280 | 2020-07-16 | 13 | 16.54 | 0.69 | 17.23 | 935244.4
2020-07-16 | 14 | 63570 | 2020-07-16 | 14 | 17.85 | 0.67 | 18.52 | 1177316.4
2020-07-16 | 15 | 70453 | 2020-07-16 | 15 | 16.5 | 0.68 | 17.18 | 1210382.54
2020-07-16 | 16 | 57143 | 2020-07-16 | 16 | 18.92 | 0.67 | 19.59 | 1119431.37
2020-07-16 | 17 | 35775 | 2020-07-16 | 17 | 19.91 | 0.68 | 20.59 | 736607.25
2020-07-16 | 18 | 27983 | 2020-07-16 | 18 | 18.83 | 0.65 | 19.48 | 545108.84
2020-07-16 | 19 | 10353 | 2020-07-16 | 19 | 19.03 | 0.82 | 19.85 | 205507.05
2020-07-16 | 20 | 1675 | 2020-07-16 | 20 | 16.49 | 0.67 | 17.16 | 28743
2020-07-16 | 21 | 3 | 2020-07-16 | 21 | 15.43 | 0.7 | 16.13 | 48.39
2020-07-16 | 22 | 0 | 2020-07-16 | 22 | 14.46 | 0.72 | 15.18 | 0
2020-07-16 | 23 | 0 | 2020-07-16 | 23 | 11.17 | 0.87 | 12.04 | 0
2020-07-16 | 24 | 0 | 2020-07-16 | 24 | 11.4 | 0.35 | 11.75 | 0
2020-07-17 | 1 | 0 | 2020-07-17 | 1 | 13.15 | 0.36 | 13.51 | 0
2020-07-17 | 2 | 0 | 2020-07-17 | 2 | 9.69 | 0.27 | 9.96 | 0
2020-07-17 | 3 | 0 | 2020-07-17 | 3 | 8.55 | 0.25 | 8.8 | 0
2020-07-17 | 4 | 0 | 2020-07-17 | 4 | 7.45 | 0.26 | 7.71 | 0
2020-07-17 | 5 | 3 | 2020-07-17 | 5 | 4.58 | 0.3 | 4.88 | 14.64
2020-07-17 | 6 | 5 | 2020-07-17 | 6 | 7.35 | 0.49 | 7.84 | 39.2
2020-07-17 | 7 | 1310 | 2020-07-17 | 7 | 10.68 | 0.5 | 11.18 | 14645.8
2020-07-17 | 8 | 3635 | 2020-07-17 | 8 | 12.56 | 0.96 | 13.52 | 49145.2
2020-07-17 | 9 | 7490 | 2020-07-17 | 9 | 14.56 | 0.88 | 15.44 | 115645.6
2020-07-17 | 10 | 11228 | 2020-07-17 | 10 | 15.08 | 0.73 | 15.81 | 177514.68
2020-07-17 | 11 | 13638 | 2020-07-17 | 11 | 16.07 | 0.7 | 16.77 | 228709.26
2020-07-17 | 12 | 14850 | 2020-07-17 | 12 | 16.59 | 0.7 | 17.29 | 256756.5
2020-07-17 | 13 | 12933 | 2020-07-17 | 13 | 16.85 | 0.69 | 17.54 | 226844.82
2020-07-17 | 14 | 17653 | 2020-07-17 | 14 | 22.71 | 0.86 | 23.57 | 416081.21
2020-07-17 | 15 | 15050 | 2020-07-17 | 15 | 18.67 | 0.89 | 19.56 | 294378
2020-07-17 | 16 | 14840 | 2020-07-17 | 16 | 14.52 | 0.71 | 15.23 | 226013.2
2020-07-17 | 17 | 13210 | 2020-07-17 | 17 | 17.29 | 0.69 | 17.98 | 237515.8
2020-07-17 | 18 | 10053 | 2020-07-17 | 18 | 17.82 | 0.68 | 18.5 | 185980.5
2020-07-17 | 19 | 8468 | 2020-07-17 | 19 | 20.66 | 0.78 | 21.44 | 181553.92
2020-07-17 | 20 | 3255 | 2020-07-17 | 20 | 27.44 | 1.23 | 28.67 | 93320.85
2020-07-17 | 21 | 5 | 2020-07-17 | 21 | 23.22 | 0.98 | 24.2 | 121
2020-07-17 | 22 | 0 | 2020-07-17 | 22 | 17.47 | 0.73 | 18.2 | 0
2020-07-17 | 23 | 0 | 2020-07-17 | 23 | 15.62 | 0.81 | 16.43 | 0
2020-07-17 | 24 | 0 | 2020-07-17 | 24 | 14.57 | 0.36 | 14.93 | 0
2020-07-18 | 1 | 0 | 2020-07-18 | 1 | 12.51 | 0.29 | 12.8 | 0
2020-07-18 | 2 | 0 | 2020-07-18 | 2 | 14.08 | 0.3 | 14.38 | 0
2020-07-18 | 3 | 0 | 2020-07-18 | 3 | 13.91 | 0.32 | 14.23 | 0
2020-07-18 | 4 | 0 | 2020-07-18 | 4 | 12.89 | 0.31 | 13.2 | 0
2020-07-18 | 5 | 3 | 2020-07-18 | 5 | 12.57 | 0.34 | 12.91 | 38.73
2020-07-18 | 6 | 528 | 2020-07-18 | 6 | 13.96 | 0.31 | 14.27 | 7534.56
2020-07-18 | 7 | 4325 | 2020-07-18 | 7 | 13.07 | 0.42 | 13.49 | 58344.25
2020-07-18 | 8 | 17160 | 2020-07-18 | 8 | 12.21 | 0.43 | 12.64 | 216902.4
2020-07-18 | 9 | 34808 | 2020-07-18 | 9 | 10.2 | 0.41 | 10.61 | 369312.88
2020-07-18 | 10 | 51420 | 2020-07-18 | 10 | 11.99 | 0.34 | 12.33 | 634008.6
2020-07-18 | 11 | 62758 | 2020-07-18 | 11 | 15.86 | 0.28 | 16.14 | 1012914.12
2020-07-18 | 12 | 69150 | 2020-07-18 | 12 | 17.31 | 0.28 | 17.59 | 1216348.5
2020-07-18 | 13 | 71455 | 2020-07-18 | 13 | 17.75 | 0.29 | 18.04 | 1289048.2
2020-07-18 | 14 | 70680 | 2020-07-18 | 14 | 18.57 | 0.28 | 18.85 | 1332318
2020-07-18 | 15 | 61253 | 2020-07-18 | 15 | 18.09 | 0.29 | 18.38 | 1125830.14
2020-07-18 | 16 | 47388 | 2020-07-18 | 16 | 19.83 | 0.39 | 20.22 | 958185.36
2020-07-18 | 17 | 32103 | 2020-07-18 | 17 | 23.21 | 0.3 | 23.51 | 754741.53
2020-07-18 | 18 | 26873 | 2020-07-18 | 18 | 24.62 | 0.32 | 24.94 | 670212.62
2020-07-18 | 19 | 11113 | 2020-07-18 | 19 | 25.67 | 0.31 | 25.98 | 288715.74
2020-07-18 | 20 | 1660 | 2020-07-18 | 20 | 27.43 | 0.39 | 27.82 | 46181.2
2020-07-18 | 21 | 8 | 2020-07-18 | 21 | 24.5 | 0.37 | 24.87 | 198.96
2020-07-18 | 22 | 0 | 2020-07-18 | 22 | 23.79 | 0.35 | 24.14 | 0
2020-07-18 | 23 | 0 | 2020-07-18 | 23 | 18.47 | 0.35 | 18.82 | 0
2020-07-18 | 24 | 0 | 2020-07-18 | 24 | 16.27 | 0.36 | 16.63 | 0
2020-07-19 | 1 | 0 | 2020-07-19 | 1 | 16.17 | 0.37 | 16.54 | 0
2020-07-19 | 2 | 0 | 2020-07-19 | 2 | 15.97 | 0.29 | 16.26 | 0
2020-07-19 | 3 | 0 | 2020-07-19 | 3 | 15.21 | 0.34 | 15.55 | 0
2020-07-19 | 4 | 0 | 2020-07-19 | 4 | 14.91 | 0.31 | 15.22 | 0
2020-07-19 | 5 | 5 | 2020-07-19 | 5 | 14.34 | 0.32 | 14.66 | 73.3
2020-07-19 | 6 | 518 | 2020-07-19 | 6 | 8.8 | 0.34 | 9.14 | 4734.52
2020-07-19 | 7 | 4933 | 2020-07-19 | 7 | 3.44 | 0.48 | 3.92 | 19337.36
2020-07-19 | 8 | 15475 | 2020-07-19 | 8 | 9.98 | 0.39 | 10.37 | 160475.75
2020-07-19 | 9 | 32138 | 2020-07-19 | 9 | 6.23 | 0.7 | 6.93 | 222716.34
2020-07-19 | 10 | 50085 | 2020-07-19 | 10 | 13.83 | 0.5 | 14.33 | 717718.05
2020-07-19 | 11 | 61230 | 2020-07-19 | 11 | 17.07 | 0.28 | 17.35 | 1062340.5
2020-07-19 | 12 | 68983 | 2020-07-19 | 12 | 18.37 | 0.28 | 18.65 | 1286532.95
2020-07-19 | 13 | 70810 | 2020-07-19 | 13 | 20.62 | 0.33 | 20.95 | 1483469.5
2020-07-19 | 14 | 69688 | 2020-07-19 | 14 | 24.14 | 0.33 | 24.47 | 1705265.36
2020-07-19 | 15 | 66128 | 2020-07-19 | 15 | 26.83 | 0.34 | 27.17 | 1796697.76
2020-07-19 | 16 | 57005 | 2020-07-19 | 16 | 24.88 | 0.32 | 25.2 | 1436526
2020-07-19 | 17 | 41700 | 2020-07-19 | 17 | 26.59 | 0.31 | 26.9 | 1121730
2020-07-19 | 18 | 23613 | 2020-07-19 | 18 | 30.62 | 0.36 | 30.98 | 731530.74
2020-07-19 | 19 | 9743 | 2020-07-19 | 19 | 28.65 | 0.4 | 29.05 | 283034.15
2020-07-19 | 20 | 2765 | 2020-07-19 | 20 | 25.33 | 0.32 | 25.65 | 70922.25
2020-07-19 | 21 | 5 | 2020-07-19 | 21 | 26 | 0.32 | 26.32 | 131.6
2020-07-19 | 22 | 0 | 2020-07-19 | 22 | 25.54 | 0.34 | 25.88 | 0
2020-07-19 | 23 | 0 | 2020-07-19 | 23 | 22.16 | 0.35 | 22.51 | 0
2020-07-19 | 24 | 0 | 2020-07-19 | 24 | 23.99 | 0.38 | 24.37 | 0
2020-07-20 | 1 | 0 | 2020-07-20 | 1 | 26.31 | 0.32 | 26.63 | 0
2020-07-20 | 2 | 0 | 2020-07-20 | 2 | 26.54 | 0.36 | 26.9 | 0
2020-07-20 | 3 | 0 | 2020-07-20 | 3 | 22.57 | 0.37 | 22.94 | 0
2020-07-20 | 4 | 0 | 2020-07-20 | 4 | 18.95 | 0.32 | 19.27 | 0
2020-07-20 | 5 | 5 | 2020-07-20 | 5 | 19.85 | 0.32 | 20.17 | 100.85
2020-07-20 | 6 | 760 | 2020-07-20 | 6 | 21.45 | 0.38 | 21.83 | 16590.8
2020-07-20 | 7 | 4380 | 2020-07-20 | 7 | 21.01 | 0.41 | 21.42 | 93819.6
2020-07-20 | 8 | 10198 | 2020-07-20 | 8 | 31.22 | 0.94 | 32.16 | 327967.68
2020-07-20 | 9 | 21570 | 2020-07-20 | 9 | 35.52 | 1.18 | 36.7 | 791619
2020-07-20 | 10 | 39878 | 2020-07-20 | 10 | 21.1 | 0.72 | 21.82 | 870137.96
2020-07-20 | 11 | 55818 | 2020-07-20 | 11 | 20.99 | 0.64 | 21.63 | 1207343.34
2020-07-20 | 12 | 67438 | 2020-07-20 | 12 | 22.62 | 0.62 | 23.24 | 1567259.12
2020-07-20 | 13 | 58725 | 2020-07-20 | 13 | 27.72 | 0.61 | 28.33 | 1663679.25
2020-07-20 | 14 | 55705 | 2020-07-20 | 14 | 38.83 | 0.66 | 39.49 | 2199790.45
2020-07-20 | 15 | 51193 | 2020-07-20 | 15 | 29.99 | 0.61 | 30.6 | 1566505.8
2020-07-20 | 16 | 54863 | 2020-07-20 | 16 | 28.42 | 0.57 | 28.99 | 1590478.37
2020-07-20 | 17 | 35263 | 2020-07-20 | 17 | 26.96 | 0.59 | 27.55 | 971495.65
2020-07-20 | 18 | 29203 | 2020-07-20 | 18 | 39.76 | 0.58 | 40.34 | 1178049.02
2020-07-20 | 19 | 9495 | 2020-07-20 | 19 | 56.3 | 0.78 | 57.08 | 541974.6
2020-07-20 | 20 | 1628 | 2020-07-20 | 20 | 43.4 | 0.71 | 44.11 | 71811.08
2020-07-20 | 21 | 5 | 2020-07-20 | 21 | 35.04 | 0.63 | 35.67 | 178.35
2020-07-20 | 22 | 0 | 2020-07-20 | 22 | 27.94 | 0.64 | 28.58 | 0
2020-07-20 | 23 | 0 | 2020-07-20 | 23 | 20.99 | 0.72 | 21.71 | 0
2020-07-20 | 24 | 0 | 2020-07-20 | 24 | 19.55 | 0.31 | 19.86 | 0
2020-07-21 | 1 | 0 | 2020-07-21 | 1 | 21.6 | 0.28 | 21.88 | 0
2020-07-21 | 2 | 0 | 2020-07-21 | 2 | 23.26 | 0.27 | 23.53 | 0
2020-07-21 | 3 | 0 | 2020-07-21 | 3 | 20.15 | 0.28 | 20.43 | 0
2020-07-21 | 4 | 0 | 2020-07-21 | 4 | 18.37 | 0.28 | 18.65 | 0
2020-07-21 | 5 | 3 | 2020-07-21 | 5 | 17.26 | 0.27 | 17.53 | 52.59
2020-07-21 | 6 | 263 | 2020-07-21 | 6 | 17.68 | 0.33 | 18.01 | 4736.63
2020-07-21 | 7 | 3760 | 2020-07-21 | 7 | 18.59 | 0.42 | 19.01 | 71477.6
2020-07-21 | 8 | 16228 | 2020-07-21 | 8 | 20.36 | 0.83 | 21.19 | 343871.32
2020-07-21 | 9 | 33815 | 2020-07-21 | 9 | 21.4 | 0.76 | 22.16 | 749340.4
2020-07-21 | 10 | 50745 | 2020-07-21 | 10 | 20.45 | 0.69 | 21.14 | 1072749.3
2020-07-21 | 11 | 60940 | 2020-07-21 | 11 | 22.49 | 0.72 | 23.21 | 1414417.4
2020-07-21 | 12 | 48858 | 2020-07-21 | 12 | 20.3 | 0.64 | 20.94 | 1023086.52
2020-07-21 | 13 | 59590 | 2020-07-21 | 13 | 23.67 | 0.63 | 24.3 | 1448037
2020-07-21 | 14 | 63863 | 2020-07-21 | 14 | 28.58 | 0.63 | 29.21 | 1865438.23
2020-07-21 | 15 | 56703 | 2020-07-21 | 15 | 25.39 | 0.61 | 26 | 1474278
2020-07-21 | 16 | 52660 | 2020-07-21 | 16 | 24.58 | 0.61 | 25.19 | 1326505.4
2020-07-21 | 17 | 41518 | 2020-07-21 | 17 | 34.76 | 0.71 | 35.47 | 1472643.46
2020-07-21 | 18 | 28758 | 2020-07-21 | 18 | 34.97 | 0.72 | 35.69 | 1026373.02
2020-07-21 | 19 | 9283 | 2020-07-21 | 19 | 28.1 | 0.63 | 28.73 | 266700.59
2020-07-21 | 20 | 1598 | 2020-07-21 | 20 | 28.36 | 0.66 | 29.02 | 46373.96
2020-07-21 | 21 | 0 | 2020-07-21 | 21 | 26.46 | 0.65 | 27.11 | 0
2020-07-21 | 22 | 0 | 2020-07-21 | 22 | 24.99 | 0.66 | 25.65 | 0
2020-07-21 | 23 | 0 | 2020-07-21 | 23 | 19.23 | 0.75 | 19.98 | 0
2020-07-21 | 24 | 0 | 2020-07-21 | 24 | 23.53 | 0.41 | 23.94 | 0
2020-07-22 | 1 | 0 | 2020-07-22 | 1 | 18.64 | 0.76 | 19.4 | 0
2020-07-22 | 2 | 0 | 2020-07-22 | 2 | 16.21 | 0.65 | 16.86 | 0
2020-07-22 | 3 | 0 | 2020-07-22 | 3 | 16.15 | 0.62 | 16.77 | 0
2020-07-22 | 4 | 0 | 2020-07-22 | 4 | 17.34 | 0.66 | 18 | 0
2020-07-22 | 5 | 3 | 2020-07-22 | 5 | 16.73 | 0.65 | 17.38 | 52.14
2020-07-22 | 6 | 258 | 2020-07-22 | 6 | 17.93 | 0.72 | 18.65 | 4811.7
2020-07-22 | 7 | 3558 | 2020-07-22 | 7 | 17.88 | 0.79 | 18.67 | 66427.86
2020-07-22 | 8 | 16398 | 2020-07-22 | 8 | 18.13 | 1.25 | 19.38 | 317793.24
2020-07-22 | 9 | 34280 | 2020-07-22 | 9 | 20.84 | 1.29 | 22.13 | 758616.4
2020-07-22 | 10 | 16780 | 2020-07-22 | 10 | 21.17 | 1.24 | 22.41 | 376039.8
2020-07-22 | 11 | 21203 | 2020-07-22 | 11 | 17.11 | 1.08 | 18.19 | 385682.57
2020-07-22 | 12 | 18020 | 2020-07-22 | 12 | 17.09 | 1.04 | 18.13 | 326702.6
2020-07-22 | 13 | 25038 | 2020-07-22 | 13 | 19.92 | 1.05 | 20.97 | 525046.86
2020-07-22 | 14 | 22390 | 2020-07-22 | 14 | 21.31 | 1.02 | 22.33 | 499968.7
2020-07-22 | 15 | 35668 | 2020-07-22 | 15 | 24.57 | 1.05 | 25.62 | 913814.16
2020-07-22 | 16 | 29228 | 2020-07-22 | 16 | 35.14 | 1.14 | 36.28 | 1060391.84
2020-07-22 | 17 | 41315 | 2020-07-22 | 17 | 48.1 | 1.75 | 49.85 | 2059552.75
2020-07-22 | 18 | 20513 | 2020-07-22 | 18 | 82.05 | 6.02 | 88.07 | 1806579.91
2020-07-22 | 19 | 11355 | 2020-07-22 | 19 | 42.21 | 3.58 | 45.79 | 519945.45
2020-07-22 | 20 | 2423 | 2020-07-22 | 20 | 30.68 | 1.1 | 31.78 | 77002.94
2020-07-22 | 21 | 5 | 2020-07-22 | 21 | 28.03 | 1.16 | 29.19 | 145.95
2020-07-22 | 22 | 0 | 2020-07-22 | 22 | 26.29 | 1.11 | 27.4 | 0
2020-07-22 | 23 | 0 | 2020-07-22 | 23 | 27.11 | 1.24 | 28.35 | 0
2020-07-22 | 24 | 0 | 2020-07-22 | 24 | 25.25 | 0.86 | 26.11 | 0
2020-07-23 | 1 | 0 | 2020-07-23 | 1 | 17.97 | 0.92 | 18.89 | 0
2020-07-23 | 2 | 0 | 2020-07-23 | 2 | 17.03 | 0.89 | 17.92 | 0
2020-07-23 | 3 | 0 | 2020-07-23 | 3 | 15.6 | 0.88 | 16.48 | 0
2020-07-23 | 4 | 0 | 2020-07-23 | 4 | 16.1 | 0.88 | 16.98 | 0
2020-07-23 | 5 | 5 | 2020-07-23 | 5 | 17.69 | 0.88 | 18.57 | 92.85
2020-07-23 | 6 | 258 | 2020-07-23 | 6 | 16.75 | 0.93 | 17.68 | 4561.44
2020-07-23 | 7 | 3508 | 2020-07-23 | 7 | 20.48 | 1.07 | 21.55 | 75597.4
2020-07-23 | 8 | 7265 | 2020-07-23 | 8 | 18.78 | 1.42 | 20.2 | 146753
2020-07-23 | 9 | 17620 | 2020-07-23 | 9 | 18.94 | 1.36 | 20.3 | 357686
2020-07-23 | 10 | 29270 | 2020-07-23 | 10 | 20.64 | 1.38 | 22.02 | 644525.4
2020-07-23 | 11 | 51728 | 2020-07-23 | 11 | 32.18 | 1.36 | 33.54 | 1734957.12
2020-07-23 | 12 | 65370 | 2020-07-23 | 12 | 41.92 | 1.6 | 43.52 | 2844902.4
2020-07-23 | 13 | 56940 | 2020-07-23 | 13 | 33.24 | 1.31 | 34.55 | 1967277
2020-07-23 | 14 | 14085 | 2020-07-23 | 14 | 39.34 | 1.46 | 40.8 | 574668
2020-07-23 | 15 | 5273 | 2020-07-23 | 15 | 35.89 | 1.57 | 37.46 | 197526.58
2020-07-23 | 16 | 8848 | 2020-07-23 | 16 | 70.76 | 4.01 | 74.77 | 661564.96
2020-07-23 | 17 | 8445 | 2020-07-23 | 17 | 108.32 | 3.83 | 112.15 | 947106.75
2020-07-23 | 18 | 7310 | 2020-07-23 | 18 | 31.73 | 1.41 | 33.14 | 242253.4
2020-07-23 | 19 | 3400 | 2020-07-23 | 19 | 29.64 | 1.42 | 31.06 | 105604
2020-07-23 | 20 | 2155 | 2020-07-23 | 20 | 27.77 | 1.36 | 29.13 | 62775.15
2020-07-23 | 21 | 260 | 2020-07-23 | 21 | 26.79 | 1.43 | 28.22 | 7337.2
2020-07-23 | 22 | 0 | 2020-07-23 | 22 | 24.7 | 1.38 | 26.08 | 0
2020-07-23 | 23 | 0 | 2020-07-23 | 23 | 25.97 | 1.68 | 27.65 | 0
2020-07-23 | 24 | 0 | 2020-07-23 | 24 | 22.29 | 1.03 | 23.32 | 0
2020-07-24 | 1 | 0 | 2020-07-24 | 1 | 18.72 | 0.41 | 19.13 | 0
2020-07-24 | 2 | 0 | 2020-07-24 | 2 | 18.08 | 0.34 | 18.42 | 0
2020-07-24 | 3 | 0 | 2020-07-24 | 3 | 17.98 | 0.33 | 18.31 | 0
2020-07-24 | 4 | 0 | 2020-07-24 | 4 | 16.23 | 0.33 | 16.56 | 0
2020-07-24 | 5 | 5 | 2020-07-24 | 5 | 16.14 | 0.32 | 16.46 | 82.3
2020-07-24 | 6 | 275 | 2020-07-24 | 6 | 18.42 | 0.42 | 18.84 | 5181
2020-07-24 | 7 | 5038 | 2020-07-24 | 7 | 21.84 | 0.49 | 22.33 | 112498.54
2020-07-24 | 8 | 17420 | 2020-07-24 | 8 | 23.55 | 1.02 | 24.57 | 428009.4
2020-07-24 | 9 | 33368 | 2020-07-24 | 9 | 23.1 | 0.86 | 23.96 | 799497.28
2020-07-24 | 10 | 52400 | 2020-07-24 | 10 | 26.16 | 0.83 | 26.99 | 1414276
2020-07-24 | 11 | 55618 | 2020-07-24 | 11 | 17.4 | 0.73 | 18.13 | 1008354.34
2020-07-24 | 12 | 62123 | 2020-07-24 | 12 | 17.75 | 0.72 | 18.47 | 1147411.81
2020-07-24 | 13 | 56195 | 2020-07-24 | 13 | 19.05 | 0.72 | 19.77 | 1110975.15
2020-07-24 | 14 | 70895 | 2020-07-24 | 14 | 21.19 | 0.72 | 21.91 | 1553309.45
2020-07-24 | 15 | 51923 | 2020-07-24 | 15 | 22.6 | 0.74 | 23.34 | 1211882.82
2020-07-24 | 16 | 43138 | 2020-07-24 | 16 | 22.29 | 0.72 | 23.01 | 992605.38
2020-07-24 | 17 | 37533 | 2020-07-24 | 17 | 20.47 | 0.71 | 21.18 | 794948.94
2020-07-24 | 18 | 24013 | 2020-07-24 | 18 | 20.03 | 0.7 | 20.73 | 497789.49
2020-07-24 | 19 | 11158 | 2020-07-24 | 19 | 21.93 | 0.73 | 22.66 | 252840.28
2020-07-24 | 20 | 3055 | 2020-07-24 | 20 | 22.95 | 0.79 | 23.74 | 72525.7
2020-07-24 | 21 | 3 | 2020-07-24 | 21 | 20.67 | 0.77 | 21.44 | 64.32
2020-07-24 | 22 | 0 | 2020-07-24 | 22 | 20.26 | 0.78 | 21.04 | 0
2020-07-24 | 23 | 0 | 2020-07-24 | 23 | 19.02 | 0.83 | 19.85 | 0
2020-07-24 | 24 | 0 | 2020-07-24 | 24 | 17.7 | 0.41 | 18.11 | 0
2020-07-25 | 1 | 0 | 2020-07-25 | 1 | 15.69 | 0.44 | 16.13 | 0
2020-07-25 | 2 | 0 | 2020-07-25 | 2 | 15.87 | 0.43 | 16.3 | 0
2020-07-25 | 3 | 0 | 2020-07-25 | 3 | 14.37 | 0.4 | 14.77 | 0
2020-07-25 | 4 | 0 | 2020-07-25 | 4 | 13.89 | 0.4 | 14.29 | 0
2020-07-25 | 5 | 3 | 2020-07-25 | 5 | 13.66 | 0.42 | 14.08 | 42.24
2020-07-25 | 6 | 520 | 2020-07-25 | 6 | 13.58 | 0.42 | 14 | 7280
2020-07-25 | 7 | 3870 | 2020-07-25 | 7 | 13.29 | 0.44 | 13.73 | 53135.1
2020-07-25 | 8 | 18110 | 2020-07-25 | 8 | 14.32 | 0.47 | 14.79 | 267846.9
2020-07-25 | 9 | 28975 | 2020-07-25 | 9 | 14.94 | 0.45 | 15.39 | 445925.25
2020-07-25 | 10 | 46463 | 2020-07-25 | 10 | 15.15 | 0.45 | 15.6 | 724822.8
2020-07-25 | 11 | 60698 | 2020-07-25 | 11 | 15.75 | 0.41 | 16.16 | 980879.68
2020-07-25 | 12 | 66893 | 2020-07-25 | 12 | 16.67 | 0.4 | 17.07 | 1141863.51
2020-07-25 | 13 | 73973 | 2020-07-25 | 13 | 17.53 | 0.4 | 17.93 | 1326335.89
2020-07-25 | 14 | 71210 | 2020-07-25 | 14 | 18.2 | 0.41 | 18.61 | 1325218.1
2020-07-25 | 15 | 64355 | 2020-07-25 | 15 | 27.04 | 0.56 | 27.6 | 1776198
2020-07-25 | 16 | 51105 | 2020-07-25 | 16 | 22.09 | 0.47 | 22.56 | 1152928.8
2020-07-25 | 17 | 38368 | 2020-07-25 | 17 | 27.85 | 0.56 | 28.41 | 1090034.88
2020-07-25 | 18 | 29295 | 2020-07-25 | 18 | 36.72 | 0.61 | 37.33 | 1093582.35
2020-07-25 | 19 | 9615 | 2020-07-25 | 19 | 31.07 | 0.58 | 31.65 | 304314.75
2020-07-25 | 20 | 1945 | 2020-07-25 | 20 | 28.91 | 0.65 | 29.56 | 57494.2
2020-07-25 | 21 | 5 | 2020-07-25 | 21 | 26.01 | 0.54 | 26.55 | 132.75
2020-07-25 | 22 | 0 | 2020-07-25 | 22 | 23.78 | 0.49 | 24.27 | 0
2020-07-25 | 23 | 0 | 2020-07-25 | 23 | 24.64 | 0.74 | 25.38 | 0
2020-07-25 | 24 | 0 | 2020-07-25 | 24 | 16.72 | 0.54 | 17.26 | 0
2020-07-26 | 1 | 0 | 2020-07-26 | 1 | 16.65 | 0.33 | 16.98 | 0
2020-07-26 | 2 | 0 | 2020-07-26 | 2 | 16.22 | 0.31 | 16.53 | 0
2020-07-26 | 3 | 0 | 2020-07-26 | 3 | 15.34 | 0.32 | 15.66 | 0
2020-07-26 | 4 | 0 | 2020-07-26 | 4 | 14.75 | 0.29 | 15.04 | 0
2020-07-26 | 5 | 3 | 2020-07-26 | 5 | 14.11 | 0.27 | 14.38 | 43.14
2020-07-26 | 6 | 518 | 2020-07-26 | 6 | 14.42 | 0.26 | 14.68 | 7604.24
2020-07-26 | 7 | 4578 | 2020-07-26 | 7 | 13.54 | 0.35 | 13.89 | 63588.42
2020-07-26 | 8 | 16708 | 2020-07-26 | 8 | 13.54 | 0.33 | 13.87 | 231739.96
2020-07-26 | 9 | 32670 | 2020-07-26 | 9 | 13.56 | 0.38 | 13.94 | 455419.8
2020-07-26 | 10 | 47690 | 2020-07-26 | 10 | 14.88 | 0.3 | 15.18 | 723934.2
2020-07-26 | 11 | 62215 | 2020-07-26 | 11 | 17.56 | 0.3 | 17.86 | 1111159.9
2020-07-26 | 12 | 69510 | 2020-07-26 | 12 | 18.26 | 0.27 | 18.53 | 1288020.3
2020-07-26 | 13 | 71898 | 2020-07-26 | 13 | 18.24 | 0.3 | 18.54 | 1332988.92
2020-07-26 | 14 | 69803 | 2020-07-26 | 14 | 18 | 0.3 | 18.3 | 1277394.9
2020-07-26 | 15 | 63158 | 2020-07-26 | 15 | 17.23 | 0.31 | 17.54 | 1107791.32
2020-07-26 | 16 | 53745 | 2020-07-26 | 16 | 19.79 | 0.3 | 20.09 | 1079737.05
2020-07-26 | 17 | 32263 | 2020-07-26 | 17 | 24.82 | 0.34 | 25.16 | 811737.08
2020-07-26 | 18 | 14790 | 2020-07-26 | 18 | 27.83 | 0.33 | 28.16 | 416486.4
2020-07-26 | 19 | 7393 | 2020-07-26 | 19 | 28.56 | 0.37 | 28.93 | 213879.49
2020-07-26 | 20 | 1883 | 2020-07-26 | 20 | 21.12 | 0.32 | 21.44 | 40371.52
2020-07-26 | 21 | 3 | 2020-07-26 | 21 | 19.84 | 0.3 | 20.14 | 60.42
2020-07-26 | 22 | 0 | 2020-07-26 | 22 | 17.82 | 0.29 | 18.11 | 0
2020-07-26 | 23 | 0 | 2020-07-26 | 23 | 17.55 | 0.31 | 17.86 | 0
2020-07-26 | 24 | 0 | 2020-07-26 | 24 | 16.66 | 0.32 | 16.98 | 0
2020-07-27 | 1 | 0 | 2020-07-27 | 1 | 17.63 | 4.59 | 22.22 | 0
2020-07-27 | 2 | 0 | 2020-07-27 | 2 | 17.65 | 4.6 | 22.25 | 0
2020-07-27 | 3 | 0 | 2020-07-27 | 3 | 16.4 | 4.58 | 20.98 | 0
2020-07-27 | 4 | 0 | 2020-07-27 | 4 | 15.66 | 4.6 | 20.26 | 0
2020-07-27 | 5 | 5 | 2020-07-27 | 5 | 15.07 | 4.59 | 19.66 | 98.3
2020-07-27 | 6 | 263 | 2020-07-27 | 6 | 15.78 | 4.65 | 20.43 | 5373.09
2020-07-27 | 7 | 4025 | 2020-07-27 | 7 | 17.56 | 4.66 | 22.22 | 89435.5
2020-07-27 | 8 | 9208 | 2020-07-27 | 8 | 20.45 | 5.18 | 25.63 | 236001.04
2020-07-27 | 9 | 17400 | 2020-07-27 | 9 | 21.39 | 5.09 | 26.48 | 460752
2020-07-27 | 10 | 44028 | 2020-07-27 | 10 | 21.27 | 4.97 | 26.24 | 1155294.72
2020-07-27 | 11 | 53808 | 2020-07-27 | 11 | 25.17 | 4.99 | 30.16 | 1622849.28
2020-07-27 | 12 | 67875 | 2020-07-27 | 12 | 23.91 | 4.93 | 28.84 | 1957515
2020-07-27 | 13 | 68433 | 2020-07-27 | 13 | 30.92 | 4.92 | 35.84 | 2452638.72
2020-07-27 | 14 | 67848 | 2020-07-27 | 14 | 55.05 | 5.1 | 60.15 | 4081057.2
2020-07-27 | 15 | 59900 | 2020-07-27 | 15 | 45.88 | 5.06 | 50.94 | 3051306
2020-07-27 | 16 | 53783 | 2020-07-27 | 16 | 46.61 | 5.2 | 51.81 | 2786497.23
2020-07-27 | 17 | 41545 | 2020-07-27 | 17 | 85.69 | 6.65 | 92.34 | 3836265.3
2020-07-27 | 18 | 25825 | 2020-07-27 | 18 | 145.42 | 10 | 155.42 | 4013721.5 | System Peak Hour
2020-07-27 | 19 | 8728 | 2020-07-27 | 19 | 126.52 | 7.16 | 133.68 | 1166759.04
2020-07-27 | 20 | 2168 | 2020-07-27 | 20 | 100.86 | 5.36 | 106.22 | 230284.96
2020-07-27 | 21 | 5 | 2020-07-27 | 21 | 46.37 | 5.06 | 51.43 | 257.15
2020-07-27 | 22 | 0 | 2020-07-27 | 22 | 38.45 | 5.03 | 43.48 | 0
2020-07-27 | 23 | 0 | 2020-07-27 | 23 | 26.55 | 5.01 | 31.56 | 0
2020-07-27 | 24 | 0 | 2020-07-27 | 24 | 31.93 | 4.74 | 36.67 | 0
2020-07-28 | 1 | 0 | 2020-07-28 | 1 | 30.04 | 0.56 | 30.6 | 0
2020-07-28 | 2 | 0 | 2020-07-28 | 2 | 30.52 | 0.52 | 31.04 | 0
2020-07-28 | 3 | 0 | 2020-07-28 | 3 | 25.35 | 0.5 | 25.85 | 0
2020-07-28 | 4 | 0 | 2020-07-28 | 4 | 20.77 | 0.45 | 21.22 | 0
2020-07-28 | 5 | 3 | 2020-07-28 | 5 | 21.78 | 0.42 | 22.2 | 66.6
2020-07-28 | 6 | 258 | 2020-07-28 | 6 | 25.31 | 0.51 | 25.82 | 6661.56
2020-07-28 | 7 | 3213 | 2020-07-28 | 7 | 56.02 | 0.95 | 56.97 | 183044.61
2020-07-28 | 8 | 15438 | 2020-07-28 | 8 | 35.05 | 1.31 | 36.36 | 561325.68
2020-07-28 | 9 | 30738 | 2020-07-28 | 9 | 36.47 | 1.09 | 37.56 | 1154519.28
2020-07-28 | 10 | 40910 | 2020-07-28 | 10 | 62.99 | 1.74 | 64.73 | 2648104.3
2020-07-28 | 11 | 35173 | 2020-07-28 | 11 | 50.28 | 1.17 | 51.45 | 1809650.85
2020-07-28 | 12 | 31710 | 2020-07-28 | 12 | 50.05 | 0.91 | 50.96 | 1615941.6
2020-07-28 | 13 | 51593 | 2020-07-28 | 13 | 61.51 | 1.15 | 62.66 | 3232817.38
2020-07-28 | 14 | 57810 | 2020-07-28 | 14 | 73.71 | 0.85 | 74.56 | 4310313.6
2020-07-28 | 15 | 64090 | 2020-07-28 | 15 | 56.31 | 0.88 | 57.19 | 3665307.1
2020-07-28 | 16 | 52075 | 2020-07-28 | 16 | 39.16 | 0.84 | 40 | 2083000
2020-07-28 | 17 | 43885 | 2020-07-28 | 17 | 48.11 | 1 | 49.11 | 2155192.35
2020-07-28 | 18 | 21178 | 2020-07-28 | 18 | 38.75 | 0.95 | 39.7 | 840766.6
2020-07-28 | 19 | 9408 | 2020-07-28 | 19 | 55.27 | 1.61 | 56.88 | 535127.04
2020-07-28 | 20 | 1403 | 2020-07-28 | 20 | 36.07 | 0.89 | 36.96 | 51854.88
2020-07-28 | 21 | 5 | 2020-07-28 | 21 | 25.77 | 0.77 | 26.54 | 132.7
2020-07-28 | 22 | 0 | 2020-07-28 | 22 | 33.1 | 1.14 | 34.24 | 0
2020-07-28 | 23 | 0 | 2020-07-28 | 23 | 21.56 | 0.9 | 22.46 | 0
2020-07-28 | 24 | 0 | 2020-07-28 | 24 | 21.93 | 0.56 | 22.49 | 0
2020-07-29 | 1 | 0 | 2020-07-29 | 1 | 24.1 | 0.29 | 24.39 | 0
2020-07-29 | 2 | 0 | 2020-07-29 | 2 | 25.09 | 0.28 | 25.37 | 0
2020-07-29 | 3 | 0 | 2020-07-29 | 3 | 19.13 | 0.3 | 19.43 | 0
2020-07-29 | 4 | 0 | 2020-07-29 | 4 | 17.31 | 0.29 | 17.6 | 0
2020-07-29 | 5 | 3 | 2020-07-29 | 5 | 17.16 | 0.27 | 17.43 | 52.29
2020-07-29 | 6 | 255 | 2020-07-29 | 6 | 17.03 | 0.3 | 17.33 | 4419.15
2020-07-29 | 7 | 3268 | 2020-07-29 | 7 | 17.67 | 0.35 | 18.02 | 58889.36
2020-07-29 | 8 | 16625 | 2020-07-29 | 8 | 18.85 | 0.86 | 19.71 | 327678.75
2020-07-29 | 9 | 35285 | 2020-07-29 | 9 | 19.67 | 0.73 | 20.4 | 719814
2020-07-29 | 10 | 51830 | 2020-07-29 | 10 | 18.62 | 0.69 | 19.31 | 1000837.3
2020-07-29 | 11 | 63290 | 2020-07-29 | 11 | 20.32 | 0.67 | 20.99 | 1328457.1
2020-07-29 | 12 | 69465 | 2020-07-29 | 12 | 28.97 | 0.78 | 29.75 | 2066583.75
2020-07-29 | 13 | 62413 | 2020-07-29 | 13 | 36.35 | 0.86 | 37.21 | 2322387.73
2020-07-29 | 14 | 56403 | 2020-07-29 | 14 | 26.88 | 0.63 | 27.51 | 1551646.53
2020-07-29 | 15 | 61970 | 2020-07-29 | 15 | 35.97 | 0.65 | 36.62 | 2269341.4
2020-07-29 | 16 | 56708 | 2020-07-29 | 16 | 29.25 | 0.62 | 29.87 | 1693867.96
2020-07-29 | 17 | 39613 | 2020-07-29 | 17 | 36.05 | 0.77 | 36.82 | 1458550.66
2020-07-29 | 18 | 27095 | 2020-07-29 | 18 | 42.82 | 0.87 | 43.69 | 1183780.55
2020-07-29 | 19 | 8895 | 2020-07-29 | 19 | 38.98 | 0.72 | 39.7 | 353131.5
2020-07-29 | 20 | 1368 | 2020-07-29 | 20 | 31.93 | 0.72 | 32.65 | 44665.2
2020-07-29 | 21 | 0 | 2020-07-29 | 21 | 29.35 | 0.67 | 30.02 | 0
2020-07-29 | 22 | 0 | 2020-07-29 | 22 | 27.91 | 0.82 | 28.73 | 0
2020-07-29 | 23 | 0 | 2020-07-29 | 23 | 30.76 | 0.92 | 31.68 | 0
2020-07-29 | 24 | 0 | 2020-07-29 | 24 | 24.1 | 0.4 | 24.5 | 0
2020-07-30 | 1 | 0 | 2020-07-30 | 1 | 24.91 | 0.35 | 25.26 | 0
2020-07-30 | 2 | 0 | 2020-07-30 | 2 | 24.66 | 0.29 | 24.95 | 0
2020-07-30 | 3 | 0 | 2020-07-30 | 3 | 20.93 | 0.28 | 21.21 | 0
2020-07-30 | 4 | 0 | 2020-07-30 | 4 | 20.52 | 0.25 | 20.77 | 0
2020-07-30 | 5 | 3 | 2020-07-30 | 5 | 21.59 | 0.23 | 21.82 | 65.46
2020-07-30 | 6 | 285 | 2020-07-30 | 6 | 23.94 | 0.27 | 24.21 | 6899.85
2020-07-30 | 7 | 4100 | 2020-07-30 | 7 | 30.66 | 0.57 | 31.23 | 128043
2020-07-30 | 8 | 7390 | 2020-07-30 | 8 | 35.03 | 1.48 | 36.51 | 269808.9
2020-07-30 | 9 | 10175 | 2020-07-30 | 9 | 21.38 | 0.68 | 22.06 | 224460.5
2020-07-30 | 10 | 33898 | 2020-07-30 | 10 | 21.87 | 0.62 | 22.49 | 762366.02
2020-07-30 | 11 | 60133 | 2020-07-30 | 11 | 23.27 | 0.64 | 23.91 | 1437780.03
2020-07-30 | 12 | 68365 | 2020-07-30 | 12 | 23.57 | 0.62 | 24.19 | 1653749.35
2020-07-30 | 13 | 50655 | 2020-07-30 | 13 | 39.76 | 1.17 | 40.93 | 2073309.15
2020-07-30 | 14 | 63213 | 2020-07-30 | 14 | 31.14 | 0.63 | 31.77 | 2008277.01
2020-07-30 | 15 | 51175 | 2020-07-30 | 15 | 27.35 | 0.56 | 27.91 | 1428294.25
2020-07-30 | 16 | 39293 | 2020-07-30 | 16 | 32.26 | 0.59 | 32.85 | 1290775.05
2020-07-30 | 17 | 37618 | 2020-07-30 | 17 | 29.16 | 0.6 | 29.76 | 1119511.68
2020-07-30 | 18 | 22075 | 2020-07-30 | 18 | 24.67 | 0.6 | 25.27 | 557835.25
2020-07-30 | 19 | 13435 | 2020-07-30 | 19 | 24.58 | 0.61 | 25.19 | 338427.65
2020-07-30 | 20 | 1360 | 2020-07-30 | 20 | 23.21 | 0.65 | 23.86 | 32449.6
2020-07-30 | 21 | 3 | 2020-07-30 | 21 | 23.84 | 0.64 | 24.48 | 73.44
2020-07-30 | 22 | 0 | 2020-07-30 | 22 | 26.15 | 0.75 | 26.9 | 0
2020-07-30 | 23 | 0 | 2020-07-30 | 23 | 25.04 | 0.85 | 25.89 | 0
2020-07-30 | 24 | 0 | 2020-07-30 | 24 | 19.39 | 0.3 | 19.69 | 0
2020-07-31 | 1 | 0 | 2020-07-31 | 1 | 23.03 | 0.39 | 23.42 | 0
2020-07-31 | 2 | 0 | 2020-07-31 | 2 | 20.45 | 0.29 | 20.74 | 0
2020-07-31 | 3 | 0 | 2020-07-31 | 3 | 18.61 | 0.28 | 18.89 | 0
2020-07-31 | 4 | 0 | 2020-07-31 | 4 | 19.42 | 0.29 | 19.71 | 0
2020-07-31 | 5 | 8 | 2020-07-31 | 5 | 18.98 | 0.29 | 19.27 | 154.16
2020-07-31 | 6 | 253 | 2020-07-31 | 6 | 17.1 | 0.4 | 17.5 | 4427.5
2020-07-31 | 7 | 3053 | 2020-07-31 | 7 | 17.76 | 0.34 | 18.1 | 55259.3
2020-07-31 | 8 | 16045 | 2020-07-31 | 8 | 19.99 | 0.84 | 20.83 | 334217.35
2020-07-31 | 9 | 33810 | 2020-07-31 | 9 | 21.24 | 0.78 | 22.02 | 744496.2
2020-07-31 | 10 | 52443 | 2020-07-31 | 10 | 19.18 | 0.75 | 19.93 | 1045188.99
2020-07-31 | 11 | 63860 | 2020-07-31 | 11 | 17.95 | 0.67 | 18.62 | 1189073.2
2020-07-31 | 12 | 72168 | 2020-07-31 | 12 | 20.86 | 0.75 | 21.61 | 1559550.48
2020-07-31 | 13 | 56498 | 2020-07-31 | 13 | 18.25 | 0.65 | 18.9 | 1067812.2
2020-07-31 | 14 | 61175 | 2020-07-31 | 14 | 20.28 | 0.64 | 20.92 | 1279781
2020-07-31 | 15 | 65413 | 2020-07-31 | 15 | 23.19 | 0.65 | 23.84 | 1559445.92
2020-07-31 | 16 | 60073 | 2020-07-31 | 16 | 25.92 | 0.67 | 26.59 | 1597341.07
2020-07-31 | 17 | 46625 | 2020-07-31 | 17 | 33.53 | 0.71 | 34.24 | 1596440
2020-07-31 | 18 | 27950 | 2020-07-31 | 18 | 31.28 | 0.66 | 31.94 | 892723
2020-07-31 | 19 | 8543 | 2020-07-31 | 19 | 40.06 | 0.8 | 40.86 | 349066.98
2020-07-31 | 20 | 1098 | 2020-07-31 | 20 | 33.1 | 0.7 | 33.8 | 37112.4
2020-07-31 | 21 | 5 | 2020-07-31 | 21 | 25.43 | 0.61 | 26.04 | 130.2
2020-07-31 | 22 | 0 | 2020-07-31 | 22 | 21.39 | 0.69 | 22.08 | 0
2020-07-31 | 23 | 0 | 2020-07-31 | 23 | 20.29 | 0.81 | 21.1 | 0
2020-07-31 | 24 | 0 | 2020-07-31 | 24 | 18.68 | 0.35 | 19.03 | 0
2020-08-01 | 1 | 0 | 2020-08-01 | 1 | 17.56 | 1.9 | 19.46 | 0
2020-08-01 | 2 | 0 | 2020-08-01 | 2 | 17.28 | 1.88 | 19.16 | 0
2020-08-01 | 3 | 0 | 2020-08-01 | 3 | 16.29 | 1.87 | 18.16 | 0
2020-08-01 | 4 | 0 | 2020-08-01 | 4 | 16.02 | 1.89 | 17.91 | 0
2020-08-01 | 5 | 0 | 2020-08-01 | 5 | 15.99 | 1.89 | 17.88 | 0
2020-08-01 | 6 | 258 | 2020-08-01 | 6 | 15.25 | 1.88 | 17.13 | 4419.54
2020-08-01 | 7 | 3233 | 2020-08-01 | 7 | 14.51 | 1.92 | 16.43 | 53118.19
2020-08-01 | 8 | 15593 | 2020-08-01 | 8 | 17.71 | 1.94 | 19.65 | 306402.45
2020-08-01 | 9 | 34270 | 2020-08-01 | 9 | 16.91 | 1.93 | 18.84 | 645646.8
2020-08-01 | 10 | 51250 | 2020-08-01 | 10 | 16.5 | 1.89 | 18.39 | 942487.5
2020-08-01 | 11 | 62333 | 2020-08-01 | 11 | 21.92 | 2.17 | 24.09 | 1501601.97
2020-08-01 | 12 | 67148 | 2020-08-01 | 12 | 29.83 | 2.38 | 32.21 | 2162837.08
2020-08-01 | 13 | 61173 | 2020-08-01 | 13 | 38.49 | 2.81 | 41.3 | 2526444.9
2020-08-01 | 14 | 54488 | 2020-08-01 | 14 | 37.36 | 2.68 | 40.04 | 2181699.52
2020-08-01 | 15 | 46303 | 2020-08-01 | 15 | 30.79 | 2.33 | 33.12 | 1533555.36
2020-08-01 | 16 | 51855 | 2020-08-01 | 16 | 27.89 | 2.11 | 30 | 1555650
2020-08-01 | 17 | 45875 | 2020-08-01 | 17 | 34.31 | 1.99 | 36.3 | 1665262.5
2020-08-01 | 18 | 27713 | 2020-08-01 | 18 | 115.79 | 12.76 | 128.55 | 3562506.15
2020-08-01 | 19 | 8633 | 2020-08-01 | 19 | 140.24 | 18.24 | 158.48 | 1368157.84
2020-08-01 | 20 | 1113 | 2020-08-01 | 20 | 55.52 | 2.71 | 58.23 | 64809.99
2020-08-01 | 21 | 5 | 2020-08-01 | 21 | 33.02 | 2.24 | 35.26 | 176.3
2020-08-01 | 22 | 0 | 2020-08-01 | 22 | 29.68 | 2.09 | 31.77 | 0
2020-08-01 | 23 | 0 | 2020-08-01 | 23 | 36.24 | 2.27 | 38.51 | 0
2020-08-01 | 24 | 0 | 2020-08-01 | 24 | 39.56 | 2.34 | 41.9 | 0
2020-08-02 | 1 | 0 | 2020-08-02 | 1 | 34.52 | 1.1 | 35.62 | 0
2020-08-02 | 2 | 0 | 2020-08-02 | 2 | 35.28 | 1.01 | 36.29 | 0
2020-08-02 | 3 | 0 | 2020-08-02 | 3 | 24.4 | 0.82 | 25.22 | 0
2020-08-02 | 4 | 0 | 2020-08-02 | 4 | 18.9 | 0.72 | 19.62 | 0
2020-08-02 | 5 | 5 | 2020-08-02 | 5 | 15.93 | 0.7 | 16.63 | 83.15
2020-08-02 | 6 | 260 | 2020-08-02 | 6 | 15.63 | 0.69 | 16.32 | 4243.2
2020-08-02 | 7 | 4800 | 2020-08-02 | 7 | 15.36 | 0.71 | 16.07 | 77136
2020-08-02 | 8 | 16273 | 2020-08-02 | 8 | 20.14 | 0.8 | 20.94 | 340756.62
2020-08-02 | 9 | 15958 | 2020-08-02 | 9 | 24.05 | 0.83 | 24.88 | 397035.04
2020-08-02 | 10 | 29273 | 2020-08-02 | 10 | 29.15 | 1.03 | 30.18 | 883459.14
2020-08-02 | 11 | 29270 | 2020-08-02 | 11 | 38.87 | 1.5 | 40.37 | 1181629.9
2020-08-02 | 12 | 36575 | 2020-08-02 | 12 | 27.99 | 1.04 | 29.03 | 1061772.25
2020-08-02 | 13 | 45753 | 2020-08-02 | 13 | 24.85 | 0.81 | 25.66 | 1174021.98
2020-08-02 | 14 | 27323 | 2020-08-02 | 14 | 21.23 | 0.71 | 21.94 | 599466.62
2020-08-02 | 15 | 46910 | 2020-08-02 | 15 | 29.6 | 1 | 30.6 | 1435446
2020-08-02 | 16 | 44843 | 2020-08-02 | 16 | 35.63 | 0.92 | 36.55 | 1639011.65
2020-08-02 | 17 | 22728 | 2020-08-02 | 17 | 26.04 | 0.77 | 26.81 | 609337.68
2020-08-02 | 18 | 13488 | 2020-08-02 | 18 | 31.06 | 0.8 | 31.86 | 429727.68
2020-08-02 | 19 | 9788 | 2020-08-02 | 19 | 33.79 | 0.79 | 34.58 | 338469.04
2020-08-02 | 20 | 768 | 2020-08-02 | 20 | 32.44 | 0.88 | 33.32 | 25589.76
2020-08-02 | 21 | 5 | 2020-08-02 | 21 | 42.94 | 0.83 | 43.77 | 218.85
2020-08-02 | 22 | 0 | 2020-08-02 | 22 | 36.2 | 0.8 | 37 | 0
2020-08-02 | 23 | 0 | 2020-08-02 | 23 | 33.74 | 0.86 | 34.6 | 0
2020-08-02 | 24 | 0 | 2020-08-02 | 24 | 24.53 | 0.86 | 25.39 | 0
2020-08-03 | 1 | 0 | 2020-08-03 | 1 | 23.04 | 0.35 | 23.39 | 0
2020-08-03 | 2 | 0 | 2020-08-03 | 2 | 21.25 | 0.28 | 21.53 | 0
2020-08-03 | 3 | 0 | 2020-08-03 | 3 | 19.09 | 0.27 | 19.36 | 0
2020-08-03 | 4 | 0 | 2020-08-03 | 4 | 20.76 | 0.29 | 21.05 | 0
2020-08-03 | 5 | 5 | 2020-08-03 | 5 | 21.23 | 0.29 | 21.52 | 107.6
2020-08-03 | 6 | 8 | 2020-08-03 | 6 | 31.75 | 0.54 | 32.29 | 258.32
2020-08-03 | 7 | 3285 | 2020-08-03 | 7 | 22.83 | 0.38 | 23.21 | 76244.85
2020-08-03 | 8 | 15565 | 2020-08-03 | 8 | 41.95 | 0.82 | 42.77 | 665715.05
2020-08-03 | 9 | 31513 | 2020-08-03 | 9 | 45.36 | 1.36 | 46.72 | 1472287.36
2020-08-03 | 10 | 42998 | 2020-08-03 | 10 | 25.93 | 0.69 | 26.62 | 1144606.76
2020-08-03 | 11 | 56180 | 2020-08-03 | 11 | 27.27 | 0.69 | 27.96 | 1570792.8
2020-08-03 | 12 | 68048 | 2020-08-03 | 12 | 19.5 | 0.63 | 20.13 | 1369806.24
2020-08-03 | 13 | 69935 | 2020-08-03 | 13 | 23 | 0.6 | 23.6 | 1650466
2020-08-03 | 14 | 69318 | 2020-08-03 | 14 | 23.59 | 0.6 | 24.19 | 1676802.42
2020-08-03 | 15 | 67133 | 2020-08-03 | 15 | 23.54 | 0.62 | 24.16 | 1621933.28
2020-08-03 | 16 | 51085 | 2020-08-03 | 16 | 25.14 | 0.61 | 25.75 | 1315438.75
2020-08-03 | 17 | 46323 | 2020-08-03 | 17 | 26.04 | 0.61 | 26.65 | 1234507.95
2020-08-03 | 18 | 24748 | 2020-08-03 | 18 | 33.87 | 0.6 | 34.47 | 853063.56
2020-08-03 | 19 | 7445 | 2020-08-03 | 19 | 37.22 | 0.65 | 37.87 | 281942.15
2020-08-03 | 20 | 1085 | 2020-08-03 | 20 | 30.11 | 0.62 | 30.73 | 33342.05
2020-08-03 | 21 | 3 | 2020-08-03 | 21 | 30.69 | 0.71 | 31.4 | 94.2
2020-08-03 | 22 | 0 | 2020-08-03 | 22 | 26.51 | 0.68 | 27.19 | 0
2020-08-03 | 23 | 0 | 2020-08-03 | 23 | 19.7 | 0.74 | 20.44 | 0
2020-08-03 | 24 | 0 | 2020-08-03 | 24 | 20.62 | 0.36 | 20.98 | 0
2020-08-04 | 1 | 0 | 2020-08-04 | 1 | 18.58 | 0.31 | 18.89 | 0
2020-08-04 | 2 | 0 | 2020-08-04 | 2 | 17.84 | 0.29 | 18.13 | 0
2020-08-04 | 3 | 0 | 2020-08-04 | 3 | 17.93 | 0.29 | 18.22 | 0
2020-08-04 | 4 | 0 | 2020-08-04 | 4 | 17.62 | 0.29 | 17.91 | 0
2020-08-04 | 5 | 3 | 2020-08-04 | 5 | 17.73 | 0.28 | 18.01 | 54.03
2020-08-04 | 6 | 5 | 2020-08-04 | 6 | 19.13 | 0.34 | 19.47 | 97.35
2020-08-04 | 7 | 1395 | 2020-08-04 | 7 | 18.51 | 0.37 | 18.88 | 26337.6
2020-08-04 | 8 | 5333 | 2020-08-04 | 8 | 19.78 | 0.86 | 20.64 | 110073.12
2020-08-04 | 9 | 14380 | 2020-08-04 | 9 | 21.03 | 0.78 | 21.81 | 313627.8
2020-08-04 | 10 | 18295 | 2020-08-04 | 10 | 23.33 | 0.9 | 24.23 | 443287.85
2020-08-04 | 11 | 21123 | 2020-08-04 | 11 | 38.69 | 1.43 | 40.12 | 847454.76
2020-08-04 | 12 | 16895 | 2020-08-04 | 12 | 40.55 | 1.21 | 41.76 | 705535.2
2020-08-04 | 13 | 15085 | 2020-08-04 | 13 | 39.17 | 1.08 | 40.25 | 607171.25
2020-08-04 | 14 | 10023 | 2020-08-04 | 14 | 38.15 | 1.05 | 39.2 | 392901.6
2020-08-04 | 15 | 7470 | 2020-08-04 | 15 | 32.55 | 0.82 | 33.37 | 249273.9
2020-08-04 | 16 | 11940 | 2020-08-04 | 16 | 23.99 | 0.89 | 24.88 | 297067.2
2020-08-04 | 17 | 11200 | 2020-08-04 | 17 | 19.05 | 0.78 | 19.83 | 222096
2020-08-04 | 18 | 4155 | 2020-08-04 | 18 | 16.47 | 0.79 | 17.26 | 71715.3
2020-08-04 | 19 | 1038 | 2020-08-04 | 19 | 16.72 | 0.79 | 17.51 | 18175.38
2020-08-04 | 20 | 13 | 2020-08-04 | 20 | 15.04 | 0.81 | 15.85 | 206.05
2020-08-04 | 21 | 5 | 2020-08-04 | 21 | 14.16 | 0.86 | 15.02 | 75.1
2020-08-04 | 22 | 0 | 2020-08-04 | 22 | 13.99 | 0.87 | 14.86 | 0
2020-08-04 | 23 | 0 | 2020-08-04 | 23 | 14.15 | 0.94 | 15.09 | 0
2020-08-04 | 24 | 0 | 2020-08-04 | 24 | 14.24 | 0.39 | 14.63 | 0
2020-08-05 | 1 | 0 | 2020-08-05 | 1 | 14.68 | 1 | 15.68 | 0
2020-08-05 | 2 | 0 | 2020-08-05 | 2 | 14.55 | 0.95 | 15.5 | 0
2020-08-05 | 3 | 0 | 2020-08-05 | 3 | 14.48 | 0.98 | 15.46 | 0
2020-08-05 | 4 | 0 | 2020-08-05 | 4 | 14.83 | 0.9 | 15.73 | 0
2020-08-05 | 5 | 8 | 2020-08-05 | 5 | 15.58 | 0.97 | 16.55 | 132.4
2020-08-05 | 6 | 3 | 2020-08-05 | 6 | 18.38 | 1 | 19.38 | 58.14
2020-08-05 | 7 | 2928 | 2020-08-05 | 7 | 15.58 | 1.11 | 16.69 | 48868.32
2020-08-05 | 8 | 14783 | 2020-08-05 | 8 | 18.38 | 1.7 | 20.08 | 296842.64
2020-08-05 | 9 | 33050 | 2020-08-05 | 9 | 18.77 | 1.49 | 20.26 | 669593
2020-08-05 | 10 | 50680 | 2020-08-05 | 10 | 17.47 | 1.46 | 18.93 | 959372.4
2020-08-05 | 11 | 62385 | 2020-08-05 | 11 | 17.6 | 1.39 | 18.99 | 1184691.15
2020-08-05 | 12 | 69960 | 2020-08-05 | 12 | 20.79 | 1.4 | 22.19 | 1552412.4
2020-08-05 | 13 | 53993 | 2020-08-05 | 13 | 21.75 | 1.36 | 23.11 | 1247778.23
2020-08-05 | 14 | 68365 | 2020-08-05 | 14 | 20.36 | 1.37 | 21.73 | 1485571.45
2020-08-05 | 15 | 66940 | 2020-08-05 | 15 | 20.84 | 1.36 | 22.2 | 1486068
2020-08-05 | 16 | 54970 | 2020-08-05 | 16 | 19.49 | 1.32 | 20.81 | 1143925.7
2020-08-05 | 17 | 37253 | 2020-08-05 | 17 | 21.38 | 1.31 | 22.69 | 845270.57
2020-08-05 | 18 | 21115 | 2020-08-05 | 18 | 23.08 | 1.34 | 24.42 | 515628.3
2020-08-05 | 19 | 7510 | 2020-08-05 | 19 | 26.66 | 1.36 | 28.02 | 210430.2
2020-08-05 | 20 | 1378 | 2020-08-05 | 20 | 21.77 | 1.4 | 23.17 | 31928.26
2020-08-05 | 21 | 3 | 2020-08-05 | 21 | 17.46 | 1.38 | 18.84 | 56.52
2020-08-05 | 22 | 0 | 2020-08-05 | 22 | 16.31 | 1.4 | 17.71 | 0
2020-08-05 | 23 | 0 | 2020-08-05 | 23 | 16.04 | 1.52 | 17.56 | 0
2020-08-05 | 24 | 0 | 2020-08-05 | 24 | 16.25 | 1.1 | 17.35 | 0
2020-08-06 | 1 | 0 | 2020-08-06 | 1 | 17.51 | 0.36 | 17.87 | 0
2020-08-06 | 2 | 0 | 2020-08-06 | 2 | 16.54 | 0.34 | 16.88 | 0
2020-08-06 | 3 | 0 | 2020-08-06 | 3 | 15.68 | 0.33 | 16.01 | 0
2020-08-06 | 4 | 0 | 2020-08-06 | 4 | 14.29 | 0.36 | 14.65 | 0
2020-08-06 | 5 | 8 | 2020-08-06 | 5 | 11.94 | 0.37 | 12.31 | 98.48
2020-08-06 | 6 | 255 | 2020-08-06 | 6 | 3.98 | 0.62 | 4.6 | 1173
2020-08-06 | 7 | 4465 | 2020-08-06 | 7 | 14.49 | 0.49 | 14.98 | 66885.7
2020-08-06 | 8 | 13563 | 2020-08-06 | 8 | 15.35 | 1.27 | 16.62 | 225417.06
2020-08-06 | 9 | 31610 | 2020-08-06 | 9 | 15.85 | 0.93 | 16.78 | 530415.8
2020-08-06 | 10 | 52583 | 2020-08-06 | 10 | 15.23 | 0.9 | 16.13 | 848163.79
2020-08-06 | 11 | 63645 | 2020-08-06 | 11 | 15.74 | 0.88 | 16.62 | 1057779.9
2020-08-06 | 12 | 66685 | 2020-08-06 | 12 | 15.2 | 0.84 | 16.04 | 1069627.4
2020-08-06 | 13 | 70470 | 2020-08-06 | 13 | 14.7 | 0.82 | 15.52 | 1093694.4
2020-08-06 | 14 | 62565 | 2020-08-06 | 14 | 14.73 | 0.63 | 15.36 | 960998.4
2020-08-06 | 15 | 62495 | 2020-08-06 | 15 | 14.61 | 0.51 | 15.12 | 944924.4
2020-08-06 | 16 | 60598 | 2020-08-06 | 16 | 14.99 | 0.57 | 15.56 | 942904.88
2020-08-06 | 17 | 47525 | 2020-08-06 | 17 | 15.58 | 0.7 | 16.28 | 773707
2020-08-06 | 18 | 28040 | 2020-08-06 | 18 | 17.85 | 0.77 | 18.62 | 522104.8
2020-08-06 | 19 | 8030 | 2020-08-06 | 19 | 19.3 | 0.77 | 20.07 | 161162.1
2020-08-06 | 20 | 1095 | 2020-08-06 | 20 | 19.14 | 0.79 | 19.93 | 21823.35
2020-08-06 | 21 | 0 | 2020-08-06 | 21 | 18.54 | 0.79 | 19.33 | 0
2020-08-06 | 22 | 0 | 2020-08-06 | 22 | 16.04 | 0.84 | 16.88 | 0
2020-08-06 | 23 | 0 | 2020-08-06 | 23 | 14.88 | 0.92 | 15.8 | 0
2020-08-06 | 24 | 0 | 2020-08-06 | 24 | 14.79 | 0.36 | 15.15 | 0
2020-08-07 | 1 | 0 | 2020-08-07 | 1 | 13.95 | 0.29 | 14.24 | 0
2020-08-07 | 2 | 0 | 2020-08-07 | 2 | 15.7 | 0.29 | 15.99 | 0
2020-08-07 | 3 | 0 | 2020-08-07 | 3 | 14.74 | 0.27 | 15.01 | 0
2020-08-07 | 4 | 0 | 2020-08-07 | 4 | 14.45 | 0.27 | 14.72 | 0
2020-08-07 | 5 | 3 | 2020-08-07 | 5 | 15.51 | 0.28 | 15.79 | 47.37
2020-08-07 | 6 | 3 | 2020-08-07 | 6 | 16.95 | 0.39 | 17.34 | 52.02
2020-08-07 | 7 | 4755 | 2020-08-07 | 7 | 15.73 | 0.37 | 16.1 | 76555.5
2020-08-07 | 8 | 13130 | 2020-08-07 | 8 | 15.83 | 1.03 | 16.86 | 221371.8
2020-08-07 | 9 | 29155 | 2020-08-07 | 9 | 16.45 | 0.91 | 17.36 | 506130.8
2020-08-07 | 10 | 47495 | 2020-08-07 | 10 | 22.53 | 1.14 | 23.67 | 1124206.65
2020-08-07 | 11 | 63765 | 2020-08-07 | 11 | 19 | 0.96 | 19.96 | 1272749.4
2020-08-07 | 12 | 65478 | 2020-08-07 | 12 | 16.32 | 0.79 | 17.11 | 1120328.58
2020-08-07 | 13 | 73078 | 2020-08-07 | 13 | 20.88 | 0.99 | 21.87 | 1598215.86
2020-08-07 | 14 | 71275 | 2020-08-07 | 14 | 24 | 0.92 | 24.92 | 1776173
2020-08-07 | 15 | 65753 | 2020-08-07 | 15 | 20.17 | 0.87 | 21.04 | 1383443.12
2020-08-07 | 16 | 52633 | 2020-08-07 | 16 | 30.47 | 1 | 31.47 | 1656360.51
2020-08-07 | 17 | 44445 | 2020-08-07 | 17 | 26.17 | 0.96 | 27.13 | 1205792.85
2020-08-07 | 18 | 24928 | 2020-08-07 | 18 | 25.77 | 0.88 | 26.65 | 664331.2
2020-08-07 | 19 | 9700 | 2020-08-07 | 19 | 26.22 | 1.07 | 27.29 | 264713
2020-08-07 | 20 | 1133 | 2020-08-07 | 20 | 26.76 | 1.21 | 27.97 | 31690.01
2020-08-07 | 21 | 3 | 2020-08-07 | 21 | 28.56 | 1.19 | 29.75 | 89.25
2020-08-07 | 22 | 0 | 2020-08-07 | 22 | 28.27 | 1.37 | 29.64 | 0
2020-08-07 | 23 | 0 | 2020-08-07 | 23 | 16.35 | 0.98 | 17.33 | 0
2020-08-07 | 24 | 0 | 2020-08-07 | 24 | 16 | 0.35 | 16.35 | 0
2020-08-08 | 1 | 0 | 2020-08-08 | 1 | 16.09 | 0.64 | 16.73 | 0
2020-08-08 | 2 | 0 | 2020-08-08 | 2 | 15.9 | 0.61 | 16.51 | 0
2020-08-08 | 3 | 0 | 2020-08-08 | 3 | 14.58 | 0.61 | 15.19 | 0
2020-08-08 | 4 | 0 | 2020-08-08 | 4 | 14.38 | 0.56 | 14.94 | 0
2020-08-08 | 5 | 0 | 2020-08-08 | 5 | 15.39 | 0.56 | 15.95 | 0
2020-08-08 | 6 | 10 | 2020-08-08 | 6 | 16.46 | 0.57 | 17.03 | 170.3
2020-08-08 | 7 | 3458 | 2020-08-08 | 7 | 15.84 | 0.62 | 16.46 | 56918.68
2020-08-08 | 8 | 12128 | 2020-08-08 | 8 | 15.3 | 0.62 | 15.92 | 193077.76
2020-08-08 | 9 | 21323 | 2020-08-08 | 9 | 16.27 | 0.62 | 16.89 | 360145.47
2020-08-08 | 10 | 9253 | 2020-08-08 | 10 | 18.92 | 0.68 | 19.6 | 181358.8
2020-08-08 | 11 | 8968 | 2020-08-08 | 11 | 17.92 | 0.69 | 18.61 | 166894.48
2020-08-08 | 12 | 45940 | 2020-08-08 | 12 | 15.82 | 0.6 | 16.42 | 754334.8
2020-08-08 | 13 | 69753 | 2020-08-08 | 13 | 19.56 | 0.71 | 20.27 | 1413893.31
2020-08-08 | 14 | 71175 | 2020-08-08 | 14 | 28.21 | 0.92 | 29.13 | 2073327.75
2020-08-08 | 15 | 67295 | 2020-08-08 | 15 | 31.96 | 0.71 | 32.67 | 2198527.65
2020-08-08 | 16 | 62025 | 2020-08-08 | 16 | 31.06 | 0.69 | 31.75 | 1969293.75
2020-08-08 | 17 | 39545 | 2020-08-08 | 17 | 33.67 | 0.65 | 34.32 | 1357184.4
2020-08-08 | 18 | 23005 | 2020-08-08 | 18 | 50 | 1.31 | 51.31 | 1180386.55
2020-08-08 | 19 | 6588 | 2020-08-08 | 19 | 60.35 | 1.43 | 61.78 | 407006.64
2020-08-08 | 20 | 848 | 2020-08-08 | 20 | 41.79 | 0.75 | 42.54 | 36073.92
2020-08-08 | 21 | 5 | 2020-08-08 | 21 | 30.79 | 0.74 | 31.53 | 157.65
2020-08-08 | 22 | 0 | 2020-08-08 | 22 | 24.62 | 0.7 | 25.32 | 0
2020-08-08 | 23 | 0 | 2020-08-08 | 23 | 26.43 | 0.85 | 27.28 | 0
2020-08-08 | 24 | 0 | 2020-08-08 | 24 | 17.69 | 0.69 | 18.38 | 0
2020-08-09 | 1 | 0 | 2020-08-09 | 1 | 18.4 | 8.39 | 26.79 | 0
2020-08-09 | 2 | 0 | 2020-08-09 | 2 | 18.15 | 8.37 | 26.52 | 0
2020-08-09 | 3 | 0 | 2020-08-09 | 3 | 16.94 | 8.37 | 25.31 | 0
2020-08-09 | 4 | 0 | 2020-08-09 | 4 | 18.24 | 8.4 | 26.64 | 0
2020-08-09 | 5 | 3 | 2020-08-09 | 5 | 16.9 | 8.3 | 25.2 | 75.6
2020-08-09 | 6 | 253 | 2020-08-09 | 6 | 17.36 | 8.27 | 25.63 | 6484.39
2020-08-09 | 7 | 3353 | 2020-08-09 | 7 | 15.99 | 8.41 | 24.4 | 81813.2
2020-08-09 | 8 | 14590 | 2020-08-09 | 8 | 17.05 | 8.4 | 25.45 | 371315.5
2020-08-09 | 9 | 29353 | 2020-08-09 | 9 | 16.29 | 8.45 | 24.74 | 726193.22
2020-08-09 | 10 | 45925 | 2020-08-09 | 10 | 17.22 | 8.39 | 25.61 | 1176139.25
2020-08-09 | 11 | 60860 | 2020-08-09 | 11 | 25.32 | 8.42 | 33.74 | 2053416.4
2020-08-09 | 12 | 48140 | 2020-08-09 | 12 | 44.39 | 8.68 | 53.07 | 2554789.8
2020-08-09 | 13 | 55110 | 2020-08-09 | 13 | 45.43 | 8.6 | 54.03 | 2977593.3
2020-08-09 | 14 | 68875 | 2020-08-09 | 14 | 36.74 | 8.4 | 45.14 | 3109017.5
2020-08-09 | 15 | 51113 | 2020-08-09 | 15 | 36.85 | 8.5 | 45.35 | 2317974.55
2020-08-09 | 16 | 43370 | 2020-08-09 | 16 | 70.31 | 8.6 | 78.91 | 3422326.7
2020-08-09 | 17 | 37985 | 2020-08-09 | 17 | 57.62 | 8.85 | 66.47 | 2524862.95
2020-08-09 | 18 | 20170 | 2020-08-09 | 18 | 97.1 | 14.33 | 111.43 | 2247543.1
2020-08-09 | 19 | 4595 | 2020-08-09 | 19 | 119.16 | 25.54 | 144.7 | 664896.5
2020-08-09 | 20 | 820 | 2020-08-09 | 20 | 59.86 | 11.67 | 71.53 | 58654.6
2020-08-09 | 21 | 5 | 2020-08-09 | 21 | 36.98 | 11.07 | 48.05 | 240.25
2020-08-09 | 22 | 0 | 2020-08-09 | 22 | 33.72 | 11.37 | 45.09 | 0
2020-08-09 | 23 | 0 | 2020-08-09 | 23 | 31 | 11.73 | 42.73 | 0
2020-08-09 | 24 | 0 | 2020-08-09 | 24 | 19.5 | 9.33 | 28.83 | 0
2020-08-10 | 1 | 0 | 2020-08-10 | 1 | 21.2 | 1.62 | 22.82 | 0
2020-08-10 | 2 | 0 | 2020-08-10 | 2 | 20.9 | 1.6 | 22.5 | 0
2020-08-10 | 3 | 0 | 2020-08-10 | 3 | 19.22 | 1.6 | 20.82 | 0
2020-08-10 | 4 | 0 | 2020-08-10 | 4 | 20.11 | 1.59 | 21.7 | 0
2020-08-10 | 5 | 3 | 2020-08-10 | 5 | 21.76 | 1.6 | 23.36 | 70.08
2020-08-10 | 6 | 3 | 2020-08-10 | 6 | 22.22 | 1.66 | 23.88 | 71.64
2020-08-10 | 7 | 2205 | 2020-08-10 | 7 | 26.33 | 1.84 | 28.17 | 62114.85
2020-08-10 | 8 | 12883 | 2020-08-10 | 8 | 29.3 | 2.48 | 31.78 | 409421.74
2020-08-10 | 9 | 31620 | 2020-08-10 | 9 | 41.6 | 2.53 | 44.13 | 1395390.6
2020-08-10 | 10 | 48050 | 2020-08-10 | 10 | 41.34 | 2.33 | 43.67 | 2098343.5
2020-08-10 | 11 | 60438 | 2020-08-10 | 11 | 34.53 | 2.12 | 36.65 | 2215052.7
2020-08-10 | 12 | 69178 | 2020-08-10 | 12 | 42.76 | 2.35 | 45.11 | 3120619.58
2020-08-10 | 13 | 62458 | 2020-08-10 | 13 | 50.64 | 2.03 | 52.67 | 3289662.86
2020-08-10 | 14 | 48100 | 2020-08-10 | 14 | 63.76 | 2.04 | 65.8 | 3164980
2020-08-10 | 15 | 59798 | 2020-08-10 | 15 | 89.85 | 2.57 | 92.42 | 5526531.16
2020-08-10 | 16 | 53403 | 2020-08-10 | 16 | 99.49 | 3.69 | 103.18 | 5510121.54
2020-08-10 | 17 | 36995 | 2020-08-10 | 17 | 133.31 | 5.3 | 138.61 | 5127876.95
2020-08-10 | 18 | 19353 | 2020-08-10 | 18 | 172.22 | 6.17 | 178.39 | 3452381.67
2020-08-10 | 19 | 7348 | 2020-08-10 | 19 | 113.65 | 6.02 | 119.67 | 879335.16
2020-08-10 | 20 | 528 | 2020-08-10 | 20 | 49.19 | 2.62 | 51.81 | 27355.68
2020-08-10 | 21 | 5 | 2020-08-10 | 21 | 40.67 | 2.08 | 42.75 | 213.75
2020-08-10 | 22 | 0 | 2020-08-10 | 22 | 33.5 | 2 | 35.5 | 0
2020-08-10 | 23 | 0 | 2020-08-10 | 23 | 31.68 | 2.08 | 33.76 | 0
2020-08-10 | 24 | 0 | 2020-08-10 | 24 | 30.59 | 1.81 | 32.4 | 0
2020-08-11 | 1 | 0 | 2020-08-11 | 1 | 40.46 | 0.6 | 41.06 | 0
2020-08-11 | 2 | 0 | 2020-08-11 | 2 | 28.74 | 0.53 | 29.27 | 0
2020-08-11 | 3 | 0 | 2020-08-11 | 3 | 20.08 | 0.47 | 20.55 | 0
2020-08-11 | 4 | 0 | 2020-08-11 | 4 | 18.32 | 0.43 | 18.75 | 0
2020-08-11 | 5 | 5 | 2020-08-11 | 5 | 20.87 | 0.44 | 21.31 | 106.55
2020-08-11 | 6 | 8 | 2020-08-11 | 6 | 19.93 | 0.47 | 20.4 | 163.2
2020-08-11 | 7 | 2763 | 2020-08-11 | 7 | 20.64 | 0.52 | 21.16 | 58465.08
2020-08-11 | 8 | 13928 | 2020-08-11 | 8 | 28.18 | 1.1 | 29.28 | 407811.84
2020-08-11 | 9 | 31165 | 2020-08-11 | 9 | 29.82 | 1 | 30.82 | 960505.3
2020-08-11 | 10 | 46610 | 2020-08-11 | 10 | 34.54 | 0.92 | 35.46 | 1652790.6
2020-08-11 | 11 | 57648 | 2020-08-11 | 11 | 33.24 | 0.9 | 34.14 | 1968102.72
2020-08-11 | 12 | 64688 | 2020-08-11 | 12 | 41.12 | 0.85 | 41.97 | 2714955.36
2020-08-11 | 13 | 60855 | 2020-08-11 | 13 | 46.25 | 1.01 | 47.26 | 2876007.3
2020-08-11 | 14 | 51035 | 2020-08-11 | 14 | 42.59 | 0.92 | 43.51 | 2220532.85
2020-08-11 | 15 | 55798 | 2020-08-11 | 15 | 42.38 | 0.91 | 43.29 | 2415495.42
2020-08-11 | 16 | 52628 | 2020-08-11 | 16 | 44.24 | 0.86 | 45.1 | 2373522.8
2020-08-11 | 17 | 40390 | 2020-08-11 | 17 | 42.14 | 0.91 | 43.05 | 1738789.5
2020-08-11 | 18 | 21948 | 2020-08-11 | 18 | 54.6 | 3.3 | 57.9 | 1270789.2
2020-08-11 | 19 | 6170 | 2020-08-11 | 19 | 49.87 | 3.72 | 53.59 | 330650.3
2020-08-11 | 20 | 1305 | 2020-08-11 | 20 | 40.59 | 1.11 | 41.7 | 54418.5
2020-08-11 | 21 | 3 | 2020-08-11 | 21 | 41.08 | 0.92 | 42 | 126
2020-08-11 | 22 | 0 | 2020-08-11 | 22 | 31.72 | 0.9 | 32.62 | 0
2020-08-11 | 23 | 0 | 2020-08-11 | 23 | 28.95 | 0.94 | 29.89 | 0
2020-08-11 | 24 | 0 | 2020-08-11 | 24 | 30.38 | 0.77 | 31.15 | 0
2020-08-12 | 1 | 0 | 2020-08-12 | 1 | 36.45 | 0.57 | 37.02 | 0
2020-08-12 | 2 | 0 | 2020-08-12 | 2 | 32.25 | 0.43 | 32.68 | 0
2020-08-12 | 3 | 0 | 2020-08-12 | 3 | 33.37 | 0.46 | 33.83 | 0
2020-08-12 | 4 | 0 | 2020-08-12 | 4 | 31.49 | 0.44 | 31.93 | 0
2020-08-12 | 5 | 0 | 2020-08-12 | 5 | 32.58 | 0.45 | 33.03 | 0
2020-08-12 | 6 | 5 | 2020-08-12 | 6 | 36.45 | 0.73 | 37.18 | 185.9
2020-08-12 | 7 | 2000 | 2020-08-12 | 7 | 53.87 | 0.99 | 54.86 | 109720
2020-08-12 | 8 | 13628 | 2020-08-12 | 8 | 42.69 | 1.29 | 43.98 | 599359.44
2020-08-12 | 9 | 31933 | 2020-08-12 | 9 | 46.63 | 1.04 | 47.67 | 1522246.11
2020-08-12 | 10 | 44865 | 2020-08-12 | 10 | 42.62 | 0.93 | 43.55 | 1953870.75
2020-08-12 | 11 | 60958 | 2020-08-12 | 11 | 35.88 | 0.94 | 36.82 | 2244473.56
2020-08-12 | 12 | 58953 | 2020-08-12 | 12 | 38.4 | 0.81 | 39.21 | 2311547.13
2020-08-12 | 13 | 69608 | 2020-08-12 | 13 | 38.54 | 0.82 | 39.36 | 2739770.88
2020-08-12 | 14 | 70770 | 2020-08-12 | 14 | 49.89 | 0.84 | 50.73 | 3590162.1
2020-08-12 | 15 | 50115 | 2020-08-12 | 15 | 55.12 | 0.81 | 55.93 | 2802931.95
2020-08-12 | 16 | 54235 | 2020-08-12 | 16 | 47.67 | 0.79 | 48.46 | 2628228.1
2020-08-12 | 17 | 41645 | 2020-08-12 | 17 | 63.68 | 2.83 | 66.51 | 2769808.95
2020-08-12 | 18 | 22525 | 2020-08-12 | 18 | 95.81 | 4.58 | 100.39 | 2261284.75
2020-08-12 | 19 | 6725 | 2020-08-12 | 19 | 80.08 | 3.91 | 83.99 | 564832.75
2020-08-12 | 20 | 585 | 2020-08-12 | 20 | 59.81 | 1.32 | 61.13 | 35761.05
2020-08-12 | 21 | 3 | 2020-08-12 | 21 | 57.09 | 1.15 | 58.24 | 174.72
2020-08-12 | 22 | 0 | 2020-08-12 | 22 | 43.1 | 1.01 | 44.11 | 0
2020-08-12 | 23 | 0 | 2020-08-12 | 23 | 36.5 | 1.17 | 37.67 | 0
2020-08-12 | 24 | 0 | 2020-08-12 | 24 | 30.26 | 0.55 | 30.81 | 0
2020-08-13 | 1 | 0 | 2020-08-13 | 1 | 34.92 | 0.77 | 35.69 | 0
2020-08-13 | 2 | 0 | 2020-08-13 | 2 | 30.45 | 0.88 | 31.33 | 0
2020-08-13 | 3 | 0 | 2020-08-13 | 3 | 26.61 | 0.75 | 27.36 | 0
2020-08-13 | 4 | 0 | 2020-08-13 | 4 | 21.89 | 0.67 | 22.56 | 0
2020-08-13 | 5 | 5 | 2020-08-13 | 5 | 22.31 | 0.66 | 22.97 | 114.85
2020-08-13 | 6 | 3 | 2020-08-13 | 6 | 23.27 | 0.78 | 24.05 | 72.15
2020-08-13 | 7 | 3318 | 2020-08-13 | 7 | 24.23 | 1.04 | 25.27 | 83845.86
2020-08-13 | 8 | 14390 | 2020-08-13 | 8 | 32.48 | 1.55 | 34.03 | 489691.7
2020-08-13 | 9 | 32568 | 2020-08-13 | 9 | 49.5 | 1.5 | 51 | 1660968
2020-08-13 | 10 | 46793 | 2020-08-13 | 10 | 52.41 | 1.26 | 53.67 | 2511380.31
2020-08-13 | 11 | 53495 | 2020-08-13 | 11 | 28.28 | 1.14 | 29.42 | 1573822.9
2020-08-13 | 12 | 53913 | 2020-08-13 | 12 | 43.96 | 1.5 | 45.46 | 2450884.98
2020-08-13 | 13 | 58438 | 2020-08-13 | 13 | 46.26 | 1.41 | 47.67 | 2785739.46
2020-08-13 | 14 | 41758 | 2020-08-13 | 14 | 46.58 | 1.28 | 47.86 | 1998537.88
2020-08-13 | 15 | 52585 | 2020-08-13 | 15 | 40.52 | 1.17 | 41.69 | 2192268.65
2020-08-13 | 16 | 26010 | 2020-08-13 | 16 | 54.69 | 1.38 | 56.07 | 1458380.7
2020-08-13 | 17 | 19763 | 2020-08-13 | 17 | 54.36 | 1.41 | 55.77 | 1102182.51
2020-08-13 | 18 | 12165 | 2020-08-13 | 18 | 42.77 | 1.23 | 44 | 535260
2020-08-13 | 19 | 5528 | 2020-08-13 | 19 | 41.92 | 1.2 | 43.12 | 238367.36
2020-08-13 | 20 | 2228 | 2020-08-13 | 20 | 38.29 | 1.27 | 39.56 | 88139.68
2020-08-13 | 21 | 3 | 2020-08-13 | 21 | 31.91 | 1.25 | 33.16 | 99.48
2020-08-13 | 22 | 0 | 2020-08-13 | 22 | 25.15 | 1.13 | 26.28 | 0
2020-08-13 | 23 | 0 | 2020-08-13 | 23 | 23.14 | 1.22 | 24.36 | 0
2020-08-13 | 24 | 0 | 2020-08-13 | 24 | 20.31 | 0.76 | 21.07 | 0
2020-08-14 | 1 | 0 | 2020-08-14 | 1 | 17.04 | 0.59 | 17.63 | 0
2020-08-14 | 2 | 0 | 2020-08-14 | 2 | 16.93 | 0.57 | 17.5 | 0
2020-08-14 | 3 | 0 | 2020-08-14 | 3 | 15.14 | 0.57 | 15.71 | 0
2020-08-14 | 4 | 0 | 2020-08-14 | 4 | 15.3 | 0.57 | 15.87 | 0
2020-08-14 | 5 | 5 | 2020-08-14 | 5 | 15.69 | 0.57 | 16.26 | 81.3
2020-08-14 | 6 | 0 | 2020-08-14 | 6 | 16.54 | 0.74 | 17.28 | 0
2020-08-14 | 7 | 3063 | 2020-08-14 | 7 | 16.59 | 0.71 | 17.3 | 52989.9
2020-08-14 | 8 | 13883 | 2020-08-14 | 8 | 17.92 | 1.2 | 19.12 | 265442.96
2020-08-14 | 9 | 31533 | 2020-08-14 | 9 | 16.26 | 1.18 | 17.44 | 549935.52
2020-08-14 | 10 | 44890 | 2020-08-14 | 10 | 18.42 | 1.08 | 19.5 | 875355
2020-08-14 | 11 | 59108 | 2020-08-14 | 11 | 22.77 | 1.09 | 23.86 | 1410316.88
2020-08-14 | 12 | 63550 | 2020-08-14 | 12 | 27.14 | 1.22 | 28.36 | 1802278
2020-08-14 | 13 | 61330 | 2020-08-14 | 13 | 30.17 | 1.16 | 31.33 | 1921468.9
2020-08-14 | 14 | 59930 | 2020-08-14 | 14 | 32.75 | 1.18 | 33.93 | 2033424.9
2020-08-14 | 15 | 32615 | 2020-08-14 | 15 | 48.24 | 1.63 | 49.87 | 1626510.05
2020-08-14 | 16 | 46640 | 2020-08-14 | 16 | 34 | 1.14 | 35.14 | 1638929.6
2020-08-14 | 17 | 42593 | 2020-08-14 | 17 | 35.96 | 1.11 | 37.07 | 1578922.51
2020-08-14 | 18 | 24018 | 2020-08-14 | 18 | 33.58 | 1.12 | 34.7 | 833424.6
2020-08-14 | 19 | 8240 | 2020-08-14 | 19 | 30.37 | 1.08 | 31.45 | 259148
2020-08-14 | 20 | 823 | 2020-08-14 | 20 | 23.47 | 1.06 | 24.53 | 20188.19
2020-08-14 | 21 | 3 | 2020-08-14 | 21 | 23.22 | 1.07 | 24.29 | 72.87
2020-08-14 | 22 | 0 | 2020-08-14 | 22 | 22.49 | 1.1 | 23.59 | 0
2020-08-14 | 23 | 0 | 2020-08-14 | 23 | 17.18 | 1.22 | 18.4 | 0
2020-08-14 | 24 | 0 | 2020-08-14 | 24 | 14.77 | 0.71 | 15.48 | 0
2020-08-15 | 1 | 0 | 2020-08-15 | 1 | 16.26 | 0.6 | 16.86 | 0
2020-08-15 | 2 | 0 | 2020-08-15 | 2 | 17.2 | 0.57 | 17.77 | 0
2020-08-15 | 3 | 0 | 2020-08-15 | 3 | 16.31 | 0.55 | 16.86 | 0
2020-08-15 | 4 | 0 | 2020-08-15 | 4 | 16.88 | 0.53 | 17.41 | 0
2020-08-15 | 5 | 3 | 2020-08-15 | 5 | 16.8 | 0.54 | 17.34 | 52.02
2020-08-15 | 6 | 5 | 2020-08-15 | 6 | 12.84 | 0.59 | 13.43 | 67.15
2020-08-15 | 7 | 1218 | 2020-08-15 | 7 | 9.57 | 0.64 | 10.21 | 12435.78
2020-08-15 | 8 | 3295 | 2020-08-15 | 8 | 11.64 | 0.59 | 12.23 | 40297.85
2020-08-15 | 9 | 5688 | 2020-08-15 | 9 | 16.9 | 0.84 | 17.74 | 100905.12
2020-08-15 | 10 | 7583 | 2020-08-15 | 10 | 15.54 | 0.67 | 16.21 | 122920.43
2020-08-15 | 11 | 7940 | 2020-08-15 | 11 | 32.71 | 1.78 | 34.49 | 273850.6
2020-08-15 | 12 | 12910 | 2020-08-15 | 12 | 20.3 | 0.78 | 21.08 | 272142.8
2020-08-15 | 13 | 31133 | 2020-08-15 | 13 | 16.5 | 0.56 | 17.06 | 531128.98
2020-08-15 | 14 | 24695 | 2020-08-15 | 14 | 18.48 | 0.66 | 19.14 | 472662.3
2020-08-15 | 15 | 22928 | 2020-08-15 | 15 | 17.51 | 0.56 | 18.07 | 414308.96
2020-08-15 | 16 | 28550 | 2020-08-15 | 16 | 17.42 | 0.6 | 18.02 | 514471
2020-08-15 | 17 | 22573 | 2020-08-15 | 17 | 18.11 | 0.54 | 18.65 | 420986.45
2020-08-15 | 18 | 20588 | 2020-08-15 | 18 | 19.7 | 0.56 | 20.26 | 417112.88
2020-08-15 | 19 | 7485 | 2020-08-15 | 19 | 16.64 | 0.55 | 17.19 | 128667.15
2020-08-15 | 20 | 835 | 2020-08-15 | 20 | 15.23 | 0.57 | 15.8 | 13193
2020-08-15 | 21 | 0 | 2020-08-15 | 21 | 15.36 | 0.57 | 15.93 | 0
2020-08-15 | 22 | 0 | 2020-08-15 | 22 | 14.11 | 0.61 | 14.72 | 0
2020-08-15 | 23 | 0 | 2020-08-15 | 23 | 16.08 | 0.72 | 16.8 | 0
2020-08-15 | 24 | 0 | 2020-08-15 | 24 | 13.31 | 0.65 | 13.96 | 0
2020-08-16 | 1 | 0 | 2020-08-16 | 1 | 14.62 | 0.57 | 15.19 | 0
2020-08-16 | 2 | 0 | 2020-08-16 | 2 | 14.37 | 0.46 | 14.83 | 0
2020-08-16 | 3 | 0 | 2020-08-16 | 3 | 14.03 | 0.45 | 14.48 | 0
2020-08-16 | 4 | 0 | 2020-08-16 | 4 | 12.26 | 0.44 | 12.7 | 0
2020-08-16 | 5 | 3 | 2020-08-16 | 5 | 13.45 | 0.43 | 13.88 | 41.64
2020-08-16 | 6 | 5 | 2020-08-16 | 6 | 15.23 | 0.43 | 15.66 | 78.3
2020-08-16 | 7 | 2510 | 2020-08-16 | 7 | 11.35 | 0.47 | 11.82 | 29668.2
2020-08-16 | 8 | 7655 | 2020-08-16 | 8 | 12.31 | 0.52 | 12.83 | 98213.65
2020-08-16 | 9 | 9973 | 2020-08-16 | 9 | 19.99 | 0.7 | 20.69 | 206341.37
2020-08-16 | 10 | 13603 | 2020-08-16 | 10 | 16.91 | 0.51 | 17.42 | 236964.26
2020-08-16 | 11 | 11178 | 2020-08-16 | 11 | 15.26 | 0.5 | 15.76 | 176165.28
2020-08-16 | 12 | 20028 | 2020-08-16 | 12 | 16.79 | 0.46 | 17.25 | 345483
2020-08-16 | 13 | 19203 | 2020-08-16 | 13 | 18.17 | 0.58 | 18.75 | 360056.25
2020-08-16 | 14 | 18698 | 2020-08-16 | 14 | 16.42 | 0.48 | 16.9 | 315996.2
2020-08-16 | 15 | 15110 | 2020-08-16 | 15 | 14.18 | 0.5 | 14.68 | 221814.8
2020-08-16 | 16 | 10328 | 2020-08-16 | 16 | 14.02 | 0.49 | 14.51 | 149859.28
2020-08-16 | 17 | 9978 | 2020-08-16 | 17 | 14.2 | 0.49 | 14.69 | 146576.82
2020-08-16 | 18 | 5025 | 2020-08-16 | 18 | 17.92 | 0.51 | 18.43 | 92610.75
2020-08-16 | 19 | 2900 | 2020-08-16 | 19 | 16.69 | 0.54 | 17.23 | 49967
2020-08-16 | 20 | 113 | 2020-08-16 | 20 | 17.46 | 0.51 | 17.97 | 2030.61
2020-08-16 | 21 | 5 | 2020-08-16 | 21 | 17.44 | 0.5 | 17.94 | 89.7
2020-08-16 | 22 | 0 | 2020-08-16 | 22 | 12.81 | 0.49 | 13.3 | 0
2020-08-16 | 23 | 0 | 2020-08-16 | 23 | 13.32 | 0.56 | 13.88 | 0
2020-08-16 | 24 | 0 | 2020-08-16 | 24 | 14.97 | 0.64 | 15.61 | 0
2020-08-17 | 1 | 0 | 2020-08-17 | 1 | 13.91 | 0.57 | 14.48 | 0
2020-08-17 | 2 | 0 | 2020-08-17 | 2 | 16.89 | 0.56 | 17.45 | 0
2020-08-17 | 3 | 0 | 2020-08-17 | 3 | 12.52 | 0.49 | 13.01 | 0
2020-08-17 | 4 | 0 | 2020-08-17 | 4 | 10.94 | 0.44 | 11.38 | 0
2020-08-17 | 5 | 5 | 2020-08-17 | 5 | 11.6 | 0.44 | 12.04 | 60.2
2020-08-17 | 6 | 3 | 2020-08-17 | 6 | 13.11 | 0.5 | 13.61 | 40.83
2020-08-17 | 7 | 2473 | 2020-08-17 | 7 | 13.61 | 0.55 | 14.16 | 35017.68
2020-08-17 | 8 | 14400 | 2020-08-17 | 8 | 10.2 | 1.14 | 11.34 | 163296
2020-08-17 | 9 | 23133 | 2020-08-17 | 9 | 13.86 | 1.18 | 15.04 | 347920.32
2020-08-17 | 10 | 44325 | 2020-08-17 | 10 | 12.25 | 0.99 | 13.24 | 586863
2020-08-17 | 11 | 50055 | 2020-08-17 | 11 | 15.26 | 1.03 | 16.29 | 815395.95
2020-08-17 | 12 | 66170 | 2020-08-17 | 12 | 16.31 | 0.99 | 17.3 | 1144741
2020-08-17 | 13 | 52695 | 2020-08-17 | 13 | 17.69 | 0.98 | 18.67 | 983815.65
2020-08-17 | 14 | 58245 | 2020-08-17 | 14 | 18.08 | 0.96 | 19.04 | 1108984.8
2020-08-17 | 15 | 67058 | 2020-08-17 | 15 | 26.22 | 1.11 | 27.33 | 1832695.14
2020-08-17 | 16 | 59160 | 2020-08-17 | 16 | 30.44 | 1.1 | 31.54 | 1865906.4
2020-08-17 | 17 | 44113 | 2020-08-17 | 17 | 34.63 | 0.98 | 35.61 | 1570863.93
2020-08-17 | 18 | 23943 | 2020-08-17 | 18 | 33.54 | 1.03 | 34.57 | 827709.51
2020-08-17 | 19 | 5910 | 2020-08-17 | 19 | 28.6 | 0.96 | 29.56 | 174699.6
2020-08-17 | 20 | 300 | 2020-08-17 | 20 | 26.91 | 1.15 | 28.06 | 8418
2020-08-17 | 21 | 5 | 2020-08-17 | 21 | 22.97 | 1.1 | 24.07 | 120.35
2020-08-17 | 22 | 0 | 2020-08-17 | 22 | 18.42 | 1.01 | 19.43 | 0
2020-08-17 | 23 | 0 | 2020-08-17 | 23 | 17.46 | 1.15 | 18.61 | 0
2020-08-17 | 24 | 0 | 2020-08-17 | 24 | 23.12 | 0.78 | 23.9 | 0
2020-08-18 | 1 | 0 | 2020-08-18 | 1 | 16.33 | 0.58 | 16.91 | 0
2020-08-18 | 2 | 0 | 2020-08-18 | 2 | 15.07 | 0.52 | 15.59 | 0
2020-08-18 | 3 | 0 | 2020-08-18 | 3 | 12.58 | 0.48 | 13.06 | 0
2020-08-18 | 4 | 0 | 2020-08-18 | 4 | 12.65 | 0.51 | 13.16 | 0
2020-08-18 | 5 | 5 | 2020-08-18 | 5 | 14.9 | 0.54 | 15.44 | 77.2
2020-08-18 | 6 | 3 | 2020-08-18 | 6 | 17.15 | 0.57 | 17.72 | 53.16
2020-08-18 | 7 | 608 | 2020-08-18 | 7 | 19.48 | 0.71 | 20.19 | 12275.52
2020-08-18 | 8 | 5815 | 2020-08-18 | 8 | 14.52 | 1.13 | 15.65 | 91004.75
2020-08-18 | 9 | 26180 | 2020-08-18 | 9 | 14.29 | 1.03 | 15.32 | 401077.6
2020-08-18 | 10 | 47965 | 2020-08-18 | 10 | 17.06 | 1.03 | 18.09 | 867686.85
2020-08-18 | 11 | 62845 | 2020-08-18 | 11 | 17.64 | 0.97 | 18.61 | 1169545.45
2020-08-18 | 12 | 64278 | 2020-08-18 | 12 | 18.25 | 0.95 | 19.2 | 1234137.6
2020-08-18 | 13 | 48153 | 2020-08-18 | 13 | 27.92 | 1.11 | 29.03 | 1397881.59
2020-08-18 | 14 | 44445 | 2020-08-18 | 14 | 30.16 | 1.05 | 31.21 | 1387128.45
2020-08-18 | 15 | 63280 | 2020-08-18 | 15 | 35.03 | 0.97 | 36 | 2278080
2020-08-18 | 16 | 59278 | 2020-08-18 | 16 | 35.93 | 1.25 | 37.18 | 2203956.04
2020-08-18 | 17 | 34693 | 2020-08-18 | 17 | 38.31 | 1.5 | 39.81 | 1381128.33
2020-08-18 | 18 | 9890 | 2020-08-18 | 18 | 40.4 | 1.29 | 41.69 | 412314.1
2020-08-18 | 19 | 1890 | 2020-08-18 | 19 | 54.69 | 1.32 | 56.01 | 105858.9
2020-08-18 | 20 | 568 | 2020-08-18 | 20 | 38.64 | 1.15 | 39.79 | 22600.72
2020-08-18 | 21 | 0 | 2020-08-18 | 21 | 27.82 | 1.06 | 28.88 | 0
2020-08-18 | 22 | 0 | 2020-08-18 | 22 | 22.87 | 1.17 | 24.04 | 0
2020-08-18 | 23 | 0 | 2020-08-18 | 23 | 15.75 | 1.12 | 16.87 | 0
2020-08-18 | 24 | 0 | 2020-08-18 | 24 | 17.02 | 0.64 | 17.66 | 0
2020-08-19 | 1 | 0 | 2020-08-19 | 1 | 19.9 | 0.6 | 20.5 | 0
2020-08-19 | 2 | 0 | 2020-08-19 | 2 | 17.8 | 0.48 | 18.28 | 0
2020-08-19 | 3 | 0 | 2020-08-19 | 3 | 15.39 | 0.43 | 15.82 | 0
2020-08-19 | 4 | 0 | 2020-08-19 | 4 | 14.52 | 0.4 | 14.92 | 0
2020-08-19 | 5 | 8 | 2020-08-19 | 5 | 16.53 | 0.4 | 16.93 | 135.44
2020-08-19 | 6 | 3 | 2020-08-19 | 6 | 15.63 | 0.58 | 16.21 | 48.63
2020-08-19 | 7 | 3845 | 2020-08-19 | 7 | 11.95 | 0.64 | 12.59 | 48408.55
2020-08-19 | 8 | 10933 | 2020-08-19 | 8 | 13.44 | 1.08 | 14.52 | 158747.16
2020-08-19 | 9 | 26770 | 2020-08-19 | 9 | 15.66 | 1.08 | 16.74 | 448129.8
2020-08-19 | 10 | 42733 | 2020-08-19 | 10 | 15.92 | 0.95 | 16.87 | 720905.71
2020-08-19 | 11 | 48673 | 2020-08-19 | 11 | 15.77 | 0.94 | 16.71 | 813325.83
2020-08-19 | 12 | 67735 | 2020-08-19 | 12 | 27.46 | 1.16 | 28.62 | 1938575.7
2020-08-19 | 13 | 63713 | 2020-08-19 | 13 | 30.3 | 1.23 | 31.53 | 2008870.89
2020-08-19 | 14 | 50435 | 2020-08-19 | 14 | 35.43 | 1.65 | 37.08 | 1870129.8
2020-08-19 | 15 | 47800 | 2020-08-19 | 15 | 20.81 | 1.02 | 21.83 | 1043474
2020-08-19 | 16 | 22000 | 2020-08-19 | 16 | 14.72 | 0.88 | 15.6 | 343200
2020-08-19 | 17 | 6213 | 2020-08-19 | 17 | 15.12 | 0.91 | 16.03 | 99594.39
2020-08-19 | 18 | 12645 | 2020-08-19 | 18 | 15.8 | 0.89 | 16.69 | 211045.05
2020-08-19 | 19 | 5350 | 2020-08-19 | 19 | 17.59 | 0.93 | 18.52 | 99082
2020-08-19 | 20 | 795 | 2020-08-19 | 20 | 17.37 | 0.93 | 18.3 | 14548.5
2020-08-19 | 21 | 5 | 2020-08-19 | 21 | 17.17 | 0.93 | 18.1 | 90.5
2020-08-19 | 22 | 0 | 2020-08-19 | 22 | 14.07 | 0.95 | 15.02 | 0
2020-08-19 | 23 | 0 | 2020-08-19 | 23 | 13.4 | 1.12 | 14.52 | 0
2020-08-19 | 24 | 0 | 2020-08-19 | 24 | 13 | 0.7 | 13.7 | 0
2020-08-20 | 1 | 0 | 2020-08-20 | 1 | 14.81 | 0.59 | 15.4 | 0
2020-08-20 | 2 | 0 | 2020-08-20 | 2 | 13.72 | 0.5 | 14.22 | 0
2020-08-20 | 3 | 0 | 2020-08-20 | 3 | 11.7 | 0.49 | 12.19 | 0
2020-08-20 | 4 | 0 | 2020-08-20 | 4 | 12.29 | 0.48 | 12.77 | 0
2020-08-20 | 5 | 8 | 2020-08-20 | 5 | 12.32 | 0.54 | 12.86 | 102.88
2020-08-20 | 6 | 5 | 2020-08-20 | 6 | 9.58 | 0.92 | 10.5 | 52.5
2020-08-20 | 7 | 1903 | 2020-08-20 | 7 | 7.91 | 1.02 | 8.93 | 16993.79
2020-08-20 | 8 | 14568 | 2020-08-20 | 8 | 10.26 | 1.53 | 11.79 | 171756.72
2020-08-20 | 9 | 35228 | 2020-08-20 | 9 | 8.56 | 1.26 | 9.82 | 345938.96
2020-08-20 | 10 | 54243 | 2020-08-20 | 10 | 7.32 | 1.18 | 8.5 | 461065.5
2020-08-20 | 11 | 67540 | 2020-08-20 | 11 | 13.85 | 1.11 | 14.96 | 1010398.4
2020-08-20 | 12 | 74308 | 2020-08-20 | 12 | 14.58 | 1.06 | 15.64 | 1162177.12
2020-08-20 | 13 | 67953 | 2020-08-20 | 13 | 14.78 | 1.06 | 15.84 | 1076375.52
2020-08-20 | 14 | 74378 | 2020-08-20 | 14 | 15.38 | 1.06 | 16.44 | 1222774.32
2020-08-20 | 15 | 69273 | 2020-08-20 | 15 | 14.63 | 1.02 | 15.65 | 1084122.45
2020-08-20 | 16 | 58418 | 2020-08-20 | 16 | 17.34 | 1 | 18.34 | 1071386.12
2020-08-20 | 17 | 43643 | 2020-08-20 | 17 | 21.02 | 0.97 | 21.99 | 959709.57
2020-08-20 | 18 | 22680 | 2020-08-20 | 18 | 25.72 | 1.08 | 26.8 | 607824
2020-08-20 | 19 | 5490 | 2020-08-20 | 19 | 25.15 | 1.09 | 26.24 | 144057.6
2020-08-20 | 20 | 278 | 2020-08-20 | 20 | 21.94 | 1.31 | 23.25 | 6463.5
2020-08-20 | 21 | 5 | 2020-08-20 | 21 | 17.53 | 1.15 | 18.68 | 93.4
2020-08-20 | 22 | 0 | 2020-08-20 | 22 | 14.9 | 1.13 | 16.03 | 0
2020-08-20 | 23 | 0 | 2020-08-20 | 23 | 13.58 | 1.31 | 14.89 | 0
2020-08-20 | 24 | 0 | 2020-08-20 | 24 | 13.13 | 0.7 | 13.83 | 0
2020-08-21 | 1 | 0 | 2020-08-21 | 1 | 14.49 | 0.35 | 14.84 | 0
2020-08-21 | 2 | 0 | 2020-08-21 | 2 | 14.46 | 0.44 | 14.9 | 0
2020-08-21 | 3 | 0 | 2020-08-21 | 3 | 13.81 | 0.36 | 14.17 | 0
2020-08-21 | 4 | 0 | 2020-08-21 | 4 | 13.8 | 0.36 | 14.16 | 0
2020-08-21 | 5 | 3 | 2020-08-21 | 5 | 13.14 | 0.36 | 13.5 | 40.5
2020-08-21 | 6 | 5 | 2020-08-21 | 6 | 13.04 | 0.42 | 13.46 | 67.3
2020-08-21 | 7 | 1920 | 2020-08-21 | 7 | 12.84 | 0.44 | 13.28 | 25497.6
2020-08-21 | 8 | 13833 | 2020-08-21 | 8 | 12.92 | 1.05 | 13.97 | 193247.01
2020-08-21 | 9 | 33315 | 2020-08-21 | 9 | 12.75 | 0.97 | 13.72 | 457081.8
2020-08-21 | 10 | 51080 | 2020-08-21 | 10 | 13.09 | 0.9 | 13.99 | 714609.2
2020-08-21 | 11 | 63670 | 2020-08-21 | 11 | 14.36 | 0.89 | 15.25 | 970967.5
2020-08-21 | 12 | 70178 | 2020-08-21 | 12 | 13.86 | 0.84 | 14.7 | 1031616.6
2020-08-21 | 13 | 71125 | 2020-08-21 | 13 | 14.71 | 0.84 | 15.55 | 1105993.75
2020-08-21 | 14 | 69875 | 2020-08-21 | 14 | 17.5 | 0.76 | 18.26 | 1275917.5
2020-08-21 | 15 | 64240 | 2020-08-21 | 15 | 21.07 | 0.8 | 21.87 | 1404928.8
2020-08-21 | 16 | 52873 | 2020-08-21 | 16 | 23.71 | 0.76 | 24.47 | 1293802.31
2020-08-21 | 17 | 36540 | 2020-08-21 | 17 | 28.1 | 0.78 | 28.88 | 1055275.2
2020-08-21 | 18 | 14290 | 2020-08-21 | 18 | 31.19 | 1.07 | 32.26 | 460995.4
2020-08-21 | 19 | 3353 | 2020-08-21 | 19 | 40.21 | 1.45 | 41.66 | 139685.98
2020-08-21 | 20 | 283 | 2020-08-21 | 20 | 32.55 | 1.07 | 33.62 | 9514.46
2020-08-21 | 21 | 3 | 2020-08-21 | 21 | 31.84 | 1.17 | 33.01 | 99.03
2020-08-21 | 22 | 0 | 2020-08-21 | 22 | 22.7 | 1.02 | 23.72 | 0
2020-08-21 | 23 | 0 | 2020-08-21 | 23 | 19.81 | 1.08 | 20.89 | 0
2020-08-21 | 24 | 0 | 2020-08-21 | 24 | 16.01 | 0.46 | 16.47 | 0
2020-08-22 | 1 | 0 | 2020-08-22 | 1 | 18.34 | 0.31 | 18.65 | 0
2020-08-22 | 2 | 0 | 2020-08-22 | 2 | 16.51 | 0.25 | 16.76 | 0
2020-08-22 | 3 | 0 | 2020-08-22 | 3 | 17.57 | 0.26 | 17.83 | 0
2020-08-22 | 4 | 0 | 2020-08-22 | 4 | 15.4 | 0.24 | 15.64 | 0
2020-08-22 | 5 | 0 | 2020-08-22 | 5 | 16.05 | 0.26 | 16.31 | 0
2020-08-22 | 6 | 5 | 2020-08-22 | 6 | 15.45 | 0.24 | 15.69 | 78.45
2020-08-22 | 7 | 2695 | 2020-08-22 | 7 | 14.71 | 0.26 | 14.97 | 40344.15
2020-08-22 | 8 | 12158 | 2020-08-22 | 8 | 16.8 | 0.32 | 17.12 | 208144.96
2020-08-22 | 9 | 31675 | 2020-08-22 | 9 | 17.4 | 0.35 | 17.75 | 562231.25
2020-08-22 | 10 | 41955 | 2020-08-22 | 10 | 16.05 | 0.24 | 16.29 | 683446.95
2020-08-22 | 11 | 24023 | 2020-08-22 | 11 | 16.76 | 0.23 | 16.99 | 408150.77
2020-08-22 | 12 | 31835 | 2020-08-22 | 12 | 18.39 | 0.24 | 18.63 | 593086.05
2020-08-22 | 13 | 67208 | 2020-08-22 | 13 | 18.32 | 0.24 | 18.56 | 1247380.48
2020-08-22 | 14 | 45658 | 2020-08-22 | 14 | 20.05 | 0.26 | 20.31 | 927313.98
2020-08-22 | 15 | 47950 | 2020-08-22 | 15 | 30.45 | 0.59 | 31.04 | 1488368
2020-08-22 | 16 | 39010 | 2020-08-22 | 16 | 27.12 | 0.47 | 27.59 | 1076285.9
2020-08-22 | 17 | 22773 | 2020-08-22 | 17 | 27.32 | 0.4 | 27.72 | 631267.56
2020-08-22 | 18 | 13928 | 2020-08-22 | 18 | 26.71 | 0.39 | 27.1 | 377448.8
2020-08-22 | 19 | 5655 | 2020-08-22 | 19 | 34.86 | 0.92 | 35.78 | 202335.9
2020-08-22 | 20 | 283 | 2020-08-22 | 20 | 27.89 | 0.46 | 28.35 | 8023.05
2020-08-22 | 21 | 3 | 2020-08-22 | 21 | 26.32 | 0.36 | 26.68 | 80.04
2020-08-22 | 22 | 0 | 2020-08-22 | 22 | 20.74 | 0.33 | 21.07 | 0
2020-08-22 | 23 | 0 | 2020-08-22 | 23 | 18.37 | 0.39 | 18.76 | 0
2020-08-22 | 24 | 0 | 2020-08-22 | 24 | 15.95 | 0.34 | 16.29 | 0
2020-08-23 | 1 | 0 | 2020-08-23 | 1 | 17.14 | 0.85 | 17.99 | 0
2020-08-23 | 2 | 0 | 2020-08-23 | 2 | 17.79 | 0.84 | 18.63 | 0
2020-08-23 | 3 | 0 | 2020-08-23 | 3 | 17.74 | 0.8 | 18.54 | 0
2020-08-23 | 4 | 0 | 2020-08-23 | 4 | 17.61 | 0.81 | 18.42 | 0
2020-08-23 | 5 | 5 | 2020-08-23 | 5 | 15.6 | 0.8 | 16.4 | 82
2020-08-23 | 6 | 0 | 2020-08-23 | 6 | 13.96 | 0.77 | 14.73 | 0
2020-08-23 | 7 | 1898 | 2020-08-23 | 7 | 11.6 | 0.8 | 12.4 | 23535.2
2020-08-23 | 8 | 13368 | 2020-08-23 | 8 | 12.59 | 0.81 | 13.4 | 179131.2
2020-08-23 | 9 | 32233 | 2020-08-23 | 9 | 12.55 | 0.89 | 13.44 | 433211.52
2020-08-23 | 10 | 48693 | 2020-08-23 | 10 | 12.88 | 0.83 | 13.71 | 667581.03
2020-08-23 | 11 | 61098 | 2020-08-23 | 11 | 15.67 | 0.78 | 16.45 | 1005062.1
2020-08-23 | 12 | 66435 | 2020-08-23 | 12 | 18.02 | 0.76 | 18.78 | 1247649.3
2020-08-23 | 13 | 67998 | 2020-08-23 | 13 | 21.82 | 0.81 | 22.63 | 1538794.74
2020-08-23 | 14 | 65943 | 2020-08-23 | 14 | 26.99 | 0.88 | 27.87 | 1837831.41
2020-08-23 | 15 | 32815 | 2020-08-23 | 15 | 29.75 | 0.84 | 30.59 | 1003810.85
2020-08-23 | 16 | 9125 | 2020-08-23 | 16 | 37.99 | 0.97 | 38.96 | 355510
2020-08-23 | 17 | 5683 | 2020-08-23 | 17 | 34.3 | 1.01 | 35.31 | 200666.73
2020-08-23 | 18 | 8730 | 2020-08-23 | 18 | 57 | 4.73 | 61.73 | 538902.9
2020-08-23 | 19 | 5165 | 2020-08-23 | 19 | 39.43 | 4.52 | 43.95 | 227001.75
2020-08-23 | 20 | 1120 | 2020-08-23 | 20 | 25.68 | 1.47 | 27.15 | 30408
2020-08-23 | 21 | 0 | 2020-08-23 | 21 | 20.87 | 0.81 | 21.68 | 0
2020-08-23 | 22 | 0 | 2020-08-23 | 22 | 30.38 | 0.92 | 31.3 | 0
2020-08-23 | 23 | 0 | 2020-08-23 | 23 | 19.14 | 0.9 | 20.04 | 0
2020-08-23 | 24 | 0 | 2020-08-23 | 24 | 15.97 | 0.85 | 16.82 | 0
2020-08-24 | 1 | 0 | 2020-08-24 | 1 | 14.76 | 1.18 | 15.94 | 0
2020-08-24 | 2 | 0 | 2020-08-24 | 2 | 15.8 | 1.16 | 16.96 | 0
2020-08-24 | 3 | 0 | 2020-08-24 | 3 | 15.04 | 1.14 | 16.18 | 0
2020-08-24 | 4 | 0 | 2020-08-24 | 4 | 15.78 | 1.17 | 16.95 | 0
2020-08-24 | 5 | 5 | 2020-08-24 | 5 | 16.02 | 1.14 | 17.16 | 85.8
2020-08-24 | 6 | 3 | 2020-08-24 | 6 | 16.79 | 1.22 | 18.01 | 54.03
2020-08-24 | 7 | 2425 | 2020-08-24 | 7 | 18.49 | 1.26 | 19.75 | 47893.75
2020-08-24 | 8 | 14390 | 2020-08-24 | 8 | 17.68 | 1.81 | 19.49 | 280461.1
2020-08-24 | 9 | 32113 | 2020-08-24 | 9 | 25.06 | 1.77 | 26.83 | 861591.79
2020-08-24 | 10 | 47878 | 2020-08-24 | 10 | 29.1 | 1.66 | 30.76 | 1472727.28
2020-08-24 | 11 | 58598 | 2020-08-24 | 11 | 28.21 | 1.84 | 30.05 | 1760869.9
2020-08-24 | 12 | 65945 | 2020-08-24 | 12 | 34.65 | 1.75 | 36.4 | 2400398
2020-08-24 | 13 | 67318 | 2020-08-24 | 13 | 44.23 | 1.99 | 46.22 | 3111437.96
2020-08-24 | 14 | 68328 | 2020-08-24 | 14 | 57.01 | 1.98 | 58.99 | 4030668.72
2020-08-24 | 15 | 61078 | 2020-08-24 | 15 | 69.1 | 5.27 | 74.37 | 4542370.86
2020-08-24 | 16 | 44948 | 2020-08-24 | 16 | 72.85 | 5.95 | 78.8 | 3541902.4
2020-08-24 | 17 | 18488 | 2020-08-24 | 17 | 32.41 | 4.68 | 37.09 | 685719.92
2020-08-24 | 18 | 20600 | 2020-08-24 | 18 | 34.96 | 4.42 | 39.38 | 811228
2020-08-24 | 19 | 3233 | 2020-08-24 | 19 | 40.53 | 3.95 | 44.48 | 143803.84
2020-08-24 | 20 | 263 | 2020-08-24 | 20 | 35.6 | 2.14 | 37.74 | 9925.62
2020-08-24 | 21 | 3 | 2020-08-24 | 21 | 30.23 | 1.82 | 32.05 | 96.15
2020-08-24 | 22 | 0 | 2020-08-24 | 22 | 27.45 | 1.79 | 29.24 | 0
2020-08-24 | 23 | 0 | 2020-08-24 | 23 | 24.86 | 1.88 | 26.74 | 0
2020-08-24 | 24 | 0 | 2020-08-24 | 24 | 19.38 | 1.23 | 20.61 | 0
2020-08-25 | 1 | 0 | 2020-08-25 | 1 | 20.31 | 1.8 | 22.11 | 0
2020-08-25 | 2 | 0 | 2020-08-25 | 2 | 17.45 | 1.76 | 19.21 | 0
2020-08-25 | 3 | 0 | 2020-08-25 | 3 | 18.97 | 1.77 | 20.74 | 0
2020-08-25 | 4 | 0 | 2020-08-25 | 4 | 18.42 | 1.75 | 20.17 | 0
2020-08-25 | 5 | 3 | 2020-08-25 | 5 | 17.22 | 1.75 | 18.97 | 56.91
2020-08-25 | 6 | 5 | 2020-08-25 | 6 | 17.7 | 1.83 | 19.53 | 97.65
2020-08-25 | 7 | 2348 | 2020-08-25 | 7 | 17.82 | 1.84 | 19.66 | 46161.68
2020-08-25 | 8 | 8438 | 2020-08-25 | 8 | 18.07 | 2.36 | 20.43 | 172388.34
2020-08-25 | 9 | 15858 | 2020-08-25 | 9 | 26.9 | 2.31 | 29.21 | 463212.18
2020-08-25 | 10 | 30333 | 2020-08-25 | 10 | 37.5 | 2.35 | 39.85 | 1208770.05
2020-08-25 | 11 | 43650 | 2020-08-25 | 11 | 30.3 | 2.33 | 32.63 | 1424299.5
2020-08-25 | 12 | 35840 | 2020-08-25 | 12 | 23.86 | 2.19 | 26.05 | 933632
2020-08-25 | 13 | 63068 | 2020-08-25 | 13 | 24.75 | 2.16 | 26.91 | 1697159.88
2020-08-25 | 14 | 67655 | 2020-08-25 | 14 | 28.06 | 2.14 | 30.2 | 2043181
2020-08-25 | 15 | 56028 | 2020-08-25 | 15 | 37.68 | 2.15 | 39.83 | 2231595.24
2020-08-25 | 16 | 41145 | 2020-08-25 | 16 | 34.49 | 2.11 | 36.6 | 1505907
2020-08-25 | 17 | 15038 | 2020-08-25 | 17 | 94.14 | 6.66 | 100.8 | 1515830.4
2020-08-25 | 18 | 3258 | 2020-08-25 | 18 | 46.9 | 3.5 | 50.4 | 164203.2
2020-08-25 | 19 | 6083 | 2020-08-25 | 19 | 26.97 | 2.18 | 29.15 | 177319.45
2020-08-25 | 20 | 273 | 2020-08-25 | 20 | 23.46 | 2.21 | 25.67 | 7007.91
2020-08-25 | 21 | 8 | 2020-08-25 | 21 | 20.93 | 2.18 | 23.11 | 184.88
2020-08-25 | 22 | 0 | 2020-08-25 | 22 | 19.14 | 2.21 | 21.35 | 0
2020-08-25 | 23 | 0 | 2020-08-25 | 23 | 18.46 | 2.38 | 20.84 | 0
2020-08-25 | 24 | 0 | 2020-08-25 | 24 | 16.72 | 1.87 | 18.59 | 0
2020-08-26 | 1 | 0 | 2020-08-26 | 1 | 17.58 | 0.23 | 17.81 | 0
2020-08-26 | 2 | 0 | 2020-08-26 | 2 | 16.74 | 0.26 | 17 | 0
2020-08-26 | 3 | 0 | 2020-08-26 | 3 | 17.53 | 0.28 | 17.81 | 0
2020-08-26 | 4 | 0 | 2020-08-26 | 4 | 16.06 | 0.24 | 16.3 | 0
2020-08-26 | 5 | 5 | 2020-08-26 | 5 | 14.98 | 0.21 | 15.19 | 75.95
2020-08-26 | 6 | 3 | 2020-08-26 | 6 | 18.39 | 0.32 | 18.71 | 56.13
2020-08-26 | 7 | 1630 | 2020-08-26 | 7 | 16.75 | 0.3 | 17.05 | 27791.5
2020-08-26 | 8 | 13930 | 2020-08-26 | 8 | 16.02 | 0.93 | 16.95 | 236113.5
2020-08-26 | 9 | 33780 | 2020-08-26 | 9 | 15.16 | 0.82 | 15.98 | 539804.4
2020-08-26 | 10 | 54383 | 2020-08-26 | 10 | 15.61 | 0.85 | 16.46 | 895144.18
2020-08-26 | 11 | 69813 | 2020-08-26 | 11 | 14.35 | 0.84 | 15.19 | 1060459.47
2020-08-26 | 12 | 76040 | 2020-08-26 | 12 | 14.5 | 0.84 | 15.34 | 1166453.6
2020-08-26 | 13 | 77658 | 2020-08-26 | 13 | 13.72 | 0.83 | 14.55 | 1129923.9
2020-08-26 | 14 | 76768 | 2020-08-26 | 14 | 13.81 | 0.79 | 14.6 | 1120812.8
2020-08-26 | 15 | 72270 | 2020-08-26 | 15 | 14.69 | 0.81 | 15.5 | 1120185
2020-08-26 | 16 | 62143 | 2020-08-26 | 16 | 15.22 | 0.8 | 16.02 | 995530.86
2020-08-26 | 17 | 45438 | 2020-08-26 | 17 | 17.05 | 0.79 | 17.84 | 810613.92
2020-08-26 | 18 | 23588 | 2020-08-26 | 18 | 27.02 | 1.03 | 28.05 | 661643.4
2020-08-26 | 19 | 4635 | 2020-08-26 | 19 | 23.67 | 0.91 | 24.58 | 113928.3
2020-08-26 | 20 | 265 | 2020-08-26 | 20 | 19 | 0.86 | 19.86 | 5262.9
2020-08-26 | 21 | 3 | 2020-08-26 | 21 | 17.07 | 0.88 | 17.95 | 53.85
2020-08-26 | 22 | 0 | 2020-08-26 | 22 | 15.59 | 0.83 | 16.42 | 0
2020-08-26 | 23 | 0 | 2020-08-26 | 23 | 14.81 | 0.95 | 15.76 | 0
2020-08-26 | 24 | 0 | 2020-08-26 | 24 | 14.14 | 0.46 | 14.6 | 0
2020-08-27 | 1 | 0 | 2020-08-27 | 1 | 13.47 | 0.35 | 13.82 | 0
2020-08-27 | 2 | 0 | 2020-08-27 | 2 | 13.62 | 0.33 | 13.95 | 0
2020-08-27 | 3 | 0 | 2020-08-27 | 3 | 15.8 | 0.38 | 16.18 | 0
2020-08-27 | 4 | 0 | 2020-08-27 | 4 | 14.53 | 0.32 | 14.85 | 0
2020-08-27 | 5 | 5 | 2020-08-27 | 5 | 15.88 | 0.35 | 16.23 | 81.15
2020-08-27 | 6 | 5 | 2020-08-27 | 6 | 14.31 | 0.43 | 14.74 | 73.7
2020-08-27 | 7 | 1935 | 2020-08-27 | 7 | 13.91 | 0.41 | 14.32 | 27709.2
2020-08-27 | 8 | 7598 | 2020-08-27 | 8 | 13.59 | 1.03 | 14.62 | 111082.76
2020-08-27 | 9 | 13895 | 2020-08-27 | 9 | 14.31 | 0.91 | 15.22 | 211481.9
2020-08-27 | 10 | 22240 | 2020-08-27 | 10 | 15.46 | 0.93 | 16.39 | 364513.6
2020-08-27 | 11 | 27868 | 2020-08-27 | 11 | 20.65 | 1.09 | 21.74 | 605850.32
2020-08-27 | 12 | 11830 | 2020-08-27 | 12 | 17.43 | 0.91 | 18.34 | 216962.2
2020-08-27 | 13 | 4915 | 2020-08-27 | 13 | 22 | 1.05 | 23.05 | 113290.75
2020-08-27 | 14 | 8483 | 2020-08-27 | 14 | 32.56 | 1.15 | 33.71 | 285961.93
2020-08-27 | 15 | 40195 | 2020-08-27 | 15 | 36.29 | 1.18 | 37.47 | 1506106.65
2020-08-27 | 16 | 14343 | 2020-08-27 | 16 | 31.77 | 1.3 | 33.07 | 474323.01
2020-08-27 | 17 | 14603 | 2020-08-27 | 17 | 24.5 | 0.92 | 25.42 | 371208.26
2020-08-27 | 18 | 6738 | 2020-08-27 | 18 | 24.67 | 1.01 | 25.68 | 173031.84
2020-08-27 | 19 | 2100 | 2020-08-27 | 19 | 22.47 | 0.96 | 23.43 | 49203
2020-08-27 | 20 | 8 | 2020-08-27 | 20 | 29.69 | 1.49 | 31.18 | 249.44
2020-08-27 | 21 | 5 | 2020-08-27 | 21 | 19.38 | 0.96 | 20.34 | 101.7
2020-08-27 | 22 | 0 | 2020-08-27 | 22 | 21.53 | 1.13 | 22.66 | 0
2020-08-27 | 23 | 0 | 2020-08-27 | 23 | 14.9 | 1.1 | 16 | 0
2020-08-27 | 24 | 0 | 2020-08-27 | 24 | 14.46 | 0.38 | 14.84 | 0
2020-08-28 | 1 | 0 | 2020-08-28 | 1 | 14.64 | 0.42 | 15.06 | 0
2020-08-28 | 2 | 0 | 2020-08-28 | 2 | 15.5 | 0.43 | 15.93 | 0
2020-08-28 | 3 | 0 | 2020-08-28 | 3 | 14.65 | 0.42 | 15.07 | 0
2020-08-28 | 4 | 0 | 2020-08-28 | 4 | 14.08 | 0.4 | 14.48 | 0
2020-08-28 | 5 | 3 | 2020-08-28 | 5 | 12.72 | 0.41 | 13.13 | 39.39
2020-08-28 | 6 | 8 | 2020-08-28 | 6 | 13.36 | 0.46 | 13.82 | 110.56
2020-08-28 | 7 | 823 | 2020-08-28 | 7 | 14.15 | 0.51 | 14.66 | 12065.18
2020-08-28 | 8 | 6935 | 2020-08-28 | 8 | 14.85 | 1.1 | 15.95 | 110613.25
2020-08-28 | 9 | 27230 | 2020-08-28 | 9 | 16.82 | 1.04 | 17.86 | 486327.8
2020-08-28 | 10 | 46213 | 2020-08-28 | 10 | 16.86 | 1.01 | 17.87 | 825826.31
2020-08-28 | 11 | 57328 | 2020-08-28 | 11 | 16.05 | 1.03 | 17.08 | 979162.24
2020-08-28 | 12 | 64298 | 2020-08-28 | 12 | 25.43 | 1.26 | 26.69 | 1716113.62
2020-08-28 | 13 | 65960 | 2020-08-28 | 13 | 29.79 | 1.92 | 31.71 | 2091591.6
2020-08-28 | 14 | 72940 | 2020-08-28 | 14 | 16.23 | 1 | 17.23 | 1256756.2
2020-08-28 | 15 | 67815 | 2020-08-28 | 15 | 17.38 | 0.93 | 18.31 | 1241692.65
2020-08-28 | 16 | 58008 | 2020-08-28 | 16 | 18.49 | 0.91 | 19.4 | 1125355.2
2020-08-28 | 17 | 42068 | 2020-08-28 | 17 | 28.35 | 1 | 29.35 | 1234695.8
2020-08-28 | 18 | 21523 | 2020-08-28 | 18 | 31.18 | 1.06 | 32.24 | 693901.52
2020-08-28 | 19 | 4778 | 2020-08-28 | 19 | 29.28 | 1.05 | 30.33 | 144916.74
2020-08-28 | 20 | 258 | 2020-08-28 | 20 | 25.87 | 1.01 | 26.88 | 6935.04
2020-08-28 | 21 | 3 | 2020-08-28 | 21 | 25.96 | 1.25 | 27.21 | 81.63
2020-08-28 | 22 | 0 | 2020-08-28 | 22 | 20.42 | 1.18 | 21.6 | 0
2020-08-28 | 23 | 0 | 2020-08-28 | 23 | 15.71 | 1.11 | 16.82 | 0
2020-08-28 | 24 | 0 | 2020-08-28 | 24 | 24.1 | 1.46 | 25.56 | 0
2020-08-29 | 1 | 0 | 2020-08-29 | 1 | 15.78 | 0.44 | 16.22 | 0
2020-08-29 | 2 | 0 | 2020-08-29 | 2 | 16.67 | 0.37 | 17.04 | 0
2020-08-29 | 3 | 0 | 2020-08-29 | 3 | 15.75 | 0.41 | 16.16 | 0
2020-08-29 | 4 | 0 | 2020-08-29 | 4 | 14.59 | 0.37 | 14.96 | 0
2020-08-29 | 5 | 3 | 2020-08-29 | 5 | 14.09 | 0.34 | 14.43 | 43.29
2020-08-29 | 6 | 5 | 2020-08-29 | 6 | 14.58 | 0.33 | 14.91 | 74.55
2020-08-29 | 7 | 255 | 2020-08-29 | 7 | 14.22 | 0.4 | 14.62 | 3728.1
2020-08-29 | 8 | 545 | 2020-08-29 | 8 | 14.96 | 0.41 | 15.37 | 8376.65
2020-08-29 | 9 | 2028 | 2020-08-29 | 9 | 19.04 | 0.44 | 19.48 | 39505.44
2020-08-29 | 10 | 3928 | 2020-08-29 | 10 | 26.18 | 0.42 | 26.6 | 104484.8
2020-08-29 | 11 | 5435 | 2020-08-29 | 11 | 30.12 | 0.49 | 30.61 | 166365.35
2020-08-29 | 12 | 8983 | 2020-08-29 | 12 | 26.31 | 0.66 | 26.97 | 242271.51
2020-08-29 | 13 | 9070 | 2020-08-29 | 13 | 27.06 | 0.58 | 27.64 | 250694.8
2020-08-29 | 14 | 10358 | 2020-08-29 | 14 | 26.64 | 0.48 | 27.12 | 280908.96
2020-08-29 | 15 | 12658 | 2020-08-29 | 15 | 24.13 | 0.5 | 24.63 | 311766.54
2020-08-29 | 16 | 11368 | 2020-08-29 | 16 | 17.09 | 0.4 | 17.49 | 198826.32
2020-08-29 | 17 | 9010 | 2020-08-29 | 17 | 23.48 | 0.34 | 23.82 | 214618.2
2020-08-29 | 18 | 6290 | 2020-08-29 | 18 | 33.46 | 0.49 | 33.95 | 213545.5
2020-08-29 | 19 | 3795 | 2020-08-29 | 19 | 35.46 | 0.49 | 35.95 | 136430.25
2020-08-29 | 20 | 3 | 2020-08-29 | 20 | 40.93 | 0.5 | 41.43 | 124.29
2020-08-29 | 21 | 5 | 2020-08-29 | 21 | 37.94 | 0.53 | 38.47 | 192.35
2020-08-29 | 22 | 0 | 2020-08-29 | 22 | 30.3 | 0.51 | 30.81 | 0
2020-08-29 | 23 | 0 | 2020-08-29 | 23 | 31.73 | 0.78 | 32.51 | 0
2020-08-29 | 24 | 0 | 2020-08-29 | 24 | 28.77 | 0.94 | 29.71 | 0
2020-08-30 | 1 | 0 | 2020-08-30 | 1 | 15.75 | 1.22 | 16.97 | 0
2020-08-30 | 2 | 0 | 2020-08-30 | 2 | 12.8 | 1.16 | 13.96 | 0
2020-08-30 | 3 | 0 | 2020-08-30 | 3 | 11.94 | 1.09 | 13.03 | 0
2020-08-30 | 4 | 0 | 2020-08-30 | 4 | 11.73 | 1.06 | 12.79 | 0
2020-08-30 | 5 | 8 | 2020-08-30 | 5 | 11.87 | 1.07 | 12.94 | 103.52
2020-08-30 | 6 | 0 | 2020-08-30 | 6 | 12.79 | 1.05 | 13.84 | 0
2020-08-30 | 7 | 1090 | 2020-08-30 | 7 | 12.08 | 1.12 | 13.2 | 14388
2020-08-30 | 8 | 13045 | 2020-08-30 | 8 | 13.47 | 1.15 | 14.62 | 190717.9
2020-08-30 | 9 | 31543 | 2020-08-30 | 9 | 14.93 | 1.18 | 16.11 | 508157.73
2020-08-30 | 10 | 47585 | 2020-08-30 | 10 | 13.52 | 1.09 | 14.61 | 695216.85
2020-08-30 | 11 | 68298 | 2020-08-30 | 11 | 11.84 | 1.14 | 12.98 | 886508.04
2020-08-30 | 12 | 70393 | 2020-08-30 | 12 | 12.78 | 1.15 | 13.93 | 980574.49
2020-08-30 | 13 | 57070 | 2020-08-30 | 13 | 12.12 | 1.16 | 13.28 | 757889.6
2020-08-30 | 14 | 51845 | 2020-08-30 | 14 | 10.81 | 1.14 | 11.95 | 619547.75
2020-08-30 | 15 | 45963 | 2020-08-30 | 15 | 10.22 | 1.1 | 11.32 | 520301.16
2020-08-30 | 16 | 51065 | 2020-08-30 | 16 | 10.47 | 1.09 | 11.56 | 590311.4
2020-08-30 | 17 | 38160 | 2020-08-30 | 17 | 10.14 | 1.13 | 11.27 | 430063.2
2020-08-30 | 18 | 21185 | 2020-08-30 | 18 | 15.6 | 1.11 | 16.71 | 354001.35
2020-08-30 | 19 | 3828 | 2020-08-30 | 19 | 28.18 | 1.37 | 29.55 | 113117.4
2020-08-30 | 20 | 13 | 2020-08-30 | 20 | 12.89 | 1.21 | 14.1 | 183.3
2020-08-30 | 21 | 0 | 2020-08-30 | 21 | 18.57 | 1.18 | 19.75 | 0
2020-08-30 | 22 | 0 | 2020-08-30 | 22 | 15.08 | 1.37 | 16.45 | 0
2020-08-30 | 23 | 0 | 2020-08-30 | 23 | 7.82 | 1.43 | 9.25 | 0
2020-08-30 | 24 | 0 | 2020-08-30 | 24 | 3.02 | 1.42 | 4.44 | 0
2020-08-31 | 1 | 0 | 2020-08-31 | 1 | 9.61 | 0.65 | 10.26 | 0
2020-08-31 | 2 | 0 | 2020-08-31 | 2 | 13.93 | 0.63 | 14.56 | 0
2020-08-31 | 3 | 0 | 2020-08-31 | 3 | 10.34 | 0.63 | 10.97 | 0
2020-08-31 | 4 | 0 | 2020-08-31 | 4 | 9.36 | 0.58 | 9.94 | 0
2020-08-31 | 5 | 5 | 2020-08-31 | 5 | 10.82 | 0.56 | 11.38 | 56.9
2020-08-31 | 6 | 3 | 2020-08-31 | 6 | 9.94 | 0.77 | 10.71 | 32.13
2020-08-31 | 7 | 1363 | 2020-08-31 | 7 | 9.79 | 0.91 | 10.7 | 14584.1
2020-08-31 | 8 | 13280 | 2020-08-31 | 8 | 8.93 | 1.52 | 10.45 | 138776
2020-08-31 | 9 | 34158 | 2020-08-31 | 9 | 8.38 | 1.26 | 9.64 | 329283.12
2020-08-31 | 10 | 52870 | 2020-08-31 | 10 | 7.37 | 1.18 | 8.55 | 452038.5
2020-08-31 | 11 | 65340 | 2020-08-31 | 11 | 11.97 | 1.17 | 13.14 | 858567.6
2020-08-31 | 12 | 66815 | 2020-08-31 | 12 | 13.29 | 1.2 | 14.49 | 968149.35
2020-08-31 | 13 | 59235 | 2020-08-31 | 13 | 14.27 | 1.18 | 15.45 | 915180.75
2020-08-31 | 14 | 38630 | 2020-08-31 | 14 | 14.66 | 1.11 | 15.77 | 609195.1
2020-08-31 | 15 | 46153 | 2020-08-31 | 15 | 14.17 | 1.12 | 15.29 | 705679.37
2020-08-31 | 16 | 40310 | 2020-08-31 | 16 | 12.95 | 1.14 | 14.09 | 567967.9
2020-08-31 | 17 | 33713 | 2020-08-31 | 17 | 14.28 | 1.13 | 15.41 | 519517.33
2020-08-31 | 18 | 16778 | 2020-08-31 | 18 | 20.56 | 1.14 | 21.7 | 364082.6
2020-08-31 | 19 | 3843 | 2020-08-31 | 19 | 20.51 | 1.27 | 21.78 | 83700.54
2020-08-31 | 20 | 13 | 2020-08-31 | 20 | 21.62 | 1.32 | 22.94 | 298.22
2020-08-31 | 21 | 0 | 2020-08-31 | 21 | 17.95 | 1.24 | 19.19 | 0
2020-08-31 | 22 | 0 | 2020-08-31 | 22 | 17.3 | 1.31 | 18.61 | 0
2020-08-31 | 23 | 0 | 2020-08-31 | 23 | 14.38 | 1.28 | 15.66 | 0
2020-08-31 | 24 | 0 | 2020-08-31 | 24 | 18.06 | 0.71 | 18.77 | 0
2020-09-01 | 1 | 0 | 2020-09-01 | 1 | 19.15 | 0.44 | 19.59 | 0
2020-09-01 | 2 | 0 | 2020-09-01 | 2 | 16.52 | 0.38 | 16.9 | 0
2020-09-01 | 3 | 0 | 2020-09-01 | 3 | 12.94 | 0.35 | 13.29 | 0
2020-09-01 | 4 | 0 | 2020-09-01 | 4 | 14.92 | 0.37 | 15.29 | 0
2020-09-01 | 5 | 0 | 2020-09-01 | 5 | 13.53 | 0.37 | 13.9 | 0
2020-09-01 | 6 | 3 | 2020-09-01 | 6 | 15.07 | 0.42 | 15.49 | 46.47
2020-09-01 | 7 | 1385 | 2020-09-01 | 7 | 13.37 | 0.43 | 13.8 | 19113
2020-09-01 | 8 | 13018 | 2020-09-01 | 8 | 14.35 | 0.99 | 15.34 | 199696.12
2020-09-01 | 9 | 26698 | 2020-09-01 | 9 | 17.57 | 0.98 | 18.55 | 495247.9
2020-09-01 | 10 | 38830 | 2020-09-01 | 10 | 16.98 | 0.95 | 17.93 | 696221.9
2020-09-01 | 11 | 50170 | 2020-09-01 | 11 | 17.05 | 0.87 | 17.92 | 899046.4
2020-09-01 | 12 | 61008 | 2020-09-01 | 12 | 16.54 | 0.86 | 17.4 | 1061539.2
2020-09-01 | 13 | 72805 | 2020-09-01 | 13 | 18.64 | 0.92 | 19.56 | 1424065.8
2020-09-01 | 14 | 63628 | 2020-09-01 | 14 | 23.17 | 1.15 | 24.32 | 1547432.96
2020-09-01 | 15 | 67138 | 2020-09-01 | 15 | 20.14 | 0.95 | 21.09 | 1415940.42
2020-09-01 | 16 | 58170 | 2020-09-01 | 16 | 18.29 | 0.84 | 19.13 | 1112792.1
2020-09-01 | 17 | 39533 | 2020-09-01 | 17 | 20.67 | 0.83 | 21.5 | 849959.5
2020-09-01 | 18 | 18880 | 2020-09-01 | 18 | 29.79 | 1.11 | 30.9 | 583392
2020-09-01 | 19 | 3920 | 2020-09-01 | 19 | 28.73 | 1 | 29.73 | 116541.6
2020-09-01 | 20 | 8 | 2020-09-01 | 20 | 21.74 | 0.93 | 22.67 | 181.36
2020-09-01 | 21 | 0 | 2020-09-01 | 21 | 21.54 | 1.1 | 22.64 | 0
2020-09-01 | 22 | 0 | 2020-09-01 | 22 | 20 | 1.16 | 21.16 | 0
2020-09-01 | 23 | 0 | 2020-09-01 | 23 | 15.39 | 1.04 | 16.43 | 0
2020-09-01 | 24 | 0 | 2020-09-01 | 24 | 13.85 | 0.37 | 14.22 | 0
2020-09-02 | 1 | 0 | 2020-09-02 | 1 | 12.63 | 0.45 | 13.08 | 0
2020-09-02 | 2 | 0 | 2020-09-02 | 2 | 12.93 | 0.47 | 13.4 | 0
2020-09-02 | 3 | 0 | 2020-09-02 | 3 | 13.09 | 0.46 | 13.55 | 0
2020-09-02 | 4 | 0 | 2020-09-02 | 4 | 14.28 | 0.48 | 14.76 | 0
2020-09-02 | 5 | 0 | 2020-09-02 | 5 | 13.5 | 0.48 | 13.98 | 0
2020-09-02 | 6 | 3 | 2020-09-02 | 6 | 13.93 | 0.49 | 14.42 | 43.26
2020-09-02 | 7 | 823 | 2020-09-02 | 7 | 13.96 | 0.5 | 14.46 | 11900.58
2020-09-02 | 8 | 5263 | 2020-09-02 | 8 | 16.16 | 0.99 | 17.15 | 90260.45
2020-09-02 | 9 | 5643 | 2020-09-02 | 9 | 23.68 | 1.09 | 24.77 | 139777.11
2020-09-02 | 10 | 5528 | 2020-09-02 | 10 | 23.72 | 1.13 | 24.85 | 137370.8
2020-09-02 | 11 | 12448 | 2020-09-02 | 11 | 27.18 | 1.14 | 28.32 | 352527.36
2020-09-02 | 12 | 22535 | 2020-09-02 | 12 | 27.44 | 1.38 | 28.82 | 649458.7
2020-09-02 | 13 | 21368 | 2020-09-02 | 13 | 24.64 | 1.28 | 25.92 | 553858.56
2020-09-02 | 14 | 19733 | 2020-09-02 | 14 | 17.04 | 0.95 | 17.99 | 354996.67
2020-09-02 | 15 | 16540 | 2020-09-02 | 15 | 16.25 | 0.92 | 17.17 | 283991.8
2020-09-02 | 16 | 9078 | 2020-09-02 | 16 | 15.06 | 0.92 | 15.98 | 145066.44
2020-09-02 | 17 | 6560 | 2020-09-02 | 17 | 16.19 | 0.94 | 17.13 | 112372.8
2020-09-02 | 18 | 3493 | 2020-09-02 | 18 | 16.6 | 0.92 | 17.52 | 61197.36
2020-09-02 | 19 | 525 | 2020-09-02 | 19 | 18.55 | 0.91 | 19.46 | 10216.5
2020-09-02 | 20 | 5 | 2020-09-02 | 20 | 24.26 | 1.04 | 25.3 | 126.5
2020-09-02 | 21 | 0 | 2020-09-02 | 21 | 18.81 | 0.93 | 19.74 | 0
2020-09-02 | 22 | 0 | 2020-09-02 | 22 | 22.11 | 1.2 | 23.31 | 0
2020-09-02 | 23 | 0 | 2020-09-02 | 23 | 16.44 | 1.06 | 17.5 | 0
2020-09-02 | 24 | 0 | 2020-09-02 | 24 | 14.96 | 0.5 | 15.46 | 0
2020-09-03 | 1 | 0 | 2020-09-03 | 1 | 15.36 | 0.21 | 15.57 | 0
2020-09-03 | 2 | 0 | 2020-09-03 | 2 | 15.24 | 0.21 | 15.45 | 0
2020-09-03 | 3 | 0 | 2020-09-03 | 3 | 14.44 | 0.27 | 14.71 | 0
2020-09-03 | 4 | 0 | 2020-09-03 | 4 | 14.97 | 0.26 | 15.23 | 0
2020-09-03 | 5 | 0 | 2020-09-03 | 5 | 16.3 | 0.21 | 16.51 | 0
2020-09-03 | 6 | 5 | 2020-09-03 | 6 | 18.15 | 0.21 | 18.36 | 91.8
2020-09-03 | 7 | 795 | 2020-09-03 | 7 | 16.86 | 0.26 | 17.12 | 13610.4
2020-09-03 | 8 | 5143 | 2020-09-03 | 8 | 16.27 | 0.73 | 17 | 87431
2020-09-03 | 9 | 9658 | 2020-09-03 | 9 | 22.01 | 0.76 | 22.77 | 219912.66
2020-09-03 | 10 | 9880 | 2020-09-03 | 10 | 23.89 | 0.85 | 24.74 | 244431.2
2020-09-03 | 11 | 15008 | 2020-09-03 | 11 | 17.6 | 0.64 | 18.24 | 273745.92
2020-09-03 | 12 | 19930 | 2020-09-03 | 12 | 16.48 | 0.63 | 17.11 | 341002.3
2020-09-03 | 13 | 36883 | 2020-09-03 | 13 | 16.74 | 0.63 | 17.37 | 640657.71
2020-09-03 | 14 | 41143 | 2020-09-03 | 14 | 17.07 | 0.61 | 17.68 | 727408.24
2020-09-03 | 15 | 38725 | 2020-09-03 | 15 | 17.47 | 0.61 | 18.08 | 700148
2020-09-03 | 16 | 34080 | 2020-09-03 | 16 | 18.67 | 0.61 | 19.28 | 657062.4
2020-09-03 | 17 | 18003 | 2020-09-03 | 17 | 20.9 | 0.61 | 21.51 | 387244.53
2020-09-03 | 18 | 5848 | 2020-09-03 | 18 | 18.13 | 0.64 | 18.77 | 109766.96
2020-09-03 | 19 | 1193 | 2020-09-03 | 19 | 16.63 | 0.62 | 17.25 | 20579.25
2020-09-03 | 20 | 18 | 2020-09-03 | 20 | 16.49 | 0.6 | 17.09 | 307.62
2020-09-03 | 21 | 0 | 2020-09-03 | 21 | 16.53 | 0.62 | 17.15 | 0
2020-09-03 | 22 | 0 | 2020-09-03 | 22 | 15.09 | 0.68 | 15.77 | 0
2020-09-03 | 23 | 0 | 2020-09-03 | 23 | 15.14 | 0.74 | 15.88 | 0
2020-09-03 | 24 | 0 | 2020-09-03 | 24 | 15.49 | 0.23 | 15.72 | 0
2020-09-04 | 1 | 0 | 2020-09-04 | 1 | 11.65 | 0.25 | 11.9 | 0
2020-09-04 | 2 | 0 | 2020-09-04 | 2 | 12 | 0.22 | 12.22 | 0
2020-09-04 | 3 | 0 | 2020-09-04 | 3 | 12.87 | 0.23 | 13.1 | 0
2020-09-04 | 4 | 0 | 2020-09-04 | 4 | 13.14 | 0.22 | 13.36 | 0
2020-09-04 | 5 | 0 | 2020-09-04 | 5 | 11.8 | 0.29 | 12.09 | 0
2020-09-04 | 6 | 3 | 2020-09-04 | 6 | 12 | 0.25 | 12.25 | 36.75
2020-09-04 | 7 | 1080 | 2020-09-04 | 7 | 11.53 | 0.27 | 11.8 | 12744
2020-09-04 | 8 | 11598 | 2020-09-04 | 8 | 13.87 | 0.97 | 14.84 | 172114.32
2020-09-04 | 9 | 30418 | 2020-09-04 | 9 | 14.71 | 0.87 | 15.58 | 473912.44
2020-09-04 | 10 | 48613 | 2020-09-04 | 10 | 15.53 | 0.78 | 16.31 | 792878.03
2020-09-04 | 11 | 61980 | 2020-09-04 | 11 | 15.94 | 0.76 | 16.7 | 1035066
2020-09-04 | 12 | 70830 | 2020-09-04 | 12 | 18.87 | 0.74 | 19.61 | 1388976.3
2020-09-04 | 13 | 72733 | 2020-09-04 | 13 | 17.58 | 0.73 | 18.31 | 1331741.23
2020-09-04 | 14 | 72745 | 2020-09-04 | 14 | 18.78 | 0.7 | 19.48 | 1417072.6
2020-09-04 | 15 | 67408 | 2020-09-04 | 15 | 20.05 | 0.71 | 20.76 | 1399390.08
2020-09-04 | 16 | 57308 | 2020-09-04 | 16 | 19.21 | 0.7 | 19.91 | 1141002.28
2020-09-04 | 17 | 40305 | 2020-09-04 | 17 | 18.1 | 0.76 | 18.86 | 760152.3
2020-09-04 | 18 | 19060 | 2020-09-04 | 18 | 19.9 | 0.75 | 20.65 | 393589
2020-09-04 | 19 | 2560 | 2020-09-04 | 19 | 21.09 | 0.77 | 21.86 | 55961.6
2020-09-04 | 20 | 8 | 2020-09-04 | 20 | 18.08 | 0.72 | 18.8 | 150.4
2020-09-04 | 21 | 0 | 2020-09-04 | 21 | 16.5 | 0.79 | 17.29 | 0
2020-09-04 | 22 | 0 | 2020-09-04 | 22 | 16.19 | 0.87 | 17.06 | 0
2020-09-04 | 23 | 0 | 2020-09-04 | 23 | 17.66 | 0.98 | 18.64 | 0
2020-09-04 | 24 | 0 | 2020-09-04 | 24 | 16.32 | 0.31 | 16.63 | 0
2020-09-05 | 1 | 0 | 2020-09-05 | 1 | 14.48 | 0.52 | 15 | 0
2020-09-05 | 2 | 0 | 2020-09-05 | 2 | 13.54 | 0.54 | 14.08 | 0
2020-09-05 | 3 | 0 | 2020-09-05 | 3 | 13.9 | 0.57 | 14.47 | 0
2020-09-05 | 4 | 0 | 2020-09-05 | 4 | 14.98 | 0.52 | 15.5 | 0
2020-09-05 | 5 | 0 | 2020-09-05 | 5 | 15.6 | 0.53 | 16.13 | 0
2020-09-05 | 6 | 3 | 2020-09-05 | 6 | 14 | 0.53 | 14.53 | 43.59
2020-09-05 | 7 | 1078 | 2020-09-05 | 7 | 15.99 | 0.68 | 16.67 | 17970.26
2020-09-05 | 8 | 13038 | 2020-09-05 | 8 | 12.75 | 0.61 | 13.36 | 174187.68
2020-09-05 | 9 | 34198 | 2020-09-05 | 9 | 15.18 | 0.7 | 15.88 | 543064.24
2020-09-05 | 10 | 52940 | 2020-09-05 | 10 | 12.55 | 0.54 | 13.09 | 692984.6
2020-09-05 | 11 | 66983 | 2020-09-05 | 11 | 12.03 | 0.54 | 12.57 | 841976.31
2020-09-05 | 12 | 74070 | 2020-09-05 | 12 | 12.59 | 0.68 | 13.27 | 982908.9
2020-09-05 | 13 | 75083 | 2020-09-05 | 13 | 12.5 | 0.66 | 13.16 | 988092.28
2020-09-05 | 14 | 72688 | 2020-09-05 | 14 | 13.72 | 0.72 | 14.44 | 1049614.72
2020-09-05 | 15 | 69778 | 2020-09-05 | 15 | 13.36 | 0.7 | 14.06 | 981078.68
2020-09-05 | 16 | 57778 | 2020-09-05 | 16 | 17.62 | 0.76 | 18.38 | 1061959.64
2020-09-05 | 17 | 39683 | 2020-09-05 | 17 | 19.22 | 0.65 | 19.87 | 788501.21
2020-09-05 | 18 | 18700 | 2020-09-05 | 18 | 26.67 | 0.72 | 27.39 | 512193
2020-09-05 | 19 | 2518 | 2020-09-05 | 19 | 35.08 | 0.92 | 36 | 90648
2020-09-05 | 20 | 5 | 2020-09-05 | 20 | 27.25 | 0.77 | 28.02 | 140.1
2020-09-05 | 21 | 0 | 2020-09-05 | 21 | 20.85 | 0.62 | 21.47 | 0
2020-09-05 | 22 | 0 | 2020-09-05 | 22 | 23.03 | 0.88 | 23.91 | 0
2020-09-05 | 23 | 0 | 2020-09-05 | 23 | 21.06 | 0.8 | 21.86 | 0
2020-09-05 | 24 | 0 | 2020-09-05 | 24 | 15.84 | 0.61 | 16.45 | 0
2020-09-06 | 1 | 0 | 2020-09-06 | 1 | 17.42 | 0.69 | 18.11 | 0
2020-09-06 | 2 | 0 | 2020-09-06 | 2 | 14.15 | 0.66 | 14.81 | 0
2020-09-06 | 3 | 0 | 2020-09-06 | 3 | 12.08 | 0.62 | 12.7 | 0
2020-09-06 | 4 | 0 | 2020-09-06 | 4 | 12.95 | 0.64 | 13.59 | 0
2020-09-06 | 5 | 0 | 2020-09-06 | 5 | 13.89 | 0.65 | 14.54 | 0
2020-09-06 | 6 | 3 | 2020-09-06 | 6 | 14.05 | 0.6 | 14.65 | 43.95
2020-09-06 | 7 | 285 | 2020-09-06 | 7 | 14.33 | 0.7 | 15.03 | 4283.55
2020-09-06 | 8 | 7120 | 2020-09-06 | 8 | 14.4 | 0.68 | 15.08 | 107369.6
2020-09-06 | 9 | 30823 | 2020-09-06 | 9 | 15.01 | 0.63 | 15.64 | 482071.72
2020-09-06 | 10 | 51105 | 2020-09-06 | 10 | 15.17 | 0.61 | 15.78 | 806436.9
2020-09-06 | 11 | 63695 | 2020-09-06 | 11 | 13.74 | 0.63 | 14.37 | 915297.15
2020-09-06 | 12 | 69338 | 2020-09-06 | 12 | 18.51 | 0.96 | 19.47 | 1350010.86
2020-09-06 | 13 | 67695 | 2020-09-06 | 13 | 29.4 | 1.67 | 31.07 | 2103283.65
2020-09-06 | 14 | 71170 | 2020-09-06 | 14 | 17.95 | 0.87 | 18.82 | 1339419.4
2020-09-06 | 15 | 61940 | 2020-09-06 | 15 | 16.07 | 0.71 | 16.78 | 1039353.2
2020-09-06 | 16 | 53038 | 2020-09-06 | 16 | 14.62 | 0.63 | 15.25 | 808829.5
2020-09-06 | 17 | 40048 | 2020-09-06 | 17 | 23.53 | 0.89 | 24.42 | 977972.16
2020-09-06 | 18 | 14728 | 2020-09-06 | 18 | 25.86 | 0.77 | 26.63 | 392206.64
2020-09-06 | 19 | 3358 | 2020-09-06 | 19 | 34.66 | 1 | 35.66 | 119746.28
2020-09-06 | 20 | 5 | 2020-09-06 | 20 | 31.69 | 0.86 | 32.55 | 162.75
2020-09-06 | 21 | 0 | 2020-09-06 | 21 | 32.12 | 0.81 | 32.93 | 0
2020-09-06 | 22 | 0 | 2020-09-06 | 22 | 28.38 | 1.14 | 29.52 | 0
2020-09-06 | 23 | 0 | 2020-09-06 | 23 | 19.59 | 0.8 | 20.39 | 0
2020-09-06 | 24 | 0 | 2020-09-06 | 24 | 15.79 | 0.66 | 16.45 | 0
2020-09-07 | 1 | 0 | 2020-09-07 | 1 | 16.94 | 0.54 | 17.48 | 0
2020-09-07 | 2 | 0 | 2020-09-07 | 2 | 15.58 | 0.55 | 16.13 | 0
2020-09-07 | 3 | 0 | 2020-09-07 | 3 | 16.14 | 0.53 | 16.67 | 0
2020-09-07 | 4 | 0 | 2020-09-07 | 4 | 12.34 | 0.5 | 12.84 | 0
2020-09-07 | 5 | 0 | 2020-09-07 | 5 | 13.06 | 0.5 | 13.56 | 0
2020-09-07 | 6 | 5 | 2020-09-07 | 6 | 14.33 | 0.5 | 14.83 | 74.15
2020-09-07 | 7 | 1068 | 2020-09-07 | 7 | 14.71 | 0.66 | 15.37 | 16415.16
2020-09-07 | 8 | 9478 | 2020-09-07 | 8 | 14.68 | 0.69 | 15.37 | 145676.86
2020-09-07 | 9 | 29175 | 2020-09-07 | 9 | 14.19 | 0.59 | 14.78 | 431206.5
2020-09-07 | 10 | 48340 | 2020-09-07 | 10 | 20.71 | 0.59 | 21.3 | 1029642
2020-09-07 | 11 | 61725 | 2020-09-07 | 11 | 15.04 | 0.52 | 15.56 | 960441
2020-09-07 | 12 | 68045 | 2020-09-07 | 12 | 14.58 | 0.52 | 15.1 | 1027479.5
2020-09-07 | 13 | 72530 | 2020-09-07 | 13 | 14.21 | 0.51 | 14.72 | 1067641.6
2020-09-07 | 14 | 72080 | 2020-09-07 | 14 | 14.73 | 0.51 | 15.24 | 1098499.2
2020-09-07 | 15 | 66723 | 2020-09-07 | 15 | 15.24 | 0.52 | 15.76 | 1051554.48
2020-09-07 | 16 | 49468 | 2020-09-07 | 16 | 22.54 | 0.63 | 23.17 | 1146173.56
2020-09-07 | 17 | 19875 | 2020-09-07 | 17 | 31.75 | 0.62 | 32.37 | 643353.75
2020-09-07 | 18 | 12053 | 2020-09-07 | 18 | 35.48 | 0.86 | 36.34 | 438006.02
2020-09-07 | 19 | 1523 | 2020-09-07 | 19 | 38.21 | 1.14 | 39.35 | 59930.05
2020-09-07 | 20 | 3 | 2020-09-07 | 20 | 51.6 | 1.3 | 52.9 | 158.7
2020-09-07 | 21 | 0 | 2020-09-07 | 21 | 39.79 | 0.84 | 40.63 | 0
2020-09-07 | 22 | 0 | 2020-09-07 | 22 | 25.08 | 0.73 | 25.81 | 0
2020-09-07 | 23 | 0 | 2020-09-07 | 23 | 23.96 | 1.31 | 25.27 | 0
2020-09-07 | 24 | 0 | 2020-09-07 | 24 | 15.6 | 0.6 | 16.2 | 0
2020-09-08 | 1 | 0 | 2020-09-08 | 1 | 15.29 | 5.73 | 21.02 | 0
2020-09-08 | 2 | 0 | 2020-09-08 | 2 | 16.71 | 5.71 | 22.42 | 0
2020-09-08 | 3 | 0 | 2020-09-08 | 3 | 16.31 | 5.71 | 22.02 | 0
2020-09-08 | 4 | 0 | 2020-09-08 | 4 | 16.67 | 5.71 | 22.38 | 0
2020-09-08 | 5 | 0 | 2020-09-08 | 5 | 17.72 | 5.7 | 23.42 | 0
2020-09-08 | 6 | 5 | 2020-09-08 | 6 | 19.78 | 5.73 | 25.51 | 127.55
2020-09-08 | 7 | 840 | 2020-09-08 | 7 | 21.98 | 6.55 | 28.53 | 23965.2
2020-09-08 | 8 | 8230 | 2020-09-08 | 8 | 30.67 | 7.16 | 37.83 | 311340.9
2020-09-08 | 9 | 13818 | 2020-09-08 | 9 | 38.99 | 7.34 | 46.33 | 640187.94
2020-09-08 | 10 | 34753 | 2020-09-08 | 10 | 34.79 | 7.36 | 42.15 | 1464838.95
2020-09-08 | 11 | 55310 | 2020-09-08 | 11 | 26.01 | 6.7 | 32.71 | 1809190.1
2020-09-08 | 12 | 66055 | 2020-09-08 | 12 | 34.58 | 6.82 | 41.4 | 2734677
2020-09-08 | 13 | 67765 | 2020-09-08 | 13 | 45.87 | 6.58 | 52.45 | 3554274.25
2020-09-08 | 14 | 65388 | 2020-09-08 | 14 | 48.62 | 6.61 | 55.23 | 3611379.24
2020-09-08 | 15 | 55560 | 2020-09-08 | 15 | 45.2 | 6.53 | 51.73 | 2874118.8
2020-09-08 | 16 | 41755 | 2020-09-08 | 16 | 50.72 | 6.56 | 57.28 | 2391726.4
2020-09-08 | 17 | 35238 | 2020-09-08 | 17 | 134.04 | 10.92 | 144.96 | 5108100.48
2020-09-08 | 18 | 14768 | 2020-09-08 | 18 | 188.03 | 14.74 | 202.77 | 2994507.36
2020-09-08 | 19 | 2578 | 2020-09-08 | 19 | 112.83 | 9.17 | 122 | 314516
2020-09-08 | 20 | 3 | 2020-09-08 | 20 | 113.38 | 9.36 | 122.74 | 368.22
2020-09-08 | 21 | 0 | 2020-09-08 | 21 | 138.01 | 7.88 | 145.89 | 0
2020-09-08 | 22 | 0 | 2020-09-08 | 22 | 78.89 | 8.42 | 87.31 | 0
2020-09-08 | 23 | 0 | 2020-09-08 | 23 | 32.92 | 6.6 | 39.52 | 0
2020-09-08 | 24 | 0 | 2020-09-08 | 24 | 25.51 | 5.82 | 31.33 | 0
2020-09-09 | 1 | 0 | 2020-09-09 | 1 | 23.12 | 1.29 | 24.41 | 0
2020-09-09 | 2 | 0 | 2020-09-09 | 2 | 22.5 | 1.28 | 23.78 | 0
2020-09-09 | 3 | 0 | 2020-09-09 | 3 | 19.18 | 1.26 | 20.44 | 0
2020-09-09 | 4 | 0 | 2020-09-09 | 4 | 17.45 | 1.27 | 18.72 | 0
2020-09-09 | 5 | 0 | 2020-09-09 | 5 | 17.38 | 1.27 | 18.65 | 0
2020-09-09 | 6 | 8 | 2020-09-09 | 6 | 18.82 | 1.28 | 20.1 | 160.8
2020-09-09 | 7 | 808 | 2020-09-09 | 7 | 28.43 | 1.47 | 29.9 | 24159.2
2020-09-09 | 8 | 7658 | 2020-09-09 | 8 | 32.48 | 2.13 | 34.61 | 265043.38
2020-09-09 | 9 | 14475 | 2020-09-09 | 9 | 58.06 | 3.5 | 61.56 | 891081
2020-09-09 | 10 | 34810 | 2020-09-09 | 10 | 35.38 | 2.17 | 37.55 | 1307115.5
2020-09-09 | 11 | 53333 | 2020-09-09 | 11 | 25.9 | 1.81 | 27.71 | 1477857.43
2020-09-09 | 12 | 52770 | 2020-09-09 | 12 | 24.53 | 1.79 | 26.32 | 1388906.4
2020-09-09 | 13 | 56753 | 2020-09-09 | 13 | 29.28 | 1.79 | 31.07 | 1763315.71
2020-09-09 | 14 | 57000 | 2020-09-09 | 14 | 39.65 | 1.87 | 41.52 | 2366640
2020-09-09 | 15 | 39685 | 2020-09-09 | 15 | 56.09 | 1.88 | 57.97 | 2300539.45
2020-09-09 | 16 | 31768 | 2020-09-09 | 16 | 62.37 | 1.83 | 64.2 | 2039505.6
2020-09-09 | 17 | 17705 | 2020-09-09 | 17 | 77.89 | 2.17 | 80.06 | 1417462.3
2020-09-09 | 18 | 10613 | 2020-09-09 | 18 | 72.08 | 1.99 | 74.07 | 786104.91
2020-09-09 | 19 | 2008 | 2020-09-09 | 19 | 71.41 | 2.28 | 73.69 | 147969.52
2020-09-09 | 20 | 3 | 2020-09-09 | 20 | 60.27 | 2.25 | 62.52 | 187.56
2020-09-09 | 21 | 0 | 2020-09-09 | 21 | 51.01 | 2.08 | 53.09 | 0
2020-09-09 | 22 | 0 | 2020-09-09 | 22 | 33.02 | 2 | 35.02 | 0
2020-09-09 | 23 | 0 | 2020-09-09 | 23 | 37.76 | 2.38 | 40.14 | 0
2020-09-09 | 24 | 0 | 2020-09-09 | 24 | 23.85 | 1.35 | 25.2 | 0
2020-09-10 | 1 | 0 | 2020-09-10 | 1 | 23.25 | 0.64 | 23.89 | 0
2020-09-10 | 2 | 0 | 2020-09-10 | 2 | 21.3 | 0.53 | 21.83 | 0
2020-09-10 | 3 | 0 | 2020-09-10 | 3 | 19.41 | 0.53 | 19.94 | 0
2020-09-10 | 4 | 0 | 2020-09-10 | 4 | 18.48 | 0.53 | 19.01 | 0
2020-09-10 | 5 | 0 | 2020-09-10 | 5 | 17.93 | 0.54 | 18.47 | 0
2020-09-10 | 6 | 5 | 2020-09-10 | 6 | 18.67 | 0.54 | 19.21 | 96.05
2020-09-10 | 7 | 280 | 2020-09-10 | 7 | 21.25 | 0.58 | 21.83 | 6112.4
2020-09-10 | 8 | 5703 | 2020-09-10 | 8 | 26.78 | 1.19 | 27.97 | 159512.91
2020-09-10 | 9 | 17305 | 2020-09-10 | 9 | 27.73 | 1.11 | 28.84 | 499076.2
2020-09-10 | 10 | 20445 | 2020-09-10 | 10 | 30.3 | 1.13 | 31.43 | 642586.35
2020-09-10 | 11 | 25573 | 2020-09-10 | 11 | 35.51 | 1.25 | 36.76 | 940063.48
2020-09-10 | 12 | 42323 | 2020-09-10 | 12 | 36.01 | 1.12 | 37.13 | 1571452.99
2020-09-10 | 13 | 39545 | 2020-09-10 | 13 | 39.95 | 1.11 | 41.06 | 1623717.7
2020-09-10 | 14 | 18818 | 2020-09-10 | 14 | 39.66 | 1.02 | 40.68 | 765516.24
2020-09-10 | 15 | 12733 | 2020-09-10 | 15 | 40.98 | 1 | 41.98 | 534531.34
2020-09-10 | 16 | 18030 | 2020-09-10 | 16 | 51.02 | 1.16 | 52.18 | 940805.4
2020-09-10 | 17 | 14670 | 2020-09-10 | 17 | 48.83 | 1.21 | 50.04 | 734086.8
2020-09-10 | 18 | 3995 | 2020-09-10 | 18 | 51.66 | 1.18 | 52.84 | 211095.8
2020-09-10 | 19 | 1188 | 2020-09-10 | 19 | 53.99 | 1.31 | 55.3 | 65696.4
2020-09-10 | 20 | 5 | 2020-09-10 | 20 | 47.93 | 1.25 | 49.18 | 245.9
2020-09-10 | 21 | 0 | 2020-09-10 | 21 | 40.51 | 1.08 | 41.59 | 0
2020-09-10 | 22 | 0 | 2020-09-10 | 22 | 42.67 | 1.41 | 44.08 | 0
2020-09-10 | 23 | 0 | 2020-09-10 | 23 | 33.74 | 1.24 | 34.98 | 0
2020-09-10 | 24 | 0 | 2020-09-10 | 24 | 32.71 | 1.05 | 33.76 | 0
2020-09-11 | 1 | 0 | 2020-09-11 | 1 | 23.01 | 0.31 | 23.32 | 0
2020-09-11 | 2 | 0 | 2020-09-11 | 2 | 22.11 | 0.31 | 22.42 | 0
2020-09-11 | 3 | 0 | 2020-09-11 | 3 | 22.32 | 0.32 | 22.64 | 0
2020-09-11 | 4 | 0 | 2020-09-11 | 4 | 20.83 | 0.32 | 21.15 | 0
2020-09-11 | 5 | 0 | 2020-09-11 | 5 | 22.38 | 0.32 | 22.7 | 0
2020-09-11 | 6 | 3 | 2020-09-11 | 6 | 24.4 | 0.34 | 24.74 | 74.22
2020-09-11 | 7 | 58 | 2020-09-11 | 7 | 22.17 | 0.38 | 22.55 | 1307.9
2020-09-11 | 8 | 1258 | 2020-09-11 | 8 | 34.62 | 1.31 | 35.93 | 45199.94
2020-09-11 | 9 | 4400 | 2020-09-11 | 9 | 38.51 | 1.19 | 39.7 | 174680
2020-09-11 | 10 | 13565 | 2020-09-11 | 10 | 35.25 | 1.01 | 36.26 | 491866.9
2020-09-11 | 11 | 20933 | 2020-09-11 | 11 | 29.85 | 1.37 | 31.22 | 653528.26
2020-09-11 | 12 | 30988 | 2020-09-11 | 12 | 26.43 | 1.15 | 27.58 | 854649.04
2020-09-11 | 13 | 50588 | 2020-09-11 | 13 | 19.43 | 0.86 | 20.29 | 1026430.52
2020-09-11 | 14 | 61423 | 2020-09-11 | 14 | 19.31 | 0.88 | 20.19 | 1240130.37
2020-09-11 | 15 | 43128 | 2020-09-11 | 15 | 18.16 | 0.88 | 19.04 | 821157.12
2020-09-11 | 16 | 50175 | 2020-09-11 | 16 | 17.33 | 0.87 | 18.2 | 913185
2020-09-11 | 17 | 34213 | 2020-09-11 | 17 | 17.07 | 0.88 | 17.95 | 614123.35
2020-09-11 | 18 | 14775 | 2020-09-11 | 18 | 17.83 | 0.88 | 18.71 | 276440.25
2020-09-11 | 19 | 1993 | 2020-09-11 | 19 | 19.41 | 0.9 | 20.31 | 40477.83
2020-09-11 | 20 | 3 | 2020-09-11 | 20 | 18.48 | 0.9 | 19.38 | 58.14
2020-09-11 | 21 | 0 | 2020-09-11 | 21 | 17.49 | 0.92 | 18.41 | 0
2020-09-11 | 22 | 0 | 2020-09-11 | 22 | 16.6 | 0.96 | 17.56 | 0
2020-09-11 | 23 | 0 | 2020-09-11 | 23 | 15.55 | 1.03 | 16.58 | 0
2020-09-11 | 24 | 0 | 2020-09-11 | 24 | 15.27 | 0.35 | 15.62 | 0
2020-09-12 | 1 | 0 | 2020-09-12 | 1 | 15.8 | 0.37 | 16.17 | 0
2020-09-12 | 2 | 0 | 2020-09-12 | 2 | 15.03 | 0.31 | 15.34 | 0
2020-09-12 | 3 | 0 | 2020-09-12 | 3 | 12.83 | 0.33 | 13.16 | 0
2020-09-12 | 4 | 0 | 2020-09-12 | 4 | 11.33 | 0.44 | 11.77 | 0
2020-09-12 | 5 | 0 | 2020-09-12 | 5 | 13.59 | 0.31 | 13.9 | 0
2020-09-12 | 6 | 5 | 2020-09-12 | 6 | 14.93 | 0.32 | 15.25 | 76.25
2020-09-12 | 7 | 795 | 2020-09-12 | 7 | 12.8 | 0.39 | 13.19 | 10486.05
2020-09-12 | 8 | 11790 | 2020-09-12 | 8 | 12.16 | 0.57 | 12.73 | 150086.7
2020-09-12 | 9 | 33233 | 2020-09-12 | 9 | 11.6 | 0.67 | 12.27 | 407768.91
2020-09-12 | 10 | 52868 | 2020-09-12 | 10 | 12.68 | 0.45 | 13.13 | 694156.84
2020-09-12 | 11 | 65808 | 2020-09-12 | 11 | 14.24 | 0.35 | 14.59 | 960138.72
2020-09-12 | 12 | 74325 | 2020-09-12 | 12 | 15.14 | 0.31 | 15.45 | 1148321.25
2020-09-12 | 13 | 75280 | 2020-09-12 | 13 | 13.83 | 0.33 | 14.16 | 1065964.8
2020-09-12 | 14 | 74850 | 2020-09-12 | 14 | 13.71 | 0.3 | 14.01 | 1048648.5
2020-09-12 | 15 | 69608 | 2020-09-12 | 15 | 12.13 | 0.35 | 12.48 | 868707.84
2020-09-12 | 16 | 56073 | 2020-09-12 | 16 | 12.22 | 0.38 | 12.6 | 706519.8
2020-09-12 | 17 | 35188 | 2020-09-12 | 17 | 20.53 | 0.56 | 21.09 | 742114.92
2020-09-12 | 18 | 13488 | 2020-09-12 | 18 | 26.25 | 0.53 | 26.78 | 361208.64
2020-09-12 | 19 | 2195 | 2020-09-12 | 19 | 20 | 0.33 | 20.33 | 44624.35
2020-09-12 | 20 | 5 | 2020-09-12 | 20 | 17.63 | 0.31 | 17.94 | 89.7
2020-09-12 | 21 | 0 | 2020-09-12 | 21 | 15.32 | 0.32 | 15.64 | 0
2020-09-12 | 22 | 0 | 2020-09-12 | 22 | 13.22 | 0.37 | 13.59 | 0
2020-09-12 | 23 | 0 | 2020-09-12 | 23 | 11.08 | 0.41 | 11.49 | 0
2020-09-12 | 24 | 0 | 2020-09-12 | 24 | 4.96 | 0.49 | 5.45 | 0
2020-09-13 | 1 | 0 | 2020-09-13 | 1 | 10.66 | 0.44 | 11.1 | 0
2020-09-13 | 2 | 0 | 2020-09-13 | 2 | 10.05 | 0.41 | 10.46 | 0
2020-09-13 | 3 | 0 | 2020-09-13 | 3 | 10.09 | 0.4 | 10.49 | 0
2020-09-13 | 4 | 0 | 2020-09-13 | 4 | 3.49 | 0.5 | 3.99 | 0
2020-09-13 | 5 | 0 | 2020-09-13 | 5 | -3.17 | 0.57 | -2.6 | 0
2020-09-13 | 6 | 3 | 2020-09-13 | 6 | 1.13 | 0.5 | 1.63 | 4.89
2020-09-13 | 7 | 810 | 2020-09-13 | 7 | 11.69 | 0.5 | 12.19 | 9873.9
2020-09-13 | 8 | 8623 | 2020-09-13 | 8 | 6.22 | 0.72 | 6.94 | 59843.62
2020-09-13 | 9 | 19843 | 2020-09-13 | 9 | 6.86 | 0.5 | 7.36 | 146044.48
2020-09-13 | 10 | 46013 | 2020-09-13 | 10 | 7.65 | 0.41 | 8.06 | 370864.78
2020-09-13 | 11 | 47093 | 2020-09-13 | 11 | -5.34 | 0.71 | -4.63 | -218040.59
2020-09-13 | 12 | 53905 | 2020-09-13 | 12 | 13.36 | 0.44 | 13.8 | 743889
2020-09-13 | 13 | 49463 | 2020-09-13 | 13 | 13.41 | 0.41 | 13.82 | 683578.66
2020-09-13 | 14 | 50778 | 2020-09-13 | 14 | 13.11 | 0.41 | 13.52 | 686518.56
2020-09-13 | 15 | 47590 | 2020-09-13 | 15 | 12.61 | 0.39 | 13 | 618670
2020-09-13 | 16 | 32685 | 2020-09-13 | 16 | 13.33 | 0.47 | 13.8 | 451053
2020-09-13 | 17 | 31128 | 2020-09-13 | 17 | 15.07 | 0.45 | 15.52 | 483106.56
2020-09-13 | 18 | 9108 | 2020-09-13 | 18 | 16.03 | 0.37 | 16.4 | 149371.2
2020-09-13 | 19 | 1305 | 2020-09-13 | 19 | 17.91 | 0.36 | 18.27 | 23842.35
2020-09-13 | 20 | 3 | 2020-09-13 | 20 | 18.58 | 0.38 | 18.96 | 56.88
2020-09-13 | 21 | 0 | 2020-09-13 | 21 | 26.45 | 0.85 | 27.3 | 0
2020-09-13 | 22 | 0 | 2020-09-13 | 22 | 20.36 | 0.66 | 21.02 | 0
2020-09-13 | 23 | 0 | 2020-09-13 | 23 | 15.82 | 0.5 | 16.32 | 0
2020-09-13 | 24 | 0 | 2020-09-13 | 24 | 15.67 | 0.45 | 16.12 | 0
2020-09-14 | 1 | 0 | 2020-09-14 | 1 | 14.65 | 0.25 | 14.9 | 0
2020-09-14 | 2 | 0 | 2020-09-14 | 2 | 12.59 | 0.25 | 12.84 | 0
2020-09-14 | 3 | 0 | 2020-09-14 | 3 | 13.11 | 0.24 | 13.35 | 0
2020-09-14 | 4 | 0 | 2020-09-14 | 4 | 12.68 | 0.24 | 12.92 | 0
2020-09-14 | 5 | 0 | 2020-09-14 | 5 | 16.22 | 0.24 | 16.46 | 0
2020-09-14 | 6 | 3 | 2020-09-14 | 6 | 16.58 | 0.28 | 16.86 | 50.58
2020-09-14 | 7 | 818 | 2020-09-14 | 7 | 21.94 | 0.37 | 22.31 | 18249.58
2020-09-14 | 8 | 8163 | 2020-09-14 | 8 | 22.84 | 0.96 | 23.8 | 194279.4
2020-09-14 | 9 | 22520 | 2020-09-14 | 9 | 25.03 | 0.9 | 25.93 | 583943.6
2020-09-14 | 10 | 37255 | 2020-09-14 | 10 | 17.54 | 0.78 | 18.32 | 682511.6
2020-09-14 | 11 | 52255 | 2020-09-14 | 11 | 17.32 | 0.74 | 18.06 | 943725.3
2020-09-14 | 12 | 64470 | 2020-09-14 | 12 | 17.65 | 0.74 | 18.39 | 1185603.3
2020-09-14 | 13 | 70623 | 2020-09-14 | 13 | 16.69 | 0.81 | 17.5 | 1235902.5
2020-09-14 | 14 | 70963 | 2020-09-14 | 14 | 16.37 | 0.8 | 17.17 | 1218434.71
2020-09-14 | 15 | 63263 | 2020-09-14 | 15 | 16.23 | 0.81 | 17.04 | 1078001.52
2020-09-14 | 16 | 49373 | 2020-09-14 | 16 | 16.81 | 0.8 | 17.61 | 869458.53
2020-09-14 | 17 | 27555 | 2020-09-14 | 17 | 18.27 | 0.79 | 19.06 | 525198.3
2020-09-14 | 18 | 12398 | 2020-09-14 | 18 | 19.51 | 0.78 | 20.29 | 251555.42
2020-09-14 | 19 | 2343 | 2020-09-14 | 19 | 20.92 | 0.78 | 21.7 | 50843.1
2020-09-14 | 20 | 5 | 2020-09-14 | 20 | 22.07 | 0.78 | 22.85 | 114.25
2020-09-14 | 21 | 0 | 2020-09-14 | 21 | 18.77 | 0.83 | 19.6 | 0
2020-09-14 | 22 | 0 | 2020-09-14 | 22 | 17.63 | 0.91 | 18.54 | 0
2020-09-14 | 23 | 0 | 2020-09-14 | 23 | 12.62 | 1 | 13.62 | 0
2020-09-14 | 24 | 0 | 2020-09-14 | 24 | 4.99 | 0.34 | 5.33 | 0
2020-09-15 | 1 | 0 | 2020-09-15 | 1 | 13.74 | 0.26 | 14 | 0
2020-09-15 | 2 | 0 | 2020-09-15 | 2 | 14.86 | 0.25 | 15.11 | 0
2020-09-15 | 3 | 0 | 2020-09-15 | 3 | 14.12 | 0.25 | 14.37 | 0
2020-09-15 | 4 | 0 | 2020-09-15 | 4 | 13.44 | 0.26 | 13.7 | 0
2020-09-15 | 5 | 0 | 2020-09-15 | 5 | 13.17 | 0.27 | 13.44 | 0
2020-09-15 | 6 | 3 | 2020-09-15 | 6 | 13.69 | 0.27 | 13.96 | 41.88
2020-09-15 | 7 | 815 | 2020-09-15 | 7 | 17.59 | 0.43 | 18.02 | 14686.3
2020-09-15 | 8 | 8023 | 2020-09-15 | 8 | 18.72 | 1.02 | 19.74 | 158374.02
2020-09-15 | 9 | 23543 | 2020-09-15 | 9 | 26.45 | 1.19 | 27.64 | 650728.52
2020-09-15 | 10 | 43923 | 2020-09-15 | 10 | 21.77 | 1.19 | 22.96 | 1008472.08
2020-09-15 | 11 | 57740 | 2020-09-15 | 11 | 20.17 | 1.14 | 21.31 | 1230439.4
2020-09-15 | 12 | 60010 | 2020-09-15 | 12 | 16.48 | 0.95 | 17.43 | 1045974.3
2020-09-15 | 13 | 61885 | 2020-09-15 | 13 | 16.26 | 0.95 | 17.21 | 1065040.85
2020-09-15 | 14 | 61253 | 2020-09-15 | 14 | 17.65 | 0.93 | 18.58 | 1138080.74
2020-09-15 | 15 | 52880 | 2020-09-15 | 15 | 18.14 | 0.93 | 19.07 | 1008421.6
2020-09-15 | 16 | 38550 | 2020-09-15 | 16 | 19 | 0.92 | 19.92 | 767916
2020-09-15 | 17 | 25145 | 2020-09-15 | 17 | 19.17 | 0.9 | 20.07 | 504660.15
2020-09-15 | 18 | 10253 | 2020-09-15 | 18 | 19.05 | 0.9 | 19.95 | 204547.35
2020-09-15 | 19 | 1485 | 2020-09-15 | 19 | 30.23 | 1.15 | 31.38 | 46599.3
2020-09-15 | 20 | 3 | 2020-09-15 | 20 | 28.99 | 0.92 | 29.91 | 89.73
2020-09-15 | 21 | 0 | 2020-09-15 | 21 | 22.95 | 0.95 | 23.9 | 0
2020-09-15 | 22 | 0 | 2020-09-15 | 22 | 16.32 | 1 | 17.32 | 0
2020-09-15 | 23 | 0 | 2020-09-15 | 23 | 14.19 | 1.05 | 15.24 | 0
2020-09-15 | 24 | 0 | 2020-09-15 | 24 | 13.69 | 0.32 | 14.01 | 0
2020-09-16 | 1 | 0 | 2020-09-16 | 1 | 13.98 | 0.28 | 14.26 | 0
2020-09-16 | 2 | 0 | 2020-09-16 | 2 | 14.43 | 0.26 | 14.69 | 0
2020-09-16 | 3 | 0 | 2020-09-16 | 3 | 13.67 | 0.28 | 13.95 | 0
2020-09-16 | 4 | 0 | 2020-09-16 | 4 | 13.44 | 0.28 | 13.72 | 0
2020-09-16 | 5 | 0 | 2020-09-16 | 5 | 13.51 | 0.28 | 13.79 | 0
2020-09-16 | 6 | 3 | 2020-09-16 | 6 | 17.79 | 0.31 | 18.1 | 54.3
2020-09-16 | 7 | 548 | 2020-09-16 | 7 | 26.54 | 0.62 | 27.16 | 14883.68
2020-09-16 | 8 | 7688 | 2020-09-16 | 8 | 31.68 | 1.37 | 33.05 | 254088.4
2020-09-16 | 9 | 23428 | 2020-09-16 | 9 | 28.76 | 1.34 | 30.1 | 705182.8
2020-09-16 | 10 | 41355 | 2020-09-16 | 10 | 22.66 | 1.35 | 24.01 | 992933.55
2020-09-16 | 11 | 56895 | 2020-09-16 | 11 | 16.27 | 1.01 | 17.28 | 983145.6
2020-09-16 | 12 | 67725 | 2020-09-16 | 12 | 14.7 | 0.94 | 15.64 | 1059219
2020-09-16 | 13 | 70828 | 2020-09-16 | 13 | 13.95 | 0.98 | 14.93 | 1057462.04
2020-09-16 | 14 | 68580 | 2020-09-16 | 14 | 14.13 | 0.94 | 15.07 | 1033500.6
2020-09-16 | 15 | 61988 | 2020-09-16 | 15 | 14.55 | 0.92 | 15.47 | 958954.36
2020-09-16 | 16 | 47900 | 2020-09-16 | 16 | 16.53 | 0.9 | 17.43 | 834897
2020-09-16 | 17 | 28310 | 2020-09-16 | 17 | 19.54 | 0.92 | 20.46 | 579222.6
2020-09-16 | 18 | 11310 | 2020-09-16 | 18 | 22.33 | 0.98 | 23.31 | 263636.1
2020-09-16 | 19 | 1443 | 2020-09-16 | 19 | 27.05 | 0.94 | 27.99 | 40389.57
2020-09-16 | 20 | 3 | 2020-09-16 | 20 | 26.01 | 1.03 | 27.04 | 81.12
2020-09-16 | 21 | 0 | 2020-09-16 | 21 | 22.03 | 0.96 | 22.99 | 0
2020-09-16 | 22 | 0 | 2020-09-16 | 22 | 14.58 | 0.99 | 15.57 | 0
2020-09-16 | 23 | 0 | 2020-09-16 | 23 | 13.52 | 1.01 | 14.53 | 0
2020-09-16 | 24 | 0 | 2020-09-16 | 24 | 12.8 | 0.29 | 13.09 | 0
2020-09-17 | 1 | 0 | 2020-09-17 | 1 | 13.07 | 0.24 | 13.31 | 0
2020-09-17 | 2 | 0 | 2020-09-17 | 2 | 13.16 | 0.25 | 13.41 | 0
2020-09-17 | 3 | 0 | 2020-09-17 | 3 | 12.97 | 0.25 | 13.22 | 0
2020-09-17 | 4 | 0 | 2020-09-17 | 4 | 13.26 | 0.25 | 13.51 | 0
2020-09-17 | 5 | 0 | 2020-09-17 | 5 | 14.13 | 0.25 | 14.38 | 0
2020-09-17 | 6 | 5 | 2020-09-17 | 6 | 14.18 | 0.27 | 14.45 | 72.25
2020-09-17 | 7 | 568 | 2020-09-17 | 7 | 13.45 | 0.37 | 13.82 | 7849.76
2020-09-17 | 8 | 7990 | 2020-09-17 | 8 | 14.39 | 0.98 | 15.37 | 122806.3
2020-09-17 | 9 | 21855 | 2020-09-17 | 9 | 15.16 | 0.95 | 16.11 | 352084.05
2020-09-17 | 10 | 39890 | 2020-09-17 | 10 | 15.11 | 0.89 | 16 | 638240
2020-09-17 | 11 | 52238 | 2020-09-17 | 11 | 15.88 | 0.87 | 16.75 | 874986.5
2020-09-17 | 12 | 55145 | 2020-09-17 | 12 | 14.2 | 0.89 | 15.09 | 832138.05
2020-09-17 | 13 | 62840 | 2020-09-17 | 13 | 15.02 | 0.87 | 15.89 | 998527.6
2020-09-17 | 14 | 64145 | 2020-09-17 | 14 | 15.55 | 0.88 | 16.43 | 1053902.35
2020-09-17 | 15 | 47463 | 2020-09-17 | 15 | 16.3 | 0.84 | 17.14 | 813515.82
2020-09-17 | 16 | 34545 | 2020-09-17 | 16 | 16.76 | 0.82 | 17.58 | 607301.1
2020-09-17 | 17 | 15593 | 2020-09-17 | 17 | 17 | 0.82 | 17.82 | 277867.26
2020-09-17 | 18 | 5895 | 2020-09-17 | 18 | 19.35 | 0.83 | 20.18 | 118961.1
2020-09-17 | 19 | 325 | 2020-09-17 | 19 | 21.93 | 0.8 | 22.73 | 7387.25
2020-09-17 | 20 | 5 | 2020-09-17 | 20 | 24.58 | 0.79 | 25.37 | 126.85
2020-09-17 | 21 | 0 | 2020-09-17 | 21 | 26.45 | 0.87 | 27.32 | 0
2020-09-17 | 22 | 0 | 2020-09-17 | 22 | 24.4 | 1.08 | 25.48 | 0
2020-09-17 | 23 | 0 | 2020-09-17 | 23 | 14.52 | 1.05 | 15.57 | 0
2020-09-17 | 24 | 0 | 2020-09-17 | 24 | 15.34 | 0.38 | 15.72 | 0
2020-09-18 | 1 | 0 | 2020-09-18 | 1 | 14.58 | 0.33 | 14.91 | 0
2020-09-18 | 2 | 0 | 2020-09-18 | 2 | 14.79 | 0.36 | 15.15 | 0
2020-09-18 | 3 | 0 | 2020-09-18 | 3 | 13.07 | 0.34 | 13.41 | 0
2020-09-18 | 4 | 0 | 2020-09-18 | 4 | 12.58 | 0.32 | 12.9 | 0
2020-09-18 | 5 | 0 | 2020-09-18 | 5 | 12.7 | 0.32 | 13.02 | 0
2020-09-18 | 6 | 5 | 2020-09-18 | 6 | 15.19 | 0.37 | 15.56 | 77.8
2020-09-18 | 7 | 3 | 2020-09-18 | 7 | 25.13 | 0.61 | 25.74 | 77.22
2020-09-18 | 8 | 823 | 2020-09-18 | 8 | 27.38 | 1.23 | 28.61 | 23546.03
2020-09-18 | 9 | 5963 | 2020-09-18 | 9 | 27.94 | 1.04 | 28.98 | 172807.74
2020-09-18 | 10 | 12563 | 2020-09-18 | 10 | 28.09 | 1.02 | 29.11 | 365708.93
2020-09-18 | 11 | 19945 | 2020-09-18 | 11 | 28.12 | 1.13 | 29.25 | 583391.25
2020-09-18 | 12 | 28575 | 2020-09-18 | 12 | 24.89 | 1.21 | 26.1 | 745807.5
2020-09-18 | 13 | 44875 | 2020-09-18 | 13 | 24.14 | 1.37 | 25.51 | 1144761.25
2020-09-18 | 14 | 34613 | 2020-09-18 | 14 | 17.88 | 1.07 | 18.95 | 655916.35
2020-09-18 | 15 | 43155 | 2020-09-18 | 15 | 15.92 | 1.01 | 16.93 | 730614.15
2020-09-18 | 16 | 45908 | 2020-09-18 | 16 | 15.67 | 1.02 | 16.69 | 766204.52
2020-09-18 | 17 | 30708 | 2020-09-18 | 17 | 20.61 | 1.02 | 21.63 | 664214.04
2020-09-18 | 18 | 11020 | 2020-09-18 | 18 | 28.12 | 1.15 | 29.27 | 322555.4
2020-09-18 | 19 | 1420 | 2020-09-18 | 19 | 25.24 | 1.09 | 26.33 | 37388.6
2020-09-18 | 20 | 5 | 2020-09-18 | 20 | 27.43 | 1.21 | 28.64 | 143.2
2020-09-18 | 21 | 0 | 2020-09-18 | 21 | 26.47 | 1.21 | 27.68 | 0
2020-09-18 | 22 | 0 | 2020-09-18 | 22 | 25.06 | 1.41 | 26.47 | 0
2020-09-18 | 23 | 0 | 2020-09-18 | 23 | 19.7 | 1.4 | 21.1 | 0
2020-09-18 | 24 | 0 | 2020-09-18 | 24 | 13.36 | 0.37 | 13.73 | 0
2020-09-19 | 1 | 0 | 2020-09-19 | 1 | 12.71 | 0.22 | 12.93 | 0
2020-09-19 | 2 | 0 | 2020-09-19 | 2 | 11.48 | 0.18 | 11.66 | 0
2020-09-19 | 3 | 0 | 2020-09-19 | 3 | 11.42 | 0.21 | 11.63 | 0
2020-09-19 | 4 | 0 | 2020-09-19 | 4 | 11.28 | 0.19 | 11.47 | 0
2020-09-19 | 5 | 0 | 2020-09-19 | 5 | 11.32 | 0.21 | 11.53 | 0
2020-09-19 | 6 | 5 | 2020-09-19 | 6 | 12.17 | 0.2 | 12.37 | 61.85
2020-09-19 | 7 | 790 | 2020-09-19 | 7 | 14.62 | 0.26 | 14.88 | 11755.2
2020-09-19 | 8 | 11588 | 2020-09-19 | 8 | 18.78 | 0.41 | 19.19 | 222373.72
2020-09-19 | 9 | 33483 | 2020-09-19 | 9 | 26.72 | 0.95 | 27.67 | 926474.61
2020-09-19 | 10 | 54543 | 2020-09-19 | 10 | 17.03 | 0.57 | 17.6 | 959956.8
2020-09-19 | 11 | 68828 | 2020-09-19 | 11 | 11.37 | 0.26 | 11.63 | 800469.64
2020-09-19 | 12 | 76053 | 2020-09-19 | 12 | 10.39 | 0.24 | 10.63 | 808443.39
2020-09-19 | 13 | 77135 | 2020-09-19 | 13 | 10.77 | 0.24 | 11.01 | 849256.35
2020-09-19 | 14 | 75865 | 2020-09-19 | 14 | 10.93 | 0.23 | 11.16 | 846653.4
2020-09-19 | 15 | 68848 | 2020-09-19 | 15 | 10.18 | 0.19 | 10.37 | 713953.76
2020-09-19 | 16 | 56463 | 2020-09-19 | 16 | 10.09 | 0.22 | 10.31 | 582133.53
2020-09-19 | 17 | 37123 | 2020-09-19 | 17 | 10.22 | 0.21 | 10.43 | 387192.89
2020-09-19 | 18 | 12335 | 2020-09-19 | 18 | 19 | 0.26 | 19.26 | 237572.1
2020-09-19 | 19 | 900 | 2020-09-19 | 19 | 28.78 | 0.42 | 29.2 | 26280
2020-09-19 | 20 | 5 | 2020-09-19 | 20 | 27.99 | 0.45 | 28.44 | 142.2
2020-09-19 | 21 | 0 | 2020-09-19 | 21 | 23.79 | 0.88 | 24.67 | 0
2020-09-19 | 22 | 0 | 2020-09-19 | 22 | 19.53 | 0.56 | 20.09 | 0
2020-09-19 | 23 | 0 | 2020-09-19 | 23 | 12.39 | 0.38 | 12.77 | 0
2020-09-19 | 24 | 0 | 2020-09-19 | 24 | 11.38 | 0.27 | 11.65 | 0
2020-09-20 | 1 | 0 | 2020-09-20 | 1 | 11.91 | 0.37 | 12.28 | 0
2020-09-20 | 2 | 0 | 2020-09-20 | 2 | 11.9 | 0.34 | 12.24 | 0
2020-09-20 | 3 | 0 | 2020-09-20 | 3 | 10.17 | 0.34 | 10.51 | 0
2020-09-20 | 4 | 0 | 2020-09-20 | 4 | 10.84 | 0.32 | 11.16 | 0
2020-09-20 | 5 | 0 | 2020-09-20 | 5 | 11.27 | 0.34 | 11.61 | 0
2020-09-20 | 6 | 5 | 2020-09-20 | 6 | 12.61 | 0.35 | 12.96 | 64.8
2020-09-20 | 7 | 790 | 2020-09-20 | 7 | 12.07 | 0.53 | 12.6 | 9954
2020-09-20 | 8 | 12105 | 2020-09-20 | 8 | 15.96 | 0.72 | 16.68 | 201911.4
2020-09-20 | 9 | 32793 | 2020-09-20 | 9 | 21.08 | 0.92 | 22 | 721446
2020-09-20 | 10 | 53183 | 2020-09-20 | 10 | 23.56 | 1.04 | 24.6 | 1308301.8
2020-09-20 | 11 | 67483 | 2020-09-20 | 11 | 16.1 | 0.67 | 16.77 | 1131689.91
2020-09-20 | 12 | 65638 | 2020-09-20 | 12 | 12.35 | 0.39 | 12.74 | 836228.12
2020-09-20 | 13 | 58613 | 2020-09-20 | 13 | 12.53 | 0.37 | 12.9 | 756107.7
2020-09-20 | 14 | 57530 | 2020-09-20 | 14 | 12.22 | 0.37 | 12.59 | 724302.7
2020-09-20 | 15 | 66910 | 2020-09-20 | 15 | 12.28 | 0.37 | 12.65 | 846411.5
2020-09-20 | 16 | 55688 | 2020-09-20 | 16 | 12.08 | 0.36 | 12.44 | 692758.72
2020-09-20 | 17 | 37358 | 2020-09-20 | 17 | 15.93 | 0.42 | 16.35 | 610803.3
2020-09-20 | 18 | 11998 | 2020-09-20 | 18 | 28.49 | 0.44 | 28.93 | 347102.14
2020-09-20 | 19 | 883 | 2020-09-20 | 19 | 35.41 | 0.64 | 36.05 | 31832.15
2020-09-20 | 20 | 3 | 2020-09-20 | 20 | 36.55 | 0.68 | 37.23 | 111.69
2020-09-20 | 21 | 0 | 2020-09-20 | 21 | 36.04 | 0.59 | 36.63 | 0
2020-09-20 | 22 | 0 | 2020-09-20 | 22 | 27.18 | 1.02 | 28.2 | 0
2020-09-20 | 23 | 0 | 2020-09-20 | 23 | 20.17 | 1.1 | 21.27 | 0
2020-09-20 | 24 | 0 | 2020-09-20 | 24 | 12.98 | 0.43 | 13.41 | 0
2020-09-21 | 1 | 0 | 2020-09-21 | 1 | 13.85 | 2.02 | 15.87 | 0
2020-09-21 | 2 | 0 | 2020-09-21 | 2 | 13.96 | 2.02 | 15.98 | 0
2020-09-21 | 3 | 0 | 2020-09-21 | 3 | 13.82 | 2.02 | 15.84 | 0
2020-09-21 | 4 | 0 | 2020-09-21 | 4 | 12.76 | 2.01 | 14.77 | 0
2020-09-21 | 5 | 0 | 2020-09-21 | 5 | 13.69 | 2 | 15.69 | 0
2020-09-21 | 6 | 5 | 2020-09-21 | 6 | 15.54 | 2.06 | 17.6 | 88
2020-09-21 | 7 | 810 | 2020-09-21 | 7 | 30.18 | 2.36 | 32.54 | 26357.4
2020-09-21 | 8 | 11025 | 2020-09-21 | 8 | 38.34 | 2.93 | 41.27 | 455001.75
2020-09-21 | 9 | 30730 | 2020-09-21 | 9 | 29.44 | 2.68 | 32.12 | 987047.6
2020-09-21 | 10 | 51753 | 2020-09-21 | 10 | 26.51 | 2.65 | 29.16 | 1509117.48
2020-09-21 | 11 | 66463 | 2020-09-21 | 11 | 17.17 | 2.65 | 19.82 | 1317296.66
2020-09-21 | 12 | 74888 | 2020-09-21 | 12 | 16.67 | 2.63 | 19.3 | 1445338.4
2020-09-21 | 13 | 76020 | 2020-09-21 | 13 | 17.07 | 2.59 | 19.66 | 1494553.2
2020-09-21 | 14 | 73838 | 2020-09-21 | 14 | 18.21 | 2.65 | 20.86 | 1540260.68
2020-09-21 | 15 | 66435 | 2020-09-21 | 15 | 15.09 | 2.59 | 17.68 | 1174570.8
2020-09-21 | 16 | 53933 | 2020-09-21 | 16 | 16.08 | 2.6 | 18.68 | 1007468.44
2020-09-21 | 17 | 34678 | 2020-09-21 | 17 | 17.5 | 2.58 | 20.08 | 696334.24
2020-09-21 | 18 | 11323 | 2020-09-21 | 18 | 22.47 | 2.57 | 25.04 | 283527.92
2020-09-21 | 19 | 858 | 2020-09-21 | 19 | 27.73 | 2.55 | 30.28 | 25980.24
2020-09-21 | 20 | 5 | 2020-09-21 | 20 | 32.54 | 2.8 | 35.34 | 176.7
2020-09-21 | 21 | 0 | 2020-09-21 | 21 | 20.07 | 2.64 | 22.71 | 0
2020-09-21 | 22 | 0 | 2020-09-21 | 22 | 21.52 | 2.69 | 24.21 | 0
2020-09-21 | 23 | 0 | 2020-09-21 | 23 | 15.25 | 2.73 | 17.98 | 0
2020-09-21 | 24 | 0 | 2020-09-21 | 24 | 13.44 | 2.07 | 15.51 | 0
2020-09-22 | 1 | 0 | 2020-09-22 | 1 | 13.8 | 0.34 | 14.14 | 0
2020-09-22 | 2 | 0 | 2020-09-22 | 2 | 12.75 | 0.34 | 13.09 | 0
2020-09-22 | 3 | 0 | 2020-09-22 | 3 | 12.59 | 0.35 | 12.94 | 0
2020-09-22 | 4 | 0 | 2020-09-22 | 4 | 12.31 | 0.35 | 12.66 | 0
2020-09-22 | 5 | 0 | 2020-09-22 | 5 | 11.39 | 0.35 | 11.74 | 0
2020-09-22 | 6 | 0 | 2020-09-22 | 6 | 13.11 | 0.37 | 13.48 | 0
2020-09-22 | 7 | 15 | 2020-09-22 | 7 | 31.54 | 1.02 | 32.56 | 488.4
2020-09-22 | 8 | 5068 | 2020-09-22 | 8 | 30.35 | 1.21 | 31.56 | 159946.08
2020-09-22 | 9 | 17638 | 2020-09-22 | 9 | 23.66 | 1.01 | 24.67 | 435129.46
2020-09-22 | 10 | 27803 | 2020-09-22 | 10 | 21.82 | 1.05 | 22.87 | 635854.61
2020-09-22 | 11 | 38213 | 2020-09-22 | 11 | 22.76 | 1.28 | 24.04 | 918640.52
2020-09-22 | 12 | 47480 | 2020-09-22 | 12 | 19.02 | 1.11 | 20.13 | 955772.4
2020-09-22 | 13 | 50355 | 2020-09-22 | 13 | 15.31 | 0.96 | 16.27 | 819275.85
2020-09-22 | 14 | 48628 | 2020-09-22 | 14 | 14.35 | 0.93 | 15.28 | 743035.84
2020-09-22 | 15 | 34820 | 2020-09-22 | 15 | 16.33 | 0.93 | 17.26 | 600993.2
2020-09-22 | 16 | 28055 | 2020-09-22 | 16 | 14.88 | 0.95 | 15.83 | 444110.65
2020-09-22 | 17 | 12885 | 2020-09-22 | 17 | 15.03 | 0.93 | 15.96 | 205644.6
2020-09-22 | 18 | 7355 | 2020-09-22 | 18 | 19.47 | 0.95 | 20.42 | 150189.1
2020-09-22 | 19 | 863 | 2020-09-22 | 19 | 24.72 | 1.03 | 25.75 | 22222.25
2020-09-22 | 20 | 5 | 2020-09-22 | 20 | 29.9 | 0.97 | 30.87 | 154.35
2020-09-22 | 21 | 0 | 2020-09-22 | 21 | 20.5 | 1 | 21.5 | 0
2020-09-22 | 22 | 0 | 2020-09-22 | 22 | 17.15 | 1.13 | 18.28 | 0
2020-09-22 | 23 | 0 | 2020-09-22 | 23 | 12.24 | 1.09 | 13.33 | 0
2020-09-22 | 24 | 0 | 2020-09-22 | 24 | 11.02 | 0.38 | 11.4 | 0
2020-09-23 | 1 | 0 | 2020-09-23 | 1 | 9.66 | 0.52 | 10.18 | 0
2020-09-23 | 2 | 0 | 2020-09-23 | 2 | 8.4 | 0.5 | 8.9 | 0
2020-09-23 | 3 | 0 | 2020-09-23 | 3 | 7.17 | 0.6 | 7.77 | 0
2020-09-23 | 4 | 0 | 2020-09-23 | 4 | 7.26 | 0.56 | 7.82 | 0
2020-09-23 | 5 | 0 | 2020-09-23 | 5 | 8.84 | 0.49 | 9.33 | 0
2020-09-23 | 6 | 3 | 2020-09-23 | 6 | 10.6 | 0.6 | 11.2 | 33.6
2020-09-23 | 7 | 268 | 2020-09-23 | 7 | 14.38 | 0.63 | 15.01 | 4022.68
2020-09-23 | 8 | 8243 | 2020-09-23 | 8 | 24.56 | 1.7 | 26.26 | 216461.18
2020-09-23 | 9 | 15678 | 2020-09-23 | 9 | 18.27 | 1.22 | 19.49 | 305564.22
2020-09-23 | 10 | 46923 | 2020-09-23 | 10 | 14.68 | 1.17 | 15.85 | 743729.55
2020-09-23 | 11 | 60580 | 2020-09-23 | 11 | 14.97 | 1.14 | 16.11 | 975943.8
2020-09-23 | 12 | 68003 | 2020-09-23 | 12 | 13.67 | 1.12 | 14.79 | 1005764.37
2020-09-23 | 13 | 70458 | 2020-09-23 | 13 | 12.39 | 1.14 | 13.53 | 953296.74
2020-09-23 | 14 | 66815 | 2020-09-23 | 14 | 12.36 | 1.13 | 13.49 | 901334.35
2020-09-23 | 15 | 60118 | 2020-09-23 | 15 | 11.86 | 1.12 | 12.98 | 780331.64
2020-09-23 | 16 | 48318 | 2020-09-23 | 16 | 12.38 | 1.1 | 13.48 | 651326.64
2020-09-23 | 17 | 29385 | 2020-09-23 | 17 | 15.28 | 1.07 | 16.35 | 480444.75
2020-09-23 | 18 | 9653 | 2020-09-23 | 18 | 17.79 | 1.07 | 18.86 | 182055.58
2020-09-23 | 19 | 830 | 2020-09-23 | 19 | 26.5 | 1.1 | 27.6 | 22908
2020-09-23 | 20 | 3 | 2020-09-23 | 20 | 28.74 | 1.13 | 29.87 | 89.61
2020-09-23 | 21 | 0 | 2020-09-23 | 21 | 18.46 | 1.08 | 19.54 | 0
2020-09-23 | 22 | 0 | 2020-09-23 | 22 | 12.85 | 1.16 | 14.01 | 0
2020-09-23 | 23 | 0 | 2020-09-23 | 23 | 11.58 | 1.19 | 12.77 | 0
2020-09-23 | 24 | 0 | 2020-09-23 | 24 | 10.66 | 0.6 | 11.26 | 0
2020-09-24 | 1 | 0 | 2020-09-24 | 1 | 12.09 | 0.12 | 12.21 | 0
2020-09-24 | 2 | 0 | 2020-09-24 | 2 | 13 | 0.17 | 13.17 | 0
2020-09-24 | 3 | 0 | 2020-09-24 | 3 | 13.32 | 0.15 | 13.47 | 0
2020-09-24 | 4 | 0 | 2020-09-24 | 4 | 12.34 | 0.14 | 12.48 | 0
2020-09-24 | 5 | 0 | 2020-09-24 | 5 | 13.41 | 0.18 | 13.59 | 0
2020-09-24 | 6 | 8 | 2020-09-24 | 6 | 12.78 | 0.21 | 12.99 | 103.92
2020-09-24 | 7 | 528 | 2020-09-24 | 7 | 16.09 | 0.31 | 16.4 | 8659.2
2020-09-24 | 8 | 9140 | 2020-09-24 | 8 | 17.44 | 0.87 | 18.31 | 167353.4
2020-09-24 | 9 | 29018 | 2020-09-24 | 9 | 18.16 | 0.77 | 18.93 | 549310.74
2020-09-24 | 10 | 44878 | 2020-09-24 | 10 | 17.88 | 0.79 | 18.67 | 837872.26
2020-09-24 | 11 | 59873 | 2020-09-24 | 11 | 18.38 | 0.78 | 19.16 | 1147166.68
2020-09-24 | 12 | 66905 | 2020-09-24 | 12 | 18.48 | 0.73 | 19.21 | 1285245.05
2020-09-24 | 13 | 65340 | 2020-09-24 | 13 | 18.95 | 0.75 | 19.7 | 1287198
2020-09-24 | 14 | 57665 | 2020-09-24 | 14 | 21.3 | 0.8 | 22.1 | 1274396.5
2020-09-24 | 15 | 43453 | 2020-09-24 | 15 | 19.57 | 0.75 | 20.32 | 882964.96
2020-09-24 | 16 | 23053 | 2020-09-24 | 16 | 18.01 | 0.76 | 18.77 | 432704.81
2020-09-24 | 17 | 17238 | 2020-09-24 | 17 | 18.74 | 0.71 | 19.45 | 335279.1
2020-09-24 | 18 | 7165 | 2020-09-24 | 18 | 17.86 | 0.69 | 18.55 | 132910.75
2020-09-24 | 19 | 540 | 2020-09-24 | 19 | 19.52 | 0.69 | 20.21 | 10913.4
2020-09-24 | 20 | 5 | 2020-09-24 | 20 | 19.27 | 0.82 | 20.09 | 100.45
2020-09-24 | 21 | 0 | 2020-09-24 | 21 | 16.58 | 0.74 | 17.32 | 0
2020-09-24 | 22 | 0 | 2020-09-24 | 22 | 18.2 | 0.81 | 19.01 | 0
2020-09-24 | 23 | 0 | 2020-09-24 | 23 | 15.33 | 0.85 | 16.18 | 0
2020-09-24 | 24 | 0 | 2020-09-24 | 24 | 14.5 | 0.22 | 14.72 | 0
2020-09-25 | 1 | 0 | 2020-09-25 | 1 | 18.58 | 0.23 | 18.81 | 0
2020-09-25 | 2 | 0 | 2020-09-25 | 2 | 22.08 | 0.21 | 22.29 | 0
2020-09-25 | 3 | 0 | 2020-09-25 | 3 | 26.66 | 0.27 | 26.93 | 0
2020-09-25 | 4 | 0 | 2020-09-25 | 4 | 28.07 | 0.31 | 28.38 | 0
2020-09-25 | 5 | 0 | 2020-09-25 | 5 | 28.23 | 0.38 | 28.61 | 0
2020-09-25 | 6 | 3 | 2020-09-25 | 6 | 18.81 | 0.26 | 19.07 | 57.21
2020-09-25 | 7 | 268 | 2020-09-25 | 7 | 16.25 | 0.35 | 16.6 | 4448.8
2020-09-25 | 8 | 8453 | 2020-09-25 | 8 | 21.81 | 1.01 | 22.82 | 192897.46
2020-09-25 | 9 | 27650 | 2020-09-25 | 9 | 25.67 | 0.99 | 26.66 | 737149
2020-09-25 | 10 | 46625 | 2020-09-25 | 10 | 21.41 | 0.92 | 22.33 | 1041136.25
2020-09-25 | 11 | 59560 | 2020-09-25 | 11 | 19.13 | 0.81 | 19.94 | 1187626.4
2020-09-25 | 12 | 67950 | 2020-09-25 | 12 | 17.64 | 0.76 | 18.4 | 1250280
2020-09-25 | 13 | 69995 | 2020-09-25 | 13 | 17.19 | 0.77 | 17.96 | 1257110.2
2020-09-25 | 14 | 67343 | 2020-09-25 | 14 | 17.54 | 0.77 | 18.31 | 1233050.33
2020-09-25 | 15 | 60295 | 2020-09-25 | 15 | 18.04 | 0.75 | 18.79 | 1132943.05
2020-09-25 | 16 | 47305 | 2020-09-25 | 16 | 21.49 | 0.92 | 22.41 | 1060105.05
2020-09-25 | 17 | 28465 | 2020-09-25 | 17 | 21.18 | 0.79 | 21.97 | 625376.05
2020-09-25 | 18 | 8565 | 2020-09-25 | 18 | 22.03 | 0.78 | 22.81 | 195367.65
2020-09-25 | 19 | 563 | 2020-09-25 | 19 | 22.04 | 0.88 | 22.92 | 12903.96
2020-09-25 | 20 | 5 | 2020-09-25 | 20 | 22.58 | 0.95 | 23.53 | 117.65
2020-09-25 | 21 | 0 | 2020-09-25 | 21 | 20.52 | 0.88 | 21.4 | 0
2020-09-25 | 22 | 0 | 2020-09-25 | 22 | 22.99 | 0.93 | 23.92 | 0
2020-09-25 | 23 | 0 | 2020-09-25 | 23 | 18.93 | 0.96 | 19.89 | 0
2020-09-25 | 24 | 0 | 2020-09-25 | 24 | 14.67 | 0.26 | 14.93 | 0
2020-09-26 | 1 | 0 | 2020-09-26 | 1 | 24.57 | 0.93 | 25.5 | 0
2020-09-26 | 2 | 0 | 2020-09-26 | 2 | 18.66 | 0.83 | 19.49 | 0
2020-09-26 | 3 | 0 | 2020-09-26 | 3 | 17.24 | 0.82 | 18.06 | 0
2020-09-26 | 4 | 0 | 2020-09-26 | 4 | 14.63 | 0.85 | 15.48 | 0
2020-09-26 | 5 | 0 | 2020-09-26 | 5 | 15.02 | 0.83 | 15.85 | 0
2020-09-26 | 6 | 5 | 2020-09-26 | 6 | 17.51 | 0.81 | 18.32 | 91.6
2020-09-26 | 7 | 10 | 2020-09-26 | 7 | 17.51 | 0.85 | 18.36 | 183.6
2020-09-26 | 8 | 3073 | 2020-09-26 | 8 | 15.51 | 0.86 | 16.37 | 50305.01
2020-09-26 | 9 | 8755 | 2020-09-26 | 9 | 20.43 | 0.97 | 21.4 | 187357
2020-09-26 | 10 | 14050 | 2020-09-26 | 10 | 20.24 | 0.96 | 21.2 | 297860
2020-09-26 | 11 | 21683 | 2020-09-26 | 11 | 15.42 | 0.79 | 16.21 | 351481.43
2020-09-26 | 12 | 41413 | 2020-09-26 | 12 | 13.42 | 0.79 | 14.21 | 588478.73
2020-09-26 | 13 | 62298 | 2020-09-26 | 13 | 12.63 | 0.8 | 13.43 | 836662.14
2020-09-26 | 14 | 67808 | 2020-09-26 | 14 | 12.21 | 0.8 | 13.01 | 882182.08
2020-09-26 | 15 | 60473 | 2020-09-26 | 15 | 13.13 | 0.85 | 13.98 | 845412.54
2020-09-26 | 16 | 48015 | 2020-09-26 | 16 | 13.24 | 0.85 | 14.09 | 676531.35
2020-09-26 | 17 | 28983 | 2020-09-26 | 17 | 14.91 | 0.84 | 15.75 | 456482.25
2020-09-26 | 18 | 7993 | 2020-09-26 | 18 | 14.63 | 0.79 | 15.42 | 123252.06
2020-09-26 | 19 | 285 | 2020-09-26 | 19 | 17.54 | 0.82 | 18.36 | 5232.6
2020-09-26 | 20 | 3 | 2020-09-26 | 20 | 18.27 | 0.86 | 19.13 | 57.39
2020-09-26 | 21 | 0 | 2020-09-26 | 21 | 15.5 | 0.84 | 16.34 | 0
2020-09-26 | 22 | 0 | 2020-09-26 | 22 | 21.14 | 1.01 | 22.15 | 0
2020-09-26 | 23 | 0 | 2020-09-26 | 23 | 15.19 | 0.94 | 16.13 | 0
2020-09-26 | 24 | 0 | 2020-09-26 | 24 | 14.67 | 0.9 | 15.57 | 0
2020-09-27 | 1 | 0 | 2020-09-27 | 1 | 12.63 | 0.33 | 12.96 | 0
2020-09-27 | 2 | 0 | 2020-09-27 | 2 | 11.55 | 0.34 | 11.89 | 0
2020-09-27 | 3 | 0 | 2020-09-27 | 3 | 11.43 | 0.3 | 11.73 | 0
2020-09-27 | 4 | 0 | 2020-09-27 | 4 | 10.81 | 0.33 | 11.14 | 0
2020-09-27 | 5 | 0 | 2020-09-27 | 5 | 11.1 | 0.3 | 11.4 | 0
2020-09-27 | 6 | 8 | 2020-09-27 | 6 | 10.76 | 0.3 | 11.06 | 88.48
2020-09-27 | 7 | 258 | 2020-09-27 | 7 | 11.09 | 0.33 | 11.42 | 2946.36
2020-09-27 | 8 | 8268 | 2020-09-27 | 8 | 7.35 | 0.42 | 7.77 | 64242.36
2020-09-27 | 9 | 8993 | 2020-09-27 | 9 | 11.25 | 0.33 | 11.58 | 104138.94
2020-09-27 | 10 | 10610 | 2020-09-27 | 10 | 15.23 | 0.32 | 15.55 | 164985.5
2020-09-27 | 11 | 18838 | 2020-09-27 | 11 | 33.52 | 1.15 | 34.67 | 653113.46
2020-09-27 | 12 | 20183 | 2020-09-27 | 12 | 16.56 | 0.37 | 16.93 | 341698.19
2020-09-27 | 13 | 23143 | 2020-09-27 | 13 | 14.72 | 0.29 | 15.01 | 347376.43
2020-09-27 | 14 | 24320 | 2020-09-27 | 14 | 14.04 | 0.29 | 14.33 | 348505.6
2020-09-27 | 15 | 27170 | 2020-09-27 | 15 | 16.47 | 0.32 | 16.79 | 456184.3
2020-09-27 | 16 | 22928 | 2020-09-27 | 16 | 16.22 | 0.33 | 16.55 | 379458.4
2020-09-27 | 17 | 15340 | 2020-09-27 | 17 | 19.52 | 0.37 | 19.89 | 305112.6
2020-09-27 | 18 | 4915 | 2020-09-27 | 18 | 28.55 | 0.41 | 28.96 | 142338.4
2020-09-27 | 19 | 280 | 2020-09-27 | 19 | 31.34 | 0.44 | 31.78 | 8898.4
2020-09-27 | 20 | 5 | 2020-09-27 | 20 | 32.25 | 0.68 | 32.93 | 164.65
2020-09-27 | 21 | 0 | 2020-09-27 | 21 | 22.34 | 0.44 | 22.78 | 0
2020-09-27 | 22 | 0 | 2020-09-27 | 22 | 17.15 | 0.37 | 17.52 | 0
2020-09-27 | 23 | 0 | 2020-09-27 | 23 | 14.83 | 0.35 | 15.18 | 0
2020-09-27 | 24 | 0 | 2020-09-27 | 24 | 14.49 | 0.36 | 14.85 | 0
2020-09-28 | 1 | 0 | 2020-09-28 | 1 | 16.3 | 0.6 | 16.9 | 0
2020-09-28 | 2 | 0 | 2020-09-28 | 2 | 15.03 | 0.57 | 15.6 | 0
2020-09-28 | 3 | 0 | 2020-09-28 | 3 | 14.11 | 0.57 | 14.68 | 0
2020-09-28 | 4 | 0 | 2020-09-28 | 4 | 13.71 | 0.54 | 14.25 | 0
2020-09-28 | 5 | 0 | 2020-09-28 | 5 | 13.95 | 0.52 | 14.47 | 0
2020-09-28 | 6 | 3 | 2020-09-28 | 6 | 16.5 | 0.54 | 17.04 | 51.12
2020-09-28 | 7 | 5 | 2020-09-28 | 7 | 20.08 | 0.67 | 20.75 | 103.75
2020-09-28 | 8 | 2423 | 2020-09-28 | 8 | 22.08 | 1.36 | 23.44 | 56795.12
2020-09-28 | 9 | 7603 | 2020-09-28 | 9 | 24.63 | 1.15 | 25.78 | 196005.34
2020-09-28 | 10 | 18203 | 2020-09-28 | 10 | 24.7 | 1.19 | 25.89 | 471275.67
2020-09-28 | 11 | 47120 | 2020-09-28 | 11 | 33.88 | 1.5 | 35.38 | 1667105.6
2020-09-28 | 12 | 38408 | 2020-09-28 | 12 | 32.95 | 1.45 | 34.4 | 1321235.2
2020-09-28 | 13 | 19325 | 2020-09-28 | 13 | 26.13 | 1.16 | 27.29 | 527379.25
2020-09-28 | 14 | 26860 | 2020-09-28 | 14 | 27.81 | 1.15 | 28.96 | 777865.6
2020-09-28 | 15 | 32953 | 2020-09-28 | 15 | 23.03 | 1.16 | 24.19 | 797133.07
2020-09-28 | 16 | 20795 | 2020-09-28 | 16 | 21.67 | 1.07 | 22.74 | 472878.3
2020-09-28 | 17 | 16815 | 2020-09-28 | 17 | 35.04 | 1.1 | 36.14 | 607694.1
2020-09-28 | 18 | 8855 | 2020-09-28 | 18 | 51.24 | 1.34 | 52.58 | 465595.9
2020-09-28 | 19 | 818 | 2020-09-28 | 19 | 41.19 | 1.44 | 42.63 | 34871.34
2020-09-28 | 20 | 5 | 2020-09-28 | 20 | 39.68 | 1.28 | 40.96 | 204.8
2020-09-28 | 21 | 0 | 2020-09-28 | 21 | 23.65 | 1.26 | 24.91 | 0
2020-09-28 | 22 | 0 | 2020-09-28 | 22 | 19.96 | 1.2 | 21.16 | 0
2020-09-28 | 23 | 0 | 2020-09-28 | 23 | 16.46 | 1.24 | 17.7 | 0
2020-09-28 | 24 | 0 | 2020-09-28 | 24 | 13.81 | 0.6 | 14.41 | 0
2020-09-29 | 1 | 0 | 2020-09-29 | 1 | 16.12 | 0.27 | 16.39 | 0
2020-09-29 | 2 | 0 | 2020-09-29 | 2 | 14.53 | 0.28 | 14.81 | 0
2020-09-29 | 3 | 0 | 2020-09-29 | 3 | 15.45 | 0.26 | 15.71 | 0
2020-09-29 | 4 | 0 | 2020-09-29 | 4 | 13.77 | 0.25 | 14.02 | 0
2020-09-29 | 5 | 0 | 2020-09-29 | 5 | 14.68 | 0.25 | 14.93 | 0
2020-09-29 | 6 | 3 | 2020-09-29 | 6 | 15.52 | 0.29 | 15.81 | 47.43
2020-09-29 | 7 | 10 | 2020-09-29 | 7 | 15.45 | 0.31 | 15.76 | 157.6
2020-09-29 | 8 | 5650 | 2020-09-29 | 8 | 14.48 | 0.79 | 15.27 | 86275.5
2020-09-29 | 9 | 9523 | 2020-09-29 | 9 | 21.32 | 0.81 | 22.13 | 210743.99
2020-09-29 | 10 | 20070 | 2020-09-29 | 10 | 14.36 | 0.68 | 15.04 | 301852.8
2020-09-29 | 11 | 34988 | 2020-09-29 | 11 | 15.67 | 0.68 | 16.35 | 572053.8
2020-09-29 | 12 | 60965 | 2020-09-29 | 12 | 17.68 | 0.71 | 18.39 | 1121146.35
2020-09-29 | 13 | 64568 | 2020-09-29 | 13 | 21.75 | 0.76 | 22.51 | 1453425.68
2020-09-29 | 14 | 66005 | 2020-09-29 | 14 | 29.96 | 0.83 | 30.79 | 2032293.95
2020-09-29 | 15 | 37365 | 2020-09-29 | 15 | 22.89 | 0.72 | 23.61 | 882187.65
2020-09-29 | 16 | 24705 | 2020-09-29 | 16 | 23.07 | 0.81 | 23.88 | 589955.4
2020-09-29 | 17 | 13120 | 2020-09-29 | 17 | 22.94 | 0.76 | 23.7 | 310944
2020-09-29 | 18 | 6233 | 2020-09-29 | 18 | 22.7 | 0.76 | 23.46 | 146226.18
2020-09-29 | 19 | 253 | 2020-09-29 | 19 | 23.97 | 0.87 | 24.84 | 6284.52
2020-09-29 | 20 | 5 | 2020-09-29 | 20 | 21.94 | 0.89 | 22.83 | 114.15
2020-09-29 | 21 | 0 | 2020-09-29 | 21 | 19.75 | 0.97 | 20.72 | 0
2020-09-29 | 22 | 0 | 2020-09-29 | 22 | 17.46 | 0.99 | 18.45 | 0
2020-09-29 | 23 | 0 | 2020-09-29 | 23 | 15.39 | 0.96 | 16.35 | 0
2020-09-29 | 24 | 0 | 2020-09-29 | 24 | 22.41 | 0.32 | 22.73 | 0
2020-09-30 | 1 | 0 | 2020-09-30 | 1 | 15.62 | 0.22 | 15.84 | 0
2020-09-30 | 2 | 0 | 2020-09-30 | 2 | 14.01 | 0.2 | 14.21 | 0
2020-09-30 | 3 | 0 | 2020-09-30 | 3 | 15.3 | 0.2 | 15.5 | 0
2020-09-30 | 4 | 0 | 2020-09-30 | 4 | 15.16 | 0.2 | 15.36 | 0
2020-09-30 | 5 | 0 | 2020-09-30 | 5 | 16.02 | 0.19 | 16.21 | 0
2020-09-30 | 6 | 5 | 2020-09-30 | 6 | 15.75 | 0.2 | 15.95 | 79.75
2020-09-30 | 7 | 5 | 2020-09-30 | 7 | 13.98 | 0.25 | 14.23 | 71.15
2020-09-30 | 8 | 2108 | 2020-09-30 | 8 | 14.35 | 0.76 | 15.11 | 31851.88
2020-09-30 | 9 | 3355 | 2020-09-30 | 9 | 15.94 | 0.75 | 16.69 | 55994.95
2020-09-30 | 10 | 16448 | 2020-09-30 | 10 | 15.88 | 0.72 | 16.6 | 273036.8
2020-09-30 | 11 | 16900 | 2020-09-30 | 11 | 15.24 | 0.73 | 15.97 | 269893
2020-09-30 | 12 | 34408 | 2020-09-30 | 12 | 14.1 | 0.72 | 14.82 | 509926.56
2020-09-30 | 13 | 44688 | 2020-09-30 | 13 | 13.59 | 0.73 | 14.32 | 639932.16
2020-09-30 | 14 | 50490 | 2020-09-30 | 14 | 13.23 | 0.74 | 13.97 | 705345.3
2020-09-30 | 15 | 62210 | 2020-09-30 | 15 | 12.65 | 0.78 | 13.43 | 835480.3
2020-09-30 | 16 | 49085 | 2020-09-30 | 16 | 11.73 | 0.77 | 12.5 | 613562.5
2020-09-30 | 17 | 27398 | 2020-09-30 | 17 | 10.41 | 0.78 | 11.19 | 306583.62
2020-09-30 | 18 | 7473 | 2020-09-30 | 18 | 13.44 | 0.75 | 14.19 | 106041.87
2020-09-30 | 19 | 273 | 2020-09-30 | 19 | 14.11 | 0.73 | 14.84 | 4051.32
2020-09-30 | 20 | 5 | 2020-09-30 | 20 | 13.19 | 0.74 | 13.93 | 69.65
2020-09-30 | 21 | 0 | 2020-09-30 | 21 | 12.51 | 0.76 | 13.27 | 0
2020-09-30 | 22 | 0 | 2020-09-30 | 22 | 10.06 | 0.88 | 10.94 | 0
2020-09-30 | 23 | 0 | 2020-09-30 | 23 | 8.92 | 0.97 | 9.89 | 0
2020-09-30 | 24 | 0 | 2020-09-30 | 24 | 3.07 | 0.26 | 3.33 | 0
2020-10-01 | 1 | 0 | 2020-10-01 | 1 | 7.41 | 0.48 | 7.89 | 0
2020-10-01 | 2 | 0 | 2020-10-01 | 2 | 9.11 | 0.48 | 9.59 | 0
2020-10-01 | 3 | 0 | 2020-10-01 | 3 | 3.99 | 0.47 | 4.46 | 0
2020-10-01 | 4 | 0 | 2020-10-01 | 4 | 7.2 | 0.48 | 7.68 | 0
2020-10-01 | 5 | 0 | 2020-10-01 | 5 | 8.61 | 0.45 | 9.06 | 0
2020-10-01 | 6 | 8 | 2020-10-01 | 6 | 11.47 | 0.47 | 11.94 | 95.52
2020-10-01 | 7 | 253 | 2020-10-01 | 7 | 11.36 | 0.54 | 11.9 | 3010.7
2020-10-01 | 8 | 8955 | 2020-10-01 | 8 | 11.8 | 0.82 | 12.62 | 113012.1
2020-10-01 | 9 | 15270 | 2020-10-01 | 9 | 11.71 | 0.81 | 12.52 | 191180.4
2020-10-01 | 10 | 32998 | 2020-10-01 | 10 | 11.95 | 0.78 | 12.73 | 420064.54
2020-10-01 | 11 | 60453 | 2020-10-01 | 11 | 12.9 | 0.75 | 13.65 | 825183.45
2020-10-01 | 12 | 65970 | 2020-10-01 | 12 | 12.91 | 0.74 | 13.65 | 900490.5
2020-10-01 | 13 | 49783 | 2020-10-01 | 13 | 20.04 | 0.96 | 21 | 1045443
2020-10-01 | 14 | 37703 | 2020-10-01 | 14 | 16.3 | 0.75 | 17.05 | 642836.15
2020-10-01 | 15 | 44975 | 2020-10-01 | 15 | 13.13 | 0.71 | 13.84 | 622454
2020-10-01 | 16 | 39908 | 2020-10-01 | 16 | 15.93 | 0.73 | 16.66 | 664867.28
2020-10-01 | 17 | 17675 | 2020-10-01 | 17 | 17.82 | 0.73 | 18.55 | 327871.25
2020-10-01 | 18 | 6758 | 2020-10-01 | 18 | 33.74 | 1.41 | 35.15 | 237543.7
2020-10-01 | 19 | 273 | 2020-10-01 | 19 | 30.88 | 1.05 | 31.93 | 8716.89
2020-10-01 | 20 | 0 | 2020-10-01 | 20 | 39.52 | 0.9 | 40.42 | 0
2020-10-01 | 21 | 0 | 2020-10-01 | 21 | 26.69 | 0.83 | 27.52 | 0
2020-10-01 | 22 | 0 | 2020-10-01 | 22 | 19.88 | 0.94 | 20.82 | 0
2020-10-01 | 23 | 0 | 2020-10-01 | 23 | 13.67 | 0.8 | 14.47 | 0
2020-10-01 | 24 | 0 | 2020-10-01 | 24 | 13.85 | 0.45 | 14.3 | 0
2020-10-02 | 1 | 0 | 2020-10-02 | 1 | 15.86 | 0.99 | 16.85 | 0
2020-10-02 | 2 | 0 | 2020-10-02 | 2 | 15.01 | 0.99 | 16 | 0
2020-10-02 | 3 | 0 | 2020-10-02 | 3 | 12.22 | 1 | 13.22 | 0
2020-10-02 | 4 | 0 | 2020-10-02 | 4 | 12.3 | 0.99 | 13.29 | 0
2020-10-02 | 5 | 0 | 2020-10-02 | 5 | 13.48 | 0.97 | 14.45 | 0
2020-10-02 | 6 | 5 | 2020-10-02 | 6 | 14.31 | 1 | 15.31 | 76.55
2020-10-02 | 7 | 5 | 2020-10-02 | 7 | 15.86 | 1.28 | 17.14 | 85.7
2020-10-02 | 8 | 1780 | 2020-10-02 | 8 | 22.88 | 1.41 | 24.29 | 43236.2
2020-10-02 | 9 | 1998 | 2020-10-02 | 9 | 26.24 | 1.56 | 27.8 | 55544.4
2020-10-02 | 10 | 4498 | 2020-10-02 | 10 | 27.96 | 1.65 | 29.61 | 133185.78
2020-10-02 | 11 | 6593 | 2020-10-02 | 11 | 27.29 | 1.78 | 29.07 | 191658.51
2020-10-02 | 12 | 7315 | 2020-10-02 | 12 | 29.66 | 1.59 | 31.25 | 228593.75
2020-10-02 | 13 | 8030 | 2020-10-02 | 13 | 31.76 | 1.64 | 33.4 | 268202
2020-10-02 | 14 | 9015 | 2020-10-02 | 14 | 24.83 | 1.54 | 26.37 | 237725.55
2020-10-02 | 15 | 4510 | 2020-10-02 | 15 | 20.95 | 1.66 | 22.61 | 101971.1
2020-10-02 | 16 | 5160 | 2020-10-02 | 16 | 14.58 | 1.35 | 15.93 | 82198.8
2020-10-02 | 17 | 8803 | 2020-10-02 | 17 | 11.53 | 1.24 | 12.77 | 112414.31
2020-10-02 | 18 | 5008 | 2020-10-02 | 18 | 21.32 | 1.62 | 22.94 | 114883.52
2020-10-02 | 19 | 270 | 2020-10-02 | 19 | 27.82 | 1.53 | 29.35 | 7924.5
2020-10-02 | 20 | 0 | 2020-10-02 | 20 | 28.49 | 1.98 | 30.47 | 0
2020-10-02 | 21 | 0 | 2020-10-02 | 21 | 19.58 | 1.76 | 21.34 | 0
2020-10-02 | 22 | 0 | 2020-10-02 | 22 | 23.22 | 2.01 | 25.23 | 0
2020-10-02 | 23 | 0 | 2020-10-02 | 23 | 10.63 | 1.49 | 12.12 | 0
2020-10-02 | 24 | 0 | 2020-10-02 | 24 | 11.73 | 1.07 | 12.8 | 0
2020-10-03 | 1 | 0 | 2020-10-03 | 1 | 12.07 | 0.98 | 13.05 | 0
2020-10-03 | 2 | 0 | 2020-10-03 | 2 | 12.96 | 1.01 | 13.97 | 0
2020-10-03 | 3 | 0 | 2020-10-03 | 3 | 14.68 | 1.08 | 15.76 | 0
2020-10-03 | 4 | 0 | 2020-10-03 | 4 | 15.33 | 1.07 | 16.4 | 0
2020-10-03 | 5 | 0 | 2020-10-03 | 5 | 17.76 | 1.1 | 18.86 | 0
2020-10-03 | 6 | 0 | 2020-10-03 | 6 | 16.07 | 0.98 | 17.05 | 0
2020-10-03 | 7 | 260 | 2020-10-03 | 7 | 21.68 | 1.2 | 22.88 | 5948.8
2020-10-03 | 8 | 8648 | 2020-10-03 | 8 | 24.04 | 1.93 | 25.97 | 224588.56
2020-10-03 | 9 | 25330 | 2020-10-03 | 9 | 16.56 | 1.06 | 17.62 | 446314.6
2020-10-03 | 10 | 44868 | 2020-10-03 | 10 | 15.29 | 1.03 | 16.32 | 732245.76
2020-10-03 | 11 | 61858 | 2020-10-03 | 11 | 21.19 | 1.83 | 23.02 | 1423971.16
2020-10-03 | 12 | 43823 | 2020-10-03 | 12 | 13.54 | 0.98 | 14.52 | 636309.96
2020-10-03 | 13 | 49465 | 2020-10-03 | 13 | 25.87 | 1.56 | 27.43 | 1356824.95
2020-10-03 | 14 | 47025 | 2020-10-03 | 14 | 24.92 | 1.33 | 26.25 | 1234406.25
2020-10-03 | 15 | 31165 | 2020-10-03 | 15 | 12 | 0.95 | 12.95 | 403586.75
2020-10-03 | 16 | 32483 | 2020-10-03 | 16 | 10.27 | 1.03 | 11.3 | 367057.9
2020-10-03 | 17 | 19975 | 2020-10-03 | 17 | 17 | 1.41 | 18.41 | 367739.75
2020-10-03 | 18 | 6810 | 2020-10-03 | 18 | 25.48 | 1.49 | 26.97 | 183665.7
2020-10-03 | 19 | 23 | 2020-10-03 | 19 | 33.79 | 2.24 | 36.03 | 828.69
2020-10-03 | 20 | 0 | 2020-10-03 | 20 | 34.22 | 2.47 | 36.69 | 0
2020-10-03 | 21 | 0 | 2020-10-03 | 21 | 28.65 | 2.15 | 30.8 | 0
2020-10-03 | 22 | 0 | 2020-10-03 | 22 | 36.4 | 2.92 | 39.32 | 0
2020-10-03 | 23 | 0 | 2020-10-03 | 23 | 31.96 | 3.07 | 35.03 | 0
2020-10-03 | 24 | 0 | 2020-10-03 | 24 | 19.42 | 1.41 | 20.83 | 0
2020-10-04 | 1 | 0 | 2020-10-04 | 1 | 22.5 | 1.42 | 23.92 | 0
2020-10-04 | 2 | 0 | 2020-10-04 | 2 | 17.2 | 0.97 | 18.17 | 0
2020-10-04 | 3 | 0 | 2020-10-04 | 3 | 16.32 | 0.79 | 17.11 | 0
2020-10-04 | 4 | 0 | 2020-10-04 | 4 | 16.02 | 0.78 | 16.8 | 0
2020-10-04 | 5 | 0 | 2020-10-04 | 5 | 16.09 | 0.77 | 16.86 | 0
2020-10-04 | 6 | 5 | 2020-10-04 | 6 | 16.15 | 0.79 | 16.94 | 84.7
2020-10-04 | 7 | 258 | 2020-10-04 | 7 | 12.11 | 1.01 | 13.12 | 3384.96
2020-10-04 | 8 | 8355 | 2020-10-04 | 8 | 14.43 | 1.08 | 15.51 | 129586.05
2020-10-04 | 9 | 28995 | 2020-10-04 | 9 | 13.06 | 0.81 | 13.87 | 402160.65
2020-10-04 | 10 | 45653 | 2020-10-04 | 10 | 12.86 | 0.75 | 13.61 | 621337.33
2020-10-04 | 11 | 54813 | 2020-10-04 | 11 | 12.65 | 0.66 | 13.31 | 729561.03
2020-10-04 | 12 | 58985 | 2020-10-04 | 12 | 13.09 | 0.67 | 13.76 | 811633.6
2020-10-04 | 13 | 62940 | 2020-10-04 | 13 | 12.68 | 0.77 | 13.45 | 846543
2020-10-04 | 14 | 61688 | 2020-10-04 | 14 | 12.2 | 0.78 | 12.98 | 800710.24
2020-10-04 | 15 | 38503 | 2020-10-04 | 15 | 12.36 | 0.71 | 13.07 | 503234.21
2020-10-04 | 16 | 20043 | 2020-10-04 | 16 | 25.79 | 1.25 | 27.04 | 541962.72
2020-10-04 | 17 | 5695 | 2020-10-04 | 17 | 26.97 | 1.13 | 28.1 | 160029.5
2020-10-04 | 18 | 3555 | 2020-10-04 | 18 | 27.83 | 1.04 | 28.87 | 102632.85
2020-10-04 | 19 | 25 | 2020-10-04 | 19 | 26.44 | 1.05 | 27.49 | 687.25
2020-10-04 | 20 | 0 | 2020-10-04 | 20 | 27.63 | 1.11 | 28.74 | 0
2020-10-04 | 21 | 0 | 2020-10-04 | 21 | 21.48 | 0.9 | 22.38 | 0
2020-10-04 | 22 | 0 | 2020-10-04 | 22 | 17.12 | 0.88 | 18 | 0
2020-10-04 | 23 | 0 | 2020-10-04 | 23 | 16.09 | 1.41 | 17.5 | 0
2020-10-04 | 24 | 0 | 2020-10-04 | 24 | 19.65 | 1.54 | 21.19 | 0
2020-10-05 | 1 | 0 | 2020-10-05 | 1 | 19.08 | 1.43 | 20.51 | 0
2020-10-05 | 2 | 0 | 2020-10-05 | 2 | 14.75 | 0.86 | 15.61 | 0
2020-10-05 | 3 | 0 | 2020-10-05 | 3 | 14.99 | 0.9 | 15.89 | 0
2020-10-05 | 4 | 0 | 2020-10-05 | 4 | 15.16 | 0.87 | 16.03 | 0
2020-10-05 | 5 | 0 | 2020-10-05 | 5 | 15.31 | 0.89 | 16.2 | 0
2020-10-05 | 6 | 3 | 2020-10-05 | 6 | 28.36 | 2.15 | 30.51 | 91.53
2020-10-05 | 7 | 5 | 2020-10-05 | 7 | 26.37 | 1.08 | 27.45 | 137.25
2020-10-05 | 8 | 2263 | 2020-10-05 | 8 | 26.73 | 1.19 | 27.92 | 63182.96
2020-10-05 | 9 | 7398 | 2020-10-05 | 9 | 28.67 | 1.21 | 29.88 | 221052.24
2020-10-05 | 10 | 17933 | 2020-10-05 | 10 | 30.56 | 1.77 | 32.33 | 579773.89
2020-10-05 | 11 | 53435 | 2020-10-05 | 11 | 30.56 | 1.79 | 32.35 | 1728622.25
2020-10-05 | 12 | 69368 | 2020-10-05 | 12 | 27.02 | 1.68 | 28.7 | 1990861.6
2020-10-05 | 13 | 71035 | 2020-10-05 | 13 | 28.01 | 1.87 | 29.88 | 2122525.8
2020-10-05 | 14 | 67660 | 2020-10-05 | 14 | 19.6 | 1.21 | 20.81 | 1408004.6
2020-10-05 | 15 | 60828 | 2020-10-05 | 15 | 16.91 | 1.08 | 17.99 | 1094295.72
2020-10-05 | 16 | 37600 | 2020-10-05 | 16 | 23.11 | 1.44 | 24.55 | 923080
2020-10-05 | 17 | 20328 | 2020-10-05 | 17 | 34.5 | 1.96 | 36.46 | 741158.88
2020-10-05 | 18 | 5460 | 2020-10-05 | 18 | 35.35 | 1.71 | 37.06 | 202347.6
2020-10-05 | 19 | 8 | 2020-10-05 | 19 | 25.17 | 1.18 | 26.35 | 210.8
2020-10-05 | 20 | 0 | 2020-10-05 | 20 | 35.05 | 1.35 | 36.4 | 0
2020-10-05 | 21 | 0 | 2020-10-05 | 21 | 23.39 | 1.21 | 24.6 | 0
2020-10-05 | 22 | 0 | 2020-10-05 | 22 | 14.66 | 1.15 | 15.81 | 0
2020-10-05 | 23 | 0 | 2020-10-05 | 23 | 14.3 | 1.32 | 15.62 | 0
2020-10-05 | 24 | 0 | 2020-10-05 | 24 | 14.23 | 0.81 | 15.04 | 0
2020-10-06 | 1 | 0 | 2020-10-06 | 1 | 17.61 | 0.71 | 18.32 | 0
2020-10-06 | 2 | 0 | 2020-10-06 | 2 | 18.46 | 0.7 | 19.16 | 0
2020-10-06 | 3 | 0 | 2020-10-06 | 3 | 13.09 | 0.7 | 13.79 | 0
2020-10-06 | 4 | 0 | 2020-10-06 | 4 | 13.66 | 0.71 | 14.37 | 0
2020-10-06 | 5 | 0 | 2020-10-06 | 5 | 15.62 | 0.72 | 16.34 | 0
2020-10-06 | 6 | 5 | 2020-10-06 | 6 | 14.39 | 0.73 | 15.12 | 75.6
2020-10-06 | 7 | 3 | 2020-10-06 | 7 | 26.48 | 1.03 | 27.51 | 82.53
2020-10-06 | 8 | 3668 | 2020-10-06 | 8 | 38.67 | 1.43 | 40.1 | 147086.8
2020-10-06 | 9 | 12248 | 2020-10-06 | 9 | 36.48 | 1.2 | 37.68 | 461504.64
2020-10-06 | 10 | 23788 | 2020-10-06 | 10 | 35.64 | 1.21 | 36.85 | 876587.8
2020-10-06 | 11 | 31520 | 2020-10-06 | 11 | 33.43 | 1.73 | 35.16 | 1108243.2
2020-10-06 | 12 | 26318 | 2020-10-06 | 12 | 33.9 | 1.62 | 35.52 | 934815.36
2020-10-06 | 13 | 33748 | 2020-10-06 | 13 | 29.85 | 1.33 | 31.18 | 1052262.64
2020-10-06 | 14 | 36673 | 2020-10-06 | 14 | 27.38 | 1.2 | 28.58 | 1048114.34
2020-10-06 | 15 | 28110 | 2020-10-06 | 15 | 26.91 | 1.26 | 28.17 | 791858.7
2020-10-06 | 16 | 10298 | 2020-10-06 | 16 | 28.88 | 1.09 | 29.97 | 308631.06
2020-10-06 | 17 | 15763 | 2020-10-06 | 17 | 37.92 | 1.25 | 39.17 | 617436.71
2020-10-06 | 18 | 5010 | 2020-10-06 | 18 | 41.73 | 1.25 | 42.98 | 215329.8
2020-10-06 | 19 | 5 | 2020-10-06 | 19 | 49.22 | 1.53 | 50.75 | 253.75
2020-10-06 | 20 | 0 | 2020-10-06 | 20 | 36.61 | 1.24 | 37.85 | 0
2020-10-06 | 21 | 0 | 2020-10-06 | 21 | 33.77 | 1.22 | 34.99 | 0
2020-10-06 | 22 | 0 | 2020-10-06 | 22 | 29.05 | 1.3 | 30.35 | 0
2020-10-06 | 23 | 0 | 2020-10-06 | 23 | 17.86 | 1.15 | 19.01 | 0
2020-10-06 | 24 | 0 | 2020-10-06 | 24 | 17.25 | 0.76 | 18.01 | 0
2020-10-07 | 1 | 0 | 2020-10-07 | 1 | 16.85 | 0.68 | 17.53 | 0
2020-10-07 | 2 | 0 | 2020-10-07 | 2 | 17.39 | 0.66 | 18.05 | 0
2020-10-07 | 3 | 0 | 2020-10-07 | 3 | 19.72 | 0.65 | 20.37 | 0
2020-10-07 | 4 | 0 | 2020-10-07 | 4 | 19.98 | 0.64 | 20.62 | 0
2020-10-07 | 5 | 0 | 2020-10-07 | 5 | 18.62 | 0.68 | 19.3 | 0
2020-10-07 | 6 | 5 | 2020-10-07 | 6 | 28.79 | 0.77 | 29.56 | 147.8
2020-10-07 | 7 | 0 | 2020-10-07 | 7 | 29.9 | 1.03 | 30.93 | 0
2020-10-07 | 8 | 2198 | 2020-10-07 | 8 | 36.47 | 1.2 | 37.67 | 82798.66
2020-10-07 | 9 | 13330 | 2020-10-07 | 9 | 33.79 | 1.05 | 34.84 | 464417.2
2020-10-07 | 10 | 41778 | 2020-10-07 | 10 | 22.58 | 1.13 | 23.71 | 990556.38
2020-10-07 | 11 | 54588 | 2020-10-07 | 11 | 18.31 | 0.93 | 19.24 | 1050273.12
2020-10-07 | 12 | 47948 | 2020-10-07 | 12 | 17.93 | 0.89 | 18.82 | 902381.36
2020-10-07 | 13 | 43130 | 2020-10-07 | 13 | 21.99 | 0.99 | 22.98 | 991127.4
2020-10-07 | 14 | 16885 | 2020-10-07 | 14 | 34.73 | 1.1 | 35.83 | 604989.55
2020-10-07 | 15 | 7055 | 2020-10-07 | 15 | 38.74 | 1.04 | 39.78 | 280647.9
2020-10-07 | 16 | 10313 | 2020-10-07 | 16 | 29.86 | 1.02 | 30.88 | 318465.44
2020-10-07 | 17 | 18133 | 2020-10-07 | 17 | 33.33 | 1.06 | 34.39 | 623593.87
2020-10-07 | 18 | 2495 | 2020-10-07 | 18 | 43.55 | 1.02 | 44.57 | 111202.15
2020-10-07 | 19 | 13 | 2020-10-07 | 19 | 33.51 | 1.03 | 34.54 | 449.02
2020-10-07 | 20 | 0 | 2020-10-07 | 20 | 35.19 | 1.18 | 36.37 | 0
2020-10-07 | 21 | 0 | 2020-10-07 | 21 | 35.34 | 1.51 | 36.85 | 0
2020-10-07 | 22 | 0 | 2020-10-07 | 22 | 26.27 | 1.29 | 27.56 | 0
2020-10-07 | 23 | 0 | 2020-10-07 | 23 | 39.22 | 2.24 | 41.46 | 0
2020-10-07 | 24 | 0 | 2020-10-07 | 24 | 26.18 | 1.18 | 27.36 | 0
2020-10-08 | 1 | 0 | 2020-10-08 | 1 | 30.44 | 1.86 | 32.3 | 0
2020-10-08 | 2 | 0 | 2020-10-08 | 2 | 101.09 | 4.47 | 105.56 | 0
2020-10-08 | 3 | 0 | 2020-10-08 | 3 | 21.71 | 1.98 | 23.69 | 0
2020-10-08 | 4 | 0 | 2020-10-08 | 4 | 19.52 | 1.7 | 21.22 | 0
2020-10-08 | 5 | 0 | 2020-10-08 | 5 | 19.65 | 1.71 | 21.36 | 0
2020-10-08 | 6 | 5 | 2020-10-08 | 6 | 17.27 | 1.66 | 18.93 | 94.65
2020-10-08 | 7 | 5 | 2020-10-08 | 7 | 26.44 | 1.82 | 28.26 | 141.3
2020-10-08 | 8 | 6360 | 2020-10-08 | 8 | 34.77 | 2.36 | 37.13 | 236146.8
2020-10-08 | 9 | 31905 | 2020-10-08 | 9 | 31.07 | 2.16 | 33.23 | 1060203.15
2020-10-08 | 10 | 52503 | 2020-10-08 | 10 | 25.79 | 2.48 | 28.27 | 1484259.81
2020-10-08 | 11 | 65543 | 2020-10-08 | 11 | 15.88 | 2.01 | 17.89 | 1172564.27
2020-10-08 | 12 | 74985 | 2020-10-08 | 12 | 15.56 | 1.99 | 17.55 | 1315986.75
2020-10-08 | 13 | 76843 | 2020-10-08 | 13 | 14.17 | 2.01 | 16.18 | 1243319.74
2020-10-08 | 14 | 73680 | 2020-10-08 | 14 | 13.97 | 2.01 | 15.98 | 1177406.4
2020-10-08 | 15 | 65348 | 2020-10-08 | 15 | 15.64 | 2 | 17.64 | 1152738.72
2020-10-08 | 16 | 49778 | 2020-10-08 | 16 | 16.11 | 1.98 | 18.09 | 900484.02
2020-10-08 | 17 | 26595 | 2020-10-08 | 17 | 24.44 | 2.08 | 26.52 | 705299.4
2020-10-08 | 18 | 5048 | 2020-10-08 | 18 | 32.67 | 2.09 | 34.76 | 175468.48
2020-10-08 | 19 | 8 | 2020-10-08 | 19 | 39.26 | 2.2 | 41.46 | 331.68
2020-10-08 | 20 | 0 | 2020-10-08 | 20 | 50.88 | 2.55 | 53.43 | 0
2020-10-08 | 21 | 0 | 2020-10-08 | 21 | 28.95 | 2.19 | 31.14 | 0
2020-10-08 | 22 | 0 | 2020-10-08 | 22 | 21.48 | 2.29 | 23.77 | 0
2020-10-08 | 23 | 0 | 2020-10-08 | 23 | 14.59 | 2.18 | 16.77 | 0
2020-10-08 | 24 | 0 | 2020-10-08 | 24 | 14.66 | 1.71 | 16.37 | 0
2020-10-09 | 1 | 0 | 2020-10-09 | 1 | 14.16 | 0.25 | 14.41 | 0
2020-10-09 | 2 | 0 | 2020-10-09 | 2 | 14.65 | 0.25 | 14.9 | 0
2020-10-09 | 3 | 0 | 2020-10-09 | 3 | 13.98 | 0.32 | 14.3 | 0
2020-10-09 | 4 | 0 | 2020-10-09 | 4 | 14.06 | 0.34 | 14.4 | 0
2020-10-09 | 5 | 0 | 2020-10-09 | 5 | 14.28 | 0.34 | 14.62 | 0
2020-10-09 | 6 | 5 | 2020-10-09 | 6 | 13.96 | 0.26 | 14.22 | 71.1
2020-10-09 | 7 | 3 | 2020-10-09 | 7 | 15.64 | 0.31 | 15.95 | 47.85
2020-10-09 | 8 | 7913 | 2020-10-09 | 8 | 15.62 | 0.66 | 16.28 | 128823.64
2020-10-09 | 9 | 30470 | 2020-10-09 | 9 | 16.75 | 0.66 | 17.41 | 530482.7
2020-10-09 | 10 | 51283 | 2020-10-09 | 10 | 15.46 | 0.65 | 16.11 | 826169.13
2020-10-09 | 11 | 65873 | 2020-10-09 | 11 | 13.05 | 0.61 | 13.66 | 899825.18
2020-10-09 | 12 | 73763 | 2020-10-09 | 12 | 12.68 | 0.61 | 13.29 | 980310.27
2020-10-09 | 13 | 75983 | 2020-10-09 | 13 | 11.99 | 0.58 | 12.57 | 955106.31
2020-10-09 | 14 | 73018 | 2020-10-09 | 14 | 11.95 | 0.57 | 12.52 | 914185.36
2020-10-09 | 15 | 64795 | 2020-10-09 | 15 | 11.68 | 0.57 | 12.25 | 793738.75
2020-10-09 | 16 | 49953 | 2020-10-09 | 16 | 12.6 | 0.56 | 13.16 | 657381.48
2020-10-09 | 17 | 25880 | 2020-10-09 | 17 | 17.14 | 0.62 | 17.76 | 459628.8
2020-10-09 | 18 | 4405 | 2020-10-09 | 18 | 27.38 | 0.84 | 28.22 | 124309.1
2020-10-09 | 19 | 8 | 2020-10-09 | 19 | 24.61 | 0.65 | 25.26 | 202.08
2020-10-09 | 20 | 0 | 2020-10-09 | 20 | 27.55 | 0.99 | 28.54 | 0
2020-10-09 | 21 | 0 | 2020-10-09 | 21 | 23.62 | 1.01 | 24.63 | 0
2020-10-09 | 22 | 0 | 2020-10-09 | 22 | 20.81 | 1.13 | 21.94 | 0
2020-10-09 | 23 | 0 | 2020-10-09 | 23 | 16.36 | 0.69 | 17.05 | 0
2020-10-09 | 24 | 0 | 2020-10-09 | 24 | 11.21 | 0.39 | 11.6 | 0
2020-10-10 | 1 | 0 | 2020-10-10 | 1 | 9.74 | 0.76 | 10.5 | 0
2020-10-10 | 2 | 0 | 2020-10-10 | 2 | 14 | 0.81 | 14.81 | 0
2020-10-10 | 3 | 0 | 2020-10-10 | 3 | 15.03 | 0.77 | 15.8 | 0
2020-10-10 | 4 | 0 | 2020-10-10 | 4 | 15.64 | 0.68 | 16.32 | 0
2020-10-10 | 5 | 0 | 2020-10-10 | 5 | 15.98 | 0.68 | 16.66 | 0
2020-10-10 | 6 | 5 | 2020-10-10 | 6 | 16.47 | 0.7 | 17.17 | 85.85
2020-10-10 | 7 | 0 | 2020-10-10 | 7 | 16.02 | 0.73 | 16.75 | 0
2020-10-10 | 8 | 3073 | 2020-10-10 | 8 | 49.53 | 1.05 | 50.58 | 155432.34
2020-10-10 | 9 | 20348 | 2020-10-10 | 9 | 42.05 | 1.71 | 43.76 | 890428.48
2020-10-10 | 10 | 38993 | 2020-10-10 | 10 | 12.28 | 0.73 | 13.01 | 507298.93
2020-10-10 | 11 | 54675 | 2020-10-10 | 11 | 10.83 | 0.65 | 11.48 | 627669
2020-10-10 | 12 | 62708 | 2020-10-10 | 12 | 10.93 | 0.65 | 11.58 | 726158.64
2020-10-10 | 13 | 64148 | 2020-10-10 | 13 | 11.91 | 0.7 | 12.61 | 808906.28
2020-10-10 | 14 | 58180 | 2020-10-10 | 14 | 12.06 | 0.66 | 12.72 | 740049.6
2020-10-10 | 15 | 50523 | 2020-10-10 | 15 | 11.53 | 0.64 | 12.17 | 614864.91
2020-10-10 | 16 | 36713 | 2020-10-10 | 16 | 4.12 | 0.72 | 4.84 | 177690.92
2020-10-10 | 17 | 17830 | 2020-10-10 | 17 | 16.7 | 0.78 | 17.48 | 311668.4
2020-10-10 | 18 | 3803 | 2020-10-10 | 18 | 29.3 | 0.87 | 30.17 | 114736.51
2020-10-10 | 19 | 3 | 2020-10-10 | 19 | 36.05 | 0.99 | 37.04 | 111.12
2020-10-10 | 20 | 0 | 2020-10-10 | 20 | 30.76 | 0.84 | 31.6 | 0
2020-10-10 | 21 | 0 | 2020-10-10 | 21 | 18.79 | 0.74 | 19.53 | 0
2020-10-10 | 22 | 0 | 2020-10-10 | 22 | 15.05 | 0.79 | 15.84 | 0
2020-10-10 | 23 | 0 | 2020-10-10 | 23 | 11.65 | 0.83 | 12.48 | 0
2020-10-10 | 24 | 0 | 2020-10-10 | 24 | 9.21 | 0.78 | 9.99 | 0
2020-10-11 | 1 | 0 | 2020-10-11 | 1 | 10.83 | 0.39 | 11.22 | 0
2020-10-11 | 2 | 0 | 2020-10-11 | 2 | 13.43 | 0.37 | 13.8 | 0
2020-10-11 | 3 | 0 | 2020-10-11 | 3 | 10.81 | 0.43 | 11.24 | 0
2020-10-11 | 4 | 0 | 2020-10-11 | 4 | 11.03 | 0.44 | 11.47 | 0
2020-10-11 | 5 | 0 | 2020-10-11 | 5 | 11.45 | 0.45 | 11.9 | 0
2020-10-11 | 6 | 5 | 2020-10-11 | 6 | 10.82 | 0.43 | 11.25 | 56.25
2020-10-11 | 7 | 5 | 2020-10-11 | 7 | 8.52 | 0.46 | 8.98 | 44.9
2020-10-11 | 8 | 6833 | 2020-10-11 | 8 | 7.94 | 0.57 | 8.51 | 58148.83
2020-10-11 | 9 | 29270 | 2020-10-11 | 9 | 9.76 | 0.36 | 10.12 | 296212.4
2020-10-11 | 10 | 50375 | 2020-10-11 | 10 | 5.05 | 0.45 | 5.5 | 277062.5
2020-10-11 | 11 | 64378 | 2020-10-11 | 11 | 8.14 | 0.46 | 8.6 | 553650.8
2020-10-11 | 12 | 71580 | 2020-10-11 | 12 | 5.69 | 0.39 | 6.08 | 435206.4
2020-10-11 | 13 | 73225 | 2020-10-11 | 13 | 6.48 | 0.37 | 6.85 | 501591.25
2020-10-11 | 14 | 70048 | 2020-10-11 | 14 | 9.7 | 0.33 | 10.03 | 702581.44
2020-10-11 | 15 | 62438 | 2020-10-11 | 15 | 6.11 | 0.35 | 6.46 | 403349.48
2020-10-11 | 16 | 48418 | 2020-10-11 | 16 | 10.73 | 0.33 | 11.06 | 535503.08
2020-10-11 | 17 | 21738 | 2020-10-11 | 17 | 16.4 | 0.47 | 16.87 | 366720.06
2020-10-11 | 18 | 3488 | 2020-10-11 | 18 | 25.93 | 0.48 | 26.41 | 92118.08
2020-10-11 | 19 | 3 | 2020-10-11 | 19 | 32 | 1.11 | 33.11 | 99.33
2020-10-11 | 20 | 0 | 2020-10-11 | 20 | 28.28 | 0.81 | 29.09 | 0
2020-10-11 | 21 | 0 | 2020-10-11 | 21 | 29.73 | 1.16 | 30.89 | 0
2020-10-11 | 22 | 0 | 2020-10-11 | 22 | 17.73 | 0.73 | 18.46 | 0
2020-10-11 | 23 | 0 | 2020-10-11 | 23 | 18.92 | 1.07 | 19.99 | 0
2020-10-11 | 24 | 0 | 2020-10-11 | 24 | 14.65 | 0.77 | 15.42 | 0
2020-10-12 | 1 | 0 | 2020-10-12 | 1 | 14.05 | 1.12 | 15.17 | 0
2020-10-12 | 2 | 0 | 2020-10-12 | 2 | 14.06 | 1.07 | 15.13 | 0
2020-10-12 | 3 | 0 | 2020-10-12 | 3 | 14.15 | 1.07 | 15.22 | 0
2020-10-12 | 4 | 0 | 2020-10-12 | 4 | 14.01 | 1.07 | 15.08 | 0
2020-10-12 | 5 | 0 | 2020-10-12 | 5 | 13.92 | 1.07 | 14.99 | 0
2020-10-12 | 6 | 3 | 2020-10-12 | 6 | 14 | 1.07 | 15.07 | 45.21
2020-10-12 | 7 | 5 | 2020-10-12 | 7 | 24.82 | 1.55 | 26.37 | 131.85
2020-10-12 | 8 | 2020 | 2020-10-12 | 8 | 34.22 | 2 | 36.22 | 73164.4
2020-10-12 | 9 | 8298 | 2020-10-12 | 9 | 36.31 | 1.51 | 37.82 | 313830.36
2020-10-12 | 10 | 21015 | 2020-10-12 | 10 | 40.12 | 1.56 | 41.68 | 875905.2
2020-10-12 | 11 | 24643 | 2020-10-12 | 11 | 44.88 | 1.81 | 46.69 | 1150581.67
2020-10-12 | 12 | 36403 | 2020-10-12 | 12 | 63.93 | 2.64 | 66.57 | 2423347.71
2020-10-12 | 13 | 24155 | 2020-10-12 | 13 | 44.88 | 1.77 | 46.65 | 1126830.75
2020-10-12 | 14 | 29993 | 2020-10-12 | 14 | 43.41 | 1.65 | 45.06 | 1351484.58
2020-10-12 | 15 | 25175 | 2020-10-12 | 15 | 43.09 | 1.57 | 44.66 | 1124315.5
2020-10-12 | 16 | 23230 | 2020-10-12 | 16 | 47.4 | 1.58 | 48.98 | 1137805.4
2020-10-12 | 17 | 12490 | 2020-10-12 | 17 | 56.63 | 1.52 | 58.15 | 726293.5
2020-10-12 | 18 | 1760 | 2020-10-12 | 18 | 88.8 | 3.05 | 91.85 | 161656
2020-10-12 | 19 | 3 | 2020-10-12 | 19 | 153.08 | 9.59 | 162.67 | 488.01
2020-10-12 | 20 | 0 | 2020-10-12 | 20 | 133.67 | 6.81 | 140.48 | 0
2020-10-12 | 21 | 0 | 2020-10-12 | 21 | 100.75 | 3.91 | 104.66 | 0
2020-10-12 | 22 | 0 | 2020-10-12 | 22 | 46.65 | 2.77 | 49.42 | 0
2020-10-12 | 23 | 0 | 2020-10-12 | 23 | 31.4 | 2.06 | 33.46 | 0
2020-10-12 | 24 | 0 | 2020-10-12 | 24 | 35.45 | 1.35 | 36.8 | 0
2020-10-13 | 1 | 0 | 2020-10-13 | 1 | 26.94 | 2.19 | 29.13 | 0
2020-10-13 | 2 | 0 | 2020-10-13 | 2 | 28.95 | 2.25 | 31.2 | 0
2020-10-13 | 3 | 0 | 2020-10-13 | 3 | 21.83 | 2.13 | 23.96 | 0
2020-10-13 | 4 | 0 | 2020-10-13 | 4 | 20.71 | 2.04 | 22.75 | 0
2020-10-13 | 5 | 0 | 2020-10-13 | 5 | 23.29 | 2.08 | 25.37 | 0
2020-10-13 | 6 | 5 | 2020-10-13 | 6 | 23.85 | 2.03 | 25.88 | 129.4
2020-10-13 | 7 | 8 | 2020-10-13 | 7 | 23.72 | 2.06 | 25.78 | 206.24
2020-10-13 | 8 | 1105 | 2020-10-13 | 8 | 27.56 | 2.4 | 29.96 | 33105.8
2020-10-13 | 9 | 3358 | 2020-10-13 | 9 | 44.68 | 2.43 | 47.11 | 158195.38
2020-10-13 | 10 | 5218 | 2020-10-13 | 10 | 59.21 | 2.37 | 61.58 | 321324.44
2020-10-13 | 11 | 11005 | 2020-10-13 | 11 | 70.37 | 2.33 | 72.7 | 800063.5
2020-10-13 | 12 | 12133 | 2020-10-13 | 12 | 109.52 | 3.65 | 113.17 | 1373091.61
2020-10-13 | 13 | 7698 | 2020-10-13 | 13 | 119.37 | 4.06 | 123.43 | 950164.14
2020-10-13 | 14 | 11018 | 2020-10-13 | 14 | 97.41 | 3.26 | 100.67 | 1109182.06
2020-10-13 | 15 | 6190 | 2020-10-13 | 15 | 42.34 | 3.03 | 45.37 | 280840.3
2020-10-13 | 16 | 2615 | 2020-10-13 | 16 | 32.27 | 2.48 | 34.75 | 90871.25
2020-10-13 | 17 | 1423 | 2020-10-13 | 17 | 33.6 | 2.5 | 36.1 | 51370.3
2020-10-13 | 18 | 525 | 2020-10-13 | 18 | 46.68 | 2.73 | 49.41 | 25940.25
2020-10-13 | 19 | 5 | 2020-10-13 | 19 | 53.91 | 9.56 | 63.47 | 317.35
2020-10-13 | 20 | 0 | 2020-10-13 | 20 | 30.79 | 8.69 | 39.48 | 0
2020-10-13 | 21 | 0 | 2020-10-13 | 21 | 21.76 | 3.07 | 24.83 | 0
2020-10-13 | 22 | 0 | 2020-10-13 | 22 | 19.49 | 2.32 | 21.81 | 0
2020-10-13 | 23 | 0 | 2020-10-13 | 23 | 15.38 | 2.32 | 17.7 | 0
2020-10-13 | 24 | 0 | 2020-10-13 | 24 | 13.68 | 1.93 | 15.61 | 0
2020-10-14 | 1 | 0 | 2020-10-14 | 1 | 14 | 0.37 | 14.37 | 0
2020-10-14 | 2 | 0 | 2020-10-14 | 2 | 13.89 | 0.37 | 14.26 | 0
2020-10-14 | 3 | 0 | 2020-10-14 | 3 | 12.99 | 0.36 | 13.35 | 0
2020-10-14 | 4 | 0 | 2020-10-14 | 4 | -10.61 | 0.54 | -10.07 | 0
2020-10-14 | 5 | 0 | 2020-10-14 | 5 | 7.25 | 0.46 | 7.71 | 0
2020-10-14 | 6 | 5 | 2020-10-14 | 6 | 14.55 | 0.36 | 14.91 | 74.55
2020-10-14 | 7 | 5 | 2020-10-14 | 7 | 17.48 | 0.39 | 17.87 | 89.35
2020-10-14 | 8 | 6048 | 2020-10-14 | 8 | 26.68 | 1.11 | 27.79 | 168073.92
2020-10-14 | 9 | 28298 | 2020-10-14 | 9 | 19.07 | 0.72 | 19.79 | 560017.42
2020-10-14 | 10 | 48283 | 2020-10-14 | 10 | 16.6 | 0.65 | 17.25 | 832881.75
2020-10-14 | 11 | 62145 | 2020-10-14 | 11 | 15.05 | 0.65 | 15.7 | 975676.5
2020-10-14 | 12 | 69713 | 2020-10-14 | 12 | 14.61 | 0.66 | 15.27 | 1064517.51
2020-10-14 | 13 | 72148 | 2020-10-14 | 13 | 13.66 | 0.67 | 14.33 | 1033880.84
2020-10-14 | 14 | 67840 | 2020-10-14 | 14 | 14.19 | 0.67 | 14.86 | 1008102.4
2020-10-14 | 15 | 59488 | 2020-10-14 | 15 | 13.83 | 0.67 | 14.5 | 862576
2020-10-14 | 16 | 43458 | 2020-10-14 | 16 | 14.6 | 0.66 | 15.26 | 663169.08
2020-10-14 | 17 | 14548 | 2020-10-14 | 17 | 14.72 | 0.64 | 15.36 | 223457.28
2020-10-14 | 18 | 3133 | 2020-10-14 | 18 | 21.74 | 0.78 | 22.52 | 70555.16
2020-10-14 | 19 | 8 | 2020-10-14 | 19 | 31.38 | 0.89 | 32.27 | 258.16
2020-10-14 | 20 | 0 | 2020-10-14 | 20 | 27.38 | 0.71 | 28.09 | 0
2020-10-14 | 21 | 0 | 2020-10-14 | 21 | 20.31 | 0.87 | 21.18 | 0
2020-10-14 | 22 | 0 | 2020-10-14 | 22 | 12.86 | 0.76 | 13.62 | 0
2020-10-14 | 23 | 0 | 2020-10-14 | 23 | 12.99 | 0.75 | 13.74 | 0
2020-10-14 | 24 | 0 | 2020-10-14 | 24 | 13.8 | 0.41 | 14.21 | 0
2020-10-15 | 1 | 0 | 2020-10-15 | 1 | 14.91 | 0.32 | 15.23 | 0
2020-10-15 | 2 | 0 | 2020-10-15 | 2 | 14.82 | 0.32 | 15.14 | 0
2020-10-15 | 3 | 0 | 2020-10-15 | 3 | 14.1 | 0.36 | 14.46 | 0
2020-10-15 | 4 | 0 | 2020-10-15 | 4 | 14.08 | 0.39 | 14.47 | 0
2020-10-15 | 5 | 0 | 2020-10-15 | 5 | 13.6 | 0.37 | 13.97 | 0
2020-10-15 | 6 | 5 | 2020-10-15 | 6 | 14.4 | 0.3 | 14.7 | 73.5
2020-10-15 | 7 | 3 | 2020-10-15 | 7 | 20.85 | 0.44 | 21.29 | 63.87
2020-10-15 | 8 | 6308 | 2020-10-15 | 8 | 31.97 | 0.95 | 32.92 | 207659.36
2020-10-15 | 9 | 20725 | 2020-10-15 | 9 | 31.63 | 1.01 | 32.64 | 676464
2020-10-15 | 10 | 43553 | 2020-10-15 | 10 | 16.84 | 0.68 | 17.52 | 763048.56
2020-10-15 | 11 | 58538 | 2020-10-15 | 11 | 14.1 | 0.6 | 14.7 | 860508.6
2020-10-15 | 12 | 63445 | 2020-10-15 | 12 | 15.62 | 0.61 | 16.23 | 1029712.35
2020-10-15 | 13 | 66558 | 2020-10-15 | 13 | 13.37 | 0.6 | 13.97 | 929815.26
2020-10-15 | 14 | 66098 | 2020-10-15 | 14 | 13.66 | 0.6 | 14.26 | 942557.48
2020-10-15 | 15 | 58820 | 2020-10-15 | 15 | 12.68 | 0.63 | 13.31 | 782894.2
2020-10-15 | 16 | 44300 | 2020-10-15 | 16 | 14.55 | 0.63 | 15.18 | 672474
2020-10-15 | 17 | 21300 | 2020-10-15 | 17 | 15.83 | 0.59 | 16.42 | 349746
2020-10-15 | 18 | 2795 | 2020-10-15 | 18 | 18.1 | 0.58 | 18.68 | 52210.6
2020-10-15 | 19 | 3 | 2020-10-15 | 19 | 24.13 | 0.64 | 24.77 | 74.31
2020-10-15 | 20 | 0 | 2020-10-15 | 20 | 27.07 | 0.64 | 27.71 | 0
2020-10-15 | 21 | 0 | 2020-10-15 | 21 | 20.7 | 0.65 | 21.35 | 0
2020-10-15 | 22 | 0 | 2020-10-15 | 22 | 14.61 | 0.73 | 15.34 | 0
2020-10-15 | 23 | 0 | 2020-10-15 | 23 | 14.11 | 0.7 | 14.81 | 0
2020-10-15 | 24 | 0 | 2020-10-15 | 24 | 14.94 | 0.34 | 15.28 | 0
2020-10-16 | 1 | 0 | 2020-10-16 | 1 | 15.16 | 0.93 | 16.09 | 0
2020-10-16 | 2 | 0 | 2020-10-16 | 2 | 14.52 | 0.94 | 15.46 | 0
2020-10-16 | 3 | 0 | 2020-10-16 | 3 | 13.79 | 1 | 14.79 | 0
2020-10-16 | 4 | 0 | 2020-10-16 | 4 | 13.3 | 0.97 | 14.27 | 0
2020-10-16 | 5 | 0 | 2020-10-16 | 5 | 14.44 | 0.99 | 15.43 | 0
2020-10-16 | 6 | 5 | 2020-10-16 | 6 | 15.44 | 0.94 | 16.38 | 81.9
2020-10-16 | 7 | 5 | 2020-10-16 | 7 | 16.82 | 0.99 | 17.81 | 89.05
2020-10-16 | 8 | 1975 | 2020-10-16 | 8 | 16.99 | 1.26 | 18.25 | 36043.75
2020-10-16 | 9 | 7680 | 2020-10-16 | 9 | 26.1 | 1.27 | 27.37 | 210201.6
2020-10-16 | 10 | 13970 | 2020-10-16 | 10 | 35.12 | 1.29 | 36.41 | 508647.7
2020-10-16 | 11 | 15003 | 2020-10-16 | 11 | 33.9 | 1.33 | 35.23 | 528555.69
2020-10-16 | 12 | 10308 | 2020-10-16 | 12 | 38.23 | 1.35 | 39.58 | 407990.64
2020-10-16 | 13 | 7035 | 2020-10-16 | 13 | 33.22 | 1.48 | 34.7 | 244114.5
2020-10-16 | 14 | 9068 | 2020-10-16 | 14 | 26.54 | 1.37 | 27.91 | 253087.88
2020-10-16 | 15 | 4648 | 2020-10-16 | 15 | 25.23 | 1.28 | 26.51 | 123218.48
2020-10-16 | 16 | 2873 | 2020-10-16 | 16 | 24.78 | 1.26 | 26.04 | 74812.92
2020-10-16 | 17 | 1663 | 2020-10-16 | 17 | 23.63 | 1.24 | 24.87 | 41358.81
2020-10-16 | 18 | 5 | 2020-10-16 | 18 | 21.58 | 1.23 | 22.81 | 114.05
2020-10-16 | 19 | 5 | 2020-10-16 | 19 | 25.42 | 1.26 | 26.68 | 133.4
2020-10-16 | 20 | 0 | 2020-10-16 | 20 | 21.49 | 1.27 | 22.76 | 0
2020-10-16 | 21 | 0 | 2020-10-16 | 21 | 19.51 | 1.26 | 20.77 | 0
2020-10-16 | 22 | 0 | 2020-10-16 | 22 | 16.15 | 1.34 | 17.49 | 0
2020-10-16 | 23 | 0 | 2020-10-16 | 23 | 15.92 | 1.34 | 17.26 | 0
2020-10-16 | 24 | 0 | 2020-10-16 | 24 | 16.86 | 0.98 | 17.84 | 0
2020-10-17 | 1 | 0 | 2020-10-17 | 1 | 17.6 | 0.46 | 18.06 | 0
2020-10-17 | 2 | 0 | 2020-10-17 | 2 | 18.59 | 0.45 | 19.04 | 0
2020-10-17 | 3 | 0 | 2020-10-17 | 3 | 16.86 | 0.46 | 17.32 | 0
2020-10-17 | 4 | 0 | 2020-10-17 | 4 | 15.34 | 0.5 | 15.84 | 0
2020-10-17 | 5 | 0 | 2020-10-17 | 5 | 15.57 | 0.45 | 16.02 | 0
2020-10-17 | 6 | 5 | 2020-10-17 | 6 | 14.6 | 0.44 | 15.04 | 75.2
2020-10-17 | 7 | 5 | 2020-10-17 | 7 | 15.61 | 0.54 | 16.15 | 80.75
2020-10-17 | 8 | 38 | 2020-10-17 | 8 | 15.74 | 0.51 | 16.25 | 617.5
2020-10-17 | 9 | 2603 | 2020-10-17 | 9 | 28.2 | 1.02 | 29.22 | 76059.66
2020-10-17 | 10 | 4148 | 2020-10-17 | 10 | 29.28 | 0.86 | 30.14 | 125020.72
2020-10-17 | 11 | 6008 | 2020-10-17 | 11 | 16.36 | 0.53 | 16.89 | 101475.12
2020-10-17 | 12 | 28898 | 2020-10-17 | 12 | 10.83 | 0.48 | 11.31 | 326836.38
2020-10-17 | 13 | 71308 | 2020-10-17 | 13 | -12.94 | 0.63 | -12.31 | -877801.48
2020-10-17 | 14 | 68968 | 2020-10-17 | 14 | 0.01 | 0.67 | 0.68 | 46898.24
2020-10-17 | 15 | 62823 | 2020-10-17 | 15 | 3.33 | 0.67 | 4 | 251292
2020-10-17 | 16 | 47675 | 2020-10-17 | 16 | 5.95 | 0.54 | 6.49 | 309410.75
2020-10-17 | 17 | 22320 | 2020-10-17 | 17 | 12.5 | 0.43 | 12.93 | 288597.6
2020-10-17 | 18 | 2528 | 2020-10-17 | 18 | 14.1 | 0.45 | 14.55 | 36782.4
2020-10-17 | 19 | 3 | 2020-10-17 | 19 | 17.09 | 0.45 | 17.54 | 52.62
2020-10-17 | 20 | 0 | 2020-10-17 | 20 | 19 | 0.48 | 19.48 | 0
2020-10-17 | 21 | 0 | 2020-10-17 | 21 | 16.25 | 0.44 | 16.69 | 0
2020-10-17 | 22 | 0 | 2020-10-17 | 22 | 13.37 | 0.48 | 13.85 | 0
2020-10-17 | 23 | 0 | 2020-10-17 | 23 | 13.04 | 0.49 | 13.53 | 0
2020-10-17 | 24 | 0 | 2020-10-17 | 24 | 13.71 | 0.57 | 14.28 | 0
2020-10-18 | 1 | 0 | 2020-10-18 | 1 | 15.63 | 0.68 | 16.31 | 0
2020-10-18 | 2 | 0 | 2020-10-18 | 2 | 17.16 | 0.63 | 17.79 | 0
2020-10-18 | 3 | 0 | 2020-10-18 | 3 | 15.67 | 0.64 | 16.31 | 0
2020-10-18 | 4 | 0 | 2020-10-18 | 4 | 15.14 | 0.64 | 15.78 | 0
2020-10-18 | 5 | 0 | 2020-10-18 | 5 | 15.8 | 0.65 | 16.45 | 0
2020-10-18 | 6 | 3 | 2020-10-18 | 6 | 15.8 | 0.64 | 16.44 | 49.32
2020-10-18 | 7 | 5 | 2020-10-18 | 7 | 15.41 | 0.82 | 16.23 | 81.15
2020-10-18 | 8 | 3555 | 2020-10-18 | 8 | 16.83 | 0.79 | 17.62 | 62639.1
2020-10-18 | 9 | 22160 | 2020-10-18 | 9 | 37.45 | 1.68 | 39.13 | 867120.8
2020-10-18 | 10 | 38920 | 2020-10-18 | 10 | 23.84 | 1.26 | 25.1 | 976892
2020-10-18 | 11 | 59340 | 2020-10-18 | 11 | 16.37 | 0.67 | 17.04 | 1011153.6
2020-10-18 | 12 | 67040 | 2020-10-18 | 12 | 14.39 | 0.65 | 15.04 | 1008281.6
2020-10-18 | 13 | 61833 | 2020-10-18 | 13 | 13.73 | 0.64 | 14.37 | 888540.21
2020-10-18 | 14 | 58653 | 2020-10-18 | 14 | 13.69 | 0.64 | 14.33 | 840497.49
2020-10-18 | 15 | 51353 | 2020-10-18 | 15 | 13.44 | 0.65 | 14.09 | 723563.77
2020-10-18 | 16 | 29828 | 2020-10-18 | 16 | 13.73 | 0.64 | 14.37 | 428628.36
2020-10-18 | 17 | 13908 | 2020-10-18 | 17 | 14.62 | 0.64 | 15.26 | 212236.08
2020-10-18 | 18 | 3948 | 2020-10-18 | 18 | 23.77 | 0.67 | 24.44 | 96489.12
2020-10-18 | 19 | 3 | 2020-10-18 | 19 | 32.3 | 0.87 | 33.17 | 99.51
2020-10-18 | 20 | 0 | 2020-10-18 | 20 | 24.01 | 0.75 | 24.76 | 0
2020-10-18 | 21 | 0 | 2020-10-18 | 21 | 20.9 | 0.83 | 21.73 | 0
2020-10-18 | 22 | 0 | 2020-10-18 | 22 | 16.83 | 0.82 | 17.65 | 0
2020-10-18 | 23 | 0 | 2020-10-18 | 23 | 18.48 | 0.92 | 19.4 | 0
2020-10-18 | 24 | 0 | 2020-10-18 | 24 | 14.72 | 0.81 | 15.53 | 0
2020-10-19 | 1 | 0 | 2020-10-19 | 1 | 16.42 | 1.38 | 17.8 | 0
2020-10-19 | 2 | 0 | 2020-10-19 | 2 | 14.53 | 1.41 | 15.94 | 0
2020-10-19 | 3 | 0 | 2020-10-19 | 3 | 13.67 | 1.36 | 15.03 | 0
2020-10-19 | 4 | 0 | 2020-10-19 | 4 | 14.09 | 1.41 | 15.5 | 0
2020-10-19 | 5 | 0 | 2020-10-19 | 5 | 14.56 | 1.41 | 15.97 | 0
2020-10-19 | 6 | 0 | 2020-10-19 | 6 | 14.77 | 1.37 | 16.14 | 0
2020-10-19 | 7 | 5 | 2020-10-19 | 7 | 23.71 | 1.48 | 25.19 | 125.95
2020-10-19 | 8 | 4025 | 2020-10-19 | 8 | 38.19 | 1.91 | 40.1 | 161402.5
2020-10-19 | 9 | 19505 | 2020-10-19 | 9 | 42.16 | 1.96 | 44.12 | 860560.6
2020-10-19 | 10 | 41200 | 2020-10-19 | 10 | 36.86 | 2.1 | 38.96 | 1605152
2020-10-19 | 11 | 47113 | 2020-10-19 | 11 | 28.15 | 1.81 | 29.96 | 1411505.48
2020-10-19 | 12 | 53760 | 2020-10-19 | 12 | 22.03 | 1.75 | 23.78 | 1278412.8
2020-10-19 | 13 | 54863 | 2020-10-19 | 13 | 21.1 | 1.74 | 22.84 | 1253070.92
2020-10-19 | 14 | 53563 | 2020-10-19 | 14 | 38.72 | 2.43 | 41.15 | 2204117.45
2020-10-19 | 15 | 39933 | 2020-10-19 | 15 | 22.57 | 1.74 | 24.31 | 970771.23
2020-10-19 | 16 | 26515 | 2020-10-19 | 16 | 22.9 | 1.66 | 24.56 | 651208.4
2020-10-19 | 17 | 13480 | 2020-10-19 | 17 | 31.38 | 1.83 | 33.21 | 447670.8
2020-10-19 | 18 | 1995 | 2020-10-19 | 18 | 39.74 | 1.84 | 41.58 | 82952.1
2020-10-19 | 19 | 3 | 2020-10-19 | 19 | 70.3 | 3 | 73.3 | 219.9
2020-10-19 | 20 | 0 | 2020-10-19 | 20 | 45.03 | 1.91 | 46.94 | 0
2020-10-19 | 21 | 0 | 2020-10-19 | 21 | 36.98 | 2.16 | 39.14 | 0
2020-10-19 | 22 | 0 | 2020-10-19 | 22 | 21.15 | 1.81 | 22.96 | 0
2020-10-19 | 23 | 0 | 2020-10-19 | 23 | 24.31 | 2.39 | 26.7 | 0
2020-10-19 | 24 | 0 | 2020-10-19 | 24 | 18.08 | 1.57 | 19.65 | 0
2020-10-20 | 1 | 0 | 2020-10-20 | 1 | 17.36 | 0.92 | 18.28 | 0
2020-10-20 | 2 | 0 | 2020-10-20 | 2 | 19.23 | 0.9 | 20.13 | 0
2020-10-20 | 3 | 0 | 2020-10-20 | 3 | 18.3 | 0.91 | 19.21 | 0
2020-10-20 | 4 | 0 | 2020-10-20 | 4 | 17.49 | 0.9 | 18.39 | 0
2020-10-20 | 5 | 0 | 2020-10-20 | 5 | 18.97 | 0.9 | 19.87 | 0
2020-10-20 | 6 | 8 | 2020-10-20 | 6 | 25.18 | 0.94 | 26.12 | 208.96
2020-10-20 | 7 | 0 | 2020-10-20 | 7 | 42.98 | 1.43 | 44.41 | 0
2020-10-20 | 8 | 813 | 2020-10-20 | 8 | 40.32 | 1.53 | 41.85 | 34024.05
2020-10-20 | 9 | 7495 | 2020-10-20 | 9 | 40.42 | 1.66 | 42.08 | 315389.6
2020-10-20 | 10 | 12603 | 2020-10-20 | 10 | 40.22 | 1.67 | 41.89 | 527939.67
2020-10-20 | 11 | 13780 | 2020-10-20 | 11 | 30.99 | 1.37 | 32.36 | 445920.8
2020-10-20 | 12 | 7103 | 2020-10-20 | 12 | 23.08 | 1.2 | 24.28 | 172460.84
2020-10-20 | 13 | 22823 | 2020-10-20 | 13 | 23.25 | 1.21 | 24.46 | 558250.58
2020-10-20 | 14 | 23243 | 2020-10-20 | 14 | 27.95 | 1.4 | 29.35 | 682182.05
2020-10-20 | 15 | 19873 | 2020-10-20 | 15 | 39.42 | 1.92 | 41.34 | 821549.82
2020-10-20 | 16 | 18545 | 2020-10-20 | 16 | 34.21 | 1.8 | 36.01 | 667805.45
2020-10-20 | 17 | 5905 | 2020-10-20 | 17 | 26.94 | 1.24 | 28.18 | 166402.9
2020-10-20 | 18 | 1345 | 2020-10-20 | 18 | 39.74 | 1.35 | 41.09 | 55266.05
2020-10-20 | 19 | 3 | 2020-10-20 | 19 | 46.54 | 1.36 | 47.9 | 143.7
2020-10-20 | 20 | 0 | 2020-10-20 | 20 | 41.96 | 1.43 | 43.39 | 0
2020-10-20 | 21 | 0 | 2020-10-20 | 21 | 31.84 | 1.48 | 33.32 | 0
2020-10-20 | 22 | 0 | 2020-10-20 | 22 | 21.58 | 1.28 | 22.86 | 0
2020-10-20 | 23 | 0 | 2020-10-20 | 23 | 19.75 | 1.28 | 21.03 | 0
2020-10-20 | 24 | 0 | 2020-10-20 | 24 | 16.95 | 1.01 | 17.96 | 0
2020-10-21 | 1 | 0 | 2020-10-21 | 1 | 17.06 | 0.48 | 17.54 | 0
2020-10-21 | 2 | 0 | 2020-10-21 | 2 | 16.91 | 0.5 | 17.41 | 0
2020-10-21 | 3 | 0 | 2020-10-21 | 3 | 16.4 | 0.5 | 16.9 | 0
2020-10-21 | 4 | 0 | 2020-10-21 | 4 | 16.83 | 0.51 | 17.34 | 0
2020-10-21 | 5 | 0 | 2020-10-21 | 5 | 18.16 | 0.48 | 18.64 | 0
2020-10-21 | 6 | 5 | 2020-10-21 | 6 | 18.16 | 0.47 | 18.63 | 93.15
2020-10-21 | 7 | 5 | 2020-10-21 | 7 | 25.75 | 0.76 | 26.51 | 132.55
2020-10-21 | 8 | 500 | 2020-10-21 | 8 | 33.83 | 1.11 | 34.94 | 17470
2020-10-21 | 9 | 1908 | 2020-10-21 | 9 | 36.77 | 0.89 | 37.66 | 71855.28
2020-10-21 | 10 | 3913 | 2020-10-21 | 10 | 37.32 | 0.96 | 38.28 | 149789.64
2020-10-21 | 11 | 9015 | 2020-10-21 | 11 | 34.21 | 0.85 | 35.06 | 316065.9
2020-10-21 | 12 | 16835 | 2020-10-21 | 12 | 35.64 | 0.95 | 36.59 | 615992.65
2020-10-21 | 13 | 18058 | 2020-10-21 | 13 | 47.87 | 0.97 | 48.84 | 881952.72
2020-10-21 | 14 | 13785 | 2020-10-21 | 14 | 30.96 | 1.09 | 32.05 | 441809.25
2020-10-21 | 15 | 9055 | 2020-10-21 | 15 | 24.16 | 0.82 | 24.98 | 226193.9
2020-10-21 | 16 | 5633 | 2020-10-21 | 16 | 24.7 | 0.8 | 25.5 | 143641.5
2020-10-21 | 17 | 2828 | 2020-10-21 | 17 | 23.98 | 0.79 | 24.77 | 70049.56
2020-10-21 | 18 | 558 | 2020-10-21 | 18 | 28.24 | 0.78 | 29.02 | 16193.16
2020-10-21 | 19 | 3 | 2020-10-21 | 19 | 25.95 | 0.8 | 26.75 | 80.25
2020-10-21 | 20 | 0 | 2020-10-21 | 20 | 29.75 | 0.88 | 30.63 | 0
2020-10-21 | 21 | 0 | 2020-10-21 | 21 | 24.84 | 0.86 | 25.7 | 0
2020-10-21 | 22 | 0 | 2020-10-21 | 22 | 21.55 | 0.83 | 22.38 | 0
2020-10-21 | 23 | 0 | 2020-10-21 | 23 | 20.25 | 0.84 | 21.09 | 0
2020-10-21 | 24 | 0 | 2020-10-21 | 24 | 18.54 | 0.5 | 19.04 | 0
2020-10-22 | 1 | 0 | 2020-10-22 | 1 | 15.19 | 0.66 | 15.85 | 0
2020-10-22 | 2 | 0 | 2020-10-22 | 2 | 15.47 | 0.65 | 16.12 | 0
2020-10-22 | 3 | 0 | 2020-10-22 | 3 | 17.08 | 0.7 | 17.78 | 0
2020-10-22 | 4 | 0 | 2020-10-22 | 4 | 16.28 | 0.73 | 17.01 | 0
2020-10-22 | 5 | 0 | 2020-10-22 | 5 | 16.73 | 0.69 | 17.42 | 0
2020-10-22 | 6 | 3 | 2020-10-22 | 6 | 17.04 | 0.63 | 17.67 | 53.01
2020-10-22 | 7 | 5 | 2020-10-22 | 7 | 18.3 | 0.62 | 18.92 | 94.6
2020-10-22 | 8 | 3198 | 2020-10-22 | 8 | 20.15 | 0.9 | 21.05 | 67317.9
2020-10-22 | 9 | 21053 | 2020-10-22 | 9 | 21.33 | 0.85 | 22.18 | 466955.54
2020-10-22 | 10 | 41143 | 2020-10-22 | 10 | 21.13 | 0.85 | 21.98 | 904323.14
2020-10-22 | 11 | 52693 | 2020-10-22 | 11 | 20.81 | 0.85 | 21.66 | 1141330.38
2020-10-22 | 12 | 64043 | 2020-10-22 | 12 | 22.12 | 0.86 | 22.98 | 1471708.14
2020-10-22 | 13 | 65915 | 2020-10-22 | 13 | 20.33 | 0.85 | 21.18 | 1396079.7
2020-10-22 | 14 | 63675 | 2020-10-22 | 14 | 33.13 | 1.12 | 34.25 | 2180868.75
2020-10-22 | 15 | 54485 | 2020-10-22 | 15 | 33.63 | 0.95 | 34.58 | 1884091.3
2020-10-22 | 16 | 38968 | 2020-10-22 | 16 | 32.16 | 0.89 | 33.05 | 1287892.4
2020-10-22 | 17 | 16540 | 2020-10-22 | 17 | 36.57 | 1.06 | 37.63 | 622400.2
2020-10-22 | 18 | 1420 | 2020-10-22 | 18 | 39.93 | 1.09 | 41.02 | 58248.4
2020-10-22 | 19 | 5 | 2020-10-22 | 19 | 36.89 | 1.07 | 37.96 | 189.8
2020-10-22 | 20 | 0 | 2020-10-22 | 20 | 36.14 | 1.13 | 37.27 | 0
2020-10-22 | 21 | 0 | 2020-10-22 | 21 | 30.52 | 1.14 | 31.66 | 0
2020-10-22 | 22 | 0 | 2020-10-22 | 22 | 25.35 | 1.1 | 26.45 | 0
2020-10-22 | 23 | 0 | 2020-10-22 | 23 | 20.52 | 1.07 | 21.59 | 0
2020-10-22 | 24 | 0 | 2020-10-22 | 24 | 18.12 | 0.62 | 18.74 | 0
2020-10-23 | 1 | 0 | 2020-10-23 | 1 | 15.54 | 0.81 | 16.35 | 0
2020-10-23 | 2 | 0 | 2020-10-23 | 2 | 16.02 | 0.82 | 16.84 | 0
2020-10-23 | 3 | 0 | 2020-10-23 | 3 | 14.94 | 0.83 | 15.77 | 0
2020-10-23 | 4 | 0 | 2020-10-23 | 4 | 14.99 | 0.84 | 15.83 | 0
2020-10-23 | 5 | 0 | 2020-10-23 | 5 | 15.12 | 0.82 | 15.94 | 0
2020-10-23 | 6 | 3 | 2020-10-23 | 6 | 15.3 | 0.83 | 16.13 | 48.39
2020-10-23 | 7 | 3 | 2020-10-23 | 7 | 20.94 | 1.09 | 22.03 | 66.09
2020-10-23 | 8 | 785 | 2020-10-23 | 8 | 21.82 | 1.41 | 23.23 | 18235.55
2020-10-23 | 9 | 2970 | 2020-10-23 | 9 | 24.1 | 1.19 | 25.29 | 75111.3
2020-10-23 | 10 | 9355 | 2020-10-23 | 10 | 26.99 | 1.12 | 28.11 | 262969.05
2020-10-23 | 11 | 15148 | 2020-10-23 | 11 | 33.53 | 1.77 | 35.3 | 534724.4
2020-10-23 | 12 | 18655 | 2020-10-23 | 12 | 29.71 | 1.71 | 31.42 | 586140.1
2020-10-23 | 13 | 26188 | 2020-10-23 | 13 | 20.33 | 1.2 | 21.53 | 563827.64
2020-10-23 | 14 | 21310 | 2020-10-23 | 14 | 19.04 | 1.19 | 20.23 | 431101.3
2020-10-23 | 15 | 11630 | 2020-10-23 | 15 | 19.08 | 1.19 | 20.27 | 235740.1
2020-10-23 | 16 | 7570 | 2020-10-23 | 16 | 19.27 | 1.2 | 20.47 | 154957.9
2020-10-23 | 17 | 6288 | 2020-10-23 | 17 | 25.39 | 1.26 | 26.65 | 167575.2
2020-10-23 | 18 | 533 | 2020-10-23 | 18 | 27.56 | 1.17 | 28.73 | 15313.09
2020-10-23 | 19 | 5 | 2020-10-23 | 19 | 30.16 | 1.31 | 31.47 | 157.35
2020-10-23 | 20 | 0 | 2020-10-23 | 20 | 33.13 | 1.42 | 34.55 | 0
2020-10-23 | 21 | 0 | 2020-10-23 | 21 | 19.05 | 1.21 | 20.26 | 0
2020-10-23 | 22 | 0 | 2020-10-23 | 22 | 18.78 | 1.25 | 20.03 | 0
2020-10-23 | 23 | 0 | 2020-10-23 | 23 | 17.59 | 1.36 | 18.95 | 0
2020-10-23 | 24 | 0 | 2020-10-23 | 24 | 13.73 | 0.88 | 14.61 | 0
2020-10-24 | 1 | 0 | 2020-10-24 | 1 | 15.91 | 1.14 | 17.05 | 0
2020-10-24 | 2 | 0 | 2020-10-24 | 2 | 13.04 | 1.22 | 14.26 | 0
2020-10-24 | 3 | 0 | 2020-10-24 | 3 | 6.91 | 1.24 | 8.15 | 0
2020-10-24 | 4 | 0 | 2020-10-24 | 4 | 12.88 | 1.24 | 14.12 | 0
2020-10-24 | 5 | 0 | 2020-10-24 | 5 | 2.88 | 1.18 | 4.06 | 0
2020-10-24 | 6 | 3 | 2020-10-24 | 6 | 13.34 | 1.14 | 14.48 | 43.44
2020-10-24 | 7 | 8 | 2020-10-24 | 7 | 14.45 | 1.18 | 15.63 | 125.04
2020-10-24 | 8 | 1273 | 2020-10-24 | 8 | 16.67 | 1.2 | 17.87 | 22748.51
2020-10-24 | 9 | 7465 | 2020-10-24 | 9 | 17.73 | 1.23 | 18.96 | 141536.4
2020-10-24 | 10 | 5280 | 2020-10-24 | 10 | 23.06 | 1.53 | 24.59 | 129835.2
2020-10-24 | 11 | 11820 | 2020-10-24 | 11 | 27.2 | 1.39 | 28.59 | 337933.8
2020-10-24 | 12 | 23653 | 2020-10-24 | 12 | 33.89 | 1.35 | 35.24 | 833531.72
2020-10-24 | 13 | 35443 | 2020-10-24 | 13 | 41.44 | 1.73 | 43.17 | 1530074.31
2020-10-24 | 14 | 11045 | 2020-10-24 | 14 | 42.85 | 1.77 | 44.62 | 492827.9
2020-10-24 | 15 | 8798 | 2020-10-24 | 15 | 45.47 | 2.01 | 47.48 | 417729.04
2020-10-24 | 16 | 14138 | 2020-10-24 | 16 | 34.41 | 1.45 | 35.86 | 506988.68
2020-10-24 | 17 | 3193 | 2020-10-24 | 17 | 33.46 | 1.51 | 34.97 | 111659.21
2020-10-24 | 18 | 1415 | 2020-10-24 | 18 | 41.79 | 1.55 | 43.34 | 61326.1
2020-10-24 | 19 | 3 | 2020-10-24 | 19 | 47.82 | 1.55 | 49.37 | 148.11
2020-10-24 | 20 | 0 | 2020-10-24 | 20 | 39.11 | 1.86 | 40.97 | 0
2020-10-24 | 21 | 0 | 2020-10-24 | 21 | 23.66 | 1.47 | 25.13 | 0
2020-10-24 | 22 | 0 | 2020-10-24 | 22 | 30.67 | 1.9 | 32.57 | 0
2020-10-24 | 23 | 0 | 2020-10-24 | 23 | 22.76 | 1.51 | 24.27 | 0
2020-10-24 | 24 | 0 | 2020-10-24 | 24 | 20.65 | 1.33 | 21.98 | 0
2020-10-25 | 1 | 0 | 2020-10-25 | 1 | 17.93 | 1.19 | 19.12 | 0
2020-10-25 | 2 | 0 | 2020-10-25 | 2 | 18.02 | 1.18 | 19.2 | 0
2020-10-25 | 3 | 0 | 2020-10-25 | 3 | 16.11 | 1.22 | 17.33 | 0
2020-10-25 | 4 | 0 | 2020-10-25 | 4 | 15.51 | 1.23 | 16.74 | 0
2020-10-25 | 5 | 0 | 2020-10-25 | 5 | 17.12 | 1.18 | 18.3 | 0
2020-10-25 | 6 | 5 | 2020-10-25 | 6 | 17.71 | 1.18 | 18.89 | 94.45
2020-10-25 | 7 | 0 | 2020-10-25 | 7 | 15.02 | 1.26 | 16.28 | 0
2020-10-25 | 8 | 658 | 2020-10-25 | 8 | 17.15 | 1.35 | 18.5 | 12173
2020-10-25 | 9 | 12790 | 2020-10-25 | 9 | 19.69 | 1.22 | 20.91 | 267438.9
2020-10-25 | 10 | 41338 | 2020-10-25 | 10 | 23.39 | 1.37 | 24.76 | 1023528.88
2020-10-25 | 11 | 54268 | 2020-10-25 | 11 | 25.64 | 1.46 | 27.1 | 1470662.8
2020-10-25 | 12 | 45980 | 2020-10-25 | 12 | 25.63 | 1.49 | 27.12 | 1246977.6
2020-10-25 | 13 | 23525 | 2020-10-25 | 13 | 22.78 | 1.36 | 24.14 | 567893.5
2020-10-25 | 14 | 23475 | 2020-10-25 | 14 | 22.71 | 1.36 | 24.07 | 565043.25
2020-10-25 | 15 | 39878 | 2020-10-25 | 15 | 25.77 | 1.53 | 27.3 | 1088669.4
2020-10-25 | 16 | 32210 | 2020-10-25 | 16 | 25.05 | 1.43 | 26.48 | 852920.8
2020-10-25 | 17 | 14150 | 2020-10-25 | 17 | 40.63 | 1.7 | 42.33 | 598969.5
2020-10-25 | 18 | 1460 | 2020-10-25 | 18 | 56.28 | 1.66 | 57.94 | 84592.4
2020-10-25 | 19 | 3 | 2020-10-25 | 19 | 60.52 | 1.53 | 62.05 | 186.15
2020-10-25 | 20 | 0 | 2020-10-25 | 20 | 47.06 | 1.36 | 48.42 | 0
2020-10-25 | 21 | 0 | 2020-10-25 | 21 | 46.12 | 1.55 | 47.67 | 0
2020-10-25 | 22 | 0 | 2020-10-25 | 22 | 36.14 | 1.54 | 37.68 | 0
2020-10-25 | 23 | 0 | 2020-10-25 | 23 | 28.37 | 1.4 | 29.77 | 0
2020-10-25 | 24 | 0 | 2020-10-25 | 24 | 21.74 | 1.3 | 23.04 | 0
2020-10-26 | 1 | 0 | 2020-10-26 | 1 | 21.69 | 0.45 | 22.14 | 0
2020-10-26 | 2 | 0 | 2020-10-26 | 2 | 21.6 | 0.46 | 22.06 | 0
2020-10-26 | 3 | 0 | 2020-10-26 | 3 | 21.35 | 0.46 | 21.81 | 0
2020-10-26 | 4 | 0 | 2020-10-26 | 4 | 23.15 | 0.44 | 23.59 | 0
2020-10-26 | 5 | 0 | 2020-10-26 | 5 | 22.57 | 0.45 | 23.02 | 0
2020-10-26 | 6 | 5 | 2020-10-26 | 6 | 22.92 | 0.45 | 23.37 | 116.85
2020-10-26 | 7 | 5 | 2020-10-26 | 7 | 23.72 | 0.47 | 24.19 | 120.95
2020-10-26 | 8 | 3 | 2020-10-26 | 8 | 25.44 | 0.82 | 26.26 | 78.78
2020-10-26 | 9 | 1618 | 2020-10-26 | 9 | 34.81 | 1.02 | 35.83 | 57972.94
2020-10-26 | 10 | 3058 | 2020-10-26 | 10 | 43.62 | 1.27 | 44.89 | 137273.62
2020-10-26 | 11 | 4570 | 2020-10-26 | 11 | 46.28 | 1.22 | 47.5 | 217075
2020-10-26 | 12 | 5838 | 2020-10-26 | 12 | 54.45 | 1.39 | 55.84 | 325993.92
2020-10-26 | 13 | 6788 | 2020-10-26 | 13 | 52.55 | 1.36 | 53.91 | 365941.08
2020-10-26 | 14 | 7123 | 2020-10-26 | 14 | 52.43 | 1 | 53.43 | 380581.89
2020-10-26 | 15 | 4108 | 2020-10-26 | 15 | 46.85 | 0.89 | 47.74 | 196115.92
2020-10-26 | 16 | 2515 | 2020-10-26 | 16 | 49.4 | 1 | 50.4 | 126756
2020-10-26 | 17 | 1113 | 2020-10-26 | 17 | 52.09 | 1.01 | 53.1 | 59100.3
2020-10-26 | 18 | 260 | 2020-10-26 | 18 | 59.09 | 1.36 | 60.45 | 15717
2020-10-26 | 19 | 3 | 2020-10-26 | 19 | 70.49 | 4.28 | 74.77 | 224.31
2020-10-26 | 20 | 0 | 2020-10-26 | 20 | 48.46 | 2.22 | 50.68 | 0
2020-10-26 | 21 | 0 | 2020-10-26 | 21 | 37.84 | 1.12 | 38.96 | 0
2020-10-26 | 22 | 0 | 2020-10-26 | 22 | 32.42 | 1 | 33.42 | 0
2020-10-26 | 23 | 0 | 2020-10-26 | 23 | 24.68 | 1.07 | 25.75 | 0
2020-10-26 | 24 | 0 | 2020-10-26 | 24 | 22.49 | 0.52 | 23.01 | 0
2020-10-27 | 1 | 0 | 2020-10-27 | 1 | 22.21 | 0.63 | 22.84 | 0
2020-10-27 | 2 | 0 | 2020-10-27 | 2 | 22.14 | 0.62 | 22.76 | 0
2020-10-27 | 3 | 0 | 2020-10-27 | 3 | 21.36 | 0.61 | 21.97 | 0
2020-10-27 | 4 | 0 | 2020-10-27 | 4 | 21.75 | 0.62 | 22.37 | 0
2020-10-27 | 5 | 0 | 2020-10-27 | 5 | 22.63 | 0.61 | 23.24 | 0
2020-10-27 | 6 | 3 | 2020-10-27 | 6 | 23.41 | 0.64 | 24.05 | 72.15
2020-10-27 | 7 | 3 | 2020-10-27 | 7 | 41.06 | 0.91 | 41.97 | 125.91
2020-10-27 | 8 | 15 | 2020-10-27 | 8 | 40.27 | 1.32 | 41.59 | 623.85
2020-10-27 | 9 | 2168 | 2020-10-27 | 9 | 49.74 | 1.4 | 51.14 | 110871.52
2020-10-27 | 10 | 8288 | 2020-10-27 | 10 | 52.7 | 1.13 | 53.83 | 446143.04
2020-10-27 | 11 | 24175 | 2020-10-27 | 11 | 46.33 | 1.16 | 47.49 | 1148070.75
2020-10-27 | 12 | 22493 | 2020-10-27 | 12 | 30.47 | 0.95 | 31.42 | 706730.06
2020-10-27 | 13 | 33960 | 2020-10-27 | 13 | 26.9 | 0.95 | 27.85 | 945786
2020-10-27 | 14 | 65690 | 2020-10-27 | 14 | 26.04 | 0.97 | 27.01 | 1774286.9
2020-10-27 | 15 | 38275 | 2020-10-27 | 15 | 25.21 | 0.93 | 26.14 | 1000508.5
2020-10-27 | 16 | 14630 | 2020-10-27 | 16 | 29.87 | 1 | 30.87 | 451628.1
2020-10-27 | 17 | 5585 | 2020-10-27 | 17 | 31.65 | 0.91 | 32.56 | 181847.6
2020-10-27 | 18 | 565 | 2020-10-27 | 18 | 49.5 | 1.17 | 50.67 | 28628.55
2020-10-27 | 19 | 3 | 2020-10-27 | 19 | 64.25 | 1.23 | 65.48 | 196.44
2020-10-27 | 20 | 0 | 2020-10-27 | 20 | 42.77 | 1.14 | 43.91 | 0
2020-10-27 | 21 | 0 | 2020-10-27 | 21 | 32.27 | 1.17 | 33.44 | 0
2020-10-27 | 22 | 0 | 2020-10-27 | 22 | 27.61 | 0.93 | 28.54 | 0
2020-10-27 | 23 | 0 | 2020-10-27 | 23 | 29.08 | 1.04 | 30.12 | 0
2020-10-27 | 24 | 0 | 2020-10-27 | 24 | 27.6 | 0.66 | 28.26 | 0
2020-10-28 | 1 | 0 | 2020-10-28 | 1 | 29.42 | 0.87 | 30.29 | 0
2020-10-28 | 2 | 0 | 2020-10-28 | 2 | 30.92 | 1.02 | 31.94 | 0
2020-10-28 | 3 | 0 | 2020-10-28 | 3 | 30.28 | 0.95 | 31.23 | 0
2020-10-28 | 4 | 0 | 2020-10-28 | 4 | 30.5 | 0.89 | 31.39 | 0
2020-10-28 | 5 | 0 | 2020-10-28 | 5 | 31.83 | 0.88 | 32.71 | 0
2020-10-28 | 6 | 5 | 2020-10-28 | 6 | 31.04 | 0.86 | 31.9 | 159.5
2020-10-28 | 7 | 3 | 2020-10-28 | 7 | 39.85 | 1.12 | 40.97 | 122.91
2020-10-28 | 8 | 5 | 2020-10-28 | 8 | 47.75 | 1.62 | 49.37 | 246.85
2020-10-28 | 9 | 2230 | 2020-10-28 | 9 | 60.9 | 1.47 | 62.37 | 139085.1
2020-10-28 | 10 | 5020 | 2020-10-28 | 10 | 74.42 | 1.84 | 76.26 | 382825.2
2020-10-28 | 11 | 7555 | 2020-10-28 | 11 | 68.03 | 5.14 | 73.17 | 552799.35
2020-10-28 | 12 | 6855 | 2020-10-28 | 12 | 75.92 | 6.68 | 82.6 | 566223
2020-10-28 | 13 | 8785 | 2020-10-28 | 13 | 91.34 | 6.81 | 98.15 | 862247.75
2020-10-28 | 14 | 8598 | 2020-10-28 | 14 | 91.97 | 2.82 | 94.79 | 815004.42
2020-10-28 | 15 | 6480 | 2020-10-28 | 15 | 53.62 | 1.98 | 55.6 | 360288
2020-10-28 | 16 | 4423 | 2020-10-28 | 16 | 54.56 | 2.12 | 56.68 | 250695.64
2020-10-28 | 17 | 1903 | 2020-10-28 | 17 | 48.66 | 1.47 | 50.13 | 95397.39
2020-10-28 | 18 | 23 | 2020-10-28 | 18 | 56.86 | 1.44 | 58.3 | 1340.9
2020-10-28 | 19 | 5 | 2020-10-28 | 19 | 72.34 | 2.07 | 74.41 | 372.05
2020-10-28 | 20 | 0 | 2020-10-28 | 20 | 42.62 | 1.37 | 43.99 | 0
2020-10-28 | 21 | 0 | 2020-10-28 | 21 | 32.75 | 1.37 | 34.12 | 0
2020-10-28 | 22 | 0 | 2020-10-28 | 22 | 28.69 | 1.39 | 30.08 | 0
2020-10-28 | 23 | 0 | 2020-10-28 | 23 | 30.17 | 1.31 | 31.48 | 0
2020-10-28 | 24 | 0 | 2020-10-28 | 24 | 32 | 1.02 | 33.02 | 0
2020-10-29 | 1 | 0 | 2020-10-29 | 1 | 28.36 | 1.04 | 29.4 | 0
2020-10-29 | 2 | 0 | 2020-10-29 | 2 | 26.66 | 1.03 | 27.69 | 0
2020-10-29 | 3 | 0 | 2020-10-29 | 3 | 24.88 | 1.04 | 25.92 | 0
2020-10-29 | 4 | 0 | 2020-10-29 | 4 | 24.96 | 1.05 | 26.01 | 0
2020-10-29 | 5 | 0 | 2020-10-29 | 5 | 25.75 | 1.04 | 26.79 | 0
2020-10-29 | 6 | 5 | 2020-10-29 | 6 | 28.8 | 1.05 | 29.85 | 149.25
2020-10-29 | 7 | 3 | 2020-10-29 | 7 | 29.79 | 1.09 | 30.88 | 92.64
2020-10-29 | 8 | 563 | 2020-10-29 | 8 | 37.08 | 1.77 | 38.85 | 21872.55
2020-10-29 | 9 | 4345 | 2020-10-29 | 9 | 59.84 | 2.18 | 62.02 | 269476.9
2020-10-29 | 10 | 7913 | 2020-10-29 | 10 | 82.36 | 1.98 | 84.34 | 667382.42
2020-10-29 | 11 | 9813 | 2020-10-29 | 11 | 71.91 | 1.34 | 73.25 | 718802.25
2020-10-29 | 12 | 10353 | 2020-10-29 | 12 | 64.75 | 1.88 | 66.63 | 689820.39
2020-10-29 | 13 | 12775 | 2020-10-29 | 13 | 52.48 | 1.74 | 54.22 | 692660.5
2020-10-29 | 14 | 5860 | 2020-10-29 | 14 | 60.77 | 2.11 | 62.88 | 368476.8
2020-10-29 | 15 | 3030 | 2020-10-29 | 15 | 70.43 | 2.34 | 72.77 | 220493.1
2020-10-29 | 16 | 3153 | 2020-10-29 | 16 | 72.18 | 2.56 | 74.74 | 235655.22
2020-10-29 | 17 | 1393 | 2020-10-29 | 17 | 83.76 | 2.93 | 86.69 | 120759.17
2020-10-29 | 18 | 5 | 2020-10-29 | 18 | 82.81 | 1.79 | 84.6 | 423
2020-10-29 | 19 | 3 | 2020-10-29 | 19 | 47.46 | 1.4 | 48.86 | 146.58
2020-10-29 | 20 | 0 | 2020-10-29 | 20 | 43.88 | 1.42 | 45.3 | 0
2020-10-29 | 21 | 0 | 2020-10-29 | 21 | 30.51 | 1.33 | 31.84 | 0
2020-10-29 | 22 | 0 | 2020-10-29 | 22 | 31.21 | 1.36 | 32.57 | 0
2020-10-29 | 23 | 0 | 2020-10-29 | 23 | 29.74 | 1.41 | 31.15 | 0
2020-10-29 | 24 | 0 | 2020-10-29 | 24 | 22.11 | 1.25 | 23.36 | 0
2020-10-30 | 1 | 0 | 2020-10-30 | 1 | 27.11 | 0.4 | 27.51 | 0
2020-10-30 | 2 | 0 | 2020-10-30 | 2 | 25.3 | 0.39 | 25.69 | 0
2020-10-30 | 3 | 0 | 2020-10-30 | 3 | 27.36 | 0.37 | 27.73 | 0
2020-10-30 | 4 | 0 | 2020-10-30 | 4 | 26.74 | 0.39 | 27.13 | 0
2020-10-30 | 5 | 0 | 2020-10-30 | 5 | 24.81 | 0.48 | 25.29 | 0
2020-10-30 | 6 | 5 | 2020-10-30 | 6 | 33.54 | 0.47 | 34.01 | 170.05
2020-10-30 | 7 | 5 | 2020-10-30 | 7 | 36.57 | 0.63 | 37.2 | 186
2020-10-30 | 8 | 0 | 2020-10-30 | 8 | 35.25 | 0.74 | 35.99 | 0
2020-10-30 | 9 | 525 | 2020-10-30 | 9 | 43.63 | 0.62 | 44.25 | 23231.25
2020-10-30 | 10 | 1573 | 2020-10-30 | 10 | 47.17 | 0.6 | 47.77 | 75142.21
2020-10-30 | 11 | 2190 | 2020-10-30 | 11 | 58.94 | 0.75 | 59.69 | 130721.1
2020-10-30 | 12 | 4545 | 2020-10-30 | 12 | 61.83 | 1.04 | 62.87 | 285744.15
2020-10-30 | 13 | 11055 | 2020-10-30 | 13 | 56.37 | 0.64 | 57.01 | 630245.55
2020-10-30 | 14 | 10778 | 2020-10-30 | 14 | 53.28 | 0.65 | 53.93 | 581257.54
2020-10-30 | 15 | 9568 | 2020-10-30 | 15 | 48.49 | 0.66 | 49.15 | 470267.2
2020-10-30 | 16 | 13840 | 2020-10-30 | 16 | 47.22 | 0.7 | 47.92 | 663212.8
2020-10-30 | 17 | 6428 | 2020-10-30 | 17 | 45.54 | 0.65 | 46.19 | 296909.32
2020-10-30 | 18 | 1340 | 2020-10-30 | 18 | 46.81 | 0.6 | 47.41 | 63529.4
2020-10-30 | 19 | 3 | 2020-10-30 | 19 | 47.47 | 0.63 | 48.1 | 144.3
2020-10-30 | 20 | 0 | 2020-10-30 | 20 | 45 | 0.69 | 45.69 | 0
2020-10-30 | 21 | 0 | 2020-10-30 | 21 | 42.13 | 0.66 | 42.79 | 0
2020-10-30 | 22 | 0 | 2020-10-30 | 22 | 37.88 | 0.75 | 38.63 | 0
2020-10-30 | 23 | 0 | 2020-10-30 | 23 | 34.01 | 0.82 | 34.83 | 0
2020-10-30 | 24 | 0 | 2020-10-30 | 24 | 37.41 | 0.41 | 37.82 | 0
2020-10-31 | 1 | 0 | 2020-10-31 | 1 | 36.81 | 0.45 | 37.26 | 0
2020-10-31 | 2 | 0 | 2020-10-31 | 2 | 33.06 | 0.41 | 33.47 | 0
2020-10-31 | 3 | 0 | 2020-10-31 | 3 | 33.34 | 0.45 | 33.79 | 0
2020-10-31 | 4 | 0 | 2020-10-31 | 4 | 35.73 | 0.46 | 36.19 | 0
2020-10-31 | 5 | 0 | 2020-10-31 | 5 | 34.32 | 0.43 | 34.75 | 0
2020-10-31 | 6 | 3 | 2020-10-31 | 6 | 36.81 | 0.45 | 37.26 | 111.78
2020-10-31 | 7 | 5 | 2020-10-31 | 7 | 37.56 | 0.87 | 38.43 | 192.15
2020-10-31 | 8 | 2040 | 2020-10-31 | 8 | 42.29 | 0.53 | 42.82 | 87352.8
2020-10-31 | 9 | 20610 | 2020-10-31 | 9 | 65.3 | 1.38 | 66.68 | 1374274.8
2020-10-31 | 10 | 44385 | 2020-10-31 | 10 | 67.85 | 1.42 | 69.27 | 3074548.95
2020-10-31 | 11 | 60373 | 2020-10-31 | 11 | 65.36 | 1.44 | 66.8 | 4032916.4
2020-10-31 | 12 | 69848 | 2020-10-31 | 12 | 45.37 | 0.54 | 45.91 | 3206721.68
2020-10-31 | 13 | 72478 | 2020-10-31 | 13 | 39.64 | 0.39 | 40.03 | 2901294.34
2020-10-31 | 14 | 69213 | 2020-10-31 | 14 | 33.33 | 0.38 | 33.71 | 2333170.23
2020-10-31 | 15 | 60373 | 2020-10-31 | 15 | 30.14 | 0.4 | 30.54 | 1843791.42
2020-10-31 | 16 | 43665 | 2020-10-31 | 16 | 33.78 | 0.41 | 34.19 | 1492906.35
2020-10-31 | 17 | 14450 | 2020-10-31 | 17 | 55.43 | 1.03 | 56.46 | 815847
2020-10-31 | 18 | 840 | 2020-10-31 | 18 | 49.8 | 0.56 | 50.36 | 42302.4
2020-10-31 | 19 | 5 | 2020-10-31 | 19 | 50.7 | 0.49 | 51.19 | 255.95
2020-10-31 | 20 | 0 | 2020-10-31 | 20 | 46.95 | 0.58 | 47.53 | 0
2020-10-31 | 21 | 0 | 2020-10-31 | 21 | 44.93 | 0.59 | 45.52 | 0
2020-10-31 | 22 | 0 | 2020-10-31 | 22 | 41.81 | 0.53 | 42.34 | 0
2020-10-31 | 23 | 0 | 2020-10-31 | 23 | 39.22 | 0.64 | 39.86 | 0
2020-10-31 | 24 | 0 | 2020-10-31 | 24 | 37.3 | 0.51 | 37.81 | 0
2020-11-01 | 1 | 0 | 2020-11-01 | 1 | 33.61 | 0.87 | 34.48 | 0
2020-11-01 | 2 | 0 | 2020-11-01 | 2 | 34.72 | 0.79 | 35.51 | 0
2020-11-01 | 02X | 0 | 2020-11-01 | 02X | 39.39 | 0.83 | 40.22 | 0
2020-11-01 | 3 | 0 | 2020-11-01 | 3 | 41.95 | 0.8 | 42.75 | 0
2020-11-01 | 4 | 0 | 2020-11-01 | 4 | 49.41 | 1 | 50.41 | 0
2020-11-01 | 5 | 0 | 2020-11-01 | 5 | 34.8 | 0.78 | 35.58 | 0
2020-11-01 | 6 | 5 | 2020-11-01 | 6 | 31.93 | 0.72 | 32.65 | 163.25
2020-11-01 | 7 | 323 | 2020-11-01 | 7 | 37 | 0.89 | 37.89 | 12238.47
2020-11-01 | 8 | 4380 | 2020-11-01 | 8 | 37.97 | 0.91 | 38.88 | 170294.4
2020-11-01 | 9 | 9503 | 2020-11-01 | 9 | 39.43 | 0.89 | 40.32 | 383160.96
2020-11-01 | 10 | 32495 | 2020-11-01 | 10 | 43.82 | 0.76 | 44.58 | 1448627.1
2020-11-01 | 11 | 31335 | 2020-11-01 | 11 | 30.93 | 0.72 | 31.65 | 991752.75
2020-11-01 | 12 | 26943 | 2020-11-01 | 12 | 31.38 | 0.7 | 32.08 | 864331.44
2020-11-01 | 13 | 23640 | 2020-11-01 | 13 | 41.86 | 1.15 | 43.01 | 1016756.4
2020-11-01 | 14 | 20603 | 2020-11-01 | 14 | 55.25 | 1.41 | 56.66 | 1167365.98
2020-11-01 | 15 | 4380 | 2020-11-01 | 15 | 62.12 | 1.28 | 63.4 | 277692
2020-11-01 | 16 | 835 | 2020-11-01 | 16 | 58.8 | 0.81 | 59.61 | 49774.35
2020-11-01 | 17 | 5 | 2020-11-01 | 17 | 79.66 | 0.98 | 80.64 | 403.2
2020-11-01 | 18 | 0 | 2020-11-01 | 18 | 88.84 | 1.65 | 90.49 | 0
2020-11-01 | 19 | 0 | 2020-11-01 | 19 | 74.11 | 1.68 | 75.79 | 0
2020-11-01 | 20 | 0 | 2020-11-01 | 20 | 39.12 | 1.01 | 40.13 | 0
2020-11-01 | 21 | 0 | 2020-11-01 | 21 | 35.92 | 0.93 | 36.85 | 0
2020-11-01 | 22 | 0 | 2020-11-01 | 22 | 32.43 | 0.85 | 33.28 | 0
2020-11-01 | 23 | 0 | 2020-11-01 | 23 | 29.63 | 0.78 | 30.41 | 0
2020-11-01 | 24 | 0 | 2020-11-01 | 24 | 29.61 | 0.77 | 30.38 | 0
2020-11-02 | 1 | 0 | 2020-11-02 | 1 | 27.17 | 0.6 | 27.77 | 0
2020-11-02 | 2 | 0 | 2020-11-02 | 2 | 25.85 | 0.71 | 26.56 | 0
2020-11-02 | 3 | 0 | 2020-11-02 | 3 | 26.19 | 0.71 | 26.9 | 0
2020-11-02 | 4 | 0 | 2020-11-02 | 4 | 25.77 | 0.75 | 26.52 | 0
2020-11-02 | 5 | 0 | 2020-11-02 | 5 | 26.46 | 0.63 | 27.09 | 0
2020-11-02 | 6 | 3 | 2020-11-02 | 6 | 27.21 | 0.7 | 27.91 | 83.73
2020-11-02 | 7 | 1600 | 2020-11-02 | 7 | 29.84 | 0.97 | 30.81 | 49296
2020-11-02 | 8 | 18935 | 2020-11-02 | 8 | 32.58 | 1.08 | 33.66 | 637352.1
2020-11-02 | 9 | 42208 | 2020-11-02 | 9 | 26.05 | 0.94 | 26.99 | 1139193.92
2020-11-02 | 10 | 28248 | 2020-11-02 | 10 | 25.16 | 0.98 | 26.14 | 738402.72
2020-11-02 | 11 | 21353 | 2020-11-02 | 11 | 29.5 | 0.92 | 30.42 | 649558.26
2020-11-02 | 12 | 20158 | 2020-11-02 | 12 | 31.56 | 0.96 | 32.52 | 655538.16
2020-11-02 | 13 | 31978 | 2020-11-02 | 13 | 34.88 | 0.99 | 35.87 | 1147050.86
2020-11-02 | 14 | 42470 | 2020-11-02 | 14 | 30.79 | 0.92 | 31.71 | 1346723.7
2020-11-02 | 15 | 16828 | 2020-11-02 | 15 | 30.81 | 1 | 31.81 | 535298.68
2020-11-02 | 16 | 10285 | 2020-11-02 | 16 | 34.65 | 0.99 | 35.64 | 366557.4
2020-11-02 | 17 | 618 | 2020-11-02 | 17 | 42.06 | 0.98 | 43.04 | 26598.72
2020-11-02 | 18 | 0 | 2020-11-02 | 18 | 56.86 | 1.13 | 57.99 | 0
2020-11-02 | 19 | 0 | 2020-11-02 | 19 | 47.51 | 0.93 | 48.44 | 0
2020-11-02 | 20 | 0 | 2020-11-02 | 20 | 44.83 | 0.92 | 45.75 | 0
2020-11-02 | 21 | 0 | 2020-11-02 | 21 | 47.74 | 0.99 | 48.73 | 0
2020-11-02 | 22 | 0 | 2020-11-02 | 22 | 45.21 | 1.02 | 46.23 | 0
2020-11-02 | 23 | 0 | 2020-11-02 | 23 | 36.19 | 1.03 | 37.22 | 0
2020-11-02 | 24 | 0 | 2020-11-02 | 24 | 41.08 | 0.81 | 41.89 | 0
2020-11-03 | 1 | 0 | 2020-11-03 | 1 | 59.16 | 1.35 | 60.51 | 0
2020-11-03 | 2 | 0 | 2020-11-03 | 2 | 41.56 | 0.71 | 42.27 | 0
2020-11-03 | 3 | 0 | 2020-11-03 | 3 | 39.46 | 0.62 | 40.08 | 0
2020-11-03 | 4 | 0 | 2020-11-03 | 4 | 41.75 | 0.69 | 42.44 | 0
2020-11-03 | 5 | 0 | 2020-11-03 | 5 | 47.8 | 0.63 | 48.43 | 0
2020-11-03 | 6 | 3 | 2020-11-03 | 6 | 58.31 | 1.07 | 59.38 | 178.14
2020-11-03 | 7 | 1315 | 2020-11-03 | 7 | 59.83 | 1.22 | 61.05 | 80280.75
2020-11-03 | 8 | 17903 | 2020-11-03 | 8 | 66.35 | 1.43 | 67.78 | 1213465.34
2020-11-03 | 9 | 43545 | 2020-11-03 | 9 | 51.29 | 1.05 | 52.34 | 2279145.3
2020-11-03 | 10 | 60458 | 2020-11-03 | 10 | 47.78 | 0.9 | 48.68 | 2943095.44
2020-11-03 | 11 | 68525 | 2020-11-03 | 11 | 34.36 | 0.87 | 35.23 | 2414135.75
2020-11-03 | 12 | 66178 | 2020-11-03 | 12 | 32.23 | 0.94 | 33.17 | 2195124.26
2020-11-03 | 13 | 71500 | 2020-11-03 | 13 | 30.56 | 0.94 | 31.5 | 2252250
2020-11-03 | 14 | 54885 | 2020-11-03 | 14 | 30.47 | 0.92 | 31.39 | 1722840.15
2020-11-03 | 15 | 27840 | 2020-11-03 | 15 | 33.4 | 0.94 | 34.34 | 956025.6
2020-11-03 | 16 | 10433 | 2020-11-03 | 16 | 53.24 | 1.19 | 54.43 | 567868.19
2020-11-03 | 17 | 590 | 2020-11-03 | 17 | 56.61 | 1.11 | 57.72 | 34054.8
2020-11-03 | 18 | 0 | 2020-11-03 | 18 | 82.11 | 1.61 | 83.72 | 0
2020-11-03 | 19 | 0 | 2020-11-03 | 19 | 80.86 | 1.53 | 82.39 | 0
2020-11-03 | 20 | 0 | 2020-11-03 | 20 | 64.43 | 1.17 | 65.6 | 0
2020-11-03 | 21 | 0 | 2020-11-03 | 21 | 67.26 | 1.7 | 68.96 | 0
2020-11-03 | 22 | 0 | 2020-11-03 | 22 | 49.1 | 1.18 | 50.28 | 0
2020-11-03 | 23 | 0 | 2020-11-03 | 23 | 47.58 | 1.19 | 48.77 | 0
2020-11-03 | 24 | 0 | 2020-11-03 | 24 | 48.79 | 0.77 | 49.56 | 0
2020-11-04 | 1 | 0 | 2020-11-04 | 1 | 39.87 | 0.83 | 40.7 | 0
2020-11-04 | 2 | 0 | 2020-11-04 | 2 | 37.79 | 0.4 | 38.19 | 0
2020-11-04 | 3 | 0 | 2020-11-04 | 3 | 42.16 | 0.4 | 42.56 | 0
2020-11-04 | 4 | 0 | 2020-11-04 | 4 | 41.82 | 0.47 | 42.29 | 0
2020-11-04 | 5 | 0 | 2020-11-04 | 5 | 42.23 | 0.43 | 42.66 | 0
2020-11-04 | 6 | 3 | 2020-11-04 | 6 | 46.4 | 0.61 | 47.01 | 141.03
2020-11-04 | 7 | 280 | 2020-11-04 | 7 | 57.46 | 0.76 | 58.22 | 16301.6
2020-11-04 | 8 | 4628 | 2020-11-04 | 8 | 59.31 | 1.38 | 60.69 | 280873.32
2020-11-04 | 9 | 38675 | 2020-11-04 | 9 | 51.86 | 0.99 | 52.85 | 2043973.75
2020-11-04 | 10 | 56023 | 2020-11-04 | 10 | 36.65 | 0.78 | 37.43 | 2096940.89
2020-11-04 | 11 | 65058 | 2020-11-04 | 11 | 22.93 | 0.77 | 23.7 | 1541874.6
2020-11-04 | 12 | 66015 | 2020-11-04 | 12 | 24.48 | 0.74 | 25.22 | 1664898.3
2020-11-04 | 13 | 59823 | 2020-11-04 | 13 | 23.06 | 0.76 | 23.82 | 1424983.86
2020-11-04 | 14 | 54595 | 2020-11-04 | 14 | 26.29 | 0.79 | 27.08 | 1478432.6
2020-11-04 | 15 | 37365 | 2020-11-04 | 15 | 26.74 | 0.79 | 27.53 | 1028658.45
2020-11-04 | 16 | 10405 | 2020-11-04 | 16 | 42.17 | 1.21 | 43.38 | 451368.9
2020-11-04 | 17 | 555 | 2020-11-04 | 17 | 63.43 | 1.25 | 64.68 | 35897.4
2020-11-04 | 18 | 0 | 2020-11-04 | 18 | 72.09 | 1.54 | 73.63 | 0
2020-11-04 | 19 | 0 | 2020-11-04 | 19 | 55.45 | 1.31 | 56.76 | 0
2020-11-04 | 20 | 0 | 2020-11-04 | 20 | 42.82 | 0.87 | 43.69 | 0
2020-11-04 | 21 | 0 | 2020-11-04 | 21 | 38.22 | 1.32 | 39.54 | 0
2020-11-04 | 22 | 0 | 2020-11-04 | 22 | 24.8 | 0.77 | 25.57 | 0
2020-11-04 | 23 | 0 | 2020-11-04 | 23 | 22.97 | 0.83 | 23.8 | 0
2020-11-04 | 24 | 0 | 2020-11-04 | 24 | 20.92 | 0.54 | 21.46 | 0
2020-11-05 | 1 | 0 | 2020-11-05 | 1 | 16.51 | 0.55 | 17.06 | 0
2020-11-05 | 2 | 0 | 2020-11-05 | 2 | 16.85 | 0.62 | 17.47 | 0
2020-11-05 | 3 | 0 | 2020-11-05 | 3 | 16.32 | 0.61 | 16.93 | 0
2020-11-05 | 4 | 0 | 2020-11-05 | 4 | 16.21 | 0.52 | 16.73 | 0
2020-11-05 | 5 | 0 | 2020-11-05 | 5 | 17.17 | 0.58 | 17.75 | 0
2020-11-05 | 6 | 5 | 2020-11-05 | 6 | 18.75 | 0.66 | 19.41 | 97.05
2020-11-05 | 7 | 1068 | 2020-11-05 | 7 | 18.97 | 0.74 | 19.71 | 21050.28
2020-11-05 | 8 | 16330 | 2020-11-05 | 8 | 20.99 | 1.04 | 22.03 | 359749.9
2020-11-05 | 9 | 40940 | 2020-11-05 | 9 | 16.8 | 0.93 | 17.73 | 725866.2
2020-11-05 | 10 | 55473 | 2020-11-05 | 10 | 14.1 | 0.89 | 14.99 | 831540.27
2020-11-05 | 11 | 63510 | 2020-11-05 | 11 | 9.49 | 0.86 | 10.35 | 657328.5
2020-11-05 | 12 | 63850 | 2020-11-05 | 12 | 10.09 | 0.87 | 10.96 | 699796
2020-11-05 | 13 | 59265 | 2020-11-05 | 13 | 9.68 | 0.84 | 10.52 | 623467.8
2020-11-05 | 14 | 53203 | 2020-11-05 | 14 | 11.73 | 0.84 | 12.57 | 668761.71
2020-11-05 | 15 | 37265 | 2020-11-05 | 15 | 12.55 | 0.84 | 13.39 | 498978.35
2020-11-05 | 16 | 9988 | 2020-11-05 | 16 | 15 | 0.83 | 15.83 | 158110.04
2020-11-05 | 17 | 268 | 2020-11-05 | 17 | 18.26 | 0.83 | 19.09 | 5116.12
2020-11-05 | 18 | 0 | 2020-11-05 | 18 | 24.16 | 0.82 | 24.98 | 0
2020-11-05 | 19 | 0 | 2020-11-05 | 19 | 24.34 | 0.85 | 25.19 | 0
2020-11-05 | 20 | 0 | 2020-11-05 | 20 | 19.73 | 0.93 | 20.66 | 0
2020-11-05 | 21 | 0 | 2020-11-05 | 21 | 17.27 | 0.99 | 18.26 | 0
2020-11-05 | 22 | 0 | 2020-11-05 | 22 | 16.41 | 0.96 | 17.37 | 0
2020-11-05 | 23 | 0 | 2020-11-05 | 23 | 12.59 | 0.95 | 13.54 | 0
2020-11-05 | 24 | 0 | 2020-11-05 | 24 | 13.73 | 0.66 | 14.39 | 0
2020-11-06 | 1 | 0 | 2020-11-06 | 1 | 10.85 | 0.55 | 11.4 | 0
2020-11-06 | 2 | 0 | 2020-11-06 | 2 | 9.76 | 0.43 | 10.19 | 0
2020-11-06 | 3 | 0 | 2020-11-06 | 3 | 9.54 | 0.4 | 9.94 | 0
2020-11-06 | 4 | 0 | 2020-11-06 | 4 | 9.42 | 0.39 | 9.81 | 0
2020-11-06 | 5 | 0 | 2020-11-06 | 5 | 10.44 | 0.4 | 10.84 | 0
2020-11-06 | 6 | 8 | 2020-11-06 | 6 | 10.7 | 0.53 | 11.23 | 89.84
2020-11-06 | 7 | 515 | 2020-11-06 | 7 | 11.54 | 0.57 | 12.11 | 6236.65
2020-11-06 | 8 | 2573 | 2020-11-06 | 8 | 14.52 | 0.86 | 15.38 | 39572.74
2020-11-06 | 9 | 25103 | 2020-11-06 | 9 | 13.39 | 0.77 | 14.16 | 355458.48
2020-11-06 | 10 | 42268 | 2020-11-06 | 10 | 10.56 | 0.8 | 11.36 | 480164.48
2020-11-06 | 11 | 59798 | 2020-11-06 | 11 | 10.02 | 0.71 | 10.73 | 641632.54
2020-11-06 | 12 | 61858 | 2020-11-06 | 12 | 9.55 | 0.7 | 10.25 | 634044.5
2020-11-06 | 13 | 59120 | 2020-11-06 | 13 | 9.36 | 0.7 | 10.06 | 594747.2
2020-11-06 | 14 | 49875 | 2020-11-06 | 14 | 9.66 | 0.65 | 10.31 | 514211.25
2020-11-06 | 15 | 34625 | 2020-11-06 | 15 | 12.79 | 0.67 | 13.46 | 466052.5
2020-11-06 | 16 | 8850 | 2020-11-06 | 16 | 18.62 | 0.72 | 19.34 | 171159
2020-11-06 | 17 | 300 | 2020-11-06 | 17 | 20 | 0.8 | 20.8 | 6240
2020-11-06 | 18 | 0 | 2020-11-06 | 18 | 20.01 | 0.77 | 20.78 | 0
2020-11-06 | 19 | 0 | 2020-11-06 | 19 | 19.39 | 0.75 | 20.14 | 0
2020-11-06 | 20 | 0 | 2020-11-06 | 20 | 17.4 | 1.02 | 18.42 | 0
2020-11-06 | 21 | 0 | 2020-11-06 | 21 | 12.7 | 0.83 | 13.53 | 0
2020-11-06 | 22 | 0 | 2020-11-06 | 22 | 10.88 | 0.79 | 11.67 | 0
2020-11-06 | 23 | 0 | 2020-11-06 | 23 | 9.33 | 0.87 | 10.2 | 0
2020-11-06 | 24 | 0 | 2020-11-06 | 24 | 6.98 | 0.54 | 7.52 | 0
2020-11-07 | 1 | 0 | 2020-11-07 | 1 | 8.62 | 0.52 | 9.14 | 0
2020-11-07 | 2 | 0 | 2020-11-07 | 2 | 7.11 | 0.52 | 7.63 | 0
2020-11-07 | 3 | 0 | 2020-11-07 | 3 | 6.77 | 0.5 | 7.27 | 0
2020-11-07 | 4 | 0 | 2020-11-07 | 4 | 6.67 | 0.49 | 7.16 | 0
2020-11-07 | 5 | 0 | 2020-11-07 | 5 | 7.73 | 0.48 | 8.21 | 0
2020-11-07 | 6 | 3 | 2020-11-07 | 6 | 8.5 | 0.47 | 8.97 | 26.91
2020-11-07 | 7 | 795 | 2020-11-07 | 7 | 9.03 | 0.5 | 9.53 | 7576.35
2020-11-07 | 8 | 12033 | 2020-11-07 | 8 | 7.25 | 0.52 | 7.77 | 93496.41
2020-11-07 | 9 | 36828 | 2020-11-07 | 9 | 7.42 | 0.52 | 7.94 | 292414.32
2020-11-07 | 10 | 47105 | 2020-11-07 | 10 | 7.2 | 0.49 | 7.69 | 362237.45
2020-11-07 | 11 | 55673 | 2020-11-07 | 11 | 7.27 | 0.54 | 7.81 | 434806.13
2020-11-07 | 12 | 58763 | 2020-11-07 | 12 | 7.37 | 0.54 | 7.91 | 464815.33
2020-11-07 | 13 | 55575 | 2020-11-07 | 13 | 7.46 | 0.53 | 7.99 | 444044.25
2020-11-07 | 14 | 45638 | 2020-11-07 | 14 | 8.01 | 0.53 | 8.54 | 389748.52
2020-11-07 | 15 | 26565 | 2020-11-07 | 15 | 8.92 | 0.54 | 9.46 | 251304.9
2020-11-07 | 16 | 8770 | 2020-11-07 | 16 | 14.72 | 0.56 | 15.28 | 134005.6
2020-11-07 | 17 | 565 | 2020-11-07 | 17 | 16.02 | 0.54 | 16.56 | 9356.4
2020-11-07 | 18 | 0 | 2020-11-07 | 18 | 27.88 | 0.9 | 28.78 | 0
2020-11-07 | 19 | 0 | 2020-11-07 | 19 | 19.05 | 0.61 | 19.66 | 0
2020-11-07 | 20 | 0 | 2020-11-07 | 20 | 12.86 | 0.57 | 13.43 | 0
2020-11-07 | 21 | 0 | 2020-11-07 | 21 | 11.64 | 0.67 | 12.31 | 0
2020-11-07 | 22 | 0 | 2020-11-07 | 22 | 8.59 | 0.57 | 9.16 | 0
2020-11-07 | 23 | 0 | 2020-11-07 | 23 | 9.04 | 0.59 | 9.63 | 0
2020-11-07 | 24 | 0 | 2020-11-07 | 24 | 7.42 | 0.67 | 8.09 | 0
2020-11-08 | 1 | 0 | 2020-11-08 | 1 | 6.62 | 1.1 | 7.72 | 0
2020-11-08 | 2 | 0 | 2020-11-08 | 2 | 6.57 | 0.97 | 7.54 | 0
2020-11-08 | 3 | 0 | 2020-11-08 | 3 | 6.69 | 0.96 | 7.65 | 0
2020-11-08 | 4 | 0 | 2020-11-08 | 4 | 6.48 | 1.01 | 7.49 | 0
2020-11-08 | 5 | 0 | 2020-11-08 | 5 | 7.46 | 0.98 | 8.44 | 0
2020-11-08 | 6 | 3 | 2020-11-08 | 6 | 11.01 | 1.06 | 12.07 | 36.21
2020-11-08 | 7 | 558 | 2020-11-08 | 7 | 8.85 | 1.07 | 9.92 | 5535.36
2020-11-08 | 8 | 12580 | 2020-11-08 | 8 | 8.17 | 1.27 | 9.44 | 118755.2
2020-11-08 | 9 | 36405 | 2020-11-08 | 9 | 7.07 | 1.08 | 8.15 | 296700.75
2020-11-08 | 10 | 48460 | 2020-11-08 | 10 | 6.25 | 1.05 | 7.3 | 353758
2020-11-08 | 11 | 57670 | 2020-11-08 | 11 | 6.54 | 1.05 | 7.59 | 437715.3
2020-11-08 | 12 | 60253 | 2020-11-08 | 12 | 6.64 | 1.04 | 7.68 | 462743.04
2020-11-08 | 13 | 57553 | 2020-11-08 | 13 | 7.64 | 1.03 | 8.67 | 498984.51
2020-11-08 | 14 | 49143 | 2020-11-08 | 14 | 8.35 | 1.01 | 9.36 | 459978.48
2020-11-08 | 15 | 33663 | 2020-11-08 | 15 | 14.91 | 1.01 | 15.92 | 535914.96
2020-11-08 | 16 | 7675 | 2020-11-08 | 16 | 23.07 | 1.14 | 24.21 | 185811.75
2020-11-08 | 17 | 285 | 2020-11-08 | 17 | 37.04 | 4.83 | 41.87 | 11932.95
2020-11-08 | 18 | 0 | 2020-11-08 | 18 | 87.55 | 8.97 | 96.52 | 0
2020-11-08 | 19 | 0 | 2020-11-08 | 19 | 31.24 | 6.94 | 38.18 | 0
2020-11-08 | 20 | 0 | 2020-11-08 | 20 | 18.36 | 1.67 | 20.03 | 0
2020-11-08 | 21 | 0 | 2020-11-08 | 21 | 17.69 | 1.09 | 18.78 | 0
2020-11-08 | 22 | 0 | 2020-11-08 | 22 | 15.67 | 1.29 | 16.96 | 0
2020-11-08 | 23 | 0 | 2020-11-08 | 23 | 9.56 | 1.1 | 10.66 | 0
2020-11-08 | 24 | 0 | 2020-11-08 | 24 | 9.05 | 1.11 | 10.16 | 0
2020-11-09 | 1 | 0 | 2020-11-09 | 1 | 8.47 | 0.65 | 9.12 | 0
2020-11-09 | 2 | 0 | 2020-11-09 | 2 | 6.84 | 0.56 | 7.4 | 0
2020-11-09 | 3 | 0 | 2020-11-09 | 3 | 6.72 | 0.55 | 7.27 | 0
2020-11-09 | 4 | 0 | 2020-11-09 | 4 | 7.36 | 0.6 | 7.96 | 0
2020-11-09 | 5 | 0 | 2020-11-09 | 5 | 10.51 | 0.55 | 11.06 | 0
2020-11-09 | 6 | 5 | 2020-11-09 | 6 | 11.19 | 0.63 | 11.82 | 59.1
2020-11-09 | 7 | 295 | 2020-11-09 | 7 | 9.42 | 0.62 | 10.04 | 2961.8
2020-11-09 | 8 | 6030 | 2020-11-09 | 8 | 12.6 | 1.04 | 13.64 | 82249.2
2020-11-09 | 9 | 21233 | 2020-11-09 | 9 | 14.89 | 1.08 | 15.97 | 339091.01
2020-11-09 | 10 | 53753 | 2020-11-09 | 10 | 9.7 | 0.92 | 10.62 | 570856.86
2020-11-09 | 11 | 60458 | 2020-11-09 | 11 | 9.11 | 0.87 | 9.98 | 603370.84
2020-11-09 | 12 | 63600 | 2020-11-09 | 12 | 9.45 | 0.87 | 10.32 | 656352
2020-11-09 | 13 | 59168 | 2020-11-09 | 13 | 9.77 | 0.87 | 10.64 | 629547.52
2020-11-09 | 14 | 50215 | 2020-11-09 | 14 | 12.48 | 0.87 | 13.35 | 670370.25
2020-11-09 | 15 | 34253 | 2020-11-09 | 15 | 19.64 | 1.03 | 20.67 | 708009.51
2020-11-09 | 16 | 7163 | 2020-11-09 | 16 | 24.11 | 0.96 | 25.07 | 179576.41
2020-11-09 | 17 | 290 | 2020-11-09 | 17 | 23.88 | 0.96 | 24.84 | 7203.6
2020-11-09 | 18 | 0 | 2020-11-09 | 18 | 36.65 | 1.18 | 37.83 | 0
2020-11-09 | 19 | 0 | 2020-11-09 | 19 | 25.29 | 1.04 | 26.33 | 0
2020-11-09 | 20 | 0 | 2020-11-09 | 20 | 19.54 | 0.94 | 20.48 | 0
2020-11-09 | 21 | 0 | 2020-11-09 | 21 | 11.46 | 0.93 | 12.39 | 0
2020-11-09 | 22 | 0 | 2020-11-09 | 22 | 10.21 | 0.94 | 11.15 | 0
2020-11-09 | 23 | 0 | 2020-11-09 | 23 | 8.53 | 1.05 | 9.58 | 0
2020-11-09 | 24 | 0 | 2020-11-09 | 24 | 8.78 | 0.71 | 9.49 | 0
2020-11-10 | 1 | 0 | 2020-11-10 | 1 | 8.36 | 0.66 | 9.02 | 0
2020-11-10 | 2 | 0 | 2020-11-10 | 2 | 11.39 | 0.65 | 12.04 | 0
2020-11-10 | 3 | 0 | 2020-11-10 | 3 | 10.62 | 0.64 | 11.26 | 0
2020-11-10 | 4 | 0 | 2020-11-10 | 4 | 8.79 | 0.65 | 9.44 | 0
2020-11-10 | 5 | 0 | 2020-11-10 | 5 | 9.87 | 0.65 | 10.52 | 0
2020-11-10 | 6 | 5 | 2020-11-10 | 6 | 11.79 | 0.81 | 12.6 | 63
2020-11-10 | 7 | 793 | 2020-11-10 | 7 | 9.99 | 0.85 | 10.84 | 8596.12
2020-11-10 | 8 | 12260 | 2020-11-10 | 8 | 11.42 | 1.12 | 12.54 | 153740.4
2020-11-10 | 9 | 38735 | 2020-11-10 | 9 | 9.4 | 1.03 | 10.43 | 404006.05
2020-11-10 | 10 | 52558 | 2020-11-10 | 10 | 8.6 | 0.96 | 9.56 | 502454.48
2020-11-10 | 11 | 59600 | 2020-11-10 | 11 | 9.91 | 0.99 | 10.9 | 649640
2020-11-10 | 12 | 61205 | 2020-11-10 | 12 | 10.12 | 0.99 | 11.11 | 679987.55
2020-11-10 | 13 | 58323 | 2020-11-10 | 13 | 10.12 | 0.98 | 11.1 | 647385.3
2020-11-10 | 14 | 49810 | 2020-11-10 | 14 | 13.62 | 0.97 | 14.59 | 726727.9
2020-11-10 | 15 | 33185 | 2020-11-10 | 15 | 23.29 | 1.12 | 24.41 | 810045.85
2020-11-10 | 16 | 6548 | 2020-11-10 | 16 | 19.94 | 0.98 | 20.92 | 136984.16
2020-11-10 | 17 | 265 | 2020-11-10 | 17 | 26.65 | 1.02 | 27.67 | 7332.55
2020-11-10 | 18 | 0 | 2020-11-10 | 18 | 37.3 | 1.1 | 38.4 | 0
2020-11-10 | 19 | 0 | 2020-11-10 | 19 | 31.13 | 1.03 | 32.16 | 0
2020-11-10 | 20 | 0 | 2020-11-10 | 20 | 21.49 | 1 | 22.49 | 0
2020-11-10 | 21 | 0 | 2020-11-10 | 21 | 17.87 | 1.29 | 19.16 | 0
2020-11-10 | 22 | 0 | 2020-11-10 | 22 | 13.59 | 1.04 | 14.63 | 0
2020-11-10 | 23 | 0 | 2020-11-10 | 23 | 11.03 | 1.17 | 12.2 | 0
2020-11-10 | 24 | 0 | 2020-11-10 | 24 | 9.76 | 0.78 | 10.54 | 0
2020-11-11 | 1 | 0 | 2020-11-11 | 1 | 9.91 | 0.67 | 10.58 | 0
2020-11-11 | 2 | 0 | 2020-11-11 | 2 | 7.19 | 0.54 | 7.73 | 0
2020-11-11 | 3 | 0 | 2020-11-11 | 3 | 8.55 | 0.53 | 9.08 | 0
2020-11-11 | 4 | 0 | 2020-11-11 | 4 | 7.55 | 0.53 | 8.08 | 0
2020-11-11 | 5 | 0 | 2020-11-11 | 5 | 12.52 | 0.51 | 13.03 | 0
2020-11-11 | 6 | 5 | 2020-11-11 | 6 | 12.74 | 0.53 | 13.27 | 66.35
2020-11-11 | 7 | 283 | 2020-11-11 | 7 | 12.49 | 0.67 | 13.16 | 3724.28
2020-11-11 | 8 | 4553 | 2020-11-11 | 8 | 12.72 | 1.04 | 13.76 | 62649.28
2020-11-11 | 9 | 33768 | 2020-11-11 | 9 | 13.33 | 1.02 | 14.35 | 484570.8
2020-11-11 | 10 | 48570 | 2020-11-11 | 10 | 15.16 | 1.06 | 16.22 | 787805.4
2020-11-11 | 11 | 50950 | 2020-11-11 | 11 | 18.63 | 0.89 | 19.52 | 994544
2020-11-11 | 12 | 30990 | 2020-11-11 | 12 | 20.76 | 0.9 | 21.66 | 671243.4
2020-11-11 | 13 | 14750 | 2020-11-11 | 13 | 24.38 | 1 | 25.38 | 374355
2020-11-11 | 14 | 7268 | 2020-11-11 | 14 | 27.15 | 0.96 | 28.11 | 204303.48
2020-11-11 | 15 | 6093 | 2020-11-11 | 15 | 33.53 | 1.22 | 34.75 | 211731.75
2020-11-11 | 16 | 1870 | 2020-11-11 | 16 | 22.09 | 0.9 | 22.99 | 42991.3
2020-11-11 | 17 | 5 | 2020-11-11 | 17 | 27.86 | 0.93 | 28.79 | 143.95
2020-11-11 | 18 | 0 | 2020-11-11 | 18 | 26.88 | 0.93 | 27.81 | 0
2020-11-11 | 19 | 0 | 2020-11-11 | 19 | 28.42 | 0.95 | 29.37 | 0
2020-11-11 | 20 | 0 | 2020-11-11 | 20 | 23.08 | 1.12 | 24.2 | 0
2020-11-11 | 21 | 0 | 2020-11-11 | 21 | 24.84 | 1.34 | 26.18 | 0
2020-11-11 | 22 | 0 | 2020-11-11 | 22 | 20.32 | 1.24 | 21.56 | 0
2020-11-11 | 23 | 0 | 2020-11-11 | 23 | 17.05 | 1.19 | 18.24 | 0
2020-11-11 | 24 | 0 | 2020-11-11 | 24 | 14.05 | 0.71 | 14.76 | 0
2020-11-12 | 1 | 0 | 2020-11-12 | 1 | 15.04 | 0.6 | 15.64 | 0
2020-11-12 | 2 | 0 | 2020-11-12 | 2 | 13.2 | 0.57 | 13.77 | 0
2020-11-12 | 3 | 0 | 2020-11-12 | 3 | 13.96 | 0.53 | 14.49 | 0
2020-11-12 | 4 | 0 | 2020-11-12 | 4 | 12.87 | 0.52 | 13.39 | 0
2020-11-12 | 5 | 0 | 2020-11-12 | 5 | 15.94 | 0.52 | 16.46 | 0
2020-11-12 | 6 | 3 | 2020-11-12 | 6 | 16.9 | 0.66 | 17.56 | 52.68
2020-11-12 | 7 | 8 | 2020-11-12 | 7 | 23.54 | 1.03 | 24.57 | 196.56
2020-11-12 | 8 | 1673 | 2020-11-12 | 8 | 20.41 | 1.36 | 21.77 | 36421.21
2020-11-12 | 9 | 1943 | 2020-11-12 | 9 | 24.39 | 1.12 | 25.51 | 49565.93
2020-11-12 | 10 | 2578 | 2020-11-12 | 10 | 28.2 | 0.97 | 29.17 | 75200.26
2020-11-12 | 11 | 2768 | 2020-11-12 | 11 | 30.5 | 1.03 | 31.53 | 87275.04
2020-11-12 | 12 | 3358 | 2020-11-12 | 12 | 23.13 | 0.87 | 24 | 80592
2020-11-12 | 13 | 3533 | 2020-11-12 | 13 | 23.45 | 0.95 | 24.4 | 86205.2
2020-11-12 | 14 | 3683 | 2020-11-12 | 14 | 22.31 | 0.93 | 23.24 | 85592.92
2020-11-12 | 15 | 3608 | 2020-11-12 | 15 | 20.09 | 0.89 | 20.98 | 75695.84
2020-11-12 | 16 | 908 | 2020-11-12 | 16 | 20.83 | 0.88 | 21.71 | 19712.68
2020-11-12 | 17 | 3 | 2020-11-12 | 17 | 22.27 | 0.85 | 23.12 | 69.36
2020-11-12 | 18 | 0 | 2020-11-12 | 18 | 22.68 | 0.82 | 23.5 | 0
2020-11-12 | 19 | 0 | 2020-11-12 | 19 | 23.39 | 0.86 | 24.25 | 0
2020-11-12 | 20 | 0 | 2020-11-12 | 20 | 21.04 | 0.82 | 21.86 | 0
2020-11-12 | 21 | 0 | 2020-11-12 | 21 | 20.49 | 0.9 | 21.39 | 0
2020-11-12 | 22 | 0 | 2020-11-12 | 22 | 20.82 | 1.18 | 22 | 0
2020-11-12 | 23 | 0 | 2020-11-12 | 23 | 14.99 | 1.06 | 16.05 | 0
2020-11-12 | 24 | 0 | 2020-11-12 | 24 | 15.16 | 0.72 | 15.88 | 0
2020-11-13 | 1 | 0 | 2020-11-13 | 1 | 15.78 | 0.37 | 16.15 | 0
2020-11-13 | 2 | 0 | 2020-11-13 | 2 | 15.26 | 0.32 | 15.58 | 0
2020-11-13 | 3 | 0 | 2020-11-13 | 3 | 14.01 | 0.33 | 14.34 | 0
2020-11-13 | 4 | 0 | 2020-11-13 | 4 | 14.2 | 0.32 | 14.52 | 0
2020-11-13 | 5 | 0 | 2020-11-13 | 5 | 14.62 | 0.32 | 14.94 | 0
2020-11-13 | 6 | 5 | 2020-11-13 | 6 | 18.43 | 0.51 | 18.94 | 94.7
2020-11-13 | 7 | 8 | 2020-11-13 | 7 | 24.08 | 0.57 | 24.65 | 197.2
2020-11-13 | 8 | 1780 | 2020-11-13 | 8 | 24.36 | 1.09 | 25.45 | 45301
2020-11-13 | 9 | 2865 | 2020-11-13 | 9 | 21.78 | 0.85 | 22.63 | 64834.95
2020-11-13 | 10 | 5315 | 2020-11-13 | 10 | 25.65 | 0.96 | 26.61 | 141432.15
2020-11-13 | 11 | 6010 | 2020-11-13 | 11 | 33.75 | 0.85 | 34.6 | 207946
2020-11-13 | 12 | 4933 | 2020-11-13 | 12 | 34.69 | 0.71 | 35.4 | 174628.2
2020-11-13 | 13 | 3785 | 2020-11-13 | 13 | 35.59 | 0.7 | 36.29 | 137357.65
2020-11-13 | 14 | 2823 | 2020-11-13 | 14 | 35.41 | 0.73 | 36.14 | 102023.22
2020-11-13 | 15 | 1808 | 2020-11-13 | 15 | 29.36 | 0.67 | 30.03 | 54294.24
2020-11-13 | 16 | 648 | 2020-11-13 | 16 | 29.89 | 0.67 | 30.56 | 19802.88
2020-11-13 | 17 | 5 | 2020-11-13 | 17 | 30.95 | 0.71 | 31.66 | 158.3
2020-11-13 | 18 | 0 | 2020-11-13 | 18 | 44 | 0.95 | 44.95 | 0
2020-11-13 | 19 | 0 | 2020-11-13 | 19 | 35.54 | 0.86 | 36.4 | 0
2020-11-13 | 20 | 0 | 2020-11-13 | 20 | 31.59 | 0.73 | 32.32 | 0
2020-11-13 | 21 | 0 | 2020-11-13 | 21 | 28.91 | 0.72 | 29.63 | 0
2020-11-13 | 22 | 0 | 2020-11-13 | 22 | 29.79 | 0.95 | 30.74 | 0
2020-11-13 | 23 | 0 | 2020-11-13 | 23 | 26.25 | 1.04 | 27.29 | 0
2020-11-13 | 24 | 0 | 2020-11-13 | 24 | 22.14 | 0.53 | 22.67 | 0
2020-11-14 | 1 | 0 | 2020-11-14 | 1 | 40.35 | 1.8 | 42.15 | 0
2020-11-14 | 2 | 0 | 2020-11-14 | 2 | 23.42 | 0.63 | 24.05 | 0
2020-11-14 | 3 | 0 | 2020-11-14 | 3 | 21.98 | 0.63 | 22.61 | 0
2020-11-14 | 4 | 0 | 2020-11-14 | 4 | 19.12 | 0.64 | 19.76 | 0
2020-11-14 | 5 | 0 | 2020-11-14 | 5 | 20.43 | 0.64 | 21.07 | 0
2020-11-14 | 6 | 5 | 2020-11-14 | 6 | 29.82 | 1 | 30.82 | 154.1
2020-11-14 | 7 | 540 | 2020-11-14 | 7 | 40.29 | 1.03 | 41.32 | 22312.8
2020-11-14 | 8 | 10028 | 2020-11-14 | 8 | 35.6 | 0.87 | 36.47 | 365721.16
2020-11-14 | 9 | 33795 | 2020-11-14 | 9 | 37.91 | 0.89 | 38.8 | 1311246
2020-11-14 | 10 | 53060 | 2020-11-14 | 10 | 27.01 | 0.83 | 27.84 | 1477190.4
2020-11-14 | 11 | 56558 | 2020-11-14 | 11 | 22.14 | 0.64 | 22.78 | 1288391.24
2020-11-14 | 12 | 62383 | 2020-11-14 | 12 | 31.96 | 0.82 | 32.78 | 2044914.74
2020-11-14 | 13 | 30315 | 2020-11-14 | 13 | 38.59 | 1 | 39.59 | 1200170.85
2020-11-14 | 14 | 35225 | 2020-11-14 | 14 | 35.74 | 1.35 | 37.09 | 1306495.25
2020-11-14 | 15 | 29645 | 2020-11-14 | 15 | 43.85 | 1.82 | 45.67 | 1353887.15
2020-11-14 | 16 | 4830 | 2020-11-14 | 16 | 36.83 | 1.32 | 38.15 | 184264.5
2020-11-14 | 17 | 275 | 2020-11-14 | 17 | 46.1 | 1.01 | 47.11 | 12955.25
2020-11-14 | 18 | 0 | 2020-11-14 | 18 | 44.4 | 0.74 | 45.14 | 0
2020-11-14 | 19 | 0 | 2020-11-14 | 19 | 49.02 | 1.29 | 50.31 | 0
2020-11-14 | 20 | 0 | 2020-11-14 | 20 | 51.54 | 1.5 | 53.04 | 0
2020-11-14 | 21 | 0 | 2020-11-14 | 21 | 52.18 | 1.81 | 53.99 | 0
2020-11-14 | 22 | 0 | 2020-11-14 | 22 | 55.36 | 2.24 | 57.6 | 0
2020-11-14 | 23 | 0 | 2020-11-14 | 23 | 35.86 | 1.78 | 37.64 | 0
2020-11-14 | 24 | 0 | 2020-11-14 | 24 | 20.92 | 0.71 | 21.63 | 0
2020-11-15 | 1 | 0 | 2020-11-15 | 1 | 21.39 | 0.4 | 21.79 | 0
2020-11-15 | 2 | 0 | 2020-11-15 | 2 | 32.3 | 0.39 | 32.69 | 0
2020-11-15 | 3 | 0 | 2020-11-15 | 3 | 64.13 | 0.53 | 64.66 | 0
2020-11-15 | 4 | 0 | 2020-11-15 | 4 | 31.51 | 0.51 | 32.02 | 0
2020-11-15 | 5 | 0 | 2020-11-15 | 5 | 25.63 | 0.39 | 26.02 | 0
2020-11-15 | 6 | 0 | 2020-11-15 | 6 | 25.66 | 0.36 | 26.02 | 0
2020-11-15 | 7 | 553 | 2020-11-15 | 7 | 22.25 | 0.37 | 22.62 | 12508.86
2020-11-15 | 8 | 10475 | 2020-11-15 | 8 | 20.45 | 0.39 | 20.84 | 218299
2020-11-15 | 9 | 35443 | 2020-11-15 | 9 | 19.49 | 0.38 | 19.87 | 704252.41
2020-11-15 | 10 | 53613 | 2020-11-15 | 10 | 20.32 | 0.32 | 20.64 | 1106572.32
2020-11-15 | 11 | 58013 | 2020-11-15 | 11 | 21.76 | 0.31 | 22.07 | 1280346.91
2020-11-15 | 12 | 21125 | 2020-11-15 | 12 | 23.43 | 0.32 | 23.75 | 501718.75
2020-11-15 | 13 | 8710 | 2020-11-15 | 13 | 25.98 | 0.4 | 26.38 | 229769.8
2020-11-15 | 14 | 8765 | 2020-11-15 | 14 | 47.82 | 1.03 | 48.85 | 428170.25
2020-11-15 | 15 | 5898 | 2020-11-15 | 15 | 39.85 | 0.59 | 40.44 | 238515.12
2020-11-15 | 16 | 2958 | 2020-11-15 | 16 | 39.44 | 0.78 | 40.22 | 118970.76
2020-11-15 | 17 | 18 | 2020-11-15 | 17 | 39.02 | 0.5 | 39.52 | 711.36
2020-11-15 | 18 | 0 | 2020-11-15 | 18 | 34.45 | 0.49 | 34.94 | 0
2020-11-15 | 19 | 0 | 2020-11-15 | 19 | 29.18 | 0.42 | 29.6 | 0
2020-11-15 | 20 | 0 | 2020-11-15 | 20 | 25.05 | 0.32 | 25.37 | 0
2020-11-15 | 21 | 0 | 2020-11-15 | 21 | 25.16 | 0.41 | 25.57 | 0
2020-11-15 | 22 | 0 | 2020-11-15 | 22 | 27.1 | 0.58 | 27.68 | 0
2020-11-15 | 23 | 0 | 2020-11-15 | 23 | 21.08 | 0.48 | 21.56 | 0
2020-11-15 | 24 | 0 | 2020-11-15 | 24 | 17.4 | 0.45 | 17.85 | 0
2020-11-16 | 1 | 0 | 2020-11-16 | 1 | 18.14 | 1.11 | 19.25 | 0
2020-11-16 | 2 | 0 | 2020-11-16 | 2 | 17.89 | 1.07 | 18.96 | 0
2020-11-16 | 3 | 0 | 2020-11-16 | 3 | 17.36 | 1.07 | 18.43 | 0
2020-11-16 | 4 | 0 | 2020-11-16 | 4 | 17.23 | 1.1 | 18.33 | 0
2020-11-16 | 5 | 0 | 2020-11-16 | 5 | 18.87 | 1.07 | 19.94 | 0
2020-11-16 | 6 | 3 | 2020-11-16 | 6 | 18.72 | 1.15 | 19.87 | 59.61
2020-11-16 | 7 | 10 | 2020-11-16 | 7 | 26.59 | 1.42 | 28.01 | 280.1
2020-11-16 | 8 | 8138 | 2020-11-16 | 8 | 45.02 | 2.55 | 47.57 | 387124.66
2020-11-16 | 9 | 34775 | 2020-11-16 | 9 | 28.55 | 2.04 | 30.59 | 1063767.25
2020-11-16 | 10 | 42613 | 2020-11-16 | 10 | 19.36 | 1.4 | 20.76 | 884645.88
2020-11-16 | 11 | 53593 | 2020-11-16 | 11 | 19.68 | 1.36 | 21.04 | 1127596.72
2020-11-16 | 12 | 52275 | 2020-11-16 | 12 | 21.43 | 1.35 | 22.78 | 1190824.5
2020-11-16 | 13 | 23073 | 2020-11-16 | 13 | 30.2 | 1.59 | 31.79 | 733490.67
2020-11-16 | 14 | 12280 | 2020-11-16 | 14 | 42.09 | 1.52 | 43.61 | 535530.8
2020-11-16 | 15 | 11200 | 2020-11-16 | 15 | 41.9 | 1.95 | 43.85 | 491120
2020-11-16 | 16 | 2560 | 2020-11-16 | 16 | 26.73 | 1.54 | 28.27 | 72371.2
2020-11-16 | 17 | 8 | 2020-11-16 | 17 | 40.53 | 1.5 | 42.03 | 336.24
2020-11-16 | 18 | 0 | 2020-11-16 | 18 | 52.93 | 1.55 | 54.48 | 0
2020-11-16 | 19 | 0 | 2020-11-16 | 19 | 41.1 | 1.45 | 42.55 | 0
2020-11-16 | 20 | 0 | 2020-11-16 | 20 | 35.84 | 1.57 | 37.41 | 0
2020-11-16 | 21 | 0 | 2020-11-16 | 21 | 42.06 | 1.74 | 43.8 | 0
2020-11-16 | 22 | 0 | 2020-11-16 | 22 | 37.74 | 2.04 | 39.78 | 0
2020-11-16 | 23 | 0 | 2020-11-16 | 23 | 30.27 | 1.77 | 32.04 | 0
2020-11-16 | 24 | 0 | 2020-11-16 | 24 | 21.69 | 1.14 | 22.83 | 0
2020-11-17 | 1 | 0 | 2020-11-17 | 1 | 24.02 | 0.54 | 24.56 | 0
2020-11-17 | 2 | 0 | 2020-11-17 | 2 | 21.87 | 0.5 | 22.37 | 0
2020-11-17 | 3 | 0 | 2020-11-17 | 3 | 22.31 | 0.5 | 22.81 | 0
2020-11-17 | 4 | 0 | 2020-11-17 | 4 | 22.63 | 0.5 | 23.13 | 0
2020-11-17 | 5 | 0 | 2020-11-17 | 5 | 22.29 | 0.5 | 22.79 | 0
2020-11-17 | 6 | 3 | 2020-11-17 | 6 | 29.49 | 0.64 | 30.13 | 90.39
2020-11-17 | 7 | 270 | 2020-11-17 | 7 | 25.4 | 0.61 | 26.01 | 7022.7
2020-11-17 | 8 | 3948 | 2020-11-17 | 8 | 26.27 | 0.96 | 27.23 | 107504.04
2020-11-17 | 9 | 20265 | 2020-11-17 | 9 | 25.92 | 0.89 | 26.81 | 543304.65
2020-11-17 | 10 | 50495 | 2020-11-17 | 10 | 23.19 | 0.74 | 23.93 | 1208345.35
2020-11-17 | 11 | 56065 | 2020-11-17 | 11 | 34.75 | 0.74 | 35.49 | 1989746.85
2020-11-17 | 12 | 31465 | 2020-11-17 | 12 | 32.69 | 0.79 | 33.48 | 1053448.2
2020-11-17 | 13 | 19918 | 2020-11-17 | 13 | 34.27 | 0.78 | 35.05 | 698125.9
2020-11-17 | 14 | 46840 | 2020-11-17 | 14 | 35.6 | 0.78 | 36.38 | 1704039.2
2020-11-17 | 15 | 21903 | 2020-11-17 | 15 | 48 | 0.84 | 48.84 | 1069742.52
2020-11-17 | 16 | 4758 | 2020-11-17 | 16 | 53.22 | 0.95 | 54.17 | 257740.86
2020-11-17 | 17 | 13 | 2020-11-17 | 17 | 54.53 | 0.93 | 55.46 | 720.98
2020-11-17 | 18 | 0 | 2020-11-17 | 18 | 60.19 | 0.9 | 61.09 | 0
2020-11-17 | 19 | 0 | 2020-11-17 | 19 | 61.11 | 0.95 | 62.06 | 0
2020-11-17 | 20 | 0 | 2020-11-17 | 20 | 50.01 | 1.14 | 51.15 | 0
2020-11-17 | 21 | 0 | 2020-11-17 | 21 | 41.17 | 1.22 | 42.39 | 0
2020-11-17 | 22 | 0 | 2020-11-17 | 22 | 49.74 | 1.24 | 50.98 | 0
2020-11-17 | 23 | 0 | 2020-11-17 | 23 | 31.31 | 0.92 | 32.23 | 0
2020-11-17 | 24 | 0 | 2020-11-17 | 24 | 27.61 | 0.73 | 28.34 | 0
2020-11-18 | 1 | 0 | 2020-11-18 | 1 | 28.07 | 0.72 | 28.79 | 0
2020-11-18 | 2 | 0 | 2020-11-18 | 2 | 29.18 | 0.69 | 29.87 | 0
2020-11-18 | 3 | 0 | 2020-11-18 | 3 | 29.07 | 0.69 | 29.76 | 0
2020-11-18 | 4 | 0 | 2020-11-18 | 4 | 29.42 | 0.69 | 30.11 | 0
2020-11-18 | 5 | 0 | 2020-11-18 | 5 | 29.7 | 0.69 | 30.39 | 0
2020-11-18 | 6 | 3 | 2020-11-18 | 6 | 31.83 | 0.76 | 32.59 | 97.77
2020-11-18 | 7 | 273 | 2020-11-18 | 7 | 49.67 | 1.35 | 51.02 | 13928.46
2020-11-18 | 8 | 8900 | 2020-11-18 | 8 | 53.56 | 1.27 | 54.83 | 487987
2020-11-18 | 9 | 35505 | 2020-11-18 | 9 | 46.74 | 1.16 | 47.9 | 1700689.5
2020-11-18 | 10 | 48250 | 2020-11-18 | 10 | 31.67 | 0.97 | 32.64 | 1574880
2020-11-18 | 11 | 38830 | 2020-11-18 | 11 | 36.26 | 0.95 | 37.21 | 1444864.3
2020-11-18 | 12 | 52508 | 2020-11-18 | 12 | 36.13 | 0.95 | 37.08 | 1946996.64
2020-11-18 | 13 | 53343 | 2020-11-18 | 13 | 35.82 | 0.95 | 36.77 | 1961422.11
2020-11-18 | 14 | 53510 | 2020-11-18 | 14 | 35.64 | 0.91 | 36.55 | 1955790.5
2020-11-18 | 15 | 32038 | 2020-11-18 | 15 | 49.14 | 1.33 | 50.47 | 1616957.86
2020-11-18 | 16 | 5935 | 2020-11-18 | 16 | 57.22 | 1.43 | 58.65 | 348087.75
2020-11-18 | 17 | 275 | 2020-11-18 | 17 | 58.69 | 1.11 | 59.8 | 16445
2020-11-18 | 18 | 0 | 2020-11-18 | 18 | 95.35 | 4.66 | 100.01 | 0
2020-11-18 | 19 | 0 | 2020-11-18 | 19 | 88.4 | 5.63 | 94.03 | 0
2020-11-18 | 20 | 0 | 2020-11-18 | 20 | 68.33 | 1.82 | 70.15 | 0
2020-11-18 | 21 | 0 | 2020-11-18 | 21 | 58.19 | 1.17 | 59.36 | 0
2020-11-18 | 22 | 0 | 2020-11-18 | 22 | 51.43 | 1.24 | 52.67 | 0
2020-11-18 | 23 | 0 | 2020-11-18 | 23 | 38.91 | 1.13 | 40.04 | 0
2020-11-18 | 24 | 0 | 2020-11-18 | 24 | 57.53 | 1.21 | 58.74 | 0
2020-11-19 | 1 | 0 | 2020-11-19 | 1 | 39.37 | 1.16 | 40.53 | 0
2020-11-19 | 2 | 0 | 2020-11-19 | 2 | 32.98 | 0.87 | 33.85 | 0
2020-11-19 | 3 | 0 | 2020-11-19 | 3 | 33.37 | 0.88 | 34.25 | 0
2020-11-19 | 4 | 0 | 2020-11-19 | 4 | 35.54 | 0.87 | 36.41 | 0
2020-11-19 | 5 | 0 | 2020-11-19 | 5 | 37.4 | 0.89 | 38.29 | 0
2020-11-19 | 6 | 0 | 2020-11-19 | 6 | 53.52 | 1.24 | 54.76 | 0
2020-11-19 | 7 | 270 | 2020-11-19 | 7 | 60.88 | 1.28 | 62.16 | 16783.2
2020-11-19 | 8 | 9245 | 2020-11-19 | 8 | 68.96 | 1.62 | 70.58 | 652512.1
2020-11-19 | 9 | 23055 | 2020-11-19 | 9 | 63.53 | 1.33 | 64.86 | 1495347.3
2020-11-19 | 10 | 31108 | 2020-11-19 | 10 | 55.99 | 1.3 | 57.29 | 1782177.32
2020-11-19 | 11 | 26728 | 2020-11-19 | 11 | 27.67 | 1.24 | 28.91 | 772706.48
2020-11-19 | 12 | 29260 | 2020-11-19 | 12 | 20.53 | 1.13 | 21.66 | 633771.6
2020-11-19 | 13 | 39598 | 2020-11-19 | 13 | 20.47 | 1.1 | 21.57 | 854128.86
2020-11-19 | 14 | 48018 | 2020-11-19 | 14 | 21.3 | 1.1 | 22.4 | 1075603.2
2020-11-19 | 15 | 21813 | 2020-11-19 | 15 | 23.83 | 1.14 | 24.97 | 544670.61
2020-11-19 | 16 | 3443 | 2020-11-19 | 16 | 42.91 | 1.75 | 44.66 | 153764.38
2020-11-19 | 17 | 283 | 2020-11-19 | 17 | 39.2 | 1.17 | 40.37 | 11424.71
2020-11-19 | 18 | 0 | 2020-11-19 | 18 | 39.67 | 1.13 | 40.8 | 0
2020-11-19 | 19 | 0 | 2020-11-19 | 19 | 34.23 | 1.15 | 35.38 | 0
2020-11-19 | 20 | 0 | 2020-11-19 | 20 | 29.7 | 1.14 | 30.84 | 0
2020-11-19 | 21 | 0 | 2020-11-19 | 21 | 25.85 | 1.22 | 27.07 | 0
2020-11-19 | 22 | 0 | 2020-11-19 | 22 | 23.73 | 1.19 | 24.92 | 0
2020-11-19 | 23 | 0 | 2020-11-19 | 23 | 19.59 | 1.21 | 20.8 | 0
2020-11-19 | 24 | 0 | 2020-11-19 | 24 | 17.81 | 0.92 | 18.73 | 0
2020-11-20 | 1 | 0 | 2020-11-20 | 1 | 17.69 | 0.44 | 18.13 | 0
2020-11-20 | 2 | 0 | 2020-11-20 | 2 | 16.62 | 0.41 | 17.03 | 0
2020-11-20 | 3 | 0 | 2020-11-20 | 3 | 16.22 | 0.42 | 16.64 | 0
2020-11-20 | 4 | 0 | 2020-11-20 | 4 | 16.43 | 0.41 | 16.84 | 0
2020-11-20 | 5 | 0 | 2020-11-20 | 5 | 16.12 | 0.41 | 16.53 | 0
2020-11-20 | 6 | 3 | 2020-11-20 | 6 | 16.06 | 0.5 | 16.56 | 49.68
2020-11-20 | 7 | 8 | 2020-11-20 | 7 | 18.61 | 0.52 | 19.13 | 153.04
2020-11-20 | 8 | 2253 | 2020-11-20 | 8 | 20.19 | 0.85 | 21.04 | 47403.12
2020-11-20 | 9 | 5095 | 2020-11-20 | 9 | 23.88 | 0.85 | 24.73 | 125999.35
2020-11-20 | 10 | 8953 | 2020-11-20 | 10 | 19.54 | 0.76 | 20.3 | 181745.9
2020-11-20 | 11 | 15303 | 2020-11-20 | 11 | 16.18 | 0.75 | 16.93 | 259079.79
2020-11-20 | 12 | 9203 | 2020-11-20 | 12 | 17.5 | 0.74 | 18.24 | 167862.72
2020-11-20 | 13 | 24943 | 2020-11-20 | 13 | 16.8 | 0.78 | 17.58 | 438497.94
2020-11-20 | 14 | 46428 | 2020-11-20 | 14 | 21.44 | 0.8 | 22.24 | 1032558.72
2020-11-20 | 15 | 26778 | 2020-11-20 | 15 | 25.07 | 0.83 | 25.9 | 693550.2
2020-11-20 | 16 | 5413 | 2020-11-20 | 16 | 22.48 | 0.8 | 23.28 | 126014.64
2020-11-20 | 17 | 28 | 2020-11-20 | 17 | 21.81 | 0.77 | 22.58 | 632.24
2020-11-20 | 18 | 0 | 2020-11-20 | 18 | 28.99 | 0.81 | 29.8 | 0
2020-11-20 | 19 | 0 | 2020-11-20 | 19 | 26.35 | 0.89 | 27.24 | 0
2020-11-20 | 20 | 0 | 2020-11-20 | 20 | 23.11 | 0.96 | 24.07 | 0
2020-11-20 | 21 | 0 | 2020-11-20 | 21 | 18.75 | 0.81 | 19.56 | 0
2020-11-20 | 22 | 0 | 2020-11-20 | 22 | 19.68 | 0.88 | 20.56 | 0
2020-11-20 | 23 | 0 | 2020-11-20 | 23 | 25.17 | 1.32 | 26.49 | 0
2020-11-20 | 24 | 0 | 2020-11-20 | 24 | 20.14 | 0.54 | 20.68 | 0
2020-11-21 | 1 | 0 | 2020-11-21 | 1 | 16.92 | 0.45 | 17.37 | 0
2020-11-21 | 2 | 0 | 2020-11-21 | 2 | 17.26 | 0.43 | 17.69 | 0
2020-11-21 | 3 | 0 | 2020-11-21 | 3 | 18 | 0.45 | 18.45 | 0
2020-11-21 | 4 | 0 | 2020-11-21 | 4 | 19.99 | 0.47 | 20.46 | 0
2020-11-21 | 5 | 0 | 2020-11-21 | 5 | 16.56 | 0.44 | 17 | 0
2020-11-21 | 6 | 5 | 2020-11-21 | 6 | 18.76 | 0.45 | 19.21 | 96.05
2020-11-21 | 7 | 8 | 2020-11-21 | 7 | 16.78 | 0.44 | 17.22 | 137.76
2020-11-21 | 8 | 3030 | 2020-11-21 | 8 | 15.22 | 0.5 | 15.72 | 47631.6
2020-11-21 | 9 | 9493 | 2020-11-21 | 9 | 14.86 | 0.5 | 15.36 | 145812.48
2020-11-21 | 10 | 38805 | 2020-11-21 | 10 | 14.82 | 0.46 | 15.28 | 592940.4
2020-11-21 | 11 | 45195 | 2020-11-21 | 11 | 15.57 | 0.45 | 16.02 | 724023.9
2020-11-21 | 12 | 58450 | 2020-11-21 | 12 | 15.59 | 0.45 | 16.04 | 937538
2020-11-21 | 13 | 57795 | 2020-11-21 | 13 | 15.72 | 0.45 | 16.17 | 934545.15
2020-11-21 | 14 | 49458 | 2020-11-21 | 14 | 15.71 | 0.46 | 16.17 | 799735.86
2020-11-21 | 15 | 27900 | 2020-11-21 | 15 | 18.05 | 0.48 | 18.53 | 516987
2020-11-21 | 16 | 4320 | 2020-11-21 | 16 | 31.69 | 1.03 | 32.72 | 141350.4
2020-11-21 | 17 | 10 | 2020-11-21 | 17 | 32.44 | 0.75 | 33.19 | 331.9
2020-11-21 | 18 | 0 | 2020-11-21 | 18 | 40.28 | 0.79 | 41.07 | 0
2020-11-21 | 19 | 0 | 2020-11-21 | 19 | 26.13 | 0.5 | 26.63 | 0
2020-11-21 | 20 | 0 | 2020-11-21 | 20 | 20.45 | 0.5 | 20.95 | 0
2020-11-21 | 21 | 0 | 2020-11-21 | 21 | 21.7 | 0.57 | 22.27 | 0
2020-11-21 | 22 | 0 | 2020-11-21 | 22 | 20.61 | 0.45 | 21.06 | 0
2020-11-21 | 23 | 0 | 2020-11-21 | 23 | 18.33 | 0.73 | 19.06 | 0
2020-11-21 | 24 | 0 | 2020-11-21 | 24 | 17.78 | 0.58 | 18.36 | 0
2020-11-22 | 1 | 0 | 2020-11-22 | 1 | 17.86 | 0.36 | 18.22 | 0
2020-11-22 | 2 | 0 | 2020-11-22 | 2 | 18.39 | 0.31 | 18.7 | 0
2020-11-22 | 3 | 0 | 2020-11-22 | 3 | 17.71 | 0.32 | 18.03 | 0
2020-11-22 | 4 | 0 | 2020-11-22 | 4 | 18.42 | 0.31 | 18.73 | 0
2020-11-22 | 5 | 0 | 2020-11-22 | 5 | 18.88 | 0.3 | 19.18 | 0
2020-11-22 | 6 | 3 | 2020-11-22 | 6 | 18.08 | 0.32 | 18.4 | 55.2
2020-11-22 | 7 | 268 | 2020-11-22 | 7 | 17.76 | 0.39 | 18.15 | 4864.2
2020-11-22 | 8 | 8143 | 2020-11-22 | 8 | 17.84 | 0.47 | 18.31 | 149098.33
2020-11-22 | 9 | 28153 | 2020-11-22 | 9 | 19.16 | 0.5 | 19.66 | 553487.98
2020-11-22 | 10 | 22040 | 2020-11-22 | 10 | 17.78 | 0.34 | 18.12 | 399364.8
2020-11-22 | 11 | 19140 | 2020-11-22 | 11 | 23.47 | 0.3 | 23.77 | 454957.8
2020-11-22 | 12 | 13240 | 2020-11-22 | 12 | 32.68 | 0.39 | 33.07 | 437846.8
2020-11-22 | 13 | 9093 | 2020-11-22 | 13 | 36.54 | 0.46 | 37 | 336441
2020-11-22 | 14 | 4805 | 2020-11-22 | 14 | 38.54 | 0.46 | 39 | 187395
2020-11-22 | 15 | 2633 | 2020-11-22 | 15 | 36.12 | 0.44 | 36.56 | 96262.48
2020-11-22 | 16 | 560 | 2020-11-22 | 16 | 32.82 | 0.42 | 33.24 | 18614.4
2020-11-22 | 17 | 3 | 2020-11-22 | 17 | 37.66 | 0.36 | 38.02 | 114.06
2020-11-22 | 18 | 0 | 2020-11-22 | 18 | 39.64 | 0.39 | 40.03 | 0
2020-11-22 | 19 | 0 | 2020-11-22 | 19 | 35.65 | 0.35 | 36 | 0
2020-11-22 | 20 | 0 | 2020-11-22 | 20 | 29.55 | 0.36 | 29.91 | 0
2020-11-22 | 21 | 0 | 2020-11-22 | 21 | 20.57 | 0.3 | 20.87 | 0
2020-11-22 | 22 | 0 | 2020-11-22 | 22 | 22.12 | 0.38 | 22.5 | 0
2020-11-22 | 23 | 0 | 2020-11-22 | 23 | 18.7 | 0.41 | 19.11 | 0
2020-11-22 | 24 | 0 | 2020-11-22 | 24 | 17.7 | 0.42 | 18.12 | 0
2020-11-23 | 1 | 0 | 2020-11-23 | 1 | 18.6 | 0.62 | 19.22 | 0
2020-11-23 | 2 | 0 | 2020-11-23 | 2 | 18.13 | 0.64 | 18.77 | 0
2020-11-23 | 3 | 0 | 2020-11-23 | 3 | 17.28 | 0.62 | 17.9 | 0
2020-11-23 | 4 | 0 | 2020-11-23 | 4 | 17.31 | 0.64 | 17.95 | 0
2020-11-23 | 5 | 0 | 2020-11-23 | 5 | 17.33 | 0.64 | 17.97 | 0
2020-11-23 | 6 | 3 | 2020-11-23 | 6 | 18.03 | 0.87 | 18.9 | 56.7
2020-11-23 | 7 | 5 | 2020-11-23 | 7 | 21.24 | 1 | 22.24 | 111.2
2020-11-23 | 8 | 5 | 2020-11-23 | 8 | 41.65 | 1.46 | 43.11 | 215.55
2020-11-23 | 9 | 93 | 2020-11-23 | 9 | 42.5 | 1.15 | 43.65 | 4059.45
2020-11-23 | 10 | 600 | 2020-11-23 | 10 | 44.26 | 1.03 | 45.29 | 27174
2020-11-23 | 11 | 720 | 2020-11-23 | 11 | 43.19 | 1.13 | 44.32 | 31910.4
2020-11-23 | 12 | 998 | 2020-11-23 | 12 | 48.44 | 1.16 | 49.6 | 49500.8
2020-11-23 | 13 | 2733 | 2020-11-23 | 13 | 50.29 | 1.21 | 51.5 | 140749.5
2020-11-23 | 14 | 5253 | 2020-11-23 | 14 | 43.88 | 1.32 | 45.2 | 237435.6
2020-11-23 | 15 | 3643 | 2020-11-23 | 15 | 22.52 | 0.98 | 23.5 | 85610.5
2020-11-23 | 16 | 2015 | 2020-11-23 | 16 | 36.53 | 1.22 | 37.75 | 76066.25
2020-11-23 | 17 | 290 | 2020-11-23 | 17 | 35.03 | 0.96 | 35.99 | 10437.1
2020-11-23 | 18 | 0 | 2020-11-23 | 18 | 41.93 | 1.13 | 43.06 | 0
2020-11-23 | 19 | 0 | 2020-11-23 | 19 | 39.31 | 1.08 | 40.39 | 0
2020-11-23 | 20 | 0 | 2020-11-23 | 20 | 29.78 | 1.17 | 30.95 | 0
2020-11-23 | 21 | 0 | 2020-11-23 | 21 | 27.43 | 1.3 | 28.73 | 0
2020-11-23 | 22 | 0 | 2020-11-23 | 22 | 26.73 | 1.17 | 27.9 | 0
2020-11-23 | 23 | 0 | 2020-11-23 | 23 | 21.04 | 1.05 | 22.09 | 0
2020-11-23 | 24 | 0 | 2020-11-23 | 24 | 18.48 | 0.67 | 19.15 | 0
2020-11-24 | 1 | 0 | 2020-11-24 | 1 | 19.52 | 0.75 | 20.27 | 0
2020-11-24 | 2 | 0 | 2020-11-24 | 2 | 19.59 | 0.73 | 20.32 | 0
2020-11-24 | 3 | 0 | 2020-11-24 | 3 | 20.8 | 0.74 | 21.54 | 0
2020-11-24 | 4 | 0 | 2020-11-24 | 4 | 21.63 | 0.74 | 22.37 | 0
2020-11-24 | 5 | 0 | 2020-11-24 | 5 | 23.53 | 0.73 | 24.26 | 0
2020-11-24 | 6 | 5 | 2020-11-24 | 6 | 22.69 | 0.83 | 23.52 | 117.6
2020-11-24 | 7 | 0 | 2020-11-24 | 7 | 24.26 | 0.97 | 25.23 | 0
2020-11-24 | 8 | 7955 | 2020-11-24 | 8 | 21.49 | 1.18 | 22.67 | 180339.85
2020-11-24 | 9 | 14195 | 2020-11-24 | 9 | 17.82 | 1.1 | 18.92 | 268569.4
2020-11-24 | 10 | 43408 | 2020-11-24 | 10 | 14.75 | 1.09 | 15.84 | 687582.72
2020-11-24 | 11 | 65723 | 2020-11-24 | 11 | 15.28 | 1.2 | 16.48 | 1083115.04
2020-11-24 | 12 | 66085 | 2020-11-24 | 12 | 21.25 | 1.09 | 22.34 | 1476338.9
2020-11-24 | 13 | 63853 | 2020-11-24 | 13 | 9.95 | 1.1 | 11.05 | 705575.65
2020-11-24 | 14 | 53833 | 2020-11-24 | 14 | 14.58 | 1.15 | 15.73 | 846793.09
2020-11-24 | 15 | 27310 | 2020-11-24 | 15 | 21.6 | 1.09 | 22.69 | 619663.9
2020-11-24 | 16 | 5288 | 2020-11-24 | 16 | 26.96 | 1.07 | 28.03 | 148222.64
2020-11-24 | 17 | 23 | 2020-11-24 | 17 | 34.4 | 1.02 | 35.42 | 814.66
2020-11-24 | 18 | 0 | 2020-11-24 | 18 | 58.6 | 1.26 | 59.86 | 0
2020-11-24 | 19 | 0 | 2020-11-24 | 19 | 33.1 | 1.1 | 34.2 | 0
2020-11-24 | 20 | 0 | 2020-11-24 | 20 | 30.88 | 1.01 | 31.89 | 0
2020-11-24 | 21 | 0 | 2020-11-24 | 21 | 31.8 | 1.05 | 32.85 | 0
2020-11-24 | 22 | 0 | 2020-11-24 | 22 | 32.32 | 1.15 | 33.47 | 0
2020-11-24 | 23 | 0 | 2020-11-24 | 23 | 27.36 | 1.13 | 28.49 | 0
2020-11-24 | 24 | 0 | 2020-11-24 | 24 | 24.48 | 0.83 | 25.31 | 0
2020-11-25 | 1 | 0 | 2020-11-25 | 1 | 21.9 | 0.44 | 22.34 | 0
2020-11-25 | 2 | 0 | 2020-11-25 | 2 | 21.53 | 0.45 | 21.98 | 0
2020-11-25 | 3 | 0 | 2020-11-25 | 3 | 19.22 | 0.46 | 19.68 | 0
2020-11-25 | 4 | 0 | 2020-11-25 | 4 | 18 | 0.47 | 18.47 | 0
2020-11-25 | 5 | 0 | 2020-11-25 | 5 | 19.72 | 0.48 | 20.2 | 0
2020-11-25 | 6 | 3 | 2020-11-25 | 6 | 23.48 | 0.57 | 24.05 | 72.15
2020-11-25 | 7 | 8 | 2020-11-25 | 7 | 24.14 | 0.6 | 24.74 | 197.92
2020-11-25 | 8 | 1380 | 2020-11-25 | 8 | 37.32 | 1.31 | 38.63 | 53309.4
2020-11-25 | 9 | 3078 | 2020-11-25 | 9 | 36.28 | 1.02 | 37.3 | 114809.4
2020-11-25 | 10 | 5478 | 2020-11-25 | 10 | 37.01 | 0.99 | 38 | 208164
2020-11-25 | 11 | 7535 | 2020-11-25 | 11 | 28.87 | 1.02 | 29.89 | 225221.15
2020-11-25 | 12 | 9925 | 2020-11-25 | 12 | 37.2 | 1.34 | 38.54 | 382509.5
2020-11-25 | 13 | 7320 | 2020-11-25 | 13 | 25.25 | 0.83 | 26.08 | 190905.6
2020-11-25 | 14 | 6110 | 2020-11-25 | 14 | 23.24 | 0.76 | 24 | 146640
2020-11-25 | 15 | 4365 | 2020-11-25 | 15 | 30.61 | 1.1 | 31.71 | 138414.15
2020-11-25 | 16 | 1918 | 2020-11-25 | 16 | 29.86 | 1.09 | 30.95 | 59362.1
2020-11-25 | 17 | 0 | 2020-11-25 | 17 | 30.91 | 0.96 | 31.87 | 0
2020-11-25 | 18 | 0 | 2020-11-25 | 18 | 35.65 | 1.01 | 36.66 | 0
2020-11-25 | 19 | 0 | 2020-11-25 | 19 | 24.83 | 0.79 | 25.62 | 0
2020-11-25 | 20 | 0 | 2020-11-25 | 20 | 21.05 | 0.74 | 21.79 | 0
2020-11-25 | 21 | 0 | 2020-11-25 | 21 | 18.53 | 0.74 | 19.27 | 0
2020-11-25 | 22 | 0 | 2020-11-25 | 22 | 18.41 | 0.76 | 19.17 | 0
2020-11-25 | 23 | 0 | 2020-11-25 | 23 | 17.84 | 0.89 | 18.73 | 0
2020-11-25 | 24 | 0 | 2020-11-25 | 24 | 16.89 | 0.57 | 17.46 | 0
2020-11-26 | 1 | 0 | 2020-11-26 | 1 | 15.97 | 0.57 | 16.54 | 0
2020-11-26 | 2 | 0 | 2020-11-26 | 2 | 12.69 | 0.52 | 13.21 | 0
2020-11-26 | 3 | 0 | 2020-11-26 | 3 | 1.44 | 0.55 | 1.99 | 0
2020-11-26 | 4 | 0 | 2020-11-26 | 4 | 4.99 | 0.61 | 5.6 | 0
2020-11-26 | 5 | 0 | 2020-11-26 | 5 | 11.4 | 0.53 | 11.93 | 0
2020-11-26 | 6 | 5 | 2020-11-26 | 6 | 12.78 | 0.55 | 13.33 | 66.65
2020-11-26 | 7 | 3 | 2020-11-26 | 7 | 12.04 | 0.72 | 12.76 | 38.28
2020-11-26 | 8 | 5 | 2020-11-26 | 8 | 5.99 | 0.9 | 6.89 | 34.45
2020-11-26 | 9 | 1170 | 2020-11-26 | 9 | 14.68 | 0.66 | 15.34 | 17947.8
2020-11-26 | 10 | 1713 | 2020-11-26 | 10 | 18.58 | 0.61 | 19.19 | 32872.47
2020-11-26 | 11 | 3088 | 2020-11-26 | 11 | 24.06 | 0.54 | 24.6 | 75964.8
2020-11-26 | 12 | 3988 | 2020-11-26 | 12 | 31.76 | 0.76 | 32.52 | 129689.76
2020-11-26 | 13 | 4230 | 2020-11-26 | 13 | 36.12 | 0.81 | 36.93 | 156213.9
2020-11-26 | 14 | 3763 | 2020-11-26 | 14 | 29.12 | 0.81 | 29.93 | 112626.59
2020-11-26 | 15 | 1478 | 2020-11-26 | 15 | 19.76 | 0.71 | 20.47 | 30254.66
2020-11-26 | 16 | 595 | 2020-11-26 | 16 | 19.52 | 0.8 | 20.32 | 12090.4
2020-11-26 | 17 | 8 | 2020-11-26 | 17 | 15.52 | 0.55 | 16.07 | 128.56
2020-11-26 | 18 | 0 | 2020-11-26 | 18 | 10.24 | 0.53 | 10.77 | 0
2020-11-26 | 19 | 0 | 2020-11-26 | 19 | 6.61 | 0.56 | 7.17 | 0
2020-11-26 | 20 | 0 | 2020-11-26 | 20 | 7.64 | 0.57 | 8.21 | 0
2020-11-26 | 21 | 0 | 2020-11-26 | 21 | 8.65 | 0.62 | 9.27 | 0
2020-11-26 | 22 | 0 | 2020-11-26 | 22 | 12.03 | 0.58 | 12.61 | 0
2020-11-26 | 23 | 0 | 2020-11-26 | 23 | 5.25 | 0.64 | 5.89 | 0
2020-11-26 | 24 | 0 | 2020-11-26 | 24 | 5.26 | 0.69 | 5.95 | 0
2020-11-27 | 1 | 0 | 2020-11-27 | 1 | 4.73 | 0.63 | 5.36 | 0
2020-11-27 | 2 | 0 | 2020-11-27 | 2 | 4.94 | 0.55 | 5.49 | 0
2020-11-27 | 3 | 0 | 2020-11-27 | 3 | 4.61 | 0.35 | 4.96 | 0
2020-11-27 | 4 | 0 | 2020-11-27 | 4 | 4.56 | 0.39 | 4.95 | 0
2020-11-27 | 5 | 0 | 2020-11-27 | 5 | 4.51 | 0.33 | 4.84 | 0
2020-11-27 | 6 | 5 | 2020-11-27 | 6 | 4.69 | 0.71 | 5.4 | 27
2020-11-27 | 7 | 5 | 2020-11-27 | 7 | 2.77 | 0.81 | 3.58 | 17.9
2020-11-27 | 8 | 6088 | 2020-11-27 | 8 | 2.38 | 1.42 | 3.8 | 23134.4
2020-11-27 | 9 | 25943 | 2020-11-27 | 9 | 1.78 | 0.81 | 2.59 | 67192.37
2020-11-27 | 10 | 16533 | 2020-11-27 | 10 | 2.21 | 0.72 | 2.93 | 48441.69
2020-11-27 | 11 | 9638 | 2020-11-27 | 11 | 12.46 | 0.73 | 13.19 | 127125.22
2020-11-27 | 12 | 9223 | 2020-11-27 | 12 | 14.6 | 0.73 | 15.33 | 141388.59
2020-11-27 | 13 | 7880 | 2020-11-27 | 13 | 19.39 | 0.93 | 20.32 | 160121.6
2020-11-27 | 14 | 6385 | 2020-11-27 | 14 | 16.31 | 0.76 | 17.07 | 108991.95
2020-11-27 | 15 | 4538 | 2020-11-27 | 15 | 17.73 | 0.85 | 18.58 | 84316.04
2020-11-27 | 16 | 1930 | 2020-11-27 | 16 | 14.48 | 0.72 | 15.2 | 29336
2020-11-27 | 17 | 3 | 2020-11-27 | 17 | 22.42 | 0.85 | 23.27 | 69.81
2020-11-27 | 18 | 0 | 2020-11-27 | 18 | 19.2 | 0.72 | 19.92 | 0
2020-11-27 | 19 | 0 | 2020-11-27 | 19 | 17.54 | 0.75 | 18.29 | 0
2020-11-27 | 20 | 0 | 2020-11-27 | 20 | 14.36 | 0.76 | 15.12 | 0
2020-11-27 | 21 | 0 | 2020-11-27 | 21 | 13.05 | 0.73 | 13.78 | 0
2020-11-27 | 22 | 0 | 2020-11-27 | 22 | 11.3 | 0.88 | 12.18 | 0
2020-11-27 | 23 | 0 | 2020-11-27 | 23 | 10.28 | 0.92 | 11.2 | 0
2020-11-27 | 24 | 0 | 2020-11-27 | 24 | 9.39 | 0.55 | 9.94 | 0
2020-11-28 | 1 | 0 | 2020-11-28 | 1 | 8.69 | 0.34 | 9.03 | 0
2020-11-28 | 2 | 0 | 2020-11-28 | 2 | 2.34 | 0.41 | 2.75 | 0
2020-11-28 | 3 | 0 | 2020-11-28 | 3 | 6.09 | 0.42 | 6.51 | 0
2020-11-28 | 4 | 0 | 2020-11-28 | 4 | 8.28 | 0.37 | 8.65 | 0
2020-11-28 | 5 | 0 | 2020-11-28 | 5 | 7.95 | 0.36 | 8.31 | 0
2020-11-28 | 6 | 0 | 2020-11-28 | 6 | 2.65 | 0.43 | 3.08 | 0
2020-11-28 | 7 | 5 | 2020-11-28 | 7 | 3.37 | 0.53 | 3.9 | 19.5
2020-11-28 | 8 | 848 | 2020-11-28 | 8 | 12.02 | 0.63 | 12.65 | 10727.2
2020-11-28 | 9 | 4540 | 2020-11-28 | 9 | 16.15 | 0.7 | 16.85 | 76499
2020-11-28 | 10 | 8378 | 2020-11-28 | 10 | 13.71 | 0.42 | 14.13 | 118381.14
2020-11-28 | 11 | 11595 | 2020-11-28 | 11 | 15.14 | 0.42 | 15.56 | 180418.2
2020-11-28 | 12 | 19205 | 2020-11-28 | 12 | 13.38 | 0.33 | 13.71 | 263300.55
2020-11-28 | 13 | 10340 | 2020-11-28 | 13 | 13.91 | 0.37 | 14.28 | 147655.2
2020-11-28 | 14 | 13088 | 2020-11-28 | 14 | 13.91 | 0.35 | 14.26 | 186634.88
2020-11-28 | 15 | 6783 | 2020-11-28 | 15 | 13.32 | 0.29 | 13.61 | 92316.63
2020-11-28 | 16 | 4350 | 2020-11-28 | 16 | 14.55 | 0.44 | 14.99 | 65206.5
2020-11-28 | 17 | 13 | 2020-11-28 | 17 | 24.06 | 0.82 | 24.88 | 323.44
2020-11-28 | 18 | 0 | 2020-11-28 | 18 | 27.5 | 0.5 | 28 | 0
2020-11-28 | 19 | 0 | 2020-11-28 | 19 | 18.79 | 0.65 | 19.44 | 0
2020-11-28 | 20 | 0 | 2020-11-28 | 20 | 13.4 | 0.37 | 13.77 | 0
2020-11-28 | 21 | 0 | 2020-11-28 | 21 | 12.03 | 0.35 | 12.38 | 0
2020-11-28 | 22 | 0 | 2020-11-28 | 22 | 10.71 | 0.34 | 11.05 | 0
2020-11-28 | 23 | 0 | 2020-11-28 | 23 | 14.01 | 0.59 | 14.6 | 0
2020-11-28 | 24 | 0 | 2020-11-28 | 24 | 12.54 | 0.64 | 13.18 | 0
2020-11-29 | 1 | 0 | 2020-11-29 | 1 | 0.79 | 0.75 | 1.54 | 0
2020-11-29 | 2 | 0 | 2020-11-29 | 2 | 0 | 0.63 | 0.63 | 0
2020-11-29 | 3 | 0 | 2020-11-29 | 3 | 6.75 | 0.59 | 7.34 | 0
2020-11-29 | 4 | 0 | 2020-11-29 | 4 | 1.08 | 0.58 | 1.66 | 0
2020-11-29 | 5 | 0 | 2020-11-29 | 5 | 5.93 | 0.49 | 6.42 | 0
2020-11-29 | 6 | 5 | 2020-11-29 | 6 | 1.8 | 0.58 | 2.38 | 11.9
2020-11-29 | 7 | 3 | 2020-11-29 | 7 | 13.32 | 0.65 | 13.97 | 41.91
2020-11-29 | 8 | 5745 | 2020-11-29 | 8 | 13.48 | 0.63 | 14.11 | 81061.95
2020-11-29 | 9 | 24543 | 2020-11-29 | 9 | 4.5 | 0.5 | 5 | 122715
2020-11-29 | 10 | 48458 | 2020-11-29 | 10 | 9.17 | 0.48 | 9.65 | 467619.7
2020-11-29 | 11 | 58093 | 2020-11-29 | 11 | 7.99 | 0.58 | 8.57 | 497857.01
2020-11-29 | 12 | 61123 | 2020-11-29 | 12 | 11.15 | 0.49 | 11.64 | 711471.72
2020-11-29 | 13 | 57720 | 2020-11-29 | 13 | 11.47 | 0.48 | 11.95 | 689754
2020-11-29 | 14 | 48480 | 2020-11-29 | 14 | 12.32 | 0.47 | 12.79 | 620059.2
2020-11-29 | 15 | 22845 | 2020-11-29 | 15 | 8.23 | 0.55 | 8.78 | 200579.1
2020-11-29 | 16 | 4225 | 2020-11-29 | 16 | 16.28 | 0.6 | 16.88 | 71318
2020-11-29 | 17 | 10 | 2020-11-29 | 17 | 18.36 | 0.48 | 18.84 | 188.4
2020-11-29 | 18 | 0 | 2020-11-29 | 18 | 26.5 | 0.61 | 27.11 | 0
2020-11-29 | 19 | 0 | 2020-11-29 | 19 | 23.19 | 0.49 | 23.68 | 0
2020-11-29 | 20 | 0 | 2020-11-29 | 20 | 17.76 | 0.45 | 18.21 | 0
2020-11-29 | 21 | 0 | 2020-11-29 | 21 | 19.81 | 0.66 | 20.47 | 0
2020-11-29 | 22 | 0 | 2020-11-29 | 22 | 18.38 | 0.67 | 19.05 | 0
2020-11-29 | 23 | 0 | 2020-11-29 | 23 | 13.69 | 0.5 | 14.19 | 0
2020-11-29 | 24 | 0 | 2020-11-29 | 24 | 12.82 | 0.5 | 13.32 | 0
2020-11-30 | 1 | 0 | 2020-11-30 | 1 | 11.46 | 0.32 | 11.78 | 0
2020-11-30 | 2 | 0 | 2020-11-30 | 2 | 11.48 | 0.33 | 11.81 | 0
2020-11-30 | 3 | 0 | 2020-11-30 | 3 | 9.85 | 0.42 | 10.27 | 0
2020-11-30 | 4 | 0 | 2020-11-30 | 4 | 10.43 | 0.32 | 10.75 | 0
2020-11-30 | 5 | 0 | 2020-11-30 | 5 | 10.06 | 0.32 | 10.38 | 0
2020-11-30 | 6 | 8 | 2020-11-30 | 6 | 12.93 | 0.4 | 13.33 | 106.64
2020-11-30 | 7 | 0 | 2020-11-30 | 7 | 17.46 | 0.63 | 18.09 | 0
2020-11-30 | 8 | 1123 | 2020-11-30 | 8 | 17.23 | 0.79 | 18.02 | 20236.46
2020-11-30 | 9 | 4620 | 2020-11-30 | 9 | 16.85 | 0.65 | 17.5 | 80850
2020-11-30 | 10 | 7783 | 2020-11-30 | 10 | 24.43 | 0.84 | 25.27 | 196676.41
2020-11-30 | 11 | 8338 | 2020-11-30 | 11 | 23.5 | 0.67 | 24.17 | 201529.46
2020-11-30 | 12 | 3753 | 2020-11-30 | 12 | 28.38 | 0.78 | 29.16 | 109437.48
2020-11-30 | 13 | 2265 | 2020-11-30 | 13 | 31.75 | 1.01 | 32.76 | 74201.4
2020-11-30 | 14 | 1090 | 2020-11-30 | 14 | 32.78 | 1.29 | 34.07 | 37136.3
2020-11-30 | 15 | 1065 | 2020-11-30 | 15 | 19.97 | 0.67 | 20.64 | 21981.6
2020-11-30 | 16 | 3 | 2020-11-30 | 16 | 15.07 | 0.61 | 15.68 | 47.04
2020-11-30 | 17 | 5 | 2020-11-30 | 17 | 15.24 | 0.59 | 15.83 | 79.15
2020-11-30 | 18 | 0 | 2020-11-30 | 18 | 15.86 | 0.61 | 16.47 | 0
2020-11-30 | 19 | 0 | 2020-11-30 | 19 | 15.92 | 0.6 | 16.52 | 0
2020-11-30 | 20 | 0 | 2020-11-30 | 20 | 21.7 | 0.76 | 22.46 | 0
2020-11-30 | 21 | 0 | 2020-11-30 | 21 | 20.83 | 0.85 | 21.68 | 0
2020-11-30 | 22 | 0 | 2020-11-30 | 22 | 16.09 | 0.68 | 16.77 | 0
2020-11-30 | 23 | 0 | 2020-11-30 | 23 | 12.11 | 0.9 | 13.01 | 0
2020-11-30 | 24 | 0 | 2020-11-30 | 24 | 11.33 | 0.61 | 11.94 | 0
2020-12-01 | 1 | 0 | 2020-12-01 | 1 | 10.28 | 1.12 | 11.4 | 0
2020-12-01 | 2 | 0 | 2020-12-01 | 2 | 13.33 | 1.13 | 14.46 | 0
2020-12-01 | 3 | 0 | 2020-12-01 | 3 | 13.13 | 1.15 | 14.28 | 0
2020-12-01 | 4 | 0 | 2020-12-01 | 4 | 13.12 | 1.23 | 14.35 | 0
2020-12-01 | 5 | 0 | 2020-12-01 | 5 | 14.26 | 1.21 | 15.47 | 0
2020-12-01 | 6 | 0 | 2020-12-01 | 6 | 14.41 | 2.9 | 17.31 | 0
2020-12-01 | 7 | 3 | 2020-12-01 | 7 | 19.4 | 2.57 | 21.97 | 65.91
2020-12-01 | 8 | 393 | 2020-12-01 | 8 | 13.86 | 1.6 | 15.46 | 6075.78
2020-12-01 | 9 | 2318 | 2020-12-01 | 9 | 13.62 | 1.34 | 14.96 | 34677.28
2020-12-01 | 10 | 5128 | 2020-12-01 | 10 | 14.16 | 1.33 | 15.49 | 79432.72
2020-12-01 | 11 | 6660 | 2020-12-01 | 11 | 19.54 | 1.27 | 20.81 | 138594.6
2020-12-01 | 12 | 7350 | 2020-12-01 | 12 | 19.76 | 1.25 | 21.01 | 154423.5
2020-12-01 | 13 | 4513 | 2020-12-01 | 13 | 19.33 | 1.29 | 20.62 | 93058.06
2020-12-01 | 14 | 4383 | 2020-12-01 | 14 | 18.46 | 1.28 | 19.74 | 86520.42
2020-12-01 | 15 | 6023 | 2020-12-01 | 15 | 18.81 | 1.3 | 20.11 | 121122.53
2020-12-01 | 16 | 4588 | 2020-12-01 | 16 | 19.88 | 1.28 | 21.16 | 97082.08
2020-12-01 | 17 | 258 | 2020-12-01 | 17 | 23.93 | 1.29 | 25.22 | 6506.76
2020-12-01 | 18 | 0 | 2020-12-01 | 18 | 38.34 | 1.41 | 39.75 | 0
2020-12-01 | 19 | 0 | 2020-12-01 | 19 | 34.82 | 1.62 | 36.44 | 0
2020-12-01 | 20 | 0 | 2020-12-01 | 20 | 25.46 | 1.3 | 26.76 | 0
2020-12-01 | 21 | 0 | 2020-12-01 | 21 | 24.74 | 1.32 | 26.06 | 0
2020-12-01 | 22 | 0 | 2020-12-01 | 22 | 23.6 | 1.42 | 25.02 | 0
2020-12-01 | 23 | 0 | 2020-12-01 | 23 | 20.38 | 1.5 | 21.88 | 0
2020-12-01 | 24 | 0 | 2020-12-01 | 24 | 18.14 | 1.21 | 19.35 | 0
2020-12-02 | 1 | 0 | 2020-12-02 | 1 | 18.5 | 0.96 | 19.46 | 0
2020-12-02 | 2 | 0 | 2020-12-02 | 2 | 18.85 | 0.93 | 19.78 | 0
2020-12-02 | 3 | 0 | 2020-12-02 | 3 | 18.27 | 0.92 | 19.19 | 0
2020-12-02 | 4 | 0 | 2020-12-02 | 4 | 18.75 | 0.92 | 19.67 | 0
2020-12-02 | 5 | 0 | 2020-12-02 | 5 | 19.28 | 0.92 | 20.2 | 0
2020-12-02 | 6 | 0 | 2020-12-02 | 6 | 19.9 | 0.97 | 20.87 | 0
2020-12-02 | 7 | 5 | 2020-12-02 | 7 | 19.87 | 1.24 | 21.11 | 105.55
2020-12-02 | 8 | 5340 | 2020-12-02 | 8 | 24.08 | 1.35 | 25.43 | 135796.2
2020-12-02 | 9 | 22780 | 2020-12-02 | 9 | 24.26 | 1.25 | 25.51 | 581117.8
2020-12-02 | 10 | 47695 | 2020-12-02 | 10 | 23.1 | 1.2 | 24.3 | 1158988.5
2020-12-02 | 11 | 54373 | 2020-12-02 | 11 | 29 | 1.34 | 30.34 | 1649676.82
2020-12-02 | 12 | 37065 | 2020-12-02 | 12 | 30.4 | 1.32 | 31.72 | 1175701.8
2020-12-02 | 13 | 16808 | 2020-12-02 | 13 | 34.28 | 1.48 | 35.76 | 601054.08
2020-12-02 | 14 | 12010 | 2020-12-02 | 14 | 30.51 | 1.4 | 31.91 | 383239.1
2020-12-02 | 15 | 4543 | 2020-12-02 | 15 | 37 | 1.6 | 38.6 | 175359.8
2020-12-02 | 16 | 1608 | 2020-12-02 | 16 | 40.34 | 1.44 | 41.78 | 67182.24
2020-12-02 | 17 | 5 | 2020-12-02 | 17 | 47.99 | 1.34 | 49.33 | 246.65
2020-12-02 | 18 | 0 | 2020-12-02 | 18 | 45.41 | 1.28 | 46.69 | 0
2020-12-02 | 19 | 0 | 2020-12-02 | 19 | 40.06 | 1.32 | 41.38 | 0
2020-12-02 | 20 | 0 | 2020-12-02 | 20 | 29.41 | 1.38 | 30.79 | 0
2020-12-02 | 21 | 0 | 2020-12-02 | 21 | 35.42 | 1.41 | 36.83 | 0
2020-12-02 | 22 | 0 | 2020-12-02 | 22 | 24.72 | 1.25 | 25.97 | 0
2020-12-02 | 23 | 0 | 2020-12-02 | 23 | 22.53 | 1.26 | 23.79 | 0
2020-12-02 | 24 | 0 | 2020-12-02 | 24 | 21.86 | 0.97 | 22.83 | 0
2020-12-03 | 1 | 0 | 2020-12-03 | 1 | 24.29 | 0.41 | 24.7 | 0
2020-12-03 | 2 | 0 | 2020-12-03 | 2 | 23.92 | 0.37 | 24.29 | 0
2020-12-03 | 3 | 0 | 2020-12-03 | 3 | 22.19 | 0.37 | 22.56 | 0
2020-12-03 | 4 | 0 | 2020-12-03 | 4 | 21.64 | 0.37 | 22.01 | 0
2020-12-03 | 5 | 0 | 2020-12-03 | 5 | 23.51 | 0.37 | 23.88 | 0
2020-12-03 | 6 | 0 | 2020-12-03 | 6 | 27.65 | 0.39 | 28.04 | 0
2020-12-03 | 7 | 5 | 2020-12-03 | 7 | 38.57 | 0.79 | 39.36 | 196.8
2020-12-03 | 8 | 5748 | 2020-12-03 | 8 | 50.92 | 1.25 | 52.17 | 299873.16
2020-12-03 | 9 | 22273 | 2020-12-03 | 9 | 37.16 | 0.78 | 37.94 | 845037.62
2020-12-03 | 10 | 48388 | 2020-12-03 | 10 | 26.04 | 0.68 | 26.72 | 1292927.36
2020-12-03 | 11 | 58788 | 2020-12-03 | 11 | 21.46 | 0.64 | 22.1 | 1299214.8
2020-12-03 | 12 | 62143 | 2020-12-03 | 12 | 20.28 | 0.63 | 20.91 | 1299410.13
2020-12-03 | 13 | 58400 | 2020-12-03 | 13 | 20.19 | 0.64 | 20.83 | 1216472
2020-12-03 | 14 | 48883 | 2020-12-03 | 14 | 20.74 | 0.65 | 21.39 | 1045607.37
2020-12-03 | 15 | 21653 | 2020-12-03 | 15 | 22.56 | 0.63 | 23.19 | 502133.07
2020-12-03 | 16 | 4208 | 2020-12-03 | 16 | 30.41 | 0.88 | 31.29 | 131668.32
2020-12-03 | 17 | 10 | 2020-12-03 | 17 | 36.45 | 0.77 | 37.22 | 372.2
2020-12-03 | 18 | 0 | 2020-12-03 | 18 | 55.67 | 1.09 | 56.76 | 0
2020-12-03 | 19 | 0 | 2020-12-03 | 19 | 46.63 | 1.06 | 47.69 | 0
2020-12-03 | 20 | 0 | 2020-12-03 | 20 | 39.65 | 1.16 | 40.81 | 0
2020-12-03 | 21 | 0 | 2020-12-03 | 21 | 38.32 | 1.07 | 39.39 | 0
2020-12-03 | 22 | 0 | 2020-12-03 | 22 | 28.02 | 1.01 | 29.03 | 0
2020-12-03 | 23 | 0 | 2020-12-03 | 23 | 20.81 | 0.74 | 21.55 | 0
2020-12-03 | 24 | 0 | 2020-12-03 | 24 | 21.54 | 0.43 | 21.97 | 0
2020-12-04 | 1 | 0 | 2020-12-04 | 1 | 20.45 | 0.48 | 20.93 | 0
2020-12-04 | 2 | 0 | 2020-12-04 | 2 | 18.53 | 0.5 | 19.03 | 0
2020-12-04 | 3 | 0 | 2020-12-04 | 3 | 19.44 | 0.44 | 19.88 | 0
2020-12-04 | 4 | 0 | 2020-12-04 | 4 | 20.07 | 0.42 | 20.49 | 0
2020-12-04 | 5 | 0 | 2020-12-04 | 5 | 21.22 | 0.43 | 21.65 | 0
2020-12-04 | 6 | 0 | 2020-12-04 | 6 | 19.79 | 0.5 | 20.29 | 0
2020-12-04 | 7 | 3 | 2020-12-04 | 7 | 19.94 | 0.5 | 20.44 | 61.32
2020-12-04 | 8 | 898 | 2020-12-04 | 8 | 21.01 | 0.87 | 21.88 | 19648.24
2020-12-04 | 9 | 7075 | 2020-12-04 | 9 | 22.06 | 0.73 | 22.79 | 161239.25
2020-12-04 | 10 | 10160 | 2020-12-04 | 10 | 20.52 | 0.71 | 21.23 | 215696.8
2020-12-04 | 11 | 30898 | 2020-12-04 | 11 | 19.54 | 0.71 | 20.25 | 625684.5
2020-12-04 | 12 | 47303 | 2020-12-04 | 12 | 19.5 | 0.71 | 20.21 | 955993.63
2020-12-04 | 13 | 17823 | 2020-12-04 | 13 | 18.34 | 0.71 | 19.05 | 339528.15
2020-12-04 | 14 | 9210 | 2020-12-04 | 14 | 19.41 | 0.7 | 20.11 | 185213.1
2020-12-04 | 15 | 5073 | 2020-12-04 | 15 | 23.28 | 0.7 | 23.98 | 121650.54
2020-12-04 | 16 | 2595 | 2020-12-04 | 16 | 26.68 | 0.82 | 27.5 | 71362.5
2020-12-04 | 17 | 5 | 2020-12-04 | 17 | 35.12 | 0.97 | 36.09 | 180.45
2020-12-04 | 18 | 0 | 2020-12-04 | 18 | 43.62 | 0.93 | 44.55 | 0
2020-12-04 | 19 | 0 | 2020-12-04 | 19 | 41.62 | 0.78 | 42.4 | 0
2020-12-04 | 20 | 0 | 2020-12-04 | 20 | 42 | 0.93 | 42.93 | 0
2020-12-04 | 21 | 0 | 2020-12-04 | 21 | 40.06 | 1.04 | 41.1 | 0
2020-12-04 | 22 | 0 | 2020-12-04 | 22 | 25.46 | 0.86 | 26.32 | 0
2020-12-04 | 23 | 0 | 2020-12-04 | 23 | 20.53 | 0.84 | 21.37 | 0
2020-12-04 | 24 | 0 | 2020-12-04 | 24 | 19.92 | 0.5 | 20.42 | 0
2020-12-05 | 1 | 0 | 2020-12-05 | 1 | 21.01 | 0.45 | 21.46 | 0
2020-12-05 | 2 | 0 | 2020-12-05 | 2 | 21.76 | 0.42 | 22.18 | 0
2020-12-05 | 3 | 0 | 2020-12-05 | 3 | 19.68 | 0.41 | 20.09 | 0
2020-12-05 | 4 | 0 | 2020-12-05 | 4 | 22.77 | 0.42 | 23.19 | 0
2020-12-05 | 5 | 0 | 2020-12-05 | 5 | 20.52 | 0.41 | 20.93 | 0
2020-12-05 | 6 | 0 | 2020-12-05 | 6 | 20.77 | 0.43 | 21.2 | 0
2020-12-05 | 7 | 5 | 2020-12-05 | 7 | 24.16 | 0.46 | 24.62 | 123.1
2020-12-05 | 8 | 10 | 2020-12-05 | 8 | 25.16 | 0.69 | 25.85 | 258.5
2020-12-05 | 9 | 285 | 2020-12-05 | 9 | 33.6 | 0.98 | 34.58 | 9855.3
2020-12-05 | 10 | 585 | 2020-12-05 | 10 | 38.4 | 1.12 | 39.52 | 23119.2
2020-12-05 | 11 | 623 | 2020-12-05 | 11 | 41.83 | 1.12 | 42.95 | 26757.85
2020-12-05 | 12 | 1135 | 2020-12-05 | 12 | 38.34 | 0.42 | 38.76 | 43992.6
2020-12-05 | 13 | 843 | 2020-12-05 | 13 | 49.71 | 0.54 | 50.25 | 42360.75
2020-12-05 | 14 | 288 | 2020-12-05 | 14 | 52.74 | 0.61 | 53.35 | 15364.8
2020-12-05 | 15 | 10 | 2020-12-05 | 15 | 51.02 | 1.16 | 52.18 | 521.8
2020-12-05 | 16 | 3 | 2020-12-05 | 16 | 51.32 | 1.2 | 52.52 | 157.56
2020-12-05 | 17 | 5 | 2020-12-05 | 17 | 54.06 | 1.02 | 55.08 | 275.4
2020-12-05 | 18 | 0 | 2020-12-05 | 18 | 56.14 | 0.55 | 56.69 | 0
2020-12-05 | 19 | 0 | 2020-12-05 | 19 | 38.66 | 0.52 | 39.18 | 0
2020-12-05 | 20 | 0 | 2020-12-05 | 20 | 26.59 | 0.4 | 26.99 | 0
2020-12-05 | 21 | 0 | 2020-12-05 | 21 | 25.61 | 0.35 | 25.96 | 0
2020-12-05 | 22 | 0 | 2020-12-05 | 22 | 24.26 | 0.34 | 24.6 | 0
2020-12-05 | 23 | 0 | 2020-12-05 | 23 | 23.99 | 0.38 | 24.37 | 0
2020-12-05 | 24 | 0 | 2020-12-05 | 24 | 21.43 | 0.42 | 21.85 | 0
2020-12-06 | 1 | 0 | 2020-12-06 | 1 | 22.11 | 0.8 | 22.91 | 0
2020-12-06 | 2 | 0 | 2020-12-06 | 2 | 23.07 | 0.71 | 23.78 | 0
2020-12-06 | 3 | 0 | 2020-12-06 | 3 | 22.63 | 0.7 | 23.33 | 0
2020-12-06 | 4 | 0 | 2020-12-06 | 4 | 21.13 | 0.67 | 21.8 | 0
2020-12-06 | 5 | 0 | 2020-12-06 | 5 | 21.91 | 0.66 | 22.57 | 0
2020-12-06 | 6 | 0 | 2020-12-06 | 6 | 23.77 | 0.67 | 24.44 | 0
2020-12-06 | 7 | 5 | 2020-12-06 | 7 | 25.07 | 0.76 | 25.83 | 129.15
2020-12-06 | 8 | 53 | 2020-12-06 | 8 | 27.86 | 0.82 | 28.68 | 1520.04
2020-12-06 | 9 | 1135 | 2020-12-06 | 9 | 25.83 | 0.67 | 26.5 | 30077.5
2020-12-06 | 10 | 2453 | 2020-12-06 | 10 | 32.99 | 0.94 | 33.93 | 83230.29
2020-12-06 | 11 | 4690 | 2020-12-06 | 11 | 36.56 | 1.06 | 37.62 | 176437.8
2020-12-06 | 12 | 9603 | 2020-12-06 | 12 | 28.81 | 0.74 | 29.55 | 283768.65
2020-12-06 | 13 | 12223 | 2020-12-06 | 13 | 26.67 | 0.7 | 27.37 | 334543.51
2020-12-06 | 14 | 11083 | 2020-12-06 | 14 | 26.48 | 0.65 | 27.13 | 300681.79
2020-12-06 | 15 | 3668 | 2020-12-06 | 15 | 30.75 | 0.88 | 31.63 | 116018.84
2020-12-06 | 16 | 778 | 2020-12-06 | 16 | 36.99 | 0.91 | 37.9 | 29486.2
2020-12-06 | 17 | 3 | 2020-12-06 | 17 | 57.73 | 0.92 | 58.65 | 175.95
2020-12-06 | 18 | 0 | 2020-12-06 | 18 | 83.27 | 1.32 | 84.59 | 0
2020-12-06 | 19 | 0 | 2020-12-06 | 19 | 89.51 | 1.31 | 90.82 | 0
2020-12-06 | 20 | 0 | 2020-12-06 | 20 | 70.66 | 1.61 | 72.27 | 0
2020-12-06 | 21 | 0 | 2020-12-06 | 21 | 58.4 | 1.3 | 59.7 | 0
2020-12-06 | 22 | 0 | 2020-12-06 | 22 | 52.51 | 1.24 | 53.75 | 0
2020-12-06 | 23 | 0 | 2020-12-06 | 23 | 28.63 | 0.93 | 29.56 | 0
2020-12-06 | 24 | 0 | 2020-12-06 | 24 | 27.18 | 0.74 | 27.92 | 0
2020-12-07 | 1 | 0 | 2020-12-07 | 1 | 29.27 | 0.59 | 29.86 | 0
2020-12-07 | 2 | 0 | 2020-12-07 | 2 | 28.89 | 0.58 | 29.47 | 0
2020-12-07 | 3 | 0 | 2020-12-07 | 3 | 28.76 | 0.59 | 29.35 | 0
2020-12-07 | 4 | 0 | 2020-12-07 | 4 | 26.98 | 0.57 | 27.55 | 0
2020-12-07 | 5 | 0 | 2020-12-07 | 5 | 25.6 | 0.54 | 26.14 | 0
2020-12-07 | 6 | 0 | 2020-12-07 | 6 | 26.18 | 0.6 | 26.78 | 0
2020-12-07 | 7 | 3 | 2020-12-07 | 7 | 27.95 | 0.7 | 28.65 | 85.95
2020-12-07 | 8 | 2053 | 2020-12-07 | 8 | 30.41 | 0.95 | 31.36 | 64382.08
2020-12-07 | 9 | 8358 | 2020-12-07 | 9 | 32.13 | 0.82 | 32.95 | 275396.1
2020-12-07 | 10 | 19335 | 2020-12-07 | 10 | 29.9 | 0.85 | 30.75 | 594551.25
2020-12-07 | 11 | 21038 | 2020-12-07 | 11 | 27.66 | 0.82 | 28.48 | 599162.24
2020-12-07 | 12 | 14620 | 2020-12-07 | 12 | 27.79 | 0.78 | 28.57 | 417693.4
2020-12-07 | 13 | 14800 | 2020-12-07 | 13 | 30.27 | 0.86 | 31.13 | 460724
2020-12-07 | 14 | 5595 | 2020-12-07 | 14 | 35.31 | 1.17 | 36.48 | 204105.6
2020-12-07 | 15 | 2315 | 2020-12-07 | 15 | 34.96 | 1.18 | 36.14 | 83664.1
2020-12-07 | 16 | 318 | 2020-12-07 | 16 | 47.95 | 1.76 | 49.71 | 15807.78
2020-12-07 | 17 | 5 | 2020-12-07 | 17 | 55.02 | 1.42 | 56.44 | 282.2
2020-12-07 | 18 | 0 | 2020-12-07 | 18 | 84.12 | 5.47 | 89.59 | 0
2020-12-07 | 19 | 0 | 2020-12-07 | 19 | 74.68 | 6.73 | 81.41 | 0
2020-12-07 | 20 | 0 | 2020-12-07 | 20 | 49.28 | 4.56 | 53.84 | 0
2020-12-07 | 21 | 0 | 2020-12-07 | 21 | 43.08 | 1.86 | 44.94 | 0
2020-12-07 | 22 | 0 | 2020-12-07 | 22 | 38.7 | 1.2 | 39.9 | 0
2020-12-07 | 23 | 0 | 2020-12-07 | 23 | 27.64 | 0.96 | 28.6 | 0
2020-12-07 | 24 | 0 | 2020-12-07 | 24 | 27.24 | 0.65 | 27.89 | 0
2020-12-08 | 1 | 0 | 2020-12-08 | 1 | 26.24 | 0.5 | 26.74 | 0
2020-12-08 | 2 | 0 | 2020-12-08 | 2 | 26.28 | 0.46 | 26.74 | 0
2020-12-08 | 3 | 0 | 2020-12-08 | 3 | 26.59 | 0.45 | 27.04 | 0
2020-12-08 | 4 | 0 | 2020-12-08 | 4 | 26.38 | 0.46 | 26.84 | 0
2020-12-08 | 5 | 0 | 2020-12-08 | 5 | 25.3 | 0.43 | 25.73 | 0
2020-12-08 | 6 | 0 | 2020-12-08 | 6 | 27.3 | 0.54 | 27.84 | 0
2020-12-08 | 7 | 5 | 2020-12-08 | 7 | 30.17 | 0.56 | 30.73 | 153.65
2020-12-08 | 8 | 530 | 2020-12-08 | 8 | 32.11 | 0.9 | 33.01 | 17495.3
2020-12-08 | 9 | 5825 | 2020-12-08 | 9 | 35.42 | 0.97 | 36.39 | 211971.75
2020-12-08 | 10 | 4420 | 2020-12-08 | 10 | 38.44 | 0.92 | 39.36 | 173971.2
2020-12-08 | 11 | 7513 | 2020-12-08 | 11 | 43.74 | 1.14 | 44.88 | 337183.44
2020-12-08 | 12 | 15150 | 2020-12-08 | 12 | 39.02 | 0.89 | 39.91 | 604636.5
2020-12-08 | 13 | 9888 | 2020-12-08 | 13 | 40.18 | 0.86 | 41.04 | 405803.52
2020-12-08 | 14 | 6790 | 2020-12-08 | 14 | 40.12 | 0.86 | 40.98 | 278254.2
2020-12-08 | 15 | 6530 | 2020-12-08 | 15 | 42.09 | 1.03 | 43.12 | 281573.6
2020-12-08 | 16 | 2173 | 2020-12-08 | 16 | 39.95 | 1.12 | 41.07 | 89245.11
2020-12-08 | 17 | 0 | 2020-12-08 | 17 | 46.99 | 0.55 | 47.54 | 0
2020-12-08 | 18 | 0 | 2020-12-08 | 18 | 61.83 | 0.62 | 62.45 | 0
2020-12-08 | 19 | 0 | 2020-12-08 | 19 | 53.25 | 0.88 | 54.13 | 0
2020-12-08 | 20 | 0 | 2020-12-08 | 20 | 47.9 | 1.24 | 49.14 | 0
2020-12-08 | 21 | 0 | 2020-12-08 | 21 | 43.81 | 1.41 | 45.22 | 0
2020-12-08 | 22 | 0 | 2020-12-08 | 22 | 26.31 | 0.7 | 27.01 | 0
2020-12-08 | 23 | 0 | 2020-12-08 | 23 | 25.27 | 0.82 | 26.09 | 0
2020-12-08 | 24 | 0 | 2020-12-08 | 24 | 28.85 | 0.71 | 29.56 | 0
2020-12-09 | 1 | 0 | 2020-12-09 | 1 | 25.1 | 0.62 | 25.72 | 0
2020-12-09 | 2 | 0 | 2020-12-09 | 2 | 25.22 | 0.6 | 25.82 | 0
2020-12-09 | 3 | 0 | 2020-12-09 | 3 | 24.71 | 0.59 | 25.3 | 0
2020-12-09 | 4 | 0 | 2020-12-09 | 4 | 24.66 | 0.59 | 25.25 | 0
2020-12-09 | 5 | 0 | 2020-12-09 | 5 | 23.91 | 0.59 | 24.5 | 0
2020-12-09 | 6 | 0 | 2020-12-09 | 6 | 24.59 | 0.66 | 25.25 | 0
2020-12-09 | 7 | 8 | 2020-12-09 | 7 | 36.23 | 0.86 | 37.09 | 296.72
2020-12-09 | 8 | 588 | 2020-12-09 | 8 | 37.19 | 1.03 | 38.22 | 22473.36
2020-12-09 | 9 | 4833 | 2020-12-09 | 9 | 46.9 | 1.02 | 47.92 | 231597.36
2020-12-09 | 10 | 16095 | 2020-12-09 | 10 | 46.82 | 1.26 | 48.08 | 773847.6
2020-12-09 | 11 | 17020 | 2020-12-09 | 11 | 45.24 | 1.09 | 46.33 | 788536.6
2020-12-09 | 12 | 18678 | 2020-12-09 | 12 | 47 | 1.54 | 48.54 | 906630.12
2020-12-09 | 13 | 10470 | 2020-12-09 | 13 | 28.23 | 0.95 | 29.18 | 305514.6
2020-12-09 | 14 | 7963 | 2020-12-09 | 14 | 34.43 | 1.08 | 35.51 | 282766.13
2020-12-09 | 15 | 4935 | 2020-12-09 | 15 | 41.08 | 1.45 | 42.53 | 209885.55
2020-12-09 | 16 | 1353 | 2020-12-09 | 16 | 31.22 | 0.9 | 32.12 | 43458.36
2020-12-09 | 17 | 3 | 2020-12-09 | 17 | 34.71 | 0.86 | 35.57 | 106.71
2020-12-09 | 18 | 0 | 2020-12-09 | 18 | 52.66 | 1.03 | 53.69 | 0
2020-12-09 | 19 | 0 | 2020-12-09 | 19 | 41.69 | 1 | 42.69 | 0
2020-12-09 | 20 | 0 | 2020-12-09 | 20 | 40.71 | 1.24 | 41.95 | 0
2020-12-09 | 21 | 0 | 2020-12-09 | 21 | 37 | 1.25 | 38.25 | 0
2020-12-09 | 22 | 0 | 2020-12-09 | 22 | 24.21 | 0.93 | 25.14 | 0
2020-12-09 | 23 | 0 | 2020-12-09 | 23 | 23.61 | 0.96 | 24.57 | 0
2020-12-09 | 24 | 0 | 2020-12-09 | 24 | 22.73 | 0.68 | 23.41 | 0
2020-12-10 | 1 | 0 | 2020-12-10 | 1 | 24.51 | 0.35 | 24.86 | 0
2020-12-10 | 2 | 0 | 2020-12-10 | 2 | 25.82 | 0.36 | 26.18 | 0
2020-12-10 | 3 | 0 | 2020-12-10 | 3 | 23.75 | 0.35 | 24.1 | 0
2020-12-10 | 4 | 0 | 2020-12-10 | 4 | 24.34 | 0.35 | 24.69 | 0
2020-12-10 | 5 | 0 | 2020-12-10 | 5 | 24.32 | 0.42 | 24.74 | 0
2020-12-10 | 6 | 0 | 2020-12-10 | 6 | 26.15 | 0.45 | 26.6 | 0
2020-12-10 | 7 | 5 | 2020-12-10 | 7 | 33.35 | 0.59 | 33.94 | 169.7
2020-12-10 | 8 | 2533 | 2020-12-10 | 8 | 34.08 | 0.84 | 34.92 | 88452.36
2020-12-10 | 9 | 11620 | 2020-12-10 | 9 | 40.21 | 1.04 | 41.25 | 479325
2020-12-10 | 10 | 33193 | 2020-12-10 | 10 | 35.85 | 1.14 | 36.99 | 1227809.07
2020-12-10 | 11 | 48418 | 2020-12-10 | 11 | 24.87 | 0.72 | 25.59 | 1239016.62
2020-12-10 | 12 | 33833 | 2020-12-10 | 12 | 24.13 | 0.69 | 24.82 | 839735.06
2020-12-10 | 13 | 16583 | 2020-12-10 | 13 | 24.35 | 0.64 | 24.99 | 414409.17
2020-12-10 | 14 | 7708 | 2020-12-10 | 14 | 23.56 | 0.62 | 24.18 | 186379.44
2020-12-10 | 15 | 7783 | 2020-12-10 | 15 | 25.01 | 0.62 | 25.63 | 199478.29
2020-12-10 | 16 | 2615 | 2020-12-10 | 16 | 24.29 | 0.61 | 24.9 | 65113.5
2020-12-10 | 17 | 5 | 2020-12-10 | 17 | 33.71 | 0.72 | 34.43 | 172.15
2020-12-10 | 18 | 0 | 2020-12-10 | 18 | 52.76 | 0.86 | 53.62 | 0
2020-12-10 | 19 | 0 | 2020-12-10 | 19 | 57.08 | 0.91 | 57.99 | 0
2020-12-10 | 20 | 0 | 2020-12-10 | 20 | 42.56 | 1.2 | 43.76 | 0
2020-12-10 | 21 | 0 | 2020-12-10 | 21 | 29.97 | 0.83 | 30.8 | 0
2020-12-10 | 22 | 0 | 2020-12-10 | 22 | 33.79 | 0.96 | 34.75 | 0
2020-12-10 | 23 | 0 | 2020-12-10 | 23 | 28.41 | 0.78 | 29.19 | 0
2020-12-10 | 24 | 0 | 2020-12-10 | 24 | 22.99 | 0.54 | 23.53 | 0
2020-12-11 | 1 | 0 | 2020-12-11 | 1 | 26.18 | 0.49 | 26.67 | 0
2020-12-11 | 2 | 0 | 2020-12-11 | 2 | 26.64 | 0.49 | 27.13 | 0
2020-12-11 | 3 | 0 | 2020-12-11 | 3 | 25.76 | 0.48 | 26.24 | 0
2020-12-11 | 4 | 0 | 2020-12-11 | 4 | 26.05 | 0.46 | 26.51 | 0
2020-12-11 | 5 | 0 | 2020-12-11 | 5 | 29.71 | 0.52 | 30.23 | 0
2020-12-11 | 6 | 0 | 2020-12-11 | 6 | 32.01 | 0.68 | 32.69 | 0
2020-12-11 | 7 | 5 | 2020-12-11 | 7 | 42.84 | 0.77 | 43.61 | 218.05
2020-12-11 | 8 | 4515 | 2020-12-11 | 8 | 44.61 | 1.09 | 45.7 | 206335.5
2020-12-11 | 9 | 16963 | 2020-12-11 | 9 | 43.21 | 1.25 | 44.46 | 754174.98
2020-12-11 | 10 | 34855 | 2020-12-11 | 10 | 32.1 | 0.88 | 32.98 | 1149517.9
2020-12-11 | 11 | 39445 | 2020-12-11 | 11 | 23.3 | 0.8 | 24.1 | 950624.5
2020-12-11 | 12 | 49210 | 2020-12-11 | 12 | 22.75 | 0.76 | 23.51 | 1156927.1
2020-12-11 | 13 | 44603 | 2020-12-11 | 13 | 23.45 | 0.75 | 24.2 | 1079392.6
2020-12-11 | 14 | 23140 | 2020-12-11 | 14 | 25.52 | 0.76 | 26.28 | 608119.2
2020-12-11 | 15 | 10995 | 2020-12-11 | 15 | 28.31 | 0.81 | 29.12 | 320174.4
2020-12-11 | 16 | 3263 | 2020-12-11 | 16 | 41.87 | 1.22 | 43.09 | 140602.67
2020-12-11 | 17 | 8 | 2020-12-11 | 17 | 59.12 | 2.31 | 61.43 | 491.44
2020-12-11 | 18 | 0 | 2020-12-11 | 18 | 74.73 | 4.44 | 79.17 | 0
2020-12-11 | 19 | 0 | 2020-12-11 | 19 | 51.73 | 1.31 | 53.04 | 0
2020-12-11 | 20 | 0 | 2020-12-11 | 20 | 41.02 | 1.26 | 42.28 | 0
2020-12-11 | 21 | 0 | 2020-12-11 | 21 | 30.52 | 1.02 | 31.54 | 0
2020-12-11 | 22 | 0 | 2020-12-11 | 22 | 33.29 | 1.21 | 34.5 | 0
2020-12-11 | 23 | 0 | 2020-12-11 | 23 | 32.22 | 1.28 | 33.5 | 0
2020-12-11 | 24 | 0 | 2020-12-11 | 24 | 22.94 | 0.64 | 23.58 | 0
2020-12-12 | 1 | 0 | 2020-12-12 | 1 | 24.66 | 0.24 | 24.9 | 0
2020-12-12 | 2 | 0 | 2020-12-12 | 2 | 25.09 | 0.21 | 25.3 | 0
2020-12-12 | 3 | 0 | 2020-12-12 | 3 | 24.62 | 0.2 | 24.82 | 0
2020-12-12 | 4 | 0 | 2020-12-12 | 4 | 24.74 | 0.28 | 25.02 | 0
2020-12-12 | 5 | 0 | 2020-12-12 | 5 | 26.08 | 0.28 | 26.36 | 0
2020-12-12 | 6 | 0 | 2020-12-12 | 6 | 28.1 | 0.26 | 28.36 | 0
2020-12-12 | 7 | 5 | 2020-12-12 | 7 | 23.57 | 0.25 | 23.82 | 119.1
2020-12-12 | 8 | 2555 | 2020-12-12 | 8 | 22.54 | 0.25 | 22.79 | 58228.45
2020-12-12 | 9 | 9428 | 2020-12-12 | 9 | 21.98 | 0.24 | 22.22 | 209490.16
2020-12-12 | 10 | 35870 | 2020-12-12 | 10 | 23.57 | 0.24 | 23.81 | 854064.7
2020-12-12 | 11 | 18035 | 2020-12-12 | 11 | 24.34 | 0.27 | 24.61 | 443841.35
2020-12-12 | 12 | 11953 | 2020-12-12 | 12 | 25.73 | 0.23 | 25.96 | 310299.88
2020-12-12 | 13 | 7478 | 2020-12-12 | 13 | 26.38 | 0.2 | 26.58 | 198765.24
2020-12-12 | 14 | 3125 | 2020-12-12 | 14 | 25.11 | 0.25 | 25.36 | 79250
2020-12-12 | 15 | 855 | 2020-12-12 | 15 | 24.97 | 0.23 | 25.2 | 21546
2020-12-12 | 16 | 5 | 2020-12-12 | 16 | 27.59 | 0.29 | 27.88 | 139.4
2020-12-12 | 17 | 8 | 2020-12-12 | 17 | 29.82 | 0.24 | 30.06 | 240.48
2020-12-12 | 18 | 0 | 2020-12-12 | 18 | 27.47 | 0.23 | 27.7 | 0
2020-12-12 | 19 | 0 | 2020-12-12 | 19 | 29.56 | 0.28 | 29.84 | 0
2020-12-12 | 20 | 0 | 2020-12-12 | 20 | 39.24 | 0.73 | 39.97 | 0
2020-12-12 | 21 | 0 | 2020-12-12 | 21 | 25.64 | 0.36 | 26 | 0
2020-12-12 | 22 | 0 | 2020-12-12 | 22 | 43.04 | 1.26 | 44.3 | 0
2020-12-12 | 23 | 0 | 2020-12-12 | 23 | 22.76 | 0.45 | 23.21 | 0
2020-12-12 | 24 | 0 | 2020-12-12 | 24 | 22.57 | 0.46 | 23.03 | 0
2020-12-13 | 1 | 0 | 2020-12-13 | 1 | 24.01 | 0.57 | 24.58 | 0
2020-12-13 | 2 | 0 | 2020-12-13 | 2 | 22.39 | 0.57 | 22.96 | 0
2020-12-13 | 3 | 0 | 2020-12-13 | 3 | 19.92 | 0.51 | 20.43 | 0
2020-12-13 | 4 | 0 | 2020-12-13 | 4 | 19.8 | 0.5 | 20.3 | 0
2020-12-13 | 5 | 0 | 2020-12-13 | 5 | 22.36 | 0.5 | 22.86 | 0
2020-12-13 | 6 | 0 | 2020-12-13 | 6 | 22.58 | 0.51 | 23.09 | 0
2020-12-13 | 7 | 5 | 2020-12-13 | 7 | 21.62 | 0.54 | 22.16 | 110.8
2020-12-13 | 8 | 13 | 2020-12-13 | 8 | 23.14 | 0.66 | 23.8 | 309.4
2020-12-13 | 9 | 3720 | 2020-12-13 | 9 | 21.75 | 0.6 | 22.35 | 83142
2020-12-13 | 10 | 7490 | 2020-12-13 | 10 | 22.39 | 0.54 | 22.93 | 171745.7
2020-12-13 | 11 | 11918 | 2020-12-13 | 11 | 20.66 | 0.49 | 21.15 | 252065.7
2020-12-13 | 12 | 11403 | 2020-12-13 | 12 | 20.91 | 0.48 | 21.39 | 243910.17
2020-12-13 | 13 | 8323 | 2020-12-13 | 13 | 23.14 | 0.49 | 23.63 | 196672.49
2020-12-13 | 14 | 7955 | 2020-12-13 | 14 | 23.65 | 0.48 | 24.13 | 191954.15
2020-12-13 | 15 | 8498 | 2020-12-13 | 15 | 25.1 | 0.57 | 25.67 | 218143.66
2020-12-13 | 16 | 2918 | 2020-12-13 | 16 | 23.62 | 0.5 | 24.12 | 70382.16
2020-12-13 | 17 | 5 | 2020-12-13 | 17 | 32.52 | 0.57 | 33.09 | 165.45
2020-12-13 | 18 | 0 | 2020-12-13 | 18 | 47.51 | 0.74 | 48.25 | 0
2020-12-13 | 19 | 0 | 2020-12-13 | 19 | 39.5 | 0.72 | 40.22 | 0
2020-12-13 | 20 | 0 | 2020-12-13 | 20 | 26.25 | 0.51 | 26.76 | 0
2020-12-13 | 21 | 0 | 2020-12-13 | 21 | 37.82 | 0.74 | 38.56 | 0
2020-12-13 | 22 | 0 | 2020-12-13 | 22 | 39.23 | 1.1 | 40.33 | 0
2020-12-13 | 23 | 0 | 2020-12-13 | 23 | 23.58 | 0.63 | 24.21 | 0
2020-12-13 | 24 | 0 | 2020-12-13 | 24 | 21.27 | 0.75 | 22.02 | 0
2020-12-14 | 1 | 0 | 2020-12-14 | 1 | 20.24 | 0.71 | 20.95 | 0
2020-12-14 | 2 | 0 | 2020-12-14 | 2 | 21.14 | 0.65 | 21.79 | 0
2020-12-14 | 3 | 0 | 2020-12-14 | 3 | 20.82 | 0.66 | 21.48 | 0
2020-12-14 | 4 | 0 | 2020-12-14 | 4 | 21.72 | 0.66 | 22.38 | 0
2020-12-14 | 5 | 0 | 2020-12-14 | 5 | 22.49 | 0.65 | 23.14 | 0
2020-12-14 | 6 | 0 | 2020-12-14 | 6 | 23.16 | 0.73 | 23.89 | 0
2020-12-14 | 7 | 3 | 2020-12-14 | 7 | 24.91 | 1.08 | 25.99 | 77.97
2020-12-14 | 8 | 530 | 2020-12-14 | 8 | 26.1 | 1.12 | 27.22 | 14426.6
2020-12-14 | 9 | 2598 | 2020-12-14 | 9 | 25 | 0.99 | 25.99 | 67522.02
2020-12-14 | 10 | 4995 | 2020-12-14 | 10 | 45.47 | 1.57 | 47.04 | 234964.8
2020-12-14 | 11 | 8328 | 2020-12-14 | 11 | 47.72 | 1.36 | 49.08 | 408738.24
2020-12-14 | 12 | 11803 | 2020-12-14 | 12 | 45.53 | 1.24 | 46.77 | 552026.31
2020-12-14 | 13 | 7895 | 2020-12-14 | 13 | 44.9 | 1.11 | 46.01 | 363248.95
2020-12-14 | 14 | 7540 | 2020-12-14 | 14 | 55.91 | 1.09 | 57 | 429780
2020-12-14 | 15 | 4600 | 2020-12-14 | 15 | 57.54 | 1.17 | 58.71 | 270066
2020-12-14 | 16 | 608 | 2020-12-14 | 16 | 55.47 | 1.51 | 56.98 | 34643.84
2020-12-14 | 17 | 8 | 2020-12-14 | 17 | 54.82 | 1.03 | 55.85 | 446.8
2020-12-14 | 18 | 0 | 2020-12-14 | 18 | 70.81 | 1.26 | 72.07 | 0
2020-12-14 | 19 | 0 | 2020-12-14 | 19 | 57.73 | 1.38 | 59.11 | 0
2020-12-14 | 20 | 0 | 2020-12-14 | 20 | 69.05 | 2.29 | 71.34 | 0
2020-12-14 | 21 | 0 | 2020-12-14 | 21 | 31.07 | 1.05 | 32.12 | 0
2020-12-14 | 22 | 0 | 2020-12-14 | 22 | 47.95 | 1.65 | 49.6 | 0
2020-12-14 | 23 | 0 | 2020-12-14 | 23 | 42.56 | 1.57 | 44.13 | 0
2020-12-14 | 24 | 0 | 2020-12-14 | 24 | 23.14 | 1.03 | 24.17 | 0
2020-12-15 | 1 | 0 | 2020-12-15 | 1 | 26.98 | 0.64 | 27.62 | 0
2020-12-15 | 2 | 0 | 2020-12-15 | 2 | 35.89 | 0.81 | 36.7 | 0
2020-12-15 | 3 | 0 | 2020-12-15 | 3 | 27.45 | 0.67 | 28.12 | 0
2020-12-15 | 4 | 0 | 2020-12-15 | 4 | 26.93 | 0.64 | 27.57 | 0
2020-12-15 | 5 | 0 | 2020-12-15 | 5 | 30.44 | 0.64 | 31.08 | 0
2020-12-15 | 6 | 0 | 2020-12-15 | 6 | 29.21 | 0.9 | 30.11 | 0
2020-12-15 | 7 | 3 | 2020-12-15 | 7 | 27.7 | 1.04 | 28.74 | 86.22
2020-12-15 | 8 | 3293 | 2020-12-15 | 8 | 41.6 | 1.64 | 43.24 | 142389.32
2020-12-15 | 9 | 17875 | 2020-12-15 | 9 | 29.08 | 1.14 | 30.22 | 540182.5
2020-12-15 | 10 | 45375 | 2020-12-15 | 10 | 22.69 | 0.84 | 23.53 | 1067673.75
2020-12-15 | 11 | 57020 | 2020-12-15 | 11 | 36.61 | 0.84 | 37.45 | 2135399
2020-12-15 | 12 | 61910 | 2020-12-15 | 12 | 35.42 | 0.85 | 36.27 | 2245475.7
2020-12-15 | 13 | 60970 | 2020-12-15 | 13 | 8.66 | 0.99 | 9.65 | 588360.5
2020-12-15 | 14 | 51580 | 2020-12-15 | 14 | 29.15 | 0.93 | 30.08 | 1551526.4
2020-12-15 | 15 | 21430 | 2020-12-15 | 15 | 37.05 | 0.84 | 37.89 | 811982.7
2020-12-15 | 16 | 4438 | 2020-12-15 | 16 | 42.2 | 0.85 | 43.05 | 191055.9
2020-12-15 | 17 | 10 | 2020-12-15 | 17 | 50.38 | 0.97 | 51.35 | 513.5
2020-12-15 | 18 | 0 | 2020-12-15 | 18 | 61.45 | 1 | 62.45 | 0
2020-12-15 | 19 | 0 | 2020-12-15 | 19 | 56.91 | 0.97 | 57.88 | 0
2020-12-15 | 20 | 0 | 2020-12-15 | 20 | 51.31 | 0.85 | 52.16 | 0
2020-12-15 | 21 | 0 | 2020-12-15 | 21 | 49.23 | 0.88 | 50.11 | 0
2020-12-15 | 22 | 0 | 2020-12-15 | 22 | 44.53 | 0.84 | 45.37 | 0
2020-12-15 | 23 | 0 | 2020-12-15 | 23 | 40.22 | 1.03 | 41.25 | 0
2020-12-15 | 24 | 0 | 2020-12-15 | 24 | 38.47 | 0.74 | 39.21 | 0
2020-12-16 | 1 | 0 | 2020-12-16 | 1 | 49.95 | 0.54 | 50.49 | 0
2020-12-16 | 2 | 0 | 2020-12-16 | 2 | 55.6 | 0.51 | 56.11 | 0
2020-12-16 | 3 | 0 | 2020-12-16 | 3 | 55.62 | 0.51 | 56.13 | 0
2020-12-16 | 4 | 0 | 2020-12-16 | 4 | 56.07 | 0.58 | 56.65 | 0
2020-12-16 | 5 | 0 | 2020-12-16 | 5 | 56.25 | 0.59 | 56.84 | 0
2020-12-16 | 6 | 0 | 2020-12-16 | 6 | 53.19 | 0.93 | 54.12 | 0
2020-12-16 | 7 | 5 | 2020-12-16 | 7 | 46.36 | 0.77 | 47.13 | 235.65
2020-12-16 | 8 | 2978 | 2020-12-16 | 8 | 69.2 | 1.15 | 70.35 | 209502.3
2020-12-16 | 9 | 15960 | 2020-12-16 | 9 | 83.93 | 1.24 | 85.17 | 1359313.2
2020-12-16 | 10 | 26558 | 2020-12-16 | 10 | 89.32 | 1.16 | 90.48 | 2402967.84
2020-12-16 | 11 | 37113 | 2020-12-16 | 11 | 87.09 | 1.01 | 88.1 | 3269655.3
2020-12-16 | 12 | 38323 | 2020-12-16 | 12 | 62.2 | 0.83 | 63.03 | 2415498.69
2020-12-16 | 13 | 37965 | 2020-12-16 | 13 | 62.16 | 0.81 | 62.97 | 2390656.05
2020-12-16 | 14 | 27498 | 2020-12-16 | 14 | 66.85 | 0.87 | 67.72 | 1862164.56
2020-12-16 | 15 | 10083 | 2020-12-16 | 15 | 69.54 | 0.88 | 70.42 | 710044.86
2020-12-16 | 16 | 1983 | 2020-12-16 | 16 | 70.28 | 0.76 | 71.04 | 140872.32
2020-12-16 | 17 | 3 | 2020-12-16 | 17 | 91.65 | 0.84 | 92.49 | 277.47
2020-12-16 | 18 | 0 | 2020-12-16 | 18 | 105.89 | 1.05 | 106.94 | 0
2020-12-16 | 19 | 0 | 2020-12-16 | 19 | 110.61 | 1.29 | 111.9 | 0
2020-12-16 | 20 | 0 | 2020-12-16 | 20 | 94.41 | 0.97 | 95.38 | 0
2020-12-16 | 21 | 0 | 2020-12-16 | 21 | 90.27 | 1.07 | 91.34 | 0
2020-12-16 | 22 | 0 | 2020-12-16 | 22 | 72.84 | 0.9 | 73.74 | 0
2020-12-16 | 23 | 0 | 2020-12-16 | 23 | 66.2 | 1.04 | 67.24 | 0
2020-12-16 | 24 | 0 | 2020-12-16 | 24 | 76.33 | 0.81 | 77.14 | 0
2020-12-17 | 1 | 0 | 2020-12-17 | 1 | 99.7 | 1.79 | 101.49 | 0
2020-12-17 | 2 | 0 | 2020-12-17 | 2 | 146.27 | 2.28 | 148.55 | 0
2020-12-17 | 3 | 0 | 2020-12-17 | 3 | 118.56 | 2.02 | 120.58 | 0
2020-12-17 | 4 | 0 | 2020-12-17 | 4 | 105.53 | 1.71 | 107.24 | 0
2020-12-17 | 5 | 0 | 2020-12-17 | 5 | 114.53 | 1.75 | 116.28 | 0
2020-12-17 | 6 | 0 | 2020-12-17 | 6 | 94.5 | 1.73 | 96.23 | 0
2020-12-17 | 7 | 8 | 2020-12-17 | 7 | 81.12 | 1.92 | 83.04 | 664.32
2020-12-17 | 8 | 5 | 2020-12-17 | 8 | 89.67 | 2.13 | 91.8 | 459
2020-12-17 | 9 | 0 | 2020-12-17 | 9 | 100.49 | 2.1 | 102.59 | 0
2020-12-17 | 10 | 5 | 2020-12-17 | 10 | 105.55 | 2.15 | 107.7 | 538.5
2020-12-17 | 11 | 5 | 2020-12-17 | 11 | 127.87 | 2.23 | 130.1 | 650.5
2020-12-17 | 12 | 3 | 2020-12-17 | 12 | 149.25 | 2.89 | 152.14 | 456.42
2020-12-17 | 13 | 5 | 2020-12-17 | 13 | 146.24 | 2.94 | 149.18 | 745.9
2020-12-17 | 14 | 5 | 2020-12-17 | 14 | 129.7 | 2.67 | 132.37 | 661.85
2020-12-17 | 15 | 3 | 2020-12-17 | 15 | 86.09 | 1.95 | 88.04 | 264.12
2020-12-17 | 16 | 3 | 2020-12-17 | 16 | 84.64 | 1.81 | 86.45 | 259.35
2020-12-17 | 17 | 8 | 2020-12-17 | 17 | 97.02 | 1.82 | 98.84 | 790.72
2020-12-17 | 18 | 0 | 2020-12-17 | 18 | 176.56 | 2.56 | 179.12 | 0
2020-12-17 | 19 | 0 | 2020-12-17 | 19 | 133.09 | 2.34 | 135.43 | 0
2020-12-17 | 20 | 0 | 2020-12-17 | 20 | 92.55 | 1.99 | 94.54 | 0
2020-12-17 | 21 | 0 | 2020-12-17 | 21 | 70.1 | 1.8 | 71.9 | 0
2020-12-17 | 22 | 0 | 2020-12-17 | 22 | 66.27 | 1.8 | 68.07 | 0
2020-12-17 | 23 | 0 | 2020-12-17 | 23 | 70.69 | 1.87 | 72.56 | 0
2020-12-17 | 24 | 0 | 2020-12-17 | 24 | 68.53 | 1.7 | 70.23 | 0
2020-12-18 | 1 | 0 | 2020-12-18 | 1 | 80.33 | 0.6 | 80.93 | 0
2020-12-18 | 2 | 0 | 2020-12-18 | 2 | 77.23 | 0.56 | 77.79 | 0
2020-12-18 | 3 | 0 | 2020-12-18 | 3 | 68.72 | 0.67 | 69.39 | 0
2020-12-18 | 4 | 0 | 2020-12-18 | 4 | 72.58 | 0.57 | 73.15 | 0
2020-12-18 | 5 | 0 | 2020-12-18 | 5 | 74.56 | 0.55 | 75.11 | 0
2020-12-18 | 6 | 0 | 2020-12-18 | 6 | 69.61 | 0.67 | 70.28 | 0
2020-12-18 | 7 | 5 | 2020-12-18 | 7 | 83.28 | 0.74 | 84.02 | 420.1
2020-12-18 | 8 | 3 | 2020-12-18 | 8 | 89.78 | 1.22 | 91 | 273
2020-12-18 | 9 | 3 | 2020-12-18 | 9 | 106.44 | 1.31 | 107.75 | 323.25
2020-12-18 | 10 | 8 | 2020-12-18 | 10 | 126.01 | 2.01 | 128.02 | 1024.16
2020-12-18 | 11 | 33 | 2020-12-18 | 11 | 138.3 | 1.9 | 140.2 | 4626.6
2020-12-18 | 12 | 873 | 2020-12-18 | 12 | 134.19 | 1.62 | 135.81 | 118562.13
2020-12-18 | 13 | 3020 | 2020-12-18 | 13 | 109.4 | 1.12 | 110.52 | 333770.4
2020-12-18 | 14 | 5530 | 2020-12-18 | 14 | 94.31 | 1.05 | 95.36 | 527340.8
2020-12-18 | 15 | 4068 | 2020-12-18 | 15 | 80.88 | 0.77 | 81.65 | 332152.2
2020-12-18 | 16 | 530 | 2020-12-18 | 16 | 81 | 0.83 | 81.83 | 43369.9
2020-12-18 | 17 | 13 | 2020-12-18 | 17 | 92.73 | 0.83 | 93.56 | 1216.28
2020-12-18 | 18 | 0 | 2020-12-18 | 18 | 96.48 | 0.8 | 97.28 | 0
2020-12-18 | 19 | 0 | 2020-12-18 | 19 | 86.58 | 0.73 | 87.31 | 0
2020-12-18 | 20 | 0 | 2020-12-18 | 20 | 84.14 | 0.71 | 84.85 | 0
2020-12-18 | 21 | 0 | 2020-12-18 | 21 | 92.21 | 0.8 | 93.01 | 0
2020-12-18 | 22 | 0 | 2020-12-18 | 22 | 89.53 | 0.85 | 90.38 | 0
2020-12-18 | 23 | 0 | 2020-12-18 | 23 | 84.4 | 1.23 | 85.63 | 0
2020-12-18 | 24 | 0 | 2020-12-18 | 24 | 71.78 | 0.94 | 72.72 | 0
2020-12-19 | 1 | 0 | 2020-12-19 | 1 | 63.98 | 0.79 | 64.77 | 0
2020-12-19 | 2 | 0 | 2020-12-19 | 2 | 72.97 | 1.03 | 74 | 0
2020-12-19 | 3 | 0 | 2020-12-19 | 3 | 71.23 | 0.9 | 72.13 | 0
2020-12-19 | 4 | 0 | 2020-12-19 | 4 | 69 | 0.78 | 69.78 | 0
2020-12-19 | 5 | 0 | 2020-12-19 | 5 | 80.76 | 0.86 | 81.62 | 0
2020-12-19 | 6 | 0 | 2020-12-19 | 6 | 87.69 | 0.69 | 88.38 | 0
2020-12-19 | 7 | 5 | 2020-12-19 | 7 | 85.41 | 0.71 | 86.12 | 430.6
2020-12-19 | 8 | 388 | 2020-12-19 | 8 | 91.09 | 0.71 | 91.8 | 35618.4
2020-12-19 | 9 | 3013 | 2020-12-19 | 9 | 99.33 | 0.83 | 100.16 | 301782.08
2020-12-19 | 10 | 7595 | 2020-12-19 | 10 | 98.18 | 0.86 | 99.04 | 752208.8
2020-12-19 | 11 | 9638 | 2020-12-19 | 11 | 85.42 | 0.98 | 86.4 | 832723.2
2020-12-19 | 12 | 11688 | 2020-12-19 | 12 | 69.03 | 0.84 | 69.87 | 816640.56
2020-12-19 | 13 | 11003 | 2020-12-19 | 13 | 61.68 | 0.74 | 62.42 | 686807.26
2020-12-19 | 14 | 7975 | 2020-12-19 | 14 | 53.4 | 0.75 | 54.15 | 431846.25
2020-12-19 | 15 | 4038 | 2020-12-19 | 15 | 55.19 | 0.71 | 55.9 | 225724.2
2020-12-19 | 16 | 773 | 2020-12-19 | 16 | 68.11 | 0.7 | 68.81 | 53190.13
2020-12-19 | 17 | 8 | 2020-12-19 | 17 | 96.88 | 0.79 | 97.67 | 781.36
2020-12-19 | 18 | 0 | 2020-12-19 | 18 | 100.35 | 0.77 | 101.12 | 0
2020-12-19 | 19 | 0 | 2020-12-19 | 19 | 90.89 | 0.87 | 91.76 | 0
2020-12-19 | 20 | 0 | 2020-12-19 | 20 | 88.36 | 0.75 | 89.11 | 0
2020-12-19 | 21 | 0 | 2020-12-19 | 21 | 103.14 | 1.45 | 104.59 | 0
2020-12-19 | 22 | 0 | 2020-12-19 | 22 | 71.9 | 0.9 | 72.8 | 0
2020-12-19 | 23 | 0 | 2020-12-19 | 23 | 57.71 | 0.77 | 58.48 | 0
2020-12-19 | 24 | 0 | 2020-12-19 | 24 | 55.57 | 0.91 | 56.48 | 0
2020-12-20 | 1 | 0 | 2020-12-20 | 1 | 102.85 | 1.84 | 104.69 | 0
2020-12-20 | 2 | 0 | 2020-12-20 | 2 | 90.71 | 0.82 | 91.53 | 0
2020-12-20 | 3 | 0 | 2020-12-20 | 3 | 85.93 | 0.81 | 86.74 | 0
2020-12-20 | 4 | 0 | 2020-12-20 | 4 | 77.84 | 0.82 | 78.66 | 0
2020-12-20 | 5 | 0 | 2020-12-20 | 5 | 79.75 | 0.96 | 80.71 | 0
2020-12-20 | 6 | 0 | 2020-12-20 | 6 | 71.4 | 0.84 | 72.24 | 0
2020-12-20 | 7 | 3 | 2020-12-20 | 7 | 75.95 | 1.21 | 77.16 | 231.48
2020-12-20 | 8 | 110 | 2020-12-20 | 8 | 62.03 | 0.77 | 62.8 | 6908
2020-12-20 | 9 | 1355 | 2020-12-20 | 9 | 70.68 | 0.8 | 71.48 | 96855.4
2020-12-20 | 10 | 2550 | 2020-12-20 | 10 | 88.19 | 0.94 | 89.13 | 227281.5
2020-12-20 | 11 | 2960 | 2020-12-20 | 11 | 81.45 | 1.1 | 82.55 | 244348
2020-12-20 | 12 | 2255 | 2020-12-20 | 12 | 67.78 | 0.79 | 68.57 | 154625.35
2020-12-20 | 13 | 1638 | 2020-12-20 | 13 | 78.49 | 0.78 | 79.27 | 129844.26
2020-12-20 | 14 | 1200 | 2020-12-20 | 14 | 71.62 | 0.79 | 72.41 | 86892
2020-12-20 | 15 | 695 | 2020-12-20 | 15 | 73.29 | 0.78 | 74.07 | 51478.65
2020-12-20 | 16 | 275 | 2020-12-20 | 16 | 77.06 | 0.79 | 77.85 | 21408.75
2020-12-20 | 17 | 5 | 2020-12-20 | 17 | 91.15 | 0.78 | 91.93 | 459.65
2020-12-20 | 18 | 0 | 2020-12-20 | 18 | 108.96 | 0.98 | 109.94 | 0
2020-12-20 | 19 | 0 | 2020-12-20 | 19 | 102.16 | 0.87 | 103.03 | 0
2020-12-20 | 20 | 0 | 2020-12-20 | 20 | 90.61 | 1.01 | 91.62 | 0
2020-12-20 | 21 | 0 | 2020-12-20 | 21 | 80.22 | 0.87 | 81.09 | 0
2020-12-20 | 22 | 0 | 2020-12-20 | 22 | 61.9 | 1.12 | 63.02 | 0
2020-12-20 | 23 | 0 | 2020-12-20 | 23 | 48.61 | 0.85 | 49.46 | 0
2020-12-20 | 24 | 0 | 2020-12-20 | 24 | 44.7 | 0.72 | 45.42 | 0
2020-12-21 | 1 | 0 | 2020-12-21 | 1 | 53.4 | 0.4 | 53.8 | 0
2020-12-21 | 2 | 0 | 2020-12-21 | 2 | 48.16 | 0.43 | 48.59 | 0
2020-12-21 | 3 | 0 | 2020-12-21 | 3 | 49.11 | 0.37 | 49.48 | 0
2020-12-21 | 4 | 0 | 2020-12-21 | 4 | 45.4 | 0.4 | 45.8 | 0
2020-12-21 | 5 | 0 | 2020-12-21 | 5 | 55 | 0.39 | 55.39 | 0
2020-12-21 | 6 | 0 | 2020-12-21 | 6 | 73.43 | 0.58 | 74.01 | 0
2020-12-21 | 7 | 5 | 2020-12-21 | 7 | 71.69 | 1.06 | 72.75 | 363.75
2020-12-21 | 8 | 5 | 2020-12-21 | 8 | 61.51 | 0.75 | 62.26 | 311.3
2020-12-21 | 9 | 40 | 2020-12-21 | 9 | 77.89 | 0.73 | 78.62 | 3144.8
2020-12-21 | 10 | 145 | 2020-12-21 | 10 | 78.49 | 0.71 | 79.2 | 11484
2020-12-21 | 11 | 1575 | 2020-12-21 | 11 | 69.28 | 0.93 | 70.21 | 110580.75
2020-12-21 | 12 | 3035 | 2020-12-21 | 12 | 60.03 | 0.76 | 60.79 | 184497.65
2020-12-21 | 13 | 2998 | 2020-12-21 | 13 | 52.99 | 0.67 | 53.66 | 160872.68
2020-12-21 | 14 | 2500 | 2020-12-21 | 14 | 47.81 | 0.6 | 48.41 | 121025
2020-12-21 | 15 | 1943 | 2020-12-21 | 15 | 48.93 | 0.62 | 49.55 | 96275.65
2020-12-21 | 16 | 355 | 2020-12-21 | 16 | 49.32 | 0.62 | 49.94 | 17728.7
2020-12-21 | 17 | 8 | 2020-12-21 | 17 | 64.33 | 0.61 | 64.94 | 519.52
2020-12-21 | 18 | 0 | 2020-12-21 | 18 | 75.72 | 0.64 | 76.36 | 0
2020-12-21 | 19 | 0 | 2020-12-21 | 19 | 69.89 | 0.77 | 70.66 | 0
2020-12-21 | 20 | 0 | 2020-12-21 | 20 | 60.74 | 0.78 | 61.52 | 0
2020-12-21 | 21 | 0 | 2020-12-21 | 21 | 53.45 | 0.66 | 54.11 | 0
2020-12-21 | 22 | 0 | 2020-12-21 | 22 | 48.7 | 0.69 | 49.39 | 0
2020-12-21 | 23 | 0 | 2020-12-21 | 23 | 42.12 | 0.68 | 42.8 | 0
2020-12-21 | 24 | 0 | 2020-12-21 | 24 | 39.34 | 0.43 | 39.77 | 0
2020-12-22 | 1 | 0 | 2020-12-22 | 1 | 37.62 | 0.74 | 38.36 | 0
2020-12-22 | 2 | 0 | 2020-12-22 | 2 | 38.48 | 0.64 | 39.12 | 0
2020-12-22 | 3 | 0 | 2020-12-22 | 3 | 37.88 | 0.65 | 38.53 | 0
2020-12-22 | 4 | 0 | 2020-12-22 | 4 | 32.52 | 0.67 | 33.19 | 0
2020-12-22 | 5 | 0 | 2020-12-22 | 5 | 36.83 | 0.62 | 37.45 | 0
2020-12-22 | 6 | 0 | 2020-12-22 | 6 | 35.01 | 0.75 | 35.76 | 0
2020-12-22 | 7 | 3 | 2020-12-22 | 7 | 46.61 | 0.79 | 47.4 | 142.2
2020-12-22 | 8 | 458 | 2020-12-22 | 8 | 57.66 | 1.16 | 58.82 | 26939.56
2020-12-22 | 9 | 3650 | 2020-12-22 | 9 | 57.34 | 1.09 | 58.43 | 213269.5
2020-12-22 | 10 | 8733 | 2020-12-22 | 10 | 60.91 | 1 | 61.91 | 540660.03
2020-12-22 | 11 | 14300 | 2020-12-22 | 11 | 42.53 | 1.08 | 43.61 | 623623
2020-12-22 | 12 | 21363 | 2020-12-22 | 12 | 33.9 | 0.9 | 34.8 | 743432.4
2020-12-22 | 13 | 16518 | 2020-12-22 | 13 | 32.48 | 0.91 | 33.39 | 551536.02
2020-12-22 | 14 | 13180 | 2020-12-22 | 14 | 32.6 | 0.89 | 33.49 | 441398.2
2020-12-22 | 15 | 7255 | 2020-12-22 | 15 | 34.84 | 0.91 | 35.75 | 259366.25
2020-12-22 | 16 | 2298 | 2020-12-22 | 16 | 41.02 | 0.94 | 41.96 | 96424.08
2020-12-22 | 17 | 15 | 2020-12-22 | 17 | 45.89 | 0.94 | 46.83 | 702.45
2020-12-22 | 18 | 0 | 2020-12-22 | 18 | 53.3 | 0.92 | 54.22 | 0
2020-12-22 | 19 | 0 | 2020-12-22 | 19 | 49.58 | 1.01 | 50.59 | 0
2020-12-22 | 20 | 0 | 2020-12-22 | 20 | 45.26 | 1.06 | 46.32 | 0
2020-12-22 | 21 | 0 | 2020-12-22 | 21 | 41.58 | 1 | 42.58 | 0
2020-12-22 | 22 | 0 | 2020-12-22 | 22 | 31.76 | 0.89 | 32.65 | 0
2020-12-22 | 23 | 0 | 2020-12-22 | 23 | 31.05 | 0.96 | 32.01 | 0
2020-12-22 | 24 | 0 | 2020-12-22 | 24 | 30.55 | 0.73 | 31.28 | 0
2020-12-23 | 1 | 0 | 2020-12-23 | 1 | 27.26 | 0.39 | 27.65 | 0
2020-12-23 | 2 | 0 | 2020-12-23 | 2 | 25.97 | 0.45 | 26.42 | 0
2020-12-23 | 3 | 0 | 2020-12-23 | 3 | 25.1 | 0.46 | 25.56 | 0
2020-12-23 | 4 | 0 | 2020-12-23 | 4 | 25 | 0.45 | 25.45 | 0
2020-12-23 | 5 | 0 | 2020-12-23 | 5 | 25.6 | 0.46 | 26.06 | 0
2020-12-23 | 6 | 0 | 2020-12-23 | 6 | 25.21 | 0.6 | 25.81 | 0
2020-12-23 | 7 | 5 | 2020-12-23 | 7 | 27.43 | 0.5 | 27.93 | 139.65
2020-12-23 | 8 | 1695 | 2020-12-23 | 8 | 31.1 | 0.72 | 31.82 | 53934.9
2020-12-23 | 9 | 10913 | 2020-12-23 | 9 | 32.98 | 0.68 | 33.66 | 367331.58
2020-12-23 | 10 | 27415 | 2020-12-23 | 10 | 31.29 | 0.62 | 31.91 | 874812.65
2020-12-23 | 11 | 38745 | 2020-12-23 | 11 | 27.8 | 0.63 | 28.43 | 1101520.35
2020-12-23 | 12 | 42275 | 2020-12-23 | 12 | 27.94 | 0.64 | 28.58 | 1208219.5
2020-12-23 | 13 | 33200 | 2020-12-23 | 13 | 28.02 | 0.66 | 28.68 | 952176
2020-12-23 | 14 | 13083 | 2020-12-23 | 14 | 26.2 | 0.67 | 26.87 | 351540.21
2020-12-23 | 15 | 7540 | 2020-12-23 | 15 | 25.8 | 0.64 | 26.44 | 199357.6
2020-12-23 | 16 | 1995 | 2020-12-23 | 16 | 27.97 | 0.66 | 28.63 | 57116.85
2020-12-23 | 17 | 13 | 2020-12-23 | 17 | 31.15 | 0.65 | 31.8 | 413.4
2020-12-23 | 18 | 0 | 2020-12-23 | 18 | 38.57 | 0.7 | 39.27 | 0
2020-12-23 | 19 | 0 | 2020-12-23 | 19 | 36.01 | 0.68 | 36.69 | 0
2020-12-23 | 20 | 0 | 2020-12-23 | 20 | 33.68 | 0.7 | 34.38 | 0
2020-12-23 | 21 | 0 | 2020-12-23 | 21 | 31.54 | 0.69 | 32.23 | 0
2020-12-23 | 22 | 0 | 2020-12-23 | 22 | 33.26 | 0.7 | 33.96 | 0
2020-12-23 | 23 | 0 | 2020-12-23 | 23 | 27.83 | 0.73 | 28.56 | 0
2020-12-23 | 24 | 0 | 2020-12-23 | 24 | 26.42 | 0.44 | 26.86 | 0
2020-12-24 | 1 | 0 | 2020-12-24 | 1 | 42.59 | 1.41 | 44 | 0
2020-12-24 | 2 | 0 | 2020-12-24 | 2 | 29.67 | 0.84 | 30.51 | 0
2020-12-24 | 3 | 0 | 2020-12-24 | 3 | 25.16 | 0.45 | 25.61 | 0
2020-12-24 | 4 | 0 | 2020-12-24 | 4 | 24.08 | 0.43 | 24.51 | 0
2020-12-24 | 5 | 0 | 2020-12-24 | 5 | 25.33 | 0.45 | 25.78 | 0
2020-12-24 | 6 | 0 | 2020-12-24 | 6 | 28.36 | 0.64 | 29 | 0
2020-12-24 | 7 | 5 | 2020-12-24 | 7 | 36.82 | 1.69 | 38.51 | 192.55
2020-12-24 | 8 | 830 | 2020-12-24 | 8 | 28.82 | 0.9 | 29.72 | 24667.6
2020-12-24 | 9 | 7425 | 2020-12-24 | 9 | 29.24 | 0.77 | 30.01 | 222824.25
2020-12-24 | 10 | 9960 | 2020-12-24 | 10 | 26.44 | 0.73 | 27.17 | 270613.2
2020-12-24 | 11 | 25673 | 2020-12-24 | 11 | 22.14 | 0.72 | 22.86 | 586884.78
2020-12-24 | 12 | 20088 | 2020-12-24 | 12 | 21.72 | 0.71 | 22.43 | 450573.84
2020-12-24 | 13 | 13078 | 2020-12-24 | 13 | 21.79 | 0.71 | 22.5 | 294255
2020-12-24 | 14 | 10115 | 2020-12-24 | 14 | 22.19 | 0.71 | 22.9 | 231633.5
2020-12-24 | 15 | 5588 | 2020-12-24 | 15 | 22.65 | 0.7 | 23.35 | 130479.8
2020-12-24 | 16 | 1113 | 2020-12-24 | 16 | 22.67 | 0.72 | 23.39 | 26033.07
2020-12-24 | 17 | 5 | 2020-12-24 | 17 | 32.26 | 0.78 | 33.04 | 165.2
2020-12-24 | 18 | 0 | 2020-12-24 | 18 | 38.07 | 0.8 | 38.87 | 0
2020-12-24 | 19 | 0 | 2020-12-24 | 19 | 24.98 | 0.73 | 25.71 | 0
2020-12-24 | 20 | 0 | 2020-12-24 | 20 | 22.01 | 0.71 | 22.72 | 0
2020-12-24 | 21 | 0 | 2020-12-24 | 21 | 21.34 | 0.71 | 22.05 | 0
2020-12-24 | 22 | 0 | 2020-12-24 | 22 | 21.64 | 0.75 | 22.39 | 0
2020-12-24 | 23 | 0 | 2020-12-24 | 23 | 21.67 | 0.97 | 22.64 | 0
2020-12-24 | 24 | 0 | 2020-12-24 | 24 | 21.81 | 1.06 | 22.87 | 0
2020-12-25 | 1 | 0 | 2020-12-25 | 1 | 23.38 | 0.61 | 23.99 | 0
2020-12-25 | 2 | 0 | 2020-12-25 | 2 | 22.77 | 0.52 | 23.29 | 0
2020-12-25 | 3 | 0 | 2020-12-25 | 3 | 14.87 | 0.46 | 15.33 | 0
2020-12-25 | 4 | 0 | 2020-12-25 | 4 | 9.65 | 0.5 | 10.15 | 0
2020-12-25 | 5 | 0 | 2020-12-25 | 5 | 12.03 | 0.52 | 12.55 | 0
2020-12-25 | 6 | 0 | 2020-12-25 | 6 | 12.61 | 0.53 | 13.14 | 0
2020-12-25 | 7 | 3 | 2020-12-25 | 7 | 0.54 | 0.87 | 1.41 | 4.23
2020-12-25 | 8 | 3 | 2020-12-25 | 8 | 5.79 | 0.98 | 6.77 | 20.31
2020-12-25 | 9 | 545 | 2020-12-25 | 9 | 17.76 | 0.62 | 18.38 | 10017.1
2020-12-25 | 10 | 1750 | 2020-12-25 | 10 | 19.49 | 0.43 | 19.92 | 34860
2020-12-25 | 11 | 1985 | 2020-12-25 | 11 | 30.91 | 0.42 | 31.33 | 62190.05
2020-12-25 | 12 | 4085 | 2020-12-25 | 12 | 35.45 | 0.45 | 35.9 | 146651.5
2020-12-25 | 13 | 5460 | 2020-12-25 | 13 | 44.92 | 0.62 | 45.54 | 248648.4
2020-12-25 | 14 | 4203 | 2020-12-25 | 14 | 49.01 | 0.56 | 49.57 | 208342.71
2020-12-25 | 15 | 1370 | 2020-12-25 | 15 | 44.1 | 0.53 | 44.63 | 61143.1
2020-12-25 | 16 | 8 | 2020-12-25 | 16 | 38.24 | 0.46 | 38.7 | 309.6
2020-12-25 | 17 | 3 | 2020-12-25 | 17 | 42.39 | 0.55 | 42.94 | 128.82
2020-12-25 | 18 | 0 | 2020-12-25 | 18 | 56.41 | 0.85 | 57.26 | 0
2020-12-25 | 19 | 0 | 2020-12-25 | 19 | 40.04 | 0.91 | 40.95 | 0
2020-12-25 | 20 | 0 | 2020-12-25 | 20 | 30.48 | 0.6 | 31.08 | 0
2020-12-25 | 21 | 0 | 2020-12-25 | 21 | 35.97 | 1.14 | 37.11 | 0
2020-12-25 | 22 | 0 | 2020-12-25 | 22 | 27.31 | 0.63 | 27.94 | 0
2020-12-25 | 23 | 0 | 2020-12-25 | 23 | 23.07 | 1.08 | 24.15 | 0
2020-12-25 | 24 | 0 | 2020-12-25 | 24 | 17.41 | 0.86 | 18.27 | 0
2020-12-26 | 1 | 0 | 2020-12-26 | 1 | 17.8 | 1.03 | 18.83 | 0
2020-12-26 | 2 | 0 | 2020-12-26 | 2 | 19.05 | 0.88 | 19.93 | 0
2020-12-26 | 3 | 0 | 2020-12-26 | 3 | 17.25 | 0.84 | 18.09 | 0
2020-12-26 | 4 | 0 | 2020-12-26 | 4 | 17.22 | 0.89 | 18.11 | 0
2020-12-26 | 5 | 0 | 2020-12-26 | 5 | 28.72 | 0.8 | 29.52 | 0
2020-12-26 | 6 | 0 | 2020-12-26 | 6 | 23.44 | 0.85 | 24.29 | 0
2020-12-26 | 7 | 5 | 2020-12-26 | 7 | 17.95 | 0.87 | 18.82 | 94.1
2020-12-26 | 8 | 1855 | 2020-12-26 | 8 | 25.29 | 0.89 | 26.18 | 48563.9
2020-12-26 | 9 | 14760 | 2020-12-26 | 9 | 31.78 | 0.8 | 32.58 | 480880.8
2020-12-26 | 10 | 27485 | 2020-12-26 | 10 | 30.77 | 0.78 | 31.55 | 867151.75
2020-12-26 | 11 | 37683 | 2020-12-26 | 11 | 33.09 | 0.77 | 33.86 | 1275946.38
2020-12-26 | 12 | 62133 | 2020-12-26 | 12 | 32.48 | 0.72 | 33.2 | 2062815.6
2020-12-26 | 13 | 61930 | 2020-12-26 | 13 | 31.84 | 0.73 | 32.57 | 2017060.1
2020-12-26 | 14 | 49488 | 2020-12-26 | 14 | 31.95 | 0.73 | 32.68 | 1617267.84
2020-12-26 | 15 | 22613 | 2020-12-26 | 15 | 32.55 | 0.72 | 33.27 | 752334.51
2020-12-26 | 16 | 5385 | 2020-12-26 | 16 | 45.43 | 1.09 | 46.52 | 250510.2
2020-12-26 | 17 | 20 | 2020-12-26 | 17 | 55.81 | 0.89 | 56.7 | 1134
2020-12-26 | 18 | 0 | 2020-12-26 | 18 | 70.94 | 1.04 | 71.98 | 0
2020-12-26 | 19 | 0 | 2020-12-26 | 19 | 69.73 | 1.1 | 70.83 | 0
2020-12-26 | 20 | 0 | 2020-12-26 | 20 | 47.57 | 0.91 | 48.48 | 0
2020-12-26 | 21 | 0 | 2020-12-26 | 21 | 55.72 | 0.99 | 56.71 | 0
2020-12-26 | 22 | 0 | 2020-12-26 | 22 | 43.21 | 1.15 | 44.36 | 0
2020-12-26 | 23 | 0 | 2020-12-26 | 23 | 30.14 | 0.9 | 31.04 | 0
2020-12-26 | 24 | 0 | 2020-12-26 | 24 | 29.55 | 0.85 | 30.4 | 0
2020-12-27 | 1 | 0 | 2020-12-27 | 1 | 29.41 | 0.7 | 30.11 | 0
2020-12-27 | 2 | 0 | 2020-12-27 | 2 | 30.6 | 0.65 | 31.25 | 0
2020-12-27 | 3 | 0 | 2020-12-27 | 3 | 32.83 | 0.63 | 33.46 | 0
2020-12-27 | 4 | 0 | 2020-12-27 | 4 | 34.32 | 0.63 | 34.95 | 0
2020-12-27 | 5 | 0 | 2020-12-27 | 5 | 33.89 | 0.63 | 34.52 | 0
2020-12-27 | 6 | 0 | 2020-12-27 | 6 | 33.9 | 0.63 | 34.53 | 0
2020-12-27 | 7 | 5 | 2020-12-27 | 7 | 33.54 | 0.8 | 34.34 | 171.7
2020-12-27 | 8 | 2648 | 2020-12-27 | 8 | 31.54 | 0.71 | 32.25 | 85398
2020-12-27 | 9 | 15408 | 2020-12-27 | 9 | 33.78 | 0.69 | 34.47 | 531113.76
2020-12-27 | 10 | 39753 | 2020-12-27 | 10 | 30.49 | 0.62 | 31.11 | 1236715.83
2020-12-27 | 11 | 55950 | 2020-12-27 | 11 | 32.27 | 0.64 | 32.91 | 1841314.5
2020-12-27 | 12 | 61468 | 2020-12-27 | 12 | 30.64 | 0.67 | 31.31 | 1924563.08
2020-12-27 | 13 | 58945 | 2020-12-27 | 13 | 29.37 | 0.66 | 30.03 | 1770118.35
2020-12-27 | 14 | 47743 | 2020-12-27 | 14 | 29.79 | 0.64 | 30.43 | 1452819.49
2020-12-27 | 15 | 18515 | 2020-12-27 | 15 | 31.13 | 0.63 | 31.76 | 588036.4
2020-12-27 | 16 | 5268 | 2020-12-27 | 16 | 35.68 | 0.62 | 36.3 | 191228.4
2020-12-27 | 17 | 25 | 2020-12-27 | 17 | 52.01 | 0.66 | 52.67 | 1316.75
2020-12-27 | 18 | 0 | 2020-12-27 | 18 | 79.2 | 1.14 | 80.34 | 0
2020-12-27 | 19 | 0 | 2020-12-27 | 19 | 77.22 | 1.19 | 78.41 | 0
2020-12-27 | 20 | 0 | 2020-12-27 | 20 | 65.77 | 0.87 | 66.64 | 0
2020-12-27 | 21 | 0 | 2020-12-27 | 21 | 60.24 | 1.25 | 61.49 | 0
2020-12-27 | 22 | 0 | 2020-12-27 | 22 | 58.89 | 1.68 | 60.57 | 0
2020-12-27 | 23 | 0 | 2020-12-27 | 23 | 32.29 | 0.72 | 33.01 | 0
2020-12-27 | 24 | 0 | 2020-12-27 | 24 | 32.97 | 0.92 | 33.89 | 0
2020-12-28 | 1 | 0 | 2020-12-28 | 1 | 33.05 | 0.97 | 34.02 | 0
2020-12-28 | 2 | 0 | 2020-12-28 | 2 | 35.37 | 1.08 | 36.45 | 0
2020-12-28 | 3 | 0 | 2020-12-28 | 3 | 31.12 | 0.99 | 32.11 | 0
2020-12-28 | 4 | 0 | 2020-12-28 | 4 | 30.04 | 0.9 | 30.94 | 0
2020-12-28 | 5 | 0 | 2020-12-28 | 5 | 30.78 | 0.9 | 31.68 | 0
2020-12-28 | 6 | 0 | 2020-12-28 | 6 | 31.96 | 0.92 | 32.88 | 0
2020-12-28 | 7 | 0 | 2020-12-28 | 7 | 42.79 | 1.34 | 44.13 | 0
2020-12-28 | 8 | 558 | 2020-12-28 | 8 | 45.75 | 2.19 | 47.94 | 26750.52
2020-12-28 | 9 | 3923 | 2020-12-28 | 9 | 36.8 | 1.27 | 38.07 | 149348.61
2020-12-28 | 10 | 7128 | 2020-12-28 | 10 | 37.02 | 1.13 | 38.15 | 271933.2
2020-12-28 | 11 | 5378 | 2020-12-28 | 11 | 46.13 | 1.16 | 47.29 | 254325.62
2020-12-28 | 12 | 11365 | 2020-12-28 | 12 | 51.64 | 1.26 | 52.9 | 601208.5
2020-12-28 | 13 | 5963 | 2020-12-28 | 13 | 44.9 | 1.47 | 46.37 | 276504.31
2020-12-28 | 14 | 3935 | 2020-12-28 | 14 | 36.35 | 1.12 | 37.47 | 147444.45
2020-12-28 | 15 | 13383 | 2020-12-28 | 15 | 33.21 | 1.1 | 34.31 | 459170.73
2020-12-28 | 16 | 4533 | 2020-12-28 | 16 | 33.38 | 1.16 | 34.54 | 156569.82
2020-12-28 | 17 | 268 | 2020-12-28 | 17 | 39.41 | 1.1 | 40.51 | 10856.68
2020-12-28 | 18 | 0 | 2020-12-28 | 18 | 62.18 | 1.37 | 63.55 | 0
2020-12-28 | 19 | 0 | 2020-12-28 | 19 | 54.47 | 1.28 | 55.75 | 0
2020-12-28 | 20 | 0 | 2020-12-28 | 20 | 44.67 | 1.42 | 46.09 | 0
2020-12-28 | 21 | 0 | 2020-12-28 | 21 | 32.54 | 1.14 | 33.68 | 0
2020-12-28 | 22 | 0 | 2020-12-28 | 22 | 29.9 | 1.17 | 31.07 | 0
2020-12-28 | 23 | 0 | 2020-12-28 | 23 | 21.72 | 1.46 | 23.18 | 0
2020-12-28 | 24 | 0 | 2020-12-28 | 24 | 3.36 | 1.76 | 5.12 | 0
2020-12-29 | 1 | 0 | 2020-12-29 | 1 | 18.01 | 0.43 | 18.44 | 0
2020-12-29 | 2 | 0 | 2020-12-29 | 2 | 7.55 | 0.34 | 7.89 | 0
2020-12-29 | 3 | 0 | 2020-12-29 | 3 | -4.14 | 0.48 | -3.66 | 0
2020-12-29 | 4 | 0 | 2020-12-29 | 4 | 4.83 | 0.44 | 5.27 | 0
2020-12-29 | 5 | 0 | 2020-12-29 | 5 | 16.16 | 0.29 | 16.45 | 0
2020-12-29 | 6 | 0 | 2020-12-29 | 6 | 17.2 | 0.57 | 17.77 | 0
2020-12-29 | 7 | 3 | 2020-12-29 | 7 | 27.49 | 0.8 | 28.29 | 84.87
2020-12-29 | 8 | 2385 | 2020-12-29 | 8 | 25.39 | 0.89 | 26.28 | 62677.8
2020-12-29 | 9 | 15960 | 2020-12-29 | 9 | 26.08 | 0.68 | 26.76 | 427089.6
2020-12-29 | 10 | 42895 | 2020-12-29 | 10 | 19.88 | 0.64 | 20.52 | 880205.4
2020-12-29 | 11 | 53003 | 2020-12-29 | 11 | 11.03 | 0.69 | 11.72 | 621195.16
2020-12-29 | 12 | 63748 | 2020-12-29 | 12 | 23.73 | 0.58 | 24.31 | 1549713.88
2020-12-29 | 13 | 64950 | 2020-12-29 | 13 | 15.84 | 0.89 | 16.73 | 1086613.5
2020-12-29 | 14 | 55378 | 2020-12-29 | 14 | 18.32 | 0.69 | 19.01 | 1052735.78
2020-12-29 | 15 | 26630 | 2020-12-29 | 15 | 27.19 | 0.6 | 27.79 | 740047.7
2020-12-29 | 16 | 5935 | 2020-12-29 | 16 | 30.86 | 0.56 | 31.42 | 186477.7
2020-12-29 | 17 | 278 | 2020-12-29 | 17 | 36.22 | 0.53 | 36.75 | 10216.5
2020-12-29 | 18 | 0 | 2020-12-29 | 18 | 36.19 | 0.55 | 36.74 | 0
2020-12-29 | 19 | 0 | 2020-12-29 | 19 | 36.37 | 0.51 | 36.88 | 0
2020-12-29 | 20 | 0 | 2020-12-29 | 20 | 37.91 | 0.53 | 38.44 | 0
2020-12-29 | 21 | 0 | 2020-12-29 | 21 | 31.37 | 0.54 | 31.91 | 0
2020-12-29 | 22 | 0 | 2020-12-29 | 22 | 32.93 | 0.57 | 33.5 | 0
2020-12-29 | 23 | 0 | 2020-12-29 | 23 | 30.23 | 0.64 | 30.87 | 0
2020-12-29 | 24 | 0 | 2020-12-29 | 24 | 28.45 | 0.33 | 28.78 | 0
2020-12-30 | 1 | 0 | 2020-12-30 | 1 | 28.37 | 0.52 | 28.89 | 0
2020-12-30 | 2 | 0 | 2020-12-30 | 2 | 27.97 | 0.49 | 28.46 | 0
2020-12-30 | 3 | 0 | 2020-12-30 | 3 | 26.82 | 0.5 | 27.32 | 0
2020-12-30 | 4 | 0 | 2020-12-30 | 4 | 27.29 | 0.49 | 27.78 | 0
2020-12-30 | 5 | 0 | 2020-12-30 | 5 | 26.95 | 0.54 | 27.49 | 0
2020-12-30 | 6 | 0 | 2020-12-30 | 6 | 27.66 | 0.82 | 28.48 | 0
2020-12-30 | 7 | 5 | 2020-12-30 | 7 | 32.12 | 0.91 | 33.03 | 165.15
2020-12-30 | 8 | 1423 | 2020-12-30 | 8 | 35.62 | 0.9 | 36.52 | 51967.96
2020-12-30 | 9 | 8200 | 2020-12-30 | 9 | 35.38 | 0.8 | 36.18 | 296676
2020-12-30 | 10 | 13220 | 2020-12-30 | 10 | 36.62 | 0.76 | 37.38 | 494163.6
2020-12-30 | 11 | 17153 | 2020-12-30 | 11 | 31.72 | 0.75 | 32.47 | 556957.91
2020-12-30 | 12 | 18255 | 2020-12-30 | 12 | 31.71 | 0.74 | 32.45 | 592374.75
2020-12-30 | 13 | 19008 | 2020-12-30 | 13 | 33.31 | 0.75 | 34.06 | 647412.48
2020-12-30 | 14 | 10933 | 2020-12-30 | 14 | 42.99 | 0.87 | 43.86 | 479521.38
2020-12-30 | 15 | 4743 | 2020-12-30 | 15 | 50.86 | 1.28 | 52.14 | 247300.02
2020-12-30 | 16 | 2328 | 2020-12-30 | 16 | 50.36 | 1.17 | 51.53 | 119961.84
2020-12-30 | 17 | 23 | 2020-12-30 | 17 | 51.69 | 0.96 | 52.65 | 1210.95
2020-12-30 | 18 | 0 | 2020-12-30 | 18 | 60.53 | 1.03 | 61.56 | 0
2020-12-30 | 19 | 0 | 2020-12-30 | 19 | 55.73 | 0.95 | 56.68 | 0
2020-12-30 | 20 | 0 | 2020-12-30 | 20 | 47.79 | 0.86 | 48.65 | 0
2020-12-30 | 21 | 0 | 2020-12-30 | 21 | 45.04 | 0.88 | 45.92 | 0
2020-12-30 | 22 | 0 | 2020-12-30 | 22 | 57.66 | 1.35 | 59.01 | 0
2020-12-30 | 23 | 0 | 2020-12-30 | 23 | 50.72 | 1.88 | 52.6 | 0
2020-12-30 | 24 | 0 | 2020-12-30 | 24 | 51.27 | 0.88 | 52.15 | 0
2020-12-31 | 1 | 0 | 2020-12-31 | 1 | 29.75 | 0.64 | 30.39 | 0
2020-12-31 | 2 | 0 | 2020-12-31 | 2 | 24.74 | 0.44 | 25.18 | 0
2020-12-31 | 3 | 0 | 2020-12-31 | 3 | 23.97 | 0.42 | 24.39 | 0
2020-12-31 | 4 | 0 | 2020-12-31 | 4 | 24.38 | 0.42 | 24.8 | 0
2020-12-31 | 5 | 0 | 2020-12-31 | 5 | 24.24 | 0.41 | 24.65 | 0
2020-12-31 | 6 | 0 | 2020-12-31 | 6 | 26.06 | 0.47 | 26.53 | 0
2020-12-31 | 7 | 5 | 2020-12-31 | 7 | 27.49 | 0.79 | 28.28 | 141.4
2020-12-31 | 8 | 8 | 2020-12-31 | 8 | 33.94 | 0.97 | 34.91 | 279.28
2020-12-31 | 9 | 3698 | 2020-12-31 | 9 | 42.6 | 1.32 | 43.92 | 162416.16
2020-12-31 | 10 | 11598 | 2020-12-31 | 10 | 34.83 | 0.95 | 35.78 | 414976.44
2020-12-31 | 11 | 11530 | 2020-12-31 | 11 | 46.11 | 1.41 | 47.52 | 547905.6
2020-12-31 | 12 | 19688 | 2020-12-31 | 12 | 36.32 | 1.19 | 37.51 | 738496.88
2020-12-31 | 13 | 16478 | 2020-12-31 | 13 | 28.6 | 0.87 | 29.47 | 485606.66
2020-12-31 | 14 | 7598 | 2020-12-31 | 14 | 28.78 | 0.88 | 29.66 | 225356.68
2020-12-31 | 15 | 7655 | 2020-12-31 | 15 | 29.76 | 0.79 | 30.55 | 233860.25
2020-12-31 | 16 | 2095 | 2020-12-31 | 16 | 31.36 | 0.74 | 32.1 | 67249.5
2020-12-31 | 17 | 8 | 2020-12-31 | 17 | 42.79 | 0.77 | 43.56 | 348.48
2020-12-31 | 18 | 0 | 2020-12-31 | 18 | 44.35 | 0.79 | 45.14 | 0
2020-12-31 | 19 | 0 | 2020-12-31 | 19 | 35 | 0.71 | 35.71 | 0
2020-12-31 | 20 | 0 | 2020-12-31 | 20 | 28.91 | 0.8 | 29.71 | 0
2020-12-31 | 21 | 0 | 2020-12-31 | 21 | 25.03 | 0.71 | 25.74 | 0
2020-12-31 | 22 | 0 | 2020-12-31 | 22 | 40.83 | 1.38 | 42.21 | 0
2020-12-31 | 23 | 0 | 2020-12-31 | 23 | 36.96 | 1.13 | 38.09 | 0
2020-12-31 | 24 | 0 | 2020-12-31 | 24 | 46.42 | 1.22 | 47.64 | 0
2021-01-01 | 1 | 0 | 2021-01-01 | 1 | 26.58 | 0.88 | 27.46 | 0
2021-01-01 | 2 | 0 | 2021-01-01 | 2 | 44.29 | 1.48 | 45.77 | 0
2021-01-01 | 3 | 0 | 2021-01-01 | 3 | 24.6 | 0.75 | 25.35 | 0
2021-01-01 | 4 | 0 | 2021-01-01 | 4 | 24.88 | 0.67 | 25.55 | 0
2021-01-01 | 5 | 0 | 2021-01-01 | 5 | 24.96 | 0.66 | 25.62 | 0
2021-01-01 | 6 | 0 | 2021-01-01 | 6 | 24.68 | 0.67 | 25.35 | 0
2021-01-01 | 7 | 0 | 2021-01-01 | 7 | 37.61 | 1.34 | 38.95 | 0
2021-01-01 | 8 | 2650 | 2021-01-01 | 8 | 31.98 | 1.12 | 33.1 | 87715
2021-01-01 | 9 | 16588 | 2021-01-01 | 9 | 24.31 | 0.8 | 25.11 | 416524.68
2021-01-01 | 10 | 42768 | 2021-01-01 | 10 | 22.46 | 0.69 | 23.15 | 990079.2
2021-01-01 | 11 | 57498 | 2021-01-01 | 11 | 21.15 | 0.73 | 21.88 | 1258056.24
2021-01-01 | 12 | 56460 | 2021-01-01 | 12 | 21.34 | 0.74 | 22.08 | 1246636.8
2021-01-01 | 13 | 41225 | 2021-01-01 | 13 | 23.59 | 0.79 | 24.38 | 1005065.5
2021-01-01 | 14 | 26555 | 2021-01-01 | 14 | 27.58 | 0.8 | 28.38 | 753630.9
2021-01-01 | 15 | 11338 | 2021-01-01 | 15 | 25.53 | 0.74 | 26.27 | 297849.26
2021-01-01 | 16 | 3003 | 2021-01-01 | 16 | 26.91 | 0.8 | 27.71 | 83213.13
2021-01-01 | 17 | 20 | 2021-01-01 | 17 | 35.84 | 0.81 | 36.65 | 733
2021-01-01 | 18 | 0 | 2021-01-01 | 18 | 47.47 | 0.77 | 48.24 | 0
2021-01-01 | 19 | 0 | 2021-01-01 | 19 | 44.44 | 1.03 | 45.47 | 0
2021-01-01 | 20 | 0 | 2021-01-01 | 20 | 34.61 | 0.97 | 35.58 | 0
2021-01-01 | 21 | 0 | 2021-01-01 | 21 | 33.1 | 1.01 | 34.11 | 0
2021-01-01 | 22 | 0 | 2021-01-01 | 22 | 25.91 | 0.79 | 26.7 | 0
2021-01-01 | 23 | 0 | 2021-01-01 | 23 | 35.15 | 1.13 | 36.28 | 0
2021-01-01 | 24 | 0 | 2021-01-01 | 24 | 42.67 | 1.08 | 43.75 | 0
2021-01-02 | 1 | 0 | 2021-01-02 | 1 | 32.37 | 0.47 | 32.84 | 0
2021-01-02 | 2 | 0 | 2021-01-02 | 2 | 24.78 | 0.39 | 25.17 | 0
2021-01-02 | 3 | 0 | 2021-01-02 | 3 | 25.51 | 0.38 | 25.89 | 0
2021-01-02 | 4 | 0 | 2021-01-02 | 4 | 21.88 | 0.37 | 22.25 | 0
2021-01-02 | 5 | 0 | 2021-01-02 | 5 | 21.23 | 0.37 | 21.6 | 0
2021-01-02 | 6 | 0 | 2021-01-02 | 6 | 22.34 | 0.36 | 22.7 | 0
2021-01-02 | 7 | 5 | 2021-01-02 | 7 | 23.51 | 0.4 | 23.91 | 119.55
2021-01-02 | 8 | 5 | 2021-01-02 | 8 | 22.48 | 0.48 | 22.96 | 114.8
2021-01-02 | 9 | 88 | 2021-01-02 | 9 | 25.09 | 0.44 | 25.53 | 2246.64
2021-01-02 | 10 | 785 | 2021-01-02 | 10 | 25.53 | 0.48 | 26.01 | 20417.85
2021-01-02 | 11 | 2448 | 2021-01-02 | 11 | 25.37 | 0.51 | 25.88 | 63354.24
2021-01-02 | 12 | 4423 | 2021-01-02 | 12 | 26.04 | 0.49 | 26.53 | 117342.19
2021-01-02 | 13 | 6498 | 2021-01-02 | 13 | 21.43 | 0.38 | 21.81 | 141721.38
2021-01-02 | 14 | 8223 | 2021-01-02 | 14 | 22.94 | 0.37 | 23.31 | 191678.13
2021-01-02 | 15 | 11463 | 2021-01-02 | 15 | 23.43 | 0.38 | 23.81 | 272934.03
2021-01-02 | 16 | 5045 | 2021-01-02 | 16 | 24.2 | 0.38 | 24.58 | 124006.1
2021-01-02 | 17 | 263 | 2021-01-02 | 17 | 30.44 | 0.4 | 30.84 | 8110.92
2021-01-02 | 18 | 0 | 2021-01-02 | 18 | 49.73 | 0.57 | 50.3 | 0
2021-01-02 | 19 | 0 | 2021-01-02 | 19 | 45.24 | 0.6 | 45.84 | 0
2021-01-02 | 20 | 0 | 2021-01-02 | 20 | 39.62 | 0.93 | 40.55 | 0
2021-01-02 | 21 | 0 | 2021-01-02 | 21 | 38.84 | 0.91 | 39.75 | 0
2021-01-02 | 22 | 0 | 2021-01-02 | 22 | 40.98 | 0.93 | 41.91 | 0
2021-01-02 | 23 | 0 | 2021-01-02 | 23 | 31.36 | 0.56 | 31.92 | 0
2021-01-02 | 24 | 0 | 2021-01-02 | 24 | 24.41 | 0.5 | 24.91 | 0
2021-01-03 | 1 | 0 | 2021-01-03 | 1 | 23.11 | 0.45 | 23.56 | 0
2021-01-03 | 2 | 0 | 2021-01-03 | 2 | 25 | 0.51 | 25.51 | 0
2021-01-03 | 3 | 0 | 2021-01-03 | 3 | 25.01 | 0.44 | 25.45 | 0
2021-01-03 | 4 | 0 | 2021-01-03 | 4 | 25.12 | 0.42 | 25.54 | 0
2021-01-03 | 5 | 0 | 2021-01-03 | 5 | 25.18 | 0.42 | 25.6 | 0
2021-01-03 | 6 | 0 | 2021-01-03 | 6 | 25.76 | 0.49 | 26.25 | 0
2021-01-03 | 7 | 5 | 2021-01-03 | 7 | 41.38 | 0.68 | 42.06 | 210.3
2021-01-03 | 8 | 1860 | 2021-01-03 | 8 | 37.83 | 0.6 | 38.43 | 71479.8
2021-01-03 | 9 | 11005 | 2021-01-03 | 9 | 41.55 | 1.19 | 42.74 | 470353.7
2021-01-03 | 10 | 11950 | 2021-01-03 | 10 | 46.44 | 1.04 | 47.48 | 567386
2021-01-03 | 11 | 10395 | 2021-01-03 | 11 | 45.2 | 0.98 | 46.18 | 480041.1
2021-01-03 | 12 | 11940 | 2021-01-03 | 12 | 38.86 | 0.65 | 39.51 | 471749.4
2021-01-03 | 13 | 9313 | 2021-01-03 | 13 | 33.47 | 0.55 | 34.02 | 316828.26
2021-01-03 | 14 | 7335 | 2021-01-03 | 14 | 31.51 | 0.52 | 32.03 | 234940.05
2021-01-03 | 15 | 4608 | 2021-01-03 | 15 | 37.93 | 0.86 | 38.79 | 178744.32
2021-01-03 | 16 | 1140 | 2021-01-03 | 16 | 46.93 | 0.99 | 47.92 | 54628.8
2021-01-03 | 17 | 3 | 2021-01-03 | 17 | 41.64 | 0.6 | 42.24 | 126.72
2021-01-03 | 18 | 0 | 2021-01-03 | 18 | 51.42 | 0.66 | 52.08 | 0
2021-01-03 | 19 | 0 | 2021-01-03 | 19 | 52.43 | 0.78 | 53.21 | 0
2021-01-03 | 20 | 0 | 2021-01-03 | 20 | 41.33 | 0.77 | 42.1 | 0
2021-01-03 | 21 | 0 | 2021-01-03 | 21 | 42 | 0.59 | 42.59 | 0
2021-01-03 | 22 | 0 | 2021-01-03 | 22 | 29.68 | 0.42 | 30.1 | 0
2021-01-03 | 23 | 0 | 2021-01-03 | 23 | 29.84 | 0.48 | 30.32 | 0
2021-01-03 | 24 | 0 | 2021-01-03 | 24 | 24.88 | 0.48 | 25.36 | 0
2021-01-04 | 1 | 0 | 2021-01-04 | 1 | 26.4 | 0.4 | 26.8 | 0
2021-01-04 | 2 | 0 | 2021-01-04 | 2 | 28.26 | 0.37 | 28.63 | 0
2021-01-04 | 3 | 0 | 2021-01-04 | 3 | 26.48 | 0.38 | 26.86 | 0
2021-01-04 | 4 | 0 | 2021-01-04 | 4 | 26.29 | 0.37 | 26.66 | 0
2021-01-04 | 5 | 0 | 2021-01-04 | 5 | 25.57 | 0.37 | 25.94 | 0
2021-01-04 | 6 | 0 | 2021-01-04 | 6 | 26.96 | 0.48 | 27.44 | 0
2021-01-04 | 7 | 5 | 2021-01-04 | 7 | 27.84 | 0.5 | 28.34 | 141.7
2021-01-04 | 8 | 2173 | 2021-01-04 | 8 | 24.33 | 0.72 | 25.05 | 54433.65
2021-01-04 | 9 | 14185 | 2021-01-04 | 9 | 26 | 0.71 | 26.71 | 378881.35
2021-01-04 | 10 | 10953 | 2021-01-04 | 10 | 26.79 | 0.69 | 27.48 | 300988.44
2021-01-04 | 11 | 19688 | 2021-01-04 | 11 | 31.59 | 0.89 | 32.48 | 639466.24
2021-01-04 | 12 | 35490 | 2021-01-04 | 12 | 28.27 | 0.72 | 28.99 | 1028855.1
2021-01-04 | 13 | 26188 | 2021-01-04 | 13 | 26.42 | 0.71 | 27.13 | 710480.44
2021-01-04 | 14 | 14810 | 2021-01-04 | 14 | 24.76 | 0.7 | 25.46 | 377062.6
2021-01-04 | 15 | 13060 | 2021-01-04 | 15 | 24.92 | 0.67 | 25.59 | 334205.4
2021-01-04 | 16 | 6068 | 2021-01-04 | 16 | 26.61 | 0.66 | 27.27 | 165474.36
2021-01-04 | 17 | 293 | 2021-01-04 | 17 | 31.45 | 0.88 | 32.33 | 9472.69
2021-01-04 | 18 | 0 | 2021-01-04 | 18 | 31.56 | 0.65 | 32.21 | 0
2021-01-04 | 19 | 0 | 2021-01-04 | 19 | 37.69 | 0.87 | 38.56 | 0
2021-01-04 | 20 | 0 | 2021-01-04 | 20 | 39.72 | 1.22 | 40.94 | 0
2021-01-04 | 21 | 0 | 2021-01-04 | 21 | 36.61 | 1.06 | 37.67 | 0
2021-01-04 | 22 | 0 | 2021-01-04 | 22 | 24.15 | 0.73 | 24.88 | 0
2021-01-04 | 23 | 0 | 2021-01-04 | 23 | 22.02 | 0.8 | 22.82 | 0
2021-01-04 | 24 | 0 | 2021-01-04 | 24 | 20.91 | 0.5 | 21.41 | 0
2021-01-05 | 1 | 0 | 2021-01-05 | 1 | 28.17 | 0.33 | 28.5 | 0
2021-01-05 | 2 | 0 | 2021-01-05 | 2 | 27.5 | 0.34 | 27.84 | 0
2021-01-05 | 3 | 0 | 2021-01-05 | 3 | 24.07 | 0.33 | 24.4 | 0
2021-01-05 | 4 | 0 | 2021-01-05 | 4 | 25.58 | 0.32 | 25.9 | 0
2021-01-05 | 5 | 0 | 2021-01-05 | 5 | 30.89 | 0.37 | 31.26 | 0
2021-01-05 | 6 | 0 | 2021-01-05 | 6 | 33.57 | 0.57 | 34.14 | 0
2021-01-05 | 7 | 0 | 2021-01-05 | 7 | 45.75 | 1.32 | 47.07 | 0
2021-01-05 | 8 | 305 | 2021-01-05 | 8 | 52.93 | 1.21 | 54.14 | 16512.7
2021-01-05 | 9 | 1360 | 2021-01-05 | 9 | 43.48 | 0.94 | 44.42 | 60411.2
2021-01-05 | 10 | 3330 | 2021-01-05 | 10 | 31.18 | 0.64 | 31.82 | 105960.6
2021-01-05 | 11 | 6783 | 2021-01-05 | 11 | 34.35 | 0.65 | 35 | 237405
2021-01-05 | 12 | 11500 | 2021-01-05 | 12 | 61.64 | 1.68 | 63.32 | 728180
2021-01-05 | 13 | 12518 | 2021-01-05 | 13 | 47.74 | 0.89 | 48.63 | 608750.34
2021-01-05 | 14 | 9185 | 2021-01-05 | 14 | 43.95 | 1.09 | 45.04 | 413692.4
2021-01-05 | 15 | 6193 | 2021-01-05 | 15 | 47.27 | 0.98 | 48.25 | 298812.25
2021-01-05 | 16 | 2813 | 2021-01-05 | 16 | 50.66 | 1.07 | 51.73 | 145516.49
2021-01-05 | 17 | 10 | 2021-01-05 | 17 | 52.04 | 1.11 | 53.15 | 531.5
2021-01-05 | 18 | 0 | 2021-01-05 | 18 | 49.9 | 1.15 | 51.05 | 0
2021-01-05 | 19 | 0 | 2021-01-05 | 19 | 51.13 | 1.11 | 52.24 | 0
2021-01-05 | 20 | 0 | 2021-01-05 | 20 | 51.13 | 1.34 | 52.47 | 0
2021-01-05 | 21 | 0 | 2021-01-05 | 21 | 44.49 | 1.29 | 45.78 | 0
2021-01-05 | 22 | 0 | 2021-01-05 | 22 | 42.53 | 1.28 | 43.81 | 0
2021-01-05 | 23 | 0 | 2021-01-05 | 23 | 29.43 | 0.74 | 30.17 | 0
2021-01-05 | 24 | 0 | 2021-01-05 | 24 | 29.43 | 0.47 | 29.9 | 0
2021-01-06 | 1 | 0 | 2021-01-06 | 1 | 36.38 | 0.76 | 37.14 | 0
2021-01-06 | 2 | 0 | 2021-01-06 | 2 | 33.74 | 0.29 | 34.03 | 0
2021-01-06 | 3 | 0 | 2021-01-06 | 3 | 31.43 | 0.27 | 31.7 | 0
2021-01-06 | 4 | 0 | 2021-01-06 | 4 | 29.47 | 0.26 | 29.73 | 0
2021-01-06 | 5 | 0 | 2021-01-06 | 5 | 31.43 | 0.27 | 31.7 | 0
2021-01-06 | 6 | 0 | 2021-01-06 | 6 | 30.24 | 0.32 | 30.56 | 0
2021-01-06 | 7 | 5 | 2021-01-06 | 7 | 30.52 | 0.45 | 30.97 | 154.85
2021-01-06 | 8 | 273 | 2021-01-06 | 8 | 28.89 | 0.66 | 29.55 | 8067.15
2021-01-06 | 9 | 2805 | 2021-01-06 | 9 | 31.76 | 0.74 | 32.5 | 91162.5
2021-01-06 | 10 | 13923 | 2021-01-06 | 10 | 30.01 | 0.74 | 30.75 | 428132.25
2021-01-06 | 11 | 24098 | 2021-01-06 | 11 | 27.36 | 0.59 | 27.95 | 673539.1
2021-01-06 | 12 | 25630 | 2021-01-06 | 12 | 27.45 | 0.59 | 28.04 | 718665.2
2021-01-06 | 13 | 29085 | 2021-01-06 | 13 | 26.88 | 0.58 | 27.46 | 798674.1
2021-01-06 | 14 | 25098 | 2021-01-06 | 14 | 27.1 | 0.57 | 27.67 | 694461.66
2021-01-06 | 15 | 16398 | 2021-01-06 | 15 | 30.96 | 0.73 | 31.69 | 519652.62
2021-01-06 | 16 | 4753 | 2021-01-06 | 16 | 47.84 | 1.36 | 49.2 | 233847.6
2021-01-06 | 17 | 298 | 2021-01-06 | 17 | 49.72 | 0.95 | 50.67 | 15099.66
2021-01-06 | 18 | 0 | 2021-01-06 | 18 | 59.7 | 1.27 | 60.97 | 0
2021-01-06 | 19 | 0 | 2021-01-06 | 19 | 33.19 | 0.57 | 33.76 | 0
2021-01-06 | 20 | 0 | 2021-01-06 | 20 | 31.73 | 0.67 | 32.4 | 0
2021-01-06 | 21 | 0 | 2021-01-06 | 21 | 28.18 | 0.57 | 28.75 | 0
2021-01-06 | 22 | 0 | 2021-01-06 | 22 | 25.84 | 0.58 | 26.42 | 0
2021-01-06 | 23 | 0 | 2021-01-06 | 23 | 25.21 | 0.64 | 25.85 | 0
2021-01-06 | 24 | 0 | 2021-01-06 | 24 | 26.67 | 0.4 | 27.07 | 0
2021-01-07 | 1 | 0 | 2021-01-07 | 1 | 26.39 | 0.33 | 26.72 | 0
2021-01-07 | 2 | 0 | 2021-01-07 | 2 | 26.25 | 0.26 | 26.51 | 0
2021-01-07 | 3 | 0 | 2021-01-07 | 3 | 25.54 | 0.3 | 25.84 | 0
2021-01-07 | 4 | 0 | 2021-01-07 | 4 | 25.02 | 0.32 | 25.34 | 0
2021-01-07 | 5 | 0 | 2021-01-07 | 5 | 26.13 | 0.31 | 26.44 | 0
2021-01-07 | 6 | 0 | 2021-01-07 | 6 | 28.33 | 0.35 | 28.68 | 0
2021-01-07 | 7 | 5 | 2021-01-07 | 7 | 27.07 | 0.41 | 27.48 | 137.4
2021-01-07 | 8 | 2768 | 2021-01-07 | 8 | 37.11 | 0.79 | 37.9 | 104907.2
2021-01-07 | 9 | 7145 | 2021-01-07 | 9 | 38.12 | 0.72 | 38.84 | 277511.8
2021-01-07 | 10 | 40650 | 2021-01-07 | 10 | 31.5 | 0.63 | 32.13 | 1306084.5
2021-01-07 | 11 | 57480 | 2021-01-07 | 11 | 26.31 | 0.58 | 26.89 | 1545637.2
2021-01-07 | 12 | 56210 | 2021-01-07 | 12 | 25.66 | 0.59 | 26.25 | 1475512.5
2021-01-07 | 13 | 48815 | 2021-01-07 | 13 | 25.1 | 0.58 | 25.68 | 1253569.2
2021-01-07 | 14 | 49920 | 2021-01-07 | 14 | 23.65 | 0.58 | 24.23 | 1209561.6
2021-01-07 | 15 | 20898 | 2021-01-07 | 15 | 24.83 | 0.58 | 25.41 | 531018.18
2021-01-07 | 16 | 8698 | 2021-01-07 | 16 | 26.07 | 0.57 | 26.64 | 231714.72
2021-01-07 | 17 | 578 | 2021-01-07 | 17 | 32.31 | 0.63 | 32.94 | 19039.32
2021-01-07 | 18 | 0 | 2021-01-07 | 18 | 39.93 | 1.11 | 41.04 | 0
2021-01-07 | 19 | 0 | 2021-01-07 | 19 | 33.31 | 0.79 | 34.1 | 0
2021-01-07 | 20 | 0 | 2021-01-07 | 20 | 38.78 | 0.9 | 39.68 | 0
2021-01-07 | 21 | 0 | 2021-01-07 | 21 | 30.2 | 0.58 | 30.78 | 0
2021-01-07 | 22 | 0 | 2021-01-07 | 22 | 26.49 | 0.59 | 27.08 | 0
2021-01-07 | 23 | 0 | 2021-01-07 | 23 | 25.51 | 0.63 | 26.14 | 0
2021-01-07 | 24 | 0 | 2021-01-07 | 24 | 25.37 | 0.32 | 25.69 | 0
2021-01-08 | 1 | 0 | 2021-01-08 | 1 | 29.12 | 0.21 | 29.33 | 0
2021-01-08 | 2 | 0 | 2021-01-08 | 2 | 27.21 | 0.21 | 27.42 | 0
2021-01-08 | 3 | 0 | 2021-01-08 | 3 | 25.77 | 0.21 | 25.98 | 0
2021-01-08 | 4 | 0 | 2021-01-08 | 4 | 26.02 | 0.19 | 26.21 | 0
2021-01-08 | 5 | 0 | 2021-01-08 | 5 | 26.56 | 0.19 | 26.75 | 0
2021-01-08 | 6 | 0 | 2021-01-08 | 6 | 26.7 | 0.28 | 26.98 | 0
2021-01-08 | 7 | 3 | 2021-01-08 | 7 | 26.32 | 0.34 | 26.66 | 79.98
2021-01-08 | 8 | 2700 | 2021-01-08 | 8 | 36.7 | 1.37 | 38.07 | 102789
2021-01-08 | 9 | 16915 | 2021-01-08 | 9 | 35.05 | 0.71 | 35.76 | 604880.4
2021-01-08 | 10 | 45500 | 2021-01-08 | 10 | 28.39 | 0.64 | 29.03 | 1320865
2021-01-08 | 11 | 60288 | 2021-01-08 | 11 | 28.25 | 0.52 | 28.77 | 1734485.76
2021-01-08 | 12 | 65893 | 2021-01-08 | 12 | 27.94 | 0.51 | 28.45 | 1874655.85
2021-01-08 | 13 | 64235 | 2021-01-08 | 13 | 28.05 | 0.51 | 28.56 | 1834551.6
2021-01-08 | 14 | 56258 | 2021-01-08 | 14 | 27.81 | 0.52 | 28.33 | 1593789.14
2021-01-08 | 15 | 33455 | 2021-01-08 | 15 | 28.43 | 0.52 | 28.95 | 968522.25
2021-01-08 | 16 | 7928 | 2021-01-08 | 16 | 28.5 | 0.5 | 29 | 229912
2021-01-08 | 17 | 298 | 2021-01-08 | 17 | 35.29 | 0.57 | 35.86 | 10686.28
2021-01-08 | 18 | 0 | 2021-01-08 | 18 | 35.04 | 0.54 | 35.58 | 0
2021-01-08 | 19 | 0 | 2021-01-08 | 19 | 33.31 | 0.49 | 33.8 | 0
2021-01-08 | 20 | 0 | 2021-01-08 | 20 | 29.68 | 0.5 | 30.18 | 0
2021-01-08 | 21 | 0 | 2021-01-08 | 21 | 28.37 | 0.49 | 28.86 | 0
2021-01-08 | 22 | 0 | 2021-01-08 | 22 | 28.08 | 0.51 | 28.59 | 0
2021-01-08 | 23 | 0 | 2021-01-08 | 23 | 30.11 | 0.58 | 30.69 | 0
2021-01-08 | 24 | 0 | 2021-01-08 | 24 | 28.26 | 0.24 | 28.5 | 0
2021-01-09 | 1 | 0 | 2021-01-09 | 1 | 27.83 | 0.2 | 28.03 | 0
2021-01-09 | 2 | 0 | 2021-01-09 | 2 | 27.88 | 0.17 | 28.05 | 0
2021-01-09 | 3 | 0 | 2021-01-09 | 3 | 25.76 | 0.18 | 25.94 | 0
2021-01-09 | 4 | 0 | 2021-01-09 | 4 | 24.99 | 0.18 | 25.17 | 0
2021-01-09 | 5 | 0 | 2021-01-09 | 5 | 24.4 | 0.2 | 24.6 | 0
2021-01-09 | 6 | 0 | 2021-01-09 | 6 | 24.86 | 0.19 | 25.05 | 0
2021-01-09 | 7 | 5 | 2021-01-09 | 7 | 29.56 | 0.24 | 29.8 | 149
2021-01-09 | 8 | 2928 | 2021-01-09 | 8 | 30.86 | 0.24 | 31.1 | 91060.8
2021-01-09 | 9 | 16693 | 2021-01-09 | 9 | 29.99 | 0.2 | 30.19 | 503961.67
2021-01-09 | 10 | 28395 | 2021-01-09 | 10 | 29.11 | 0.23 | 29.34 | 833109.3
2021-01-09 | 11 | 56313 | 2021-01-09 | 11 | 31.16 | 0.2 | 31.36 | 1765975.68
2021-01-09 | 12 | 37985 | 2021-01-09 | 12 | 30.23 | 0.18 | 30.41 | 1155123.85
2021-01-09 | 13 | 22100 | 2021-01-09 | 13 | 29.66 | 0.18 | 29.84 | 659464
2021-01-09 | 14 | 20535 | 2021-01-09 | 14 | 28.65 | 0.18 | 28.83 | 592024.05
2021-01-09 | 15 | 17940 | 2021-01-09 | 15 | 29.22 | 0.17 | 29.39 | 527256.6
2021-01-09 | 16 | 5445 | 2021-01-09 | 16 | 32.88 | 0.18 | 33.06 | 180011.7
2021-01-09 | 17 | 318 | 2021-01-09 | 17 | 46.2 | 0.62 | 46.82 | 14888.76
2021-01-09 | 18 | 0 | 2021-01-09 | 18 | 42.5 | 0.44 | 42.94 | 0
2021-01-09 | 19 | 0 | 2021-01-09 | 19 | 40.56 | 0.24 | 40.8 | 0
2021-01-09 | 20 | 0 | 2021-01-09 | 20 | 37.96 | 0.3 | 38.26 | 0
2021-01-09 | 21 | 0 | 2021-01-09 | 21 | 33.5 | 0.2 | 33.7 | 0
2021-01-09 | 22 | 0 | 2021-01-09 | 22 | 27.49 | 0.2 | 27.69 | 0
2021-01-09 | 23 | 0 | 2021-01-09 | 23 | 26.37 | 0.37 | 26.74 | 0
2021-01-09 | 24 | 0 | 2021-01-09 | 24 | 27.51 | 0.43 | 27.94 | 0
2021-01-10 | 1 | 0 | 2021-01-10 | 1 | 33 | 0.56 | 33.56 | 0
2021-01-10 | 2 | 0 | 2021-01-10 | 2 | 26.39 | 0.49 | 26.88 | 0
2021-01-10 | 3 | 0 | 2021-01-10 | 3 | 26.35 | 0.48 | 26.83 | 0
2021-01-10 | 4 | 0 | 2021-01-10 | 4 | 25.12 | 0.47 | 25.59 | 0
2021-01-10 | 5 | 0 | 2021-01-10 | 5 | 25.89 | 0.49 | 26.38 | 0
2021-01-10 | 6 | 0 | 2021-01-10 | 6 | 26.42 | 0.46 | 26.88 | 0
2021-01-10 | 7 | 0 | 2021-01-10 | 7 | 25.84 | 0.48 | 26.32 | 0
2021-01-10 | 8 | 3258 | 2021-01-10 | 8 | 26.67 | 0.55 | 27.22 | 88682.76
2021-01-10 | 9 | 18705 | 2021-01-10 | 9 | 26.8 | 0.48 | 27.28 | 510272.4
2021-01-10 | 10 | 46830 | 2021-01-10 | 10 | 25.61 | 0.47 | 26.08 | 1221326.4
2021-01-10 | 11 | 60070 | 2021-01-10 | 11 | 28.59 | 0.42 | 29.01 | 1742630.7
2021-01-10 | 12 | 65025 | 2021-01-10 | 12 | 15.01 | 0.67 | 15.68 | 1019592
2021-01-10 | 13 | 64625 | 2021-01-10 | 13 | 28.67 | 0.46 | 29.13 | 1882526.25
2021-01-10 | 14 | 53883 | 2021-01-10 | 14 | 29.42 | 0.43 | 29.85 | 1608407.55
2021-01-10 | 15 | 24055 | 2021-01-10 | 15 | 29.7 | 0.43 | 30.13 | 724777.15
2021-01-10 | 16 | 8930 | 2021-01-10 | 16 | 33.94 | 0.43 | 34.37 | 306924.1
2021-01-10 | 17 | 558 | 2021-01-10 | 17 | 40.73 | 0.53 | 41.26 | 23023.08
2021-01-10 | 18 | 0 | 2021-01-10 | 18 | 48.2 | 0.46 | 48.66 | 0
2021-01-10 | 19 | 0 | 2021-01-10 | 19 | 55.02 | 0.74 | 55.76 | 0
2021-01-10 | 20 | 0 | 2021-01-10 | 20 | 51.86 | 0.66 | 52.52 | 0
2021-01-10 | 21 | 0 | 2021-01-10 | 21 | 43.09 | 0.61 | 43.7 | 0
2021-01-10 | 22 | 0 | 2021-01-10 | 22 | 40.01 | 0.5 | 40.51 | 0
2021-01-10 | 23 | 0 | 2021-01-10 | 23 | 33.02 | 0.46 | 33.48 | 0
2021-01-10 | 24 | 0 | 2021-01-10 | 24 | 30.91 | 0.48 | 31.39 | 0
2021-01-11 | 1 | 0 | 2021-01-11 | 1 | 31.01 | 0.39 | 31.4 | 0
2021-01-11 | 2 | 0 | 2021-01-11 | 2 | 31.74 | 0.38 | 32.12 | 0
2021-01-11 | 3 | 0 | 2021-01-11 | 3 | 32.69 | 0.38 | 33.07 | 0
2021-01-11 | 4 | 0 | 2021-01-11 | 4 | 33.47 | 0.39 | 33.86 | 0
2021-01-11 | 5 | 0 | 2021-01-11 | 5 | 33.11 | 0.38 | 33.49 | 0
2021-01-11 | 6 | 0 | 2021-01-11 | 6 | 43.96 | 0.69 | 44.65 | 0
2021-01-11 | 7 | 5 | 2021-01-11 | 7 | 51.53 | 0.78 | 52.31 | 261.55
2021-01-11 | 8 | 1675 | 2021-01-11 | 8 | 51.37 | 1 | 52.37 | 87719.75
2021-01-11 | 9 | 16068 | 2021-01-11 | 9 | 57.81 | 0.78 | 58.59 | 941424.12
2021-01-11 | 10 | 21633 | 2021-01-11 | 10 | 60.31 | 0.77 | 61.08 | 1321343.64
2021-01-11 | 11 | 31673 | 2021-01-11 | 11 | 60.26 | 0.82 | 61.08 | 1934586.84
2021-01-11 | 12 | 19693 | 2021-01-11 | 12 | 62.99 | 0.85 | 63.84 | 1257201.12
2021-01-11 | 13 | 12513 | 2021-01-11 | 13 | 60.32 | 0.77 | 61.09 | 764419.17
2021-01-11 | 14 | 7153 | 2021-01-11 | 14 | 57.49 | 0.79 | 58.28 | 416876.84
2021-01-11 | 15 | 4288 | 2021-01-11 | 15 | 56.44 | 0.76 | 57.2 | 245273.6
2021-01-11 | 16 | 2998 | 2021-01-11 | 16 | 56.16 | 0.77 | 56.93 | 170676.14
2021-01-11 | 17 | 275 | 2021-01-11 | 17 | 57.45 | 0.76 | 58.21 | 16007.75
2021-01-11 | 18 | 0 | 2021-01-11 | 18 | 68.29 | 0.9 | 69.19 | 0
2021-01-11 | 19 | 0 | 2021-01-11 | 19 | 66.46 | 0.86 | 67.32 | 0
2021-01-11 | 20 | 0 | 2021-01-11 | 20 | 65.94 | 0.8 | 66.74 | 0
2021-01-11 | 21 | 0 | 2021-01-11 | 21 | 60.3 | 0.84 | 61.14 | 0
2021-01-11 | 22 | 0 | 2021-01-11 | 22 | 59.1 | 0.98 | 60.08 | 0
2021-01-11 | 23 | 0 | 2021-01-11 | 23 | 53.02 | 1.3 | 54.32 | 0
2021-01-11 | 24 | 0 | 2021-01-11 | 24 | 36.88 | 0.72 | 37.6 | 0
2021-01-12 | 1 | 0 | 2021-01-12 | 1 | 31.54 | 0.43 | 31.97 | 0
2021-01-12 | 2 | 0 | 2021-01-12 | 2 | 31.24 | 0.42 | 31.66 | 0
2021-01-12 | 3 | 0 | 2021-01-12 | 3 | 32.19 | 0.4 | 32.59 | 0
2021-01-12 | 4 | 0 | 2021-01-12 | 4 | 34.28 | 0.41 | 34.69 | 0
2021-01-12 | 5 | 0 | 2021-01-12 | 5 | 32.68 | 0.42 | 33.1 | 0
2021-01-12 | 6 | 0 | 2021-01-12 | 6 | 37.6 | 0.47 | 38.07 | 0
2021-01-12 | 7 | 5 | 2021-01-12 | 7 | 42.66 | 0.56 | 43.22 | 216.1
2021-01-12 | 8 | 2520 | 2021-01-12 | 8 | 48.97 | 0.9 | 49.87 | 125672.4
2021-01-12 | 9 | 13070 | 2021-01-12 | 9 | 52.6 | 0.84 | 53.44 | 698460.8
2021-01-12 | 10 | 27435 | 2021-01-12 | 10 | 47.87 | 0.78 | 48.65 | 1334712.75
2021-01-12 | 11 | 51243 | 2021-01-12 | 11 | 34.86 | 0.74 | 35.6 | 1824250.8
2021-01-12 | 12 | 62468 | 2021-01-12 | 12 | 30.95 | 0.72 | 31.67 | 1978361.56
2021-01-12 | 13 | 61438 | 2021-01-12 | 13 | 31.27 | 0.72 | 31.99 | 1965401.62
2021-01-12 | 14 | 54243 | 2021-01-12 | 14 | 32.56 | 0.71 | 33.27 | 1804664.61
2021-01-12 | 15 | 23988 | 2021-01-12 | 15 | 35.57 | 0.72 | 36.29 | 870524.52
2021-01-12 | 16 | 7778 | 2021-01-12 | 16 | 39.82 | 0.75 | 40.57 | 315553.46
2021-01-12 | 17 | 565 | 2021-01-12 | 17 | 41.45 | 0.7 | 42.15 | 23814.75
2021-01-12 | 18 | 0 | 2021-01-12 | 18 | 47.36 | 0.72 | 48.08 | 0
2021-01-12 | 19 | 0 | 2021-01-12 | 19 | 48.89 | 0.71 | 49.6 | 0
2021-01-12 | 20 | 0 | 2021-01-12 | 20 | 43.61 | 0.8 | 44.41 | 0
2021-01-12 | 21 | 0 | 2021-01-12 | 21 | 36.52 | 0.74 | 37.26 | 0
2021-01-12 | 22 | 0 | 2021-01-12 | 22 | 36.31 | 0.75 | 37.06 | 0
2021-01-12 | 23 | 0 | 2021-01-12 | 23 | 34.19 | 0.81 | 35 | 0
2021-01-12 | 24 | 0 | 2021-01-12 | 24 | 32.07 | 0.51 | 32.58 | 0
2021-01-13 | 1 | 0 | 2021-01-13 | 1 | 32.24 | 0.38 | 32.62 | 0
2021-01-13 | 2 | 0 | 2021-01-13 | 2 | 35.68 | 0.32 | 36 | 0
2021-01-13 | 3 | 0 | 2021-01-13 | 3 | 34.61 | 0.36 | 34.97 | 0
2021-01-13 | 4 | 0 | 2021-01-13 | 4 | 35.04 | 0.36 | 35.4 | 0
2021-01-13 | 5 | 0 | 2021-01-13 | 5 | 35.9 | 0.35 | 36.25 | 0
2021-01-13 | 6 | 0 | 2021-01-13 | 6 | 36.25 | 0.39 | 36.64 | 0
2021-01-13 | 7 | 5 | 2021-01-13 | 7 | 40.67 | 0.48 | 41.15 | 205.75
2021-01-13 | 8 | 585 | 2021-01-13 | 8 | 50.26 | 0.9 | 51.16 | 29928.6
2021-01-13 | 9 | 3028 | 2021-01-13 | 9 | 69.31 | 0.86 | 70.17 | 212474.76
2021-01-13 | 10 | 12013 | 2021-01-13 | 10 | 45.74 | 0.7 | 46.44 | 557883.72
2021-01-13 | 11 | 20488 | 2021-01-13 | 11 | 41.39 | 0.66 | 42.05 | 861520.4
2021-01-13 | 12 | 13348 | 2021-01-13 | 12 | 38.9 | 0.65 | 39.55 | 527913.4
2021-01-13 | 13 | 20715 | 2021-01-13 | 13 | 36.62 | 0.62 | 37.24 | 771426.6
2021-01-13 | 14 | 35670 | 2021-01-13 | 14 | 36.91 | 0.67 | 37.58 | 1340478.6
2021-01-13 | 15 | 13230 | 2021-01-13 | 15 | 36.58 | 0.68 | 37.26 | 492949.8
2021-01-13 | 16 | 2080 | 2021-01-13 | 16 | 37.56 | 0.64 | 38.2 | 79456
2021-01-13 | 17 | 13 | 2021-01-13 | 17 | 43.01 | 0.66 | 43.67 | 567.71
2021-01-13 | 18 | 0 | 2021-01-13 | 18 | 45.94 | 0.63 | 46.57 | 0
2021-01-13 | 19 | 0 | 2021-01-13 | 19 | 48.73 | 0.71 | 49.44 | 0
2021-01-13 | 20 | 0 | 2021-01-13 | 20 | 39.98 | 0.73 | 40.71 | 0
2021-01-13 | 21 | 0 | 2021-01-13 | 21 | 35.91 | 0.7 | 36.61 | 0
2021-01-13 | 22 | 0 | 2021-01-13 | 22 | 34.01 | 0.71 | 34.72 | 0
2021-01-13 | 23 | 0 | 2021-01-13 | 23 | 32.49 | 0.77 | 33.26 | 0
2021-01-13 | 24 | 0 | 2021-01-13 | 24 | 33.18 | 0.41 | 33.59 | 0
2021-01-14 | 1 | 0 | 2021-01-14 | 1 | 34.37 | 0.32 | 34.69 | 0
2021-01-14 | 2 | 0 | 2021-01-14 | 2 | 34.51 | 0.32 | 34.83 | 0
2021-01-14 | 3 | 0 | 2021-01-14 | 3 | 35.53 | 0.31 | 35.84 | 0
2021-01-14 | 4 | 0 | 2021-01-14 | 4 | 35.62 | 0.32 | 35.94 | 0
2021-01-14 | 5 | 0 | 2021-01-14 | 5 | 35.73 | 0.31 | 36.04 | 0
2021-01-14 | 6 | 0 | 2021-01-14 | 6 | 35.33 | 0.46 | 35.79 | 0
2021-01-14 | 7 | 5 | 2021-01-14 | 7 | 33.33 | 0.53 | 33.86 | 169.3
2021-01-14 | 8 | 805 | 2021-01-14 | 8 | 35.54 | 0.78 | 36.32 | 29237.6
2021-01-14 | 9 | 4940 | 2021-01-14 | 9 | 35.76 | 0.62 | 36.38 | 179717.2
2021-01-14 | 10 | 14440 | 2021-01-14 | 10 | 39.82 | 0.68 | 40.5 | 584820
2021-01-14 | 11 | 18200 | 2021-01-14 | 11 | 36.2 | 0.66 | 36.86 | 670852
2021-01-14 | 12 | 16148 | 2021-01-14 | 12 | 36.35 | 0.67 | 37.02 | 597798.96
2021-01-14 | 13 | 11640 | 2021-01-14 | 13 | 35.36 | 0.68 | 36.04 | 419505.6
2021-01-14 | 14 | 9238 | 2021-01-14 | 14 | 34.79 | 0.65 | 35.44 | 327394.72
2021-01-14 | 15 | 6185 | 2021-01-14 | 15 | 36.1 | 0.66 | 36.76 | 227360.6
2021-01-14 | 16 | 1948 | 2021-01-14 | 16 | 35.25 | 0.59 | 35.84 | 69816.32
2021-01-14 | 17 | 23 | 2021-01-14 | 17 | 35.41 | 0.6 | 36.01 | 828.23
2021-01-14 | 18 | 0 | 2021-01-14 | 18 | 47.63 | 0.89 | 48.52 | 0
2021-01-14 | 19 | 0 | 2021-01-14 | 19 | 37.7 | 0.62 | 38.32 | 0
2021-01-14 | 20 | 0 | 2021-01-14 | 20 | 33.21 | 0.61 | 33.82 | 0
2021-01-14 | 21 | 0 | 2021-01-14 | 21 | 33.24 | 0.62 | 33.86 | 0
2021-01-14 | 22 | 0 | 2021-01-14 | 22 | 32.33 | 0.65 | 32.98 | 0
2021-01-14 | 23 | 0 | 2021-01-14 | 23 | 31.49 | 0.76 | 32.25 | 0
2021-01-14 | 24 | 0 | 2021-01-14 | 24 | 28.05 | 0.45 | 28.5 | 0
2021-01-15 | 1 | 0 | 2021-01-15 | 1 | 29.12 | 0.3 | 29.42 | 0
2021-01-15 | 2 | 0 | 2021-01-15 | 2 | 29.28 | 0.28 | 29.56 | 0
2021-01-15 | 3 | 0 | 2021-01-15 | 3 | 27.38 | 0.27 | 27.65 | 0
2021-01-15 | 4 | 0 | 2021-01-15 | 4 | 27.37 | 0.27 | 27.64 | 0
2021-01-15 | 5 | 0 | 2021-01-15 | 5 | 25.84 | 0.28 | 26.12 | 0
2021-01-15 | 6 | 0 | 2021-01-15 | 6 | 20.57 | 0.34 | 20.91 | 0
2021-01-15 | 7 | 5 | 2021-01-15 | 7 | 25.25 | 0.43 | 25.68 | 128.4
2021-01-15 | 8 | 2620 | 2021-01-15 | 8 | 29.13 | 0.72 | 29.85 | 78207
2021-01-15 | 9 | 17370 | 2021-01-15 | 9 | 30.1 | 0.61 | 30.71 | 533432.7
2021-01-15 | 10 | 43315 | 2021-01-15 | 10 | 29.28 | 0.62 | 29.9 | 1295118.5
2021-01-15 | 11 | 56408 | 2021-01-15 | 11 | 25.43 | 0.61 | 26.04 | 1468864.32
2021-01-15 | 12 | 62900 | 2021-01-15 | 12 | 25.44 | 0.59 | 26.03 | 1637287
2021-01-15 | 13 | 59558 | 2021-01-15 | 13 | 25.45 | 0.59 | 26.04 | 1550890.32
2021-01-15 | 14 | 35883 | 2021-01-15 | 14 | 25.38 | 0.59 | 25.97 | 931881.51
2021-01-15 | 15 | 15453 | 2021-01-15 | 15 | 25.48 | 0.59 | 26.07 | 402859.71
2021-01-15 | 16 | 4735 | 2021-01-15 | 16 | 25.66 | 0.59 | 26.25 | 124293.75
2021-01-15 | 17 | 318 | 2021-01-15 | 17 | 25.18 | 0.57 | 25.75 | 8188.5
2021-01-15 | 18 | 0 | 2021-01-15 | 18 | 26.62 | 0.56 | 27.18 | 0
2021-01-15 | 19 | 0 | 2021-01-15 | 19 | 26.27 | 0.55 | 26.82 | 0
2021-01-15 | 20 | 0 | 2021-01-15 | 20 | 25.26 | 0.56 | 25.82 | 0
2021-01-15 | 21 | 0 | 2021-01-15 | 21 | 24.86 | 0.58 | 25.44 | 0
2021-01-15 | 22 | 0 | 2021-01-15 | 22 | 23.92 | 0.61 | 24.53 | 0
2021-01-15 | 23 | 0 | 2021-01-15 | 23 | 19.69 | 0.73 | 20.42 | 0
2021-01-15 | 24 | 0 | 2021-01-15 | 24 | 16.69 | 0.38 | 17.07 | 0
2021-01-16 | 1 | 0 | 2021-01-16 | 1 | 22.07 | 0.61 | 22.68 | 0
2021-01-16 | 2 | 0 | 2021-01-16 | 2 | 11.38 | 0.65 | 12.03 | 0
2021-01-16 | 3 | 0 | 2021-01-16 | 3 | 18.9 | 0.6 | 19.5 | 0
2021-01-16 | 4 | 0 | 2021-01-16 | 4 | 14.98 | 0.55 | 15.53 | 0
2021-01-16 | 5 | 0 | 2021-01-16 | 5 | 17.66 | 0.54 | 18.2 | 0
2021-01-16 | 6 | 0 | 2021-01-16 | 6 | 13.71 | 0.76 | 14.47 | 0
2021-01-16 | 7 | 0 | 2021-01-16 | 7 | 13.71 | 0.87 | 14.58 | 0
2021-01-16 | 8 | 5 | 2021-01-16 | 8 | 20.88 | 0.7 | 21.58 | 107.9
2021-01-16 | 9 | 10 | 2021-01-16 | 9 | 20.97 | 0.57 | 21.54 | 215.4
2021-01-16 | 10 | 263 | 2021-01-16 | 10 | 22.18 | 0.58 | 22.76 | 5985.88
2021-01-16 | 11 | 555 | 2021-01-16 | 11 | 34.12 | 0.56 | 34.68 | 19247.4
2021-01-16 | 12 | 1130 | 2021-01-16 | 12 | 35.62 | 0.56 | 36.18 | 40883.4
2021-01-16 | 13 | 1833 | 2021-01-16 | 13 | 33.73 | 0.57 | 34.3 | 62871.9
2021-01-16 | 14 | 3850 | 2021-01-16 | 14 | 26.27 | 0.57 | 26.84 | 103334
2021-01-16 | 15 | 4375 | 2021-01-16 | 15 | 20.26 | 0.58 | 20.84 | 91175
2021-01-16 | 16 | 2510 | 2021-01-16 | 16 | 21.66 | 0.57 | 22.23 | 55797.3
2021-01-16 | 17 | 535 | 2021-01-16 | 17 | 25.38 | 0.55 | 25.93 | 13872.55
2021-01-16 | 18 | 0 | 2021-01-16 | 18 | 41.27 | 0.73 | 42 | 0
2021-01-16 | 19 | 0 | 2021-01-16 | 19 | 35.59 | 0.74 | 36.33 | 0
2021-01-16 | 20 | 0 | 2021-01-16 | 20 | 28.81 | 0.71 | 29.52 | 0
2021-01-16 | 21 | 0 | 2021-01-16 | 21 | 20.61 | 0.56 | 21.17 | 0
2021-01-16 | 22 | 0 | 2021-01-16 | 22 | 19.04 | 0.57 | 19.61 | 0
2021-01-16 | 23 | 0 | 2021-01-16 | 23 | 26.74 | 0.84 | 27.58 | 0
2021-01-16 | 24 | 0 | 2021-01-16 | 24 | 16.6 | 0.71 | 17.31 | 0
2021-01-17 | 1 | 0 | 2021-01-17 | 1 | 50.08 | 1.03 | 51.11 | 0
2021-01-17 | 2 | 0 | 2021-01-17 | 2 | 41.74 | 0.7 | 42.44 | 0
2021-01-17 | 3 | 0 | 2021-01-17 | 3 | 30.33 | 0.36 | 30.69 | 0
2021-01-17 | 4 | 0 | 2021-01-17 | 4 | 27.9 | 0.36 | 28.26 | 0
2021-01-17 | 5 | 0 | 2021-01-17 | 5 | 28.78 | 0.34 | 29.12 | 0
2021-01-17 | 6 | 0 | 2021-01-17 | 6 | 28.25 | 0.3 | 28.55 | 0
2021-01-17 | 7 | 3 | 2021-01-17 | 7 | 25.54 | 0.36 | 25.9 | 77.7
2021-01-17 | 8 | 3015 | 2021-01-17 | 8 | 23.03 | 0.4 | 23.43 | 70641.45
2021-01-17 | 9 | 17588 | 2021-01-17 | 9 | 28.61 | 0.68 | 29.29 | 515152.52
2021-01-17 | 10 | 42850 | 2021-01-17 | 10 | 20.69 | 0.31 | 21 | 899850
2021-01-17 | 11 | 45265 | 2021-01-17 | 11 | 22.97 | 0.35 | 23.32 | 1055579.8
2021-01-17 | 12 | 21993 | 2021-01-17 | 12 | 20.89 | 0.41 | 21.3 | 468450.9
2021-01-17 | 13 | 19773 | 2021-01-17 | 13 | 32.25 | 0.3 | 32.55 | 643611.15
2021-01-17 | 14 | 12165 | 2021-01-17 | 14 | 34.7 | 0.27 | 34.97 | 425410.05
2021-01-17 | 15 | 24230 | 2021-01-17 | 15 | 35.29 | 0.31 | 35.6 | 862588
2021-01-17 | 16 | 12600 | 2021-01-17 | 16 | 30.52 | 0.31 | 30.83 | 388458
2021-01-17 | 17 | 838 | 2021-01-17 | 17 | 38.37 | 0.39 | 38.76 | 32480.88
2021-01-17 | 18 | 0 | 2021-01-17 | 18 | 48.88 | 0.45 | 49.33 | 0
2021-01-17 | 19 | 0 | 2021-01-17 | 19 | 38.04 | 0.37 | 38.41 | 0
2021-01-17 | 20 | 0 | 2021-01-17 | 20 | 31.47 | 0.35 | 31.82 | 0
2021-01-17 | 21 | 0 | 2021-01-17 | 21 | 28.76 | 0.31 | 29.07 | 0
2021-01-17 | 22 | 0 | 2021-01-17 | 22 | 26.99 | 0.33 | 27.32 | 0
2021-01-17 | 23 | 0 | 2021-01-17 | 23 | 18.42 | 0.34 | 18.76 | 0
2021-01-17 | 24 | 0 | 2021-01-17 | 24 | 16.84 | 0.35 | 17.19 | 0
2021-01-18 | 1 | 0 | 2021-01-18 | 1 | 19.01 | 0.93 | 19.94 | 0
2021-01-18 | 2 | 0 | 2021-01-18 | 2 | 22.02 | 0.86 | 22.88 | 0
2021-01-18 | 3 | 0 | 2021-01-18 | 3 | 20.63 | 0.92 | 21.55 | 0
2021-01-18 | 4 | 0 | 2021-01-18 | 4 | 19.23 | 0.84 | 20.07 | 0
2021-01-18 | 5 | 0 | 2021-01-18 | 5 | 23.96 | 0.86 | 24.82 | 0
2021-01-18 | 6 | 0 | 2021-01-18 | 6 | 29.53 | 1.04 | 30.57 | 0
2021-01-18 | 7 | 0 | 2021-01-18 | 7 | 32.3 | 1.01 | 33.31 | 0
2021-01-18 | 8 | 3560 | 2021-01-18 | 8 | 32.79 | 1.31 | 34.1 | 121396
2021-01-18 | 9 | 19610 | 2021-01-18 | 9 | 32.02 | 1.26 | 33.28 | 652620.8
2021-01-18 | 10 | 31318 | 2021-01-18 | 10 | 28.89 | 1.2 | 30.09 | 942358.62
2021-01-18 | 11 | 38995 | 2021-01-18 | 11 | 29.55 | 1.18 | 30.73 | 1198316.35
2021-01-18 | 12 | 43148 | 2021-01-18 | 12 | 28.39 | 1.2 | 29.59 | 1276749.32
2021-01-18 | 13 | 30455 | 2021-01-18 | 13 | 31.51 | 1.16 | 32.67 | 994964.85
2021-01-18 | 14 | 25678 | 2021-01-18 | 14 | 32.03 | 1.15 | 33.18 | 851996.04
2021-01-18 | 15 | 12663 | 2021-01-18 | 15 | 27.29 | 1.16 | 28.45 | 360262.35
2021-01-18 | 16 | 6458 | 2021-01-18 | 16 | 29.71 | 1.16 | 30.87 | 199358.46
2021-01-18 | 17 | 653 | 2021-01-18 | 17 | 35.93 | 1.13 | 37.06 | 24200.18
2021-01-18 | 18 | 0 | 2021-01-18 | 18 | 45.66 | 1.12 | 46.78 | 0
2021-01-18 | 19 | 0 | 2021-01-18 | 19 | 42.74 | 1.11 | 43.85 | 0
2021-01-18 | 20 | 0 | 2021-01-18 | 20 | 42.6 | 1.13 | 43.73 | 0
2021-01-18 | 21 | 0 | 2021-01-18 | 21 | 35.54 | 1.14 | 36.68 | 0
2021-01-18 | 22 | 0 | 2021-01-18 | 22 | 27.48 | 1.18 | 28.66 | 0
2021-01-18 | 23 | 0 | 2021-01-18 | 23 | 28.95 | 1.27 | 30.22 | 0
2021-01-18 | 24 | 0 | 2021-01-18 | 24 | 27.36 | 1 | 28.36 | 0
2021-01-19 | 1 | 0 | 2021-01-19 | 1 | 24.04 | 0.54 | 24.58 | 0
2021-01-19 | 2 | 0 | 2021-01-19 | 2 | 23.16 | 0.51 | 23.67 | 0
2021-01-19 | 3 | 0 | 2021-01-19 | 3 | 21.33 | 0.51 | 21.84 | 0
2021-01-19 | 4 | 0 | 2021-01-19 | 4 | 21.54 | 0.5 | 22.04 | 0
2021-01-19 | 5 | 0 | 2021-01-19 | 5 | 20.13 | 0.5 | 20.63 | 0
2021-01-19 | 6 | 0 | 2021-01-19 | 6 | 26.4 | 0.58 | 26.98 | 0
2021-01-19 | 7 | 3 | 2021-01-19 | 7 | 29.35 | 0.63 | 29.98 | 89.94
2021-01-19 | 8 | 2705 | 2021-01-19 | 8 | 48.35 | 1.32 | 49.67 | 134357.35
2021-01-19 | 9 | 21840 | 2021-01-19 | 9 | 43.69 | 0.95 | 44.64 | 974937.6
2021-01-19 | 10 | 29400 | 2021-01-19 | 10 | 29.56 | 0.87 | 30.43 | 894642
2021-01-19 | 11 | 54103 | 2021-01-19 | 11 | 34.73 | 0.81 | 35.54 | 1922820.62
2021-01-19 | 12 | 59003 | 2021-01-19 | 12 | 35.76 | 0.8 | 36.56 | 2157149.68
2021-01-19 | 13 | 38073 | 2021-01-19 | 13 | 35.76 | 0.8 | 36.56 | 1391948.88
2021-01-19 | 14 | 27573 | 2021-01-19 | 14 | 36.53 | 0.81 | 37.34 | 1029575.82
2021-01-19 | 15 | 19105 | 2021-01-19 | 15 | 39.93 | 0.82 | 40.75 | 778528.75
2021-01-19 | 16 | 7263 | 2021-01-19 | 16 | 45.31 | 0.85 | 46.16 | 335260.08
2021-01-19 | 17 | 923 | 2021-01-19 | 17 | 48.91 | 0.9 | 49.81 | 45974.63
2021-01-19 | 18 | 0 | 2021-01-19 | 18 | 56.58 | 0.91 | 57.49 | 0
2021-01-19 | 19 | 0 | 2021-01-19 | 19 | 51.49 | 0.89 | 52.38 | 0
2021-01-19 | 20 | 0 | 2021-01-19 | 20 | 45.54 | 0.87 | 46.41 | 0
2021-01-19 | 21 | 0 | 2021-01-19 | 21 | 42.91 | 0.88 | 43.79 | 0
2021-01-19 | 22 | 0 | 2021-01-19 | 22 | 38.07 | 0.84 | 38.91 | 0
2021-01-19 | 23 | 0 | 2021-01-19 | 23 | 36.66 | 0.92 | 37.58 | 0
2021-01-19 | 24 | 0 | 2021-01-19 | 24 | 35.98 | 0.6 | 36.58 | 0
2021-01-20 | 1 | 0 | 2021-01-20 | 1 | 36.2 | 2.63 | 38.83 | 0
2021-01-20 | 2 | 0 | 2021-01-20 | 2 | 36.15 | 2.62 | 38.77 | 0
2021-01-20 | 3 | 0 | 2021-01-20 | 3 | 35.31 | 2.61 | 37.92 | 0
2021-01-20 | 4 | 0 | 2021-01-20 | 4 | 35.54 | 2.61 | 38.15 | 0
2021-01-20 | 5 | 0 | 2021-01-20 | 5 | 37.57 | 2.62 | 40.19 | 0
2021-01-20 | 6 | 0 | 2021-01-20 | 6 | 47.47 | 2.89 | 50.36 | 0
2021-01-20 | 7 | 5 | 2021-01-20 | 7 | 46.7 | 2.86 | 49.56 | 247.8
2021-01-20 | 8 | 1943 | 2021-01-20 | 8 | 49.32 | 3.06 | 52.38 | 101774.34
2021-01-20 | 9 | 10520 | 2021-01-20 | 9 | 43.07 | 2.93 | 46 | 483920
2021-01-20 | 10 | 35385 | 2021-01-20 | 10 | 48.96 | 2.91 | 51.87 | 1835419.95
2021-01-20 | 11 | 55165 | 2021-01-20 | 11 | 45.49 | 2.93 | 48.42 | 2671089.3
2021-01-20 | 12 | 63983 | 2021-01-20 | 12 | 41.33 | 2.95 | 44.28 | 2833167.24
2021-01-20 | 13 | 58825 | 2021-01-20 | 13 | 33.13 | 2.94 | 36.07 | 2121817.75
2021-01-20 | 14 | 23825 | 2021-01-20 | 14 | 37.02 | 2.92 | 39.94 | 951570.5
2021-01-20 | 15 | 20348 | 2021-01-20 | 15 | 43.37 | 2.95 | 46.32 | 942519.36
2021-01-20 | 16 | 6655 | 2021-01-20 | 16 | 49.57 | 3.03 | 52.6 | 350053
2021-01-20 | 17 | 1158 | 2021-01-20 | 17 | 49.7 | 3.12 | 52.82 | 61165.56
2021-01-20 | 18 | 0 | 2021-01-20 | 18 | 45.61 | 3.05 | 48.66 | 0
2021-01-20 | 19 | 0 | 2021-01-20 | 19 | 56.84 | 3.16 | 60 | 0
2021-01-20 | 20 | 0 | 2021-01-20 | 20 | 40.36 | 2.98 | 43.34 | 0
2021-01-20 | 21 | 0 | 2021-01-20 | 21 | 52.69 | 3.38 | 56.07 | 0
2021-01-20 | 22 | 0 | 2021-01-20 | 22 | 35.33 | 2.96 | 38.29 | 0
2021-01-20 | 23 | 0 | 2021-01-20 | 23 | 30.04 | 3.03 | 33.07 | 0
2021-01-20 | 24 | 0 | 2021-01-20 | 24 | 30.22 | 2.72 | 32.94 | 0
2021-01-21 | 1 | 0 | 2021-01-21 | 1 | 44.69 | 0.55 | 45.24 | 0
2021-01-21 | 2 | 0 | 2021-01-21 | 2 | 38.21 | 0.46 | 38.67 | 0
2021-01-21 | 3 | 0 | 2021-01-21 | 3 | 38.21 | 0.49 | 38.7 | 0
2021-01-21 | 4 | 0 | 2021-01-21 | 4 | 37.62 | 0.45 | 38.07 | 0
2021-01-21 | 5 | 0 | 2021-01-21 | 5 | 37.9 | 0.45 | 38.35 | 0
2021-01-21 | 6 | 0 | 2021-01-21 | 6 | 48.58 | 0.74 | 49.32 | 0
2021-01-21 | 7 | 5 | 2021-01-21 | 7 | 57.11 | 0.89 | 58 | 290
2021-01-21 | 8 | 825 | 2021-01-21 | 8 | 63.08 | 1.15 | 64.23 | 52989.75
2021-01-21 | 9 | 7058 | 2021-01-21 | 9 | 56.8 | 0.85 | 57.65 | 406893.7
2021-01-21 | 10 | 18838 | 2021-01-21 | 10 | 58.52 | 0.87 | 59.39 | 1118788.82
2021-01-21 | 11 | 31258 | 2021-01-21 | 11 | 69.83 | 1.22 | 71.05 | 2220880.9
2021-01-21 | 12 | 32933 | 2021-01-21 | 12 | 83.93 | 1.78 | 85.71 | 2822687.43
2021-01-21 | 13 | 17030 | 2021-01-21 | 13 | 69.47 | 0.9 | 70.37 | 1198401.1
2021-01-21 | 14 | 9713 | 2021-01-21 | 14 | 81.09 | 1.13 | 82.22 | 798602.86
2021-01-21 | 15 | 16388 | 2021-01-21 | 15 | 69.76 | 0.98 | 70.74 | 1159287.12
2021-01-21 | 16 | 6008 | 2021-01-21 | 16 | 71.69 | 1.53 | 73.22 | 439905.76
2021-01-21 | 17 | 543 | 2021-01-21 | 17 | 76.43 | 1.55 | 77.98 | 42343.14
2021-01-21 | 18 | 0 | 2021-01-21 | 18 | 91.23 | 1.36 | 92.59 | 0
2021-01-21 | 19 | 0 | 2021-01-21 | 19 | 84.59 | 1.2 | 85.79 | 0
2021-01-21 | 20 | 0 | 2021-01-21 | 20 | 78.21 | 1.76 | 79.97 | 0
2021-01-21 | 21 | 0 | 2021-01-21 | 21 | 64.52 | 1.57 | 66.09 | 0
2021-01-21 | 22 | 0 | 2021-01-21 | 22 | 49.65 | 1.15 | 50.8 | 0
2021-01-21 | 23 | 0 | 2021-01-21 | 23 | 33.19 | 0.89 | 34.08 | 0
2021-01-21 | 24 | 0 | 2021-01-21 | 24 | 29.7 | 0.54 | 30.24 | 0
2021-01-22 | 1 | 0 | 2021-01-22 | 1 | 29.91 | 0.3 | 30.21 | 0
2021-01-22 | 2 | 0 | 2021-01-22 | 2 | 32.23 | 0.29 | 32.52 | 0
2021-01-22 | 3 | 0 | 2021-01-22 | 3 | 30.78 | 0.28 | 31.06 | 0
2021-01-22 | 4 | 0 | 2021-01-22 | 4 | 30.87 | 0.27 | 31.14 | 0
2021-01-22 | 5 | 0 | 2021-01-22 | 5 | 33.33 | 0.26 | 33.59 | 0
2021-01-22 | 6 | 0 | 2021-01-22 | 6 | 32.23 | 0.39 | 32.62 | 0
2021-01-22 | 7 | 3 | 2021-01-22 | 7 | 45.76 | 1.13 | 46.89 | 140.67
2021-01-22 | 8 | 2350 | 2021-01-22 | 8 | 36.82 | 0.97 | 37.79 | 88806.5
2021-01-22 | 9 | 12235 | 2021-01-22 | 9 | 33.46 | 0.63 | 34.09 | 417091.15
2021-01-22 | 10 | 29478 | 2021-01-22 | 10 | 31.71 | 0.57 | 32.28 | 951549.84
2021-01-22 | 11 | 31930 | 2021-01-22 | 11 | 29.84 | 0.6 | 30.44 | 971949.2
2021-01-22 | 12 | 64490 | 2021-01-22 | 12 | 28.68 | 0.61 | 29.29 | 1888912.1
2021-01-22 | 13 | 63085 | 2021-01-22 | 13 | 29.48 | 0.62 | 30.1 | 1898858.5
2021-01-22 | 14 | 50460 | 2021-01-22 | 14 | 30.24 | 0.62 | 30.86 | 1557195.6
2021-01-22 | 15 | 19328 | 2021-01-22 | 15 | 30.16 | 0.61 | 30.77 | 594722.56
2021-01-22 | 16 | 10363 | 2021-01-22 | 16 | 29.37 | 0.61 | 29.98 | 310682.74
2021-01-22 | 17 | 788 | 2021-01-22 | 17 | 29.99 | 0.68 | 30.67 | 24167.96
2021-01-22 | 18 | 0 | 2021-01-22 | 18 | 42.01 | 0.8 | 42.81 | 0
2021-01-22 | 19 | 0 | 2021-01-22 | 19 | 37.74 | 0.71 | 38.45 | 0
2021-01-22 | 20 | 0 | 2021-01-22 | 20 | 30.75 | 0.58 | 31.33 | 0
2021-01-22 | 21 | 0 | 2021-01-22 | 21 | 29.74 | 0.59 | 30.33 | 0
2021-01-22 | 22 | 0 | 2021-01-22 | 22 | 27.32 | 0.6 | 27.92 | 0
2021-01-22 | 23 | 0 | 2021-01-22 | 23 | 26.19 | 0.66 | 26.85 | 0
2021-01-22 | 24 | 0 | 2021-01-22 | 24 | 26.09 | 0.36 | 26.45 | 0
2021-01-23 | 1 | 0 | 2021-01-23 | 1 | 32.59 | 0.42 | 33.01 | 0
2021-01-23 | 2 | 0 | 2021-01-23 | 2 | 30.62 | 0.39 | 31.01 | 0
2021-01-23 | 3 | 0 | 2021-01-23 | 3 | 26.42 | 0.4 | 26.82 | 0
2021-01-23 | 4 | 0 | 2021-01-23 | 4 | 25.95 | 0.47 | 26.42 | 0
2021-01-23 | 5 | 0 | 2021-01-23 | 5 | 25.77 | 0.41 | 26.18 | 0
2021-01-23 | 6 | 0 | 2021-01-23 | 6 | 26.77 | 0.52 | 27.29 | 0
2021-01-23 | 7 | 3 | 2021-01-23 | 7 | 29.67 | 0.47 | 30.14 | 90.42
2021-01-23 | 8 | 2628 | 2021-01-23 | 8 | 31.13 | 0.53 | 31.66 | 83202.48
2021-01-23 | 9 | 21220 | 2021-01-23 | 9 | 27.84 | 0.55 | 28.39 | 602435.8
2021-01-23 | 10 | 48363 | 2021-01-23 | 10 | 24.57 | 0.42 | 24.99 | 1208591.37
2021-01-23 | 11 | 63918 | 2021-01-23 | 11 | 33.3 | 0.39 | 33.69 | 2153397.42
2021-01-23 | 12 | 70755 | 2021-01-23 | 12 | 29.94 | 0.43 | 30.37 | 2148829.35
2021-01-23 | 13 | 71463 | 2021-01-23 | 13 | 2.38 | 0.59 | 2.97 | 212245.11
2021-01-23 | 14 | 63568 | 2021-01-23 | 14 | 0.01 | 0.58 | 0.59 | 37505.12
2021-01-23 | 15 | 48860 | 2021-01-23 | 15 | 15.11 | 0.56 | 15.67 | 765636.2
2021-01-23 | 16 | 15913 | 2021-01-23 | 16 | 31.76 | 0.46 | 32.22 | 512716.86
2021-01-23 | 17 | 1473 | 2021-01-23 | 17 | 45.95 | 0.48 | 46.43 | 68391.39
2021-01-23 | 18 | 0 | 2021-01-23 | 18 | 54.81 | 0.46 | 55.27 | 0
2021-01-23 | 19 | 0 | 2021-01-23 | 19 | 63.77 | 0.65 | 64.42 | 0
2021-01-23 | 20 | 0 | 2021-01-23 | 20 | 53.84 | 0.61 | 54.45 | 0
2021-01-23 | 21 | 0 | 2021-01-23 | 21 | 67.75 | 1.01 | 68.76 | 0
2021-01-23 | 22 | 0 | 2021-01-23 | 22 | 42.79 | 0.55 | 43.34 | 0
2021-01-23 | 23 | 0 | 2021-01-23 | 23 | 38.78 | 0.67 | 39.45 | 0
2021-01-23 | 24 | 0 | 2021-01-23 | 24 | 34.52 | 0.52 | 35.04 | 0
2021-01-24 | 1 | 0 | 2021-01-24 | 1 | 65.73 | 1.48 | 67.21 | 0
2021-01-24 | 2 | 0 | 2021-01-24 | 2 | 55.83 | 0.9 | 56.73 | 0
2021-01-24 | 3 | 0 | 2021-01-24 | 3 | 58.67 | 0.83 | 59.5 | 0
2021-01-24 | 4 | 0 | 2021-01-24 | 4 | 58.42 | 0.84 | 59.26 | 0
2021-01-24 | 5 | 0 | 2021-01-24 | 5 | 60.16 | 0.86 | 61.02 | 0
2021-01-24 | 6 | 0 | 2021-01-24 | 6 | 66.92 | 0.83 | 67.75 | 0
2021-01-24 | 7 | 5 | 2021-01-24 | 7 | 53.31 | 1.07 | 54.38 | 271.9
2021-01-24 | 8 | 4088 | 2021-01-24 | 8 | 64.67 | 1.47 | 66.14 | 270380.32
2021-01-24 | 9 | 25708 | 2021-01-24 | 9 | 55.42 | 1.17 | 56.59 | 1454815.72
2021-01-24 | 10 | 53100 | 2021-01-24 | 10 | 40.56 | 0.86 | 41.42 | 2199402
2021-01-24 | 11 | 67210 | 2021-01-24 | 11 | 35.72 | 0.77 | 36.49 | 2452492.9
2021-01-24 | 12 | 73393 | 2021-01-24 | 12 | 35.93 | 0.8 | 36.73 | 2695724.89
2021-01-24 | 13 | 73173 | 2021-01-24 | 13 | 35.51 | 0.85 | 36.36 | 2660570.28
2021-01-24 | 14 | 65308 | 2021-01-24 | 14 | 35.68 | 0.81 | 36.49 | 2383088.92
2021-01-24 | 15 | 50288 | 2021-01-24 | 15 | 37.38 | 0.81 | 38.19 | 1920498.72
2021-01-24 | 16 | 15153 | 2021-01-24 | 16 | 56.46 | 0.88 | 57.34 | 868873.02
2021-01-24 | 17 | 1188 | 2021-01-24 | 17 | 83.2 | 3.07 | 86.27 | 102488.76
2021-01-24 | 18 | 0 | 2021-01-24 | 18 | 157.86 | 7.15 | 165.01 | 0
2021-01-24 | 19 | 0 | 2021-01-24 | 19 | 149.05 | 6.74 | 155.79 | 0
2021-01-24 | 20 | 0 | 2021-01-24 | 20 | 113.16 | 2.08 | 115.24 | 0
2021-01-24 | 21 | 0 | 2021-01-24 | 21 | 85.05 | 1.11 | 86.16 | 0
2021-01-24 | 22 | 0 | 2021-01-24 | 22 | 83.22 | 1.23 | 84.45 | 0
2021-01-24 | 23 | 0 | 2021-01-24 | 23 | 64.94 | 1.28 | 66.22 | 0
2021-01-24 | 24 | 0 | 2021-01-24 | 24 | 60.33 | 1.59 | 61.92 | 0
2021-01-25 | 1 | 0 | 2021-01-25 | 1 | 58.6 | 0.62 | 59.22 | 0
2021-01-25 | 2 | 0 | 2021-01-25 | 2 | 57.65 | 0.49 | 58.14 | 0
2021-01-25 | 3 | 0 | 2021-01-25 | 3 | 57.53 | 0.49 | 58.02 | 0
2021-01-25 | 4 | 0 | 2021-01-25 | 4 | 59.15 | 0.49 | 59.64 | 0
2021-01-25 | 5 | 0 | 2021-01-25 | 5 | 63.56 | 0.5 | 64.06 | 0
2021-01-25 | 6 | 0 | 2021-01-25 | 6 | 90.4 | 1.46 | 91.86 | 0
2021-01-25 | 7 | 3 | 2021-01-25 | 7 | 63.94 | 1 | 64.94 | 194.82
2021-01-25 | 8 | 4088 | 2021-01-25 | 8 | 77.7 | 1.17 | 78.87 | 322420.56
2021-01-25 | 9 | 25870 | 2021-01-25 | 9 | 71.67 | 1.1 | 72.77 | 1882559.9
2021-01-25 | 10 | 52025 | 2021-01-25 | 10 | 43.19 | 0.81 | 44 | 2289100
2021-01-25 | 11 | 68318 | 2021-01-25 | 11 | 38.83 | 0.77 | 39.6 | 2705392.8
2021-01-25 | 12 | 71413 | 2021-01-25 | 12 | 37.5 | 0.76 | 38.26 | 2732261.38
2021-01-25 | 13 | 71325 | 2021-01-25 | 13 | 35.96 | 0.75 | 36.71 | 2618340.75
2021-01-25 | 14 | 63965 | 2021-01-25 | 14 | 35.24 | 0.76 | 36 | 2302740
2021-01-25 | 15 | 49723 | 2021-01-25 | 15 | 37.98 | 0.77 | 38.75 | 1926766.25
2021-01-25 | 16 | 18418 | 2021-01-25 | 16 | 40.79 | 0.77 | 41.56 | 765452.08
2021-01-25 | 17 | 1410 | 2021-01-25 | 17 | 49.43 | 0.84 | 50.27 | 70880.7
2021-01-25 | 18 | 0 | 2021-01-25 | 18 | 55.98 | 0.76 | 56.74 | 0
2021-01-25 | 19 | 0 | 2021-01-25 | 19 | 55.49 | 0.78 | 56.27 | 0
2021-01-25 | 20 | 0 | 2021-01-25 | 20 | 50.66 | 0.74 | 51.4 | 0
2021-01-25 | 21 | 0 | 2021-01-25 | 21 | 46.14 | 0.75 | 46.89 | 0
2021-01-25 | 22 | 0 | 2021-01-25 | 22 | 39.81 | 0.79 | 40.6 | 0
2021-01-25 | 23 | 0 | 2021-01-25 | 23 | 37.7 | 0.93 | 38.63 | 0
2021-01-25 | 24 | 0 | 2021-01-25 | 24 | 35.56 | 0.61 | 36.17 | 0
2021-01-26 | 1 | 0 | 2021-01-26 | 1 | 36.32 | 0.46 | 36.78 | 0
2021-01-26 | 2 | 0 | 2021-01-26 | 2 | 35.25 | 0.45 | 35.7 | 0
2021-01-26 | 3 | 0 | 2021-01-26 | 3 | 35.95 | 0.46 | 36.41 | 0
2021-01-26 | 4 | 0 | 2021-01-26 | 4 | 38.28 | 0.45 | 38.73 | 0
2021-01-26 | 5 | 0 | 2021-01-26 | 5 | 37.67 | 0.45 | 38.12 | 0
2021-01-26 | 6 | 0 | 2021-01-26 | 6 | 37.76 | 0.57 | 38.33 | 0
2021-01-26 | 7 | 8 | 2021-01-26 | 7 | 39.44 | 0.57 | 40.01 | 320.08
2021-01-26 | 8 | 4620 | 2021-01-26 | 8 | 45.85 | 0.98 | 46.83 | 216354.6
2021-01-26 | 9 | 27008 | 2021-01-26 | 9 | 41.02 | 0.78 | 41.8 | 1128934.4
2021-01-26 | 10 | 51495 | 2021-01-26 | 10 | 37.13 | 0.76 | 37.89 | 1951145.55
2021-01-26 | 11 | 62008 | 2021-01-26 | 11 | 37.84 | 0.74 | 38.58 | 2392268.64
2021-01-26 | 12 | 53353 | 2021-01-26 | 12 | 38.64 | 0.75 | 39.39 | 2101574.67
2021-01-26 | 13 | 21025 | 2021-01-26 | 13 | 41.95 | 0.74 | 42.69 | 897557.25
2021-01-26 | 14 | 18615 | 2021-01-26 | 14 | 44.37 | 0.79 | 45.16 | 840653.4
2021-01-26 | 15 | 9743 | 2021-01-26 | 15 | 57.76 | 1.23 | 58.99 | 574739.57
2021-01-26 | 16 | 2590 | 2021-01-26 | 16 | 54.43 | 1.23 | 55.66 | 144159.4
2021-01-26 | 17 | 563 | 2021-01-26 | 17 | 51.92 | 0.94 | 52.86 | 29760.18
2021-01-26 | 18 | 0 | 2021-01-26 | 18 | 71.91 | 0.86 | 72.77 | 0
2021-01-26 | 19 | 0 | 2021-01-26 | 19 | 61.37 | 0.84 | 62.21 | 0
2021-01-26 | 20 | 0 | 2021-01-26 | 20 | 62.01 | 0.96 | 62.97 | 0
2021-01-26 | 21 | 0 | 2021-01-26 | 21 | 44.93 | 0.8 | 45.73 | 0
2021-01-26 | 22 | 0 | 2021-01-26 | 22 | 40.18 | 0.75 | 40.93 | 0
2021-01-26 | 23 | 0 | 2021-01-26 | 23 | 37.4 | 0.9 | 38.3 | 0
2021-01-26 | 24 | 0 | 2021-01-26 | 24 | 39.4 | 0.67 | 40.07 | 0
2021-01-27 | 1 | 0 | 2021-01-27 | 1 | 42.97 | 0.95 | 43.92 | 0
2021-01-27 | 2 | 0 | 2021-01-27 | 2 | 37.77 | 0.93 | 38.7 | 0
2021-01-27 | 3 | 0 | 2021-01-27 | 3 | 40.14 | 0.92 | 41.06 | 0
2021-01-27 | 4 | 0 | 2021-01-27 | 4 | 45.45 | 0.94 | 46.39 | 0
2021-01-27 | 5 | 0 | 2021-01-27 | 5 | 41.16 | 0.97 | 42.13 | 0
2021-01-27 | 6 | 0 | 2021-01-27 | 6 | 44.39 | 0.99 | 45.38 | 0
2021-01-27 | 7 | 3 | 2021-01-27 | 7 | 47.16 | 1.14 | 48.3 | 144.9
2021-01-27 | 8 | 8 | 2021-01-27 | 8 | 63.29 | 1.76 | 65.05 | 520.4
2021-01-27 | 9 | 333 | 2021-01-27 | 9 | 62.65 | 1.62 | 64.27 | 21401.91
2021-01-27 | 10 | 1763 | 2021-01-27 | 10 | 62.03 | 1.26 | 63.29 | 111580.27
2021-01-27 | 11 | 12110 | 2021-01-27 | 11 | 64.21 | 1.29 | 65.5 | 793205
2021-01-27 | 12 | 11525 | 2021-01-27 | 12 | 55.42 | 1.33 | 56.75 | 654043.75
2021-01-27 | 13 | 13038 | 2021-01-27 | 13 | 52.82 | 1.33 | 54.15 | 706007.7
2021-01-27 | 14 | 11748 | 2021-01-27 | 14 | 46.98 | 1.2 | 48.18 | 566018.64
2021-01-27 | 15 | 6600 | 2021-01-27 | 15 | 46.31 | 1.18 | 47.49 | 313434
2021-01-27 | 16 | 4450 | 2021-01-27 | 16 | 51.82 | 1.24 | 53.06 | 236117
2021-01-27 | 17 | 775 | 2021-01-27 | 17 | 53.85 | 1.32 | 55.17 | 42756.75
2021-01-27 | 18 | 0 | 2021-01-27 | 18 | 75.8 | 1.31 | 77.11 | 0
2021-01-27 | 19 | 0 | 2021-01-27 | 19 | 66.85 | 1.52 | 68.37 | 0
2021-01-27 | 20 | 0 | 2021-01-27 | 20 | 54.19 | 1.66 | 55.85 | 0
2021-01-27 | 21 | 0 | 2021-01-27 | 21 | 40.57 | 1.24 | 41.81 | 0
2021-01-27 | 22 | 0 | 2021-01-27 | 22 | 39.17 | 1.22 | 40.39 | 0
2021-01-27 | 23 | 0 | 2021-01-27 | 23 | 38.38 | 1.36 | 39.74 | 0
2021-01-27 | 24 | 0 | 2021-01-27 | 24 | 37.98 | 0.96 | 38.94 | 0
2021-01-28 | 1 | 0 | 2021-01-28 | 1 | 42.31 | 0.6 | 42.91 | 0
2021-01-28 | 2 | 0 | 2021-01-28 | 2 | 43.98 | 0.59 | 44.57 | 0
2021-01-28 | 3 | 0 | 2021-01-28 | 3 | 48.33 | 0.62 | 48.95 | 0
2021-01-28 | 4 | 0 | 2021-01-28 | 4 | 47.65 | 0.63 | 48.28 | 0
2021-01-28 | 5 | 0 | 2021-01-28 | 5 | 53.26 | 0.62 | 53.88 | 0
2021-01-28 | 6 | 0 | 2021-01-28 | 6 | 41.87 | 0.76 | 42.63 | 0
2021-01-28 | 7 | 3 | 2021-01-28 | 7 | 41.15 | 0.74 | 41.89 | 125.67
2021-01-28 | 8 | 55 | 2021-01-28 | 8 | 80.17 | 1.53 | 81.7 | 4493.5
2021-01-28 | 9 | 530 | 2021-01-28 | 9 | 91.38 | 1.54 | 92.92 | 49247.6
2021-01-28 | 10 | 1160 | 2021-01-28 | 10 | 92.36 | 1.36 | 93.72 | 108715.2
2021-01-28 | 11 | 1355 | 2021-01-28 | 11 | 107.68 | 1.28 | 108.96 | 147640.8
2021-01-28 | 12 | 2525 | 2021-01-28 | 12 | 112.47 | 1.09 | 113.56 | 286739
2021-01-28 | 13 | 4498 | 2021-01-28 | 13 | 102.09 | 1.04 | 103.13 | 463878.74
2021-01-28 | 14 | 4445 | 2021-01-28 | 14 | 78.71 | 0.9 | 79.61 | 353866.45
2021-01-28 | 15 | 6605 | 2021-01-28 | 15 | 73.65 | 0.83 | 74.48 | 491940.4
2021-01-28 | 16 | 2868 | 2021-01-28 | 16 | 69.99 | 0.84 | 70.83 | 203140.44
2021-01-28 | 17 | 263 | 2021-01-28 | 17 | 75.91 | 0.84 | 76.75 | 20185.25
2021-01-28 | 18 | 0 | 2021-01-28 | 18 | 88.73 | 0.94 | 89.67 | 0
2021-01-28 | 19 | 0 | 2021-01-28 | 19 | 91.49 | 1.11 | 92.6 | 0
2021-01-28 | 20 | 0 | 2021-01-28 | 20 | 82.65 | 0.98 | 83.63 | 0
2021-01-28 | 21 | 0 | 2021-01-28 | 21 | 71.75 | 0.87 | 72.62 | 0
2021-01-28 | 22 | 0 | 2021-01-28 | 22 | 68.53 | 0.88 | 69.41 | 0
2021-01-28 | 23 | 0 | 2021-01-28 | 23 | 58.31 | 1.05 | 59.36 | 0
2021-01-28 | 24 | 0 | 2021-01-28 | 24 | 60.25 | 0.68 | 60.93 | 0
2021-01-29 | 1 | 0 | 2021-01-29 | 1 | 59.84 | 0.65 | 60.49 | 0
2021-01-29 | 2 | 0 | 2021-01-29 | 2 | 63.14 | 0.66 | 63.8 | 0
2021-01-29 | 3 | 0 | 2021-01-29 | 3 | 63.88 | 0.67 | 64.55 | 0
2021-01-29 | 4 | 0 | 2021-01-29 | 4 | 61.54 | 0.64 | 62.18 | 0
2021-01-29 | 5 | 0 | 2021-01-29 | 5 | 60.11 | 0.65 | 60.76 | 0
2021-01-29 | 6 | 0 | 2021-01-29 | 6 | 84.81 | 1.11 | 85.92 | 0
2021-01-29 | 7 | 0 | 2021-01-29 | 7 | 108.47 | 1.11 | 109.58 | 0
2021-01-29 | 8 | 473 | 2021-01-29 | 8 | 116.6 | 1.46 | 118.06 | 55842.38
2021-01-29 | 9 | 3310 | 2021-01-29 | 9 | 124.81 | 1.2 | 126.01 | 417093.1
2021-01-29 | 10 | 9440 | 2021-01-29 | 10 | 170.18 | 5.99 | 176.17 | 1663044.8
2021-01-29 | 11 | 10825 | 2021-01-29 | 11 | 127.01 | 1.45 | 128.46 | 1390579.5
2021-01-29 | 12 | 8580 | 2021-01-29 | 12 | 101.91 | 0.98 | 102.89 | 882796.2
2021-01-29 | 13 | 12498 | 2021-01-29 | 13 | 86.37 | 0.93 | 87.3 | 1091075.4
2021-01-29 | 14 | 14118 | 2021-01-29 | 14 | 79.78 | 0.97 | 80.75 | 1140028.5
2021-01-29 | 15 | 10855 | 2021-01-29 | 15 | 81.31 | 0.93 | 82.24 | 892715.2
2021-01-29 | 16 | 6243 | 2021-01-29 | 16 | 84.39 | 0.93 | 85.32 | 532652.76
2021-01-29 | 17 | 475 | 2021-01-29 | 17 | 91.1 | 0.97 | 92.07 | 43733.25
2021-01-29 | 18 | 0 | 2021-01-29 | 18 | 110.01 | 0.95 | 110.96 | 0
2021-01-29 | 19 | 0 | 2021-01-29 | 19 | 113.75 | 1.02 | 114.77 | 0
2021-01-29 | 20 | 0 | 2021-01-29 | 20 | 108.06 | 1.5 | 109.56 | 0
2021-01-29 | 21 | 0 | 2021-01-29 | 21 | 102.13 | 1.47 | 103.6 | 0
2021-01-29 | 22 | 0 | 2021-01-29 | 22 | 98.96 | 1.48 | 100.44 | 0
2021-01-29 | 23 | 0 | 2021-01-29 | 23 | 99.28 | 1.14 | 100.42 | 0
2021-01-29 | 24 | 0 | 2021-01-29 | 24 | 88.39 | 0.85 | 89.24 | 0
2021-01-30 | 1 | 0 | 2021-01-30 | 1 | 121.26 | 2.1 | 123.36 | 0
2021-01-30 | 2 | 0 | 2021-01-30 | 2 | 107.13 | 1.28 | 108.41 | 0
2021-01-30 | 3 | 0 | 2021-01-30 | 3 | 112.48 | 1.34 | 113.82 | 0
2021-01-30 | 4 | 0 | 2021-01-30 | 4 | 111.32 | 1.31 | 112.63 | 0
2021-01-30 | 5 | 0 | 2021-01-30 | 5 | 127.43 | 1.38 | 128.81 | 0
2021-01-30 | 6 | 0 | 2021-01-30 | 6 | 156.15 | 1.26 | 157.41 | 0
2021-01-30 | 7 | 5 | 2021-01-30 | 7 | 156.66 | 2.07 | 158.73 | 793.65
2021-01-30 | 8 | 493 | 2021-01-30 | 8 | 124.49 | 1.9 | 126.39 | 62310.27
2021-01-30 | 9 | 6385 | 2021-01-30 | 9 | 118.73 | 1.37 | 120.1 | 766838.5
2021-01-30 | 10 | 13523 | 2021-01-30 | 10 | 117.61 | 1.59 | 119.2 | 1611941.6
2021-01-30 | 11 | 18848 | 2021-01-30 | 11 | 114.84 | 1.66 | 116.5 | 2195792
2021-01-30 | 12 | 22160 | 2021-01-30 | 12 | 90.64 | 1.3 | 91.94 | 2037390.4
2021-01-30 | 13 | 24015 | 2021-01-30 | 13 | 75.83 | 1.04 | 76.87 | 1846033.05
2021-01-30 | 14 | 23023 | 2021-01-30 | 14 | 74.03 | 1.09 | 75.12 | 1729487.76
2021-01-30 | 15 | 18813 | 2021-01-30 | 15 | 72.98 | 1.05 | 74.03 | 1392726.39
2021-01-30 | 16 | 9000 | 2021-01-30 | 16 | 66.08 | 1.04 | 67.12 | 604080
2021-01-30 | 17 | 763 | 2021-01-30 | 17 | 76.35 | 1.07 | 77.42 | 59071.46
2021-01-30 | 18 | 0 | 2021-01-30 | 18 | 97.64 | 1.12 | 98.76 | 0
2021-01-30 | 19 | 0 | 2021-01-30 | 19 | 96.14 | 1.21 | 97.35 | 0
2021-01-30 | 20 | 0 | 2021-01-30 | 20 | 90.09 | 1.13 | 91.22 | 0
2021-01-30 | 21 | 0 | 2021-01-30 | 21 | 92.11 | 1.22 | 93.33 | 0
2021-01-30 | 22 | 0 | 2021-01-30 | 22 | 75.58 | 1.04 | 76.62 | 0
2021-01-30 | 23 | 0 | 2021-01-30 | 23 | 76.8 | 1.22 | 78.02 | 0
2021-01-30 | 24 | 0 | 2021-01-30 | 24 | 78.81 | 1.43 | 80.24 | 0
2021-01-31 | 1 | 0 | 2021-01-31 | 1 | 84.15 | 0.63 | 84.78 | 0
2021-01-31 | 2 | 0 | 2021-01-31 | 2 | 79.15 | 0.38 | 79.53 | 0
2021-01-31 | 3 | 0 | 2021-01-31 | 3 | 79.85 | 0.4 | 80.25 | 0
2021-01-31 | 4 | 0 | 2021-01-31 | 4 | 65.98 | 0.35 | 66.33 | 0
2021-01-31 | 5 | 0 | 2021-01-31 | 5 | 61.05 | 0.26 | 61.31 | 0
2021-01-31 | 6 | 0 | 2021-01-31 | 6 | 57.14 | 0.24 | 57.38 | 0
2021-01-31 | 7 | 5 | 2021-01-31 | 7 | 56.16 | 0.34 | 56.5 | 282.5
2021-01-31 | 8 | 1478 | 2021-01-31 | 8 | 61.26 | 0.39 | 61.65 | 91118.7
2021-01-31 | 9 | 10305 | 2021-01-31 | 9 | 66.33 | 0.39 | 66.72 | 687549.6
2021-01-31 | 10 | 20018 | 2021-01-31 | 10 | 87.59 | 0.86 | 88.45 | 1770592.1
2021-01-31 | 11 | 26525 | 2021-01-31 | 11 | 100.97 | 0.75 | 101.72 | 2698123
2021-01-31 | 12 | 29245 | 2021-01-31 | 12 | 85.61 | 0.37 | 85.98 | 2514485.1
2021-01-31 | 13 | 36343 | 2021-01-31 | 13 | 88.93 | 0.48 | 89.41 | 3249427.63
2021-01-31 | 14 | 38603 | 2021-01-31 | 14 | 85.75 | 0.28 | 86.03 | 3321016.09
2021-01-31 | 15 | 29475 | 2021-01-31 | 15 | 83.73 | 0.27 | 84 | 2475900
2021-01-31 | 16 | 8730 | 2021-01-31 | 16 | 83.94 | 0.28 | 84.22 | 735240.6
2021-01-31 | 17 | 3048 | 2021-01-31 | 17 | 91.23 | 0.26 | 91.49 | 278861.52
2021-01-31 | 18 | 0 | 2021-01-31 | 18 | 95.6 | 0.25 | 95.85 | 0
2021-01-31 | 19 | 0 | 2021-01-31 | 19 | 93.26 | 0.24 | 93.5 | 0
2021-01-31 | 20 | 0 | 2021-01-31 | 20 | 80.89 | 0.28 | 81.17 | 0
2021-01-31 | 21 | 0 | 2021-01-31 | 21 | 79.81 | 0.3 | 80.11 | 0
2021-01-31 | 22 | 0 | 2021-01-31 | 22 | 78.33 | 0.25 | 78.58 | 0
2021-01-31 | 23 | 0 | 2021-01-31 | 23 | 60.62 | 0.34 | 60.96 | 0
2021-01-31 | 24 | 0 | 2021-01-31 | 24 | 53.16 | 0.44 | 53.6 | 0
2021-02-01 | 1 | 0 | 2021-02-01 | 1 | 55.99 | 0.59 | 56.58 | 0
2021-02-01 | 2 | 0 | 2021-02-01 | 2 | 52.99 | 0.51 | 53.5 | 0
2021-02-01 | 3 | 0 | 2021-02-01 | 3 | 47.35 | 0.54 | 47.89 | 0
2021-02-01 | 4 | 0 | 2021-02-01 | 4 | 50.3 | 0.51 | 50.81 | 0
2021-02-01 | 5 | 0 | 2021-02-01 | 5 | 46.52 | 0.54 | 47.06 | 0
2021-02-01 | 6 | 0 | 2021-02-01 | 6 | 53.28 | 0.75 | 54.03 | 0
2021-02-01 | 7 | 5 | 2021-02-01 | 7 | 66.78 | 1.16 | 67.94 | 339.7
2021-02-01 | 8 | 1590 | 2021-02-01 | 8 | 81.79 | 1.27 | 83.06 | 132065.4
2021-02-01 | 9 | 6898 | 2021-02-01 | 9 | 75.16 | 0.96 | 76.12 | 525075.76
2021-02-01 | 10 | 10880 | 2021-02-01 | 10 | 70.88 | 0.79 | 71.67 | 779769.6
2021-02-01 | 11 | 15160 | 2021-02-01 | 11 | 58.6 | 0.91 | 59.51 | 902171.6
2021-02-01 | 12 | 17830 | 2021-02-01 | 12 | 78.61 | 1.01 | 79.62 | 1419624.6
2021-02-01 | 13 | 7558 | 2021-02-01 | 13 | 89.96 | 1.52 | 91.48 | 691405.84
2021-02-01 | 14 | 5703 | 2021-02-01 | 14 | 99.48 | 1.61 | 101.09 | 576516.27
2021-02-01 | 15 | 3728 | 2021-02-01 | 15 | 93.22 | 1.4 | 94.62 | 352743.36
2021-02-01 | 16 | 1910 | 2021-02-01 | 16 | 91.69 | 1.14 | 92.83 | 177305.3
2021-02-01 | 17 | 273 | 2021-02-01 | 17 | 95.8 | 1.1 | 96.9 | 26453.7
2021-02-01 | 18 | 0 | 2021-02-01 | 18 | 112.37 | 0.95 | 113.32 | 0
2021-02-01 | 19 | 0 | 2021-02-01 | 19 | 118.79 | 1.26 | 120.05 | 0
2021-02-01 | 20 | 0 | 2021-02-01 | 20 | 105.08 | 0.99 | 106.07 | 0
2021-02-01 | 21 | 0 | 2021-02-01 | 21 | 87.1 | 0.89 | 87.99 | 0
2021-02-01 | 22 | 0 | 2021-02-01 | 22 | 62.23 | 0.88 | 63.11 | 0
2021-02-01 | 23 | 0 | 2021-02-01 | 23 | 57.12 | 1.16 | 58.28 | 0
2021-02-01 | 24 | 0 | 2021-02-01 | 24 | 50.82 | 1.46 | 52.28 | 0
2021-02-02 | 1 | 0 | 2021-02-02 | 1 | 64.13 | 1.73 | 65.86 | 0
2021-02-02 | 2 | 0 | 2021-02-02 | 2 | 85.89 | 1.76 | 87.65 | 0
2021-02-02 | 3 | 0 | 2021-02-02 | 3 | 71.07 | 1.6 | 72.67 | 0
2021-02-02 | 4 | 0 | 2021-02-02 | 4 | 43.83 | 1.43 | 45.26 | 0
2021-02-02 | 5 | 0 | 2021-02-02 | 5 | 58.09 | 1.56 | 59.65 | 0
2021-02-02 | 6 | 0 | 2021-02-02 | 6 | 63.42 | 2.05 | 65.47 | 0
2021-02-02 | 7 | 3 | 2021-02-02 | 7 | 76.52 | 2.49 | 79.01 | 237.03
2021-02-02 | 8 | 3 | 2021-02-02 | 8 | 61.55 | 2.19 | 63.74 | 191.22
2021-02-02 | 9 | 25 | 2021-02-02 | 9 | 66.45 | 1.78 | 68.23 | 1705.75
2021-02-02 | 10 | 333 | 2021-02-02 | 10 | 88.66 | 1.85 | 90.51 | 30139.83
2021-02-02 | 11 | 458 | 2021-02-02 | 11 | 81.88 | 1.83 | 83.71 | 38339.18
2021-02-02 | 12 | 608 | 2021-02-02 | 12 | 117.73 | 2.03 | 119.76 | 72814.08
2021-02-02 | 13 | 1025 | 2021-02-02 | 13 | 112.97 | 1.98 | 114.95 | 117823.75
2021-02-02 | 14 | 945 | 2021-02-02 | 14 | 95.2 | 2.12 | 97.32 | 91967.4
2021-02-02 | 15 | 1085 | 2021-02-02 | 15 | 68.35 | 1.7 | 70.05 | 76004.25
2021-02-02 | 16 | 915 | 2021-02-02 | 16 | 78.71 | 1.72 | 80.43 | 73593.45
2021-02-02 | 17 | 95 | 2021-02-02 | 17 | 81.63 | 1.74 | 83.37 | 7920.15
2021-02-02 | 18 | 0 | 2021-02-02 | 18 | 104.2 | 2.09 | 106.29 | 0
2021-02-02 | 19 | 0 | 2021-02-02 | 19 | 101.33 | 1.91 | 103.24 | 0
2021-02-02 | 20 | 0 | 2021-02-02 | 20 | 87.66 | 1.97 | 89.63 | 0
2021-02-02 | 21 | 0 | 2021-02-02 | 21 | 96.94 | 2.47 | 99.41 | 0
2021-02-02 | 22 | 0 | 2021-02-02 | 22 | 94.26 | 3 | 97.26 | 0
2021-02-02 | 23 | 0 | 2021-02-02 | 23 | 70.91 | 2.18 | 73.09 | 0
2021-02-02 | 24 | 0 | 2021-02-02 | 24 | 88.37 | 2.47 | 90.84 | 0
2021-02-03 | 1 | 0 | 2021-02-03 | 1 | 129.24 | 3.72 | 132.96 | 0
2021-02-03 | 2 | 0 | 2021-02-03 | 2 | 152.43 | 3.55 | 155.98 | 0
2021-02-03 | 3 | 0 | 2021-02-03 | 3 | 143.74 | 2.95 | 146.69 | 0
2021-02-03 | 4 | 0 | 2021-02-03 | 4 | 148.51 | 3.21 | 151.72 | 0
2021-02-03 | 5 | 0 | 2021-02-03 | 5 | 126.12 | 3.2 | 129.32 | 0
2021-02-03 | 6 | 0 | 2021-02-03 | 6 | 160.78 | 3.54 | 164.32 | 0
2021-02-03 | 7 | 0 | 2021-02-03 | 7 | 201.8 | 4.63 | 206.43 | 0
2021-02-03 | 8 | 223 | 2021-02-03 | 8 | 237.92 | 5.54 | 243.46 | 54291.58
2021-02-03 | 9 | 2033 | 2021-02-03 | 9 | 242.64 | 4.47 | 247.11 | 502374.63
2021-02-03 | 10 | 3703 | 2021-02-03 | 10 | 205.32 | 5.35 | 210.67 | 780111.01
2021-02-03 | 11 | 5463 | 2021-02-03 | 11 | 148.55 | 4.19 | 152.74 | 834418.62
2021-02-03 | 12 | 6138 | 2021-02-03 | 12 | 146.83 | 3.72 | 150.55 | 924075.9
2021-02-03 | 13 | 5243 | 2021-02-03 | 13 | 170.43 | 4.55 | 174.98 | 917420.14
2021-02-03 | 14 | 4635 | 2021-02-03 | 14 | 150.43 | 4 | 154.43 | 715783.05
2021-02-03 | 15 | 3033 | 2021-02-03 | 15 | 131.5 | 3.56 | 135.06 | 409636.98
2021-02-03 | 16 | 1658 | 2021-02-03 | 16 | 109.82 | 3.4 | 113.22 | 187718.76
2021-02-03 | 17 | 388 | 2021-02-03 | 17 | 146.28 | 3.58 | 149.86 | 58145.68
2021-02-03 | 18 | 0 | 2021-02-03 | 18 | 164.93 | 3.79 | 168.72 | 0
2021-02-03 | 19 | 0 | 2021-02-03 | 19 | 202.46 | 4.01 | 206.47 | 0
2021-02-03 | 20 | 0 | 2021-02-03 | 20 | 189.75 | 4.35 | 194.1 | 0
2021-02-03 | 21 | 0 | 2021-02-03 | 21 | 161.71 | 3.8 | 165.51 | 0
2021-02-03 | 22 | 0 | 2021-02-03 | 22 | 126.97 | 4.06 | 131.03 | 0
2021-02-03 | 23 | 0 | 2021-02-03 | 23 | 102.42 | 3.52 | 105.94 | 0
2021-02-03 | 24 | 0 | 2021-02-03 | 24 | 93.19 | 3.4 | 96.59 | 0
2021-02-04 | 1 | 0 | 2021-02-04 | 1 | 93.11 | 0.68 | 93.79 | 0
2021-02-04 | 2 | 0 | 2021-02-04 | 2 | 98.16 | 0.6 | 98.76 | 0
2021-02-04 | 3 | 0 | 2021-02-04 | 3 | 95.28 | 0.38 | 95.66 | 0
2021-02-04 | 4 | 0 | 2021-02-04 | 4 | 94.9 | 0.36 | 95.26 | 0
2021-02-04 | 5 | 0 | 2021-02-04 | 5 | 91.47 | 0.5 | 91.97 | 0
2021-02-04 | 6 | 0 | 2021-02-04 | 6 | 95.36 | 0.7 | 96.06 | 0
2021-02-04 | 7 | 3 | 2021-02-04 | 7 | 103.69 | 0.86 | 104.55 | 313.65
2021-02-04 | 8 | 748 | 2021-02-04 | 8 | 123.95 | 1.52 | 125.47 | 93851.56
2021-02-04 | 9 | 3610 | 2021-02-04 | 9 | 119.33 | 1.05 | 120.38 | 434571.8
2021-02-04 | 10 | 11293 | 2021-02-04 | 10 | 101.58 | 0.84 | 102.42 | 1156629.06
2021-02-04 | 11 | 18685 | 2021-02-04 | 11 | 87.29 | 0.67 | 87.96 | 1643532.6
2021-02-04 | 12 | 16240 | 2021-02-04 | 12 | 82.43 | 0.66 | 83.09 | 1349381.6
2021-02-04 | 13 | 14740 | 2021-02-04 | 13 | 89.38 | 0.65 | 90.03 | 1327042.2
2021-02-04 | 14 | 12123 | 2021-02-04 | 14 | 89.07 | 0.65 | 89.72 | 1087675.56
2021-02-04 | 15 | 10075 | 2021-02-04 | 15 | 88.39 | 0.64 | 89.03 | 896977.25
2021-02-04 | 16 | 10973 | 2021-02-04 | 16 | 87.43 | 0.65 | 88.08 | 966501.84
2021-02-04 | 17 | 2088 | 2021-02-04 | 17 | 98.85 | 0.66 | 99.51 | 207776.88
2021-02-04 | 18 | 0 | 2021-02-04 | 18 | 119.75 | 0.77 | 120.52 | 0
2021-02-04 | 19 | 0 | 2021-02-04 | 19 | 126.91 | 0.69 | 127.6 | 0
2021-02-04 | 20 | 0 | 2021-02-04 | 20 | 120.5 | 0.78 | 121.28 | 0
2021-02-04 | 21 | 0 | 2021-02-04 | 21 | 104.82 | 0.67 | 105.49 | 0
2021-02-04 | 22 | 0 | 2021-02-04 | 22 | 91.4 | 0.75 | 92.15 | 0
2021-02-04 | 23 | 0 | 2021-02-04 | 23 | 80.88 | 0.88 | 81.76 | 0
2021-02-04 | 24 | 0 | 2021-02-04 | 24 | 75.32 | 0.63 | 75.95 | 0
2021-02-05 | 1 | 0 | 2021-02-05 | 1 | 69.65 | 0.62 | 70.27 | 0
2021-02-05 | 2 | 0 | 2021-02-05 | 2 | 70.72 | 0.58 | 71.3 | 0
2021-02-05 | 3 | 0 | 2021-02-05 | 3 | 68.05 | 0.6 | 68.65 | 0
2021-02-05 | 4 | 0 | 2021-02-05 | 4 | 67.46 | 0.61 | 68.07 | 0
2021-02-05 | 5 | 0 | 2021-02-05 | 5 | 69.1 | 0.58 | 69.68 | 0
2021-02-05 | 6 | 0 | 2021-02-05 | 6 | 72.18 | 0.68 | 72.86 | 0
2021-02-05 | 7 | 3 | 2021-02-05 | 7 | 72.08 | 0.8 | 72.88 | 218.64
2021-02-05 | 8 | 2130 | 2021-02-05 | 8 | 90.65 | 1.25 | 91.9 | 195747
2021-02-05 | 9 | 4725 | 2021-02-05 | 9 | 126.7 | 1.47 | 128.17 | 605603.25
2021-02-05 | 10 | 4498 | 2021-02-05 | 10 | 146.51 | 1.69 | 148.2 | 666603.6
2021-02-05 | 11 | 838 | 2021-02-05 | 11 | 142.4 | 1.8 | 144.2 | 120839.6
2021-02-05 | 12 | 330 | 2021-02-05 | 12 | 136.66 | 1.71 | 138.37 | 45662.1
2021-02-05 | 13 | 363 | 2021-02-05 | 13 | 145.01 | 1.21 | 146.22 | 53077.86
2021-02-05 | 14 | 1048 | 2021-02-05 | 14 | 96.97 | 1.29 | 98.26 | 102976.48
2021-02-05 | 15 | 2818 | 2021-02-05 | 15 | 72.18 | 0.89 | 73.07 | 205911.26
2021-02-05 | 16 | 1670 | 2021-02-05 | 16 | 65.29 | 0.87 | 66.16 | 110487.2
2021-02-05 | 17 | 583 | 2021-02-05 | 17 | 79.15 | 1.07 | 80.22 | 46768.26
2021-02-05 | 18 | 0 | 2021-02-05 | 18 | 127.66 | 1.12 | 128.78 | 0
2021-02-05 | 19 | 0 | 2021-02-05 | 19 | 122.84 | 1.82 | 124.66 | 0
2021-02-05 | 20 | 0 | 2021-02-05 | 20 | 79.56 | 1.28 | 80.84 | 0
2021-02-05 | 21 | 0 | 2021-02-05 | 21 | 63.58 | 0.93 | 64.51 | 0
2021-02-05 | 22 | 0 | 2021-02-05 | 22 | 58.7 | 0.89 | 59.59 | 0
2021-02-05 | 23 | 0 | 2021-02-05 | 23 | 60.09 | 1.03 | 61.12 | 0
2021-02-05 | 24 | 0 | 2021-02-05 | 24 | 62.86 | 0.78 | 63.64 | 0
2021-02-06 | 1 | 0 | 2021-02-06 | 1 | 61.14 | 0.38 | 61.52 | 0
2021-02-06 | 2 | 0 | 2021-02-06 | 2 | 52.68 | 0.27 | 52.95 | 0
2021-02-06 | 3 | 0 | 2021-02-06 | 3 | 48.03 | 0.24 | 48.27 | 0
2021-02-06 | 4 | 0 | 2021-02-06 | 4 | 47.38 | 0.24 | 47.62 | 0
2021-02-06 | 5 | 0 | 2021-02-06 | 5 | 47.1 | 0.25 | 47.35 | 0
2021-02-06 | 6 | 0 | 2021-02-06 | 6 | 49.09 | 0.26 | 49.35 | 0
2021-02-06 | 7 | 5 | 2021-02-06 | 7 | 67.47 | 0.57 | 68.04 | 340.2
2021-02-06 | 8 | 3650 | 2021-02-06 | 8 | 59.17 | 0.41 | 59.58 | 217467
2021-02-06 | 9 | 16135 | 2021-02-06 | 9 | 52.32 | 0.3 | 52.62 | 849023.7
2021-02-06 | 10 | 30748 | 2021-02-06 | 10 | 46.24 | 0.29 | 46.53 | 1430704.44
2021-02-06 | 11 | 43850 | 2021-02-06 | 11 | 20.75 | 0.6 | 21.35 | 936197.5
2021-02-06 | 12 | 43043 | 2021-02-06 | 12 | 24.33 | 0.46 | 24.79 | 1067035.97
2021-02-06 | 13 | 44013 | 2021-02-06 | 13 | 31.38 | 0.35 | 31.73 | 1396532.49
2021-02-06 | 14 | 25520 | 2021-02-06 | 14 | 21.66 | 0.43 | 22.09 | 563736.8
2021-02-06 | 15 | 31470 | 2021-02-06 | 15 | 32.53 | 0.55 | 33.08 | 1041027.6
2021-02-06 | 16 | 23353 | 2021-02-06 | 16 | 35.43 | 0.34 | 35.77 | 835336.81
2021-02-06 | 17 | 3555 | 2021-02-06 | 17 | 44.81 | 0.26 | 45.07 | 160223.85
2021-02-06 | 18 | 0 | 2021-02-06 | 18 | 61.77 | 0.34 | 62.11 | 0
2021-02-06 | 19 | 0 | 2021-02-06 | 19 | 65.95 | 0.38 | 66.33 | 0
2021-02-06 | 20 | 0 | 2021-02-06 | 20 | 52.33 | 0.31 | 52.64 | 0
2021-02-06 | 21 | 0 | 2021-02-06 | 21 | 42.85 | 0.28 | 43.13 | 0
2021-02-06 | 22 | 0 | 2021-02-06 | 22 | 40.28 | 0.29 | 40.57 | 0
2021-02-06 | 23 | 0 | 2021-02-06 | 23 | 33.55 | 0.34 | 33.89 | 0
2021-02-06 | 24 | 0 | 2021-02-06 | 24 | 8.78 | 0.49 | 9.27 | 0
2021-02-07 | 1 | 0 | 2021-02-07 | 1 | -1.7 | 1.58 | -0.12 | 0
2021-02-07 | 2 | 0 | 2021-02-07 | 2 | 18.25 | 1.31 | 19.56 | 0
2021-02-07 | 3 | 0 | 2021-02-07 | 3 | 20.71 | 1.26 | 21.97 | 0
2021-02-07 | 4 | 0 | 2021-02-07 | 4 | 3.19 | 1.3 | 4.49 | 0
2021-02-07 | 5 | 0 | 2021-02-07 | 5 | 25.42 | 1.24 | 26.66 | 0
2021-02-07 | 6 | 0 | 2021-02-07 | 6 | 24.18 | 1.31 | 25.49 | 0
2021-02-07 | 7 | 3 | 2021-02-07 | 7 | 25.63 | 1.33 | 26.96 | 80.88
2021-02-07 | 8 | 1528 | 2021-02-07 | 8 | 19.09 | 1.49 | 20.58 | 31446.24
2021-02-07 | 9 | 7355 | 2021-02-07 | 9 | 36.5 | 1.39 | 37.89 | 278680.95
2021-02-07 | 10 | 10665 | 2021-02-07 | 10 | 43.64 | 1.3 | 44.94 | 479285.1
2021-02-07 | 11 | 5978 | 2021-02-07 | 11 | 83.72 | 1.29 | 85.01 | 508189.78
2021-02-07 | 12 | 8350 | 2021-02-07 | 12 | 118.25 | 1.58 | 119.83 | 1000580.5
2021-02-07 | 13 | 6765 | 2021-02-07 | 13 | 153.28 | 1.5 | 154.78 | 1047086.7
2021-02-07 | 14 | 1440 | 2021-02-07 | 14 | 181.97 | 2.63 | 184.6 | 265824
2021-02-07 | 15 | 25 | 2021-02-07 | 15 | 184.69 | 1.63 | 186.32 | 4658
2021-02-07 | 16 | 5 | 2021-02-07 | 16 | 167.32 | 2 | 169.32 | 846.6
2021-02-07 | 17 | 3 | 2021-02-07 | 17 | 160.82 | 1.6 | 162.42 | 487.26
2021-02-07 | 18 | 0 | 2021-02-07 | 18 | 187.57 | 1.66 | 189.23 | 0
2021-02-07 | 19 | 0 | 2021-02-07 | 19 | 195.05 | 2.04 | 197.09 | 0
2021-02-07 | 20 | 0 | 2021-02-07 | 20 | 134.37 | 1.75 | 136.12 | 0
2021-02-07 | 21 | 0 | 2021-02-07 | 21 | 92.17 | 1.33 | 93.5 | 0
2021-02-07 | 22 | 0 | 2021-02-07 | 22 | 75.28 | 1.27 | 76.55 | 0
2021-02-07 | 23 | 0 | 2021-02-07 | 23 | 78.81 | 1.39 | 80.2 | 0
2021-02-07 | 24 | 0 | 2021-02-07 | 24 | 76.55 | 1.33 | 77.88 | 0
2021-02-08 | 1 | 0 | 2021-02-08 | 1 | 71.38 | 0.41 | 71.79 | 0
2021-02-08 | 2 | 0 | 2021-02-08 | 2 | 73.7 | 0.4 | 74.1 | 0
2021-02-08 | 3 | 0 | 2021-02-08 | 3 | 64.48 | 0.4 | 64.88 | 0
2021-02-08 | 4 | 0 | 2021-02-08 | 4 | 65.81 | 0.42 | 66.23 | 0
2021-02-08 | 5 | 0 | 2021-02-08 | 5 | 63.09 | 0.4 | 63.49 | 0
2021-02-08 | 6 | 0 | 2021-02-08 | 6 | 74.45 | 0.76 | 75.21 | 0
2021-02-08 | 7 | 3 | 2021-02-08 | 7 | 79.03 | 0.66 | 79.69 | 239.07
2021-02-08 | 8 | 138 | 2021-02-08 | 8 | 83.78 | 0.83 | 84.61 | 11676.18
2021-02-08 | 9 | 1368 | 2021-02-08 | 9 | 90.95 | 0.86 | 91.81 | 125596.08
2021-02-08 | 10 | 3315 | 2021-02-08 | 10 | 105.5 | 0.97 | 106.47 | 352948.05
2021-02-08 | 11 | 4308 | 2021-02-08 | 11 | 115.69 | 1.61 | 117.3 | 505328.4
2021-02-08 | 12 | 4605 | 2021-02-08 | 12 | 93.85 | 0.76 | 94.61 | 435679.05
2021-02-08 | 13 | 5883 | 2021-02-08 | 13 | 90.9 | 0.66 | 91.56 | 538647.48
2021-02-08 | 14 | 6433 | 2021-02-08 | 14 | 86.15 | 0.66 | 86.81 | 558448.73
2021-02-08 | 15 | 6718 | 2021-02-08 | 15 | 85.41 | 0.72 | 86.13 | 578621.34
2021-02-08 | 16 | 4598 | 2021-02-08 | 16 | 86.78 | 0.69 | 87.47 | 402187.06
2021-02-08 | 17 | 363 | 2021-02-08 | 17 | 89.74 | 0.64 | 90.38 | 32807.94
2021-02-08 | 18 | 0 | 2021-02-08 | 18 | 103.71 | 0.63 | 104.34 | 0
2021-02-08 | 19 | 0 | 2021-02-08 | 19 | 116.58 | 0.85 | 117.43 | 0
2021-02-08 | 20 | 0 | 2021-02-08 | 20 | 98.03 | 0.77 | 98.8 | 0
2021-02-08 | 21 | 0 | 2021-02-08 | 21 | 79.34 | 0.76 | 80.1 | 0
2021-02-08 | 22 | 0 | 2021-02-08 | 22 | 67.86 | 0.7 | 68.56 | 0
2021-02-08 | 23 | 0 | 2021-02-08 | 23 | 64.2 | 0.82 | 65.02 | 0
2021-02-08 | 24 | 0 | 2021-02-08 | 24 | 65.71 | 0.54 | 66.25 | 0
2021-02-09 | 1 | 0 | 2021-02-09 | 1 | 74.19 | 0.71 | 74.9 | 0
2021-02-09 | 2 | 0 | 2021-02-09 | 2 | 76.58 | 0.71 | 77.29 | 0
2021-02-09 | 3 | 0 | 2021-02-09 | 3 | 69.96 | 0.74 | 70.7 | 0
2021-02-09 | 4 | 0 | 2021-02-09 | 4 | 65.09 | 0.63 | 65.72 | 0
2021-02-09 | 5 | 0 | 2021-02-09 | 5 | 58.43 | 0.64 | 59.07 | 0
2021-02-09 | 6 | 0 | 2021-02-09 | 6 | 49.22 | 0.8 | 50.02 | 0
2021-02-09 | 7 | 3 | 2021-02-09 | 7 | 67.26 | 1.04 | 68.3 | 204.9
2021-02-09 | 8 | 40 | 2021-02-09 | 8 | 82.06 | 1.2 | 83.26 | 3330.4
2021-02-09 | 9 | 288 | 2021-02-09 | 9 | 117.73 | 1.36 | 119.09 | 34297.92
2021-02-09 | 10 | 793 | 2021-02-09 | 10 | 111.31 | 1.36 | 112.67 | 89347.31
2021-02-09 | 11 | 638 | 2021-02-09 | 11 | 113.06 | 1.25 | 114.31 | 72929.78
2021-02-09 | 12 | 663 | 2021-02-09 | 12 | 137.68 | 1.2 | 138.88 | 92077.44
2021-02-09 | 13 | 630 | 2021-02-09 | 13 | 154.15 | 1.82 | 155.97 | 98261.1
2021-02-09 | 14 | 510 | 2021-02-09 | 14 | 136.22 | 1.72 | 137.94 | 70349.4
2021-02-09 | 15 | 148 | 2021-02-09 | 15 | 99.82 | 1.07 | 100.89 | 14931.72
2021-02-09 | 16 | 53 | 2021-02-09 | 16 | 90.08 | 0.88 | 90.96 | 4820.88
2021-02-09 | 17 | 8 | 2021-02-09 | 17 | 86.48 | 0.87 | 87.35 | 698.8
2021-02-09 | 18 | 0 | 2021-02-09 | 18 | 92.51 | 0.91 | 93.42 | 0
2021-02-09 | 19 | 0 | 2021-02-09 | 19 | 94.07 | 1.01 | 95.08 | 0
2021-02-09 | 20 | 0 | 2021-02-09 | 20 | 89.87 | 0.95 | 90.82 | 0
2021-02-09 | 21 | 0 | 2021-02-09 | 21 | 79.84 | 0.86 | 80.7 | 0
2021-02-09 | 22 | 0 | 2021-02-09 | 22 | 75.6 | 0.99 | 76.59 | 0
2021-02-09 | 23 | 0 | 2021-02-09 | 23 | 73.68 | 1.12 | 74.8 | 0
2021-02-09 | 24 | 0 | 2021-02-09 | 24 | 60.2 | 0.88 | 61.08 | 0
2021-02-10 | 1 | 0 | 2021-02-10 | 1 | 54.71 | 2.11 | 56.82 | 0
2021-02-10 | 2 | 0 | 2021-02-10 | 2 | 54.77 | 2.16 | 56.93 | 0
2021-02-10 | 3 | 0 | 2021-02-10 | 3 | 77.01 | 2.22 | 79.23 | 0
2021-02-10 | 4 | 0 | 2021-02-10 | 4 | 84.45 | 2.2 | 86.65 | 0
2021-02-10 | 5 | 0 | 2021-02-10 | 5 | 115.62 | 2.4 | 118.02 | 0
2021-02-10 | 6 | 0 | 2021-02-10 | 6 | 105.22 | 2.77 | 107.99 | 0
2021-02-10 | 7 | 5 | 2021-02-10 | 7 | 169.96 | 3.46 | 173.42 | 867.1
2021-02-10 | 8 | 20 | 2021-02-10 | 8 | 183.28 | 3.5 | 186.78 | 3735.6
2021-02-10 | 9 | 908 | 2021-02-10 | 9 | 200.28 | 3.04 | 203.32 | 184614.56
2021-02-10 | 10 | 1900 | 2021-02-10 | 10 | 152.61 | 2.64 | 155.25 | 294975
2021-02-10 | 11 | 3595 | 2021-02-10 | 11 | 136.02 | 2.85 | 138.87 | 499237.65
2021-02-10 | 12 | 5838 | 2021-02-10 | 12 | 151.86 | 2.7 | 154.56 | 902321.28
2021-02-10 | 13 | 7163 | 2021-02-10 | 13 | 89.1 | 2.61 | 91.71 | 656918.73
2021-02-10 | 14 | 6480 | 2021-02-10 | 14 | 81.38 | 2.42 | 83.8 | 543024
2021-02-10 | 15 | 3320 | 2021-02-10 | 15 | 72.16 | 2.46 | 74.62 | 247738.4
2021-02-10 | 16 | 2748 | 2021-02-10 | 16 | 70.89 | 2.41 | 73.3 | 201428.4
2021-02-10 | 17 | 393 | 2021-02-10 | 17 | 73.26 | 2.36 | 75.62 | 29718.66
2021-02-10 | 18 | 0 | 2021-02-10 | 18 | 87.09 | 2.35 | 89.44 | 0
2021-02-10 | 19 | 0 | 2021-02-10 | 19 | 93.66 | 2.47 | 96.13 | 0
2021-02-10 | 20 | 0 | 2021-02-10 | 20 | 88.42 | 2.39 | 90.81 | 0
2021-02-10 | 21 | 0 | 2021-02-10 | 21 | 77.1 | 2.33 | 79.43 | 0
2021-02-10 | 22 | 0 | 2021-02-10 | 22 | 71.03 | 2.38 | 73.41 | 0
2021-02-10 | 23 | 0 | 2021-02-10 | 23 | 69.37 | 2.46 | 71.83 | 0
2021-02-10 | 24 | 0 | 2021-02-10 | 24 | 70.98 | 2.35 | 73.33 | 0
2021-02-11 | 1 | 0 | 2021-02-11 | 1 | 77.12 | 0.33 | 77.45 | 0
2021-02-11 | 2 | 0 | 2021-02-11 | 2 | 72.74 | 0.36 | 73.1 | 0
2021-02-11 | 3 | 0 | 2021-02-11 | 3 | 71.66 | 0.3 | 71.96 | 0
2021-02-11 | 4 | 0 | 2021-02-11 | 4 | 71.88 | 0.35 | 72.23 | 0
2021-02-11 | 5 | 0 | 2021-02-11 | 5 | 75.14 | 0.36 | 75.5 | 0
2021-02-11 | 6 | 0 | 2021-02-11 | 6 | 72.23 | 0.54 | 72.77 | 0
2021-02-11 | 7 | 8 | 2021-02-11 | 7 | 65.61 | 0.65 | 66.26 | 530.08
2021-02-11 | 8 | 648 | 2021-02-11 | 8 | 76.23 | 0.94 | 77.17 | 50006.16
2021-02-11 | 9 | 2998 | 2021-02-11 | 9 | 76.09 | 0.77 | 76.86 | 230426.28
2021-02-11 | 10 | 6898 | 2021-02-11 | 10 | 76.8 | 0.74 | 77.54 | 534870.92
2021-02-11 | 11 | 6148 | 2021-02-11 | 11 | 83.04 | 0.62 | 83.66 | 514341.68
2021-02-11 | 12 | 6965 | 2021-02-11 | 12 | 80.06 | 0.67 | 80.73 | 562284.45
2021-02-11 | 13 | 12265 | 2021-02-11 | 13 | 72.8 | 0.7 | 73.5 | 901477.5
2021-02-11 | 14 | 11025 | 2021-02-11 | 14 | 71.36 | 0.71 | 72.07 | 794571.75
2021-02-11 | 15 | 8445 | 2021-02-11 | 15 | 67.25 | 0.7 | 67.95 | 573837.75
2021-02-11 | 16 | 5433 | 2021-02-11 | 16 | 71.69 | 0.66 | 72.35 | 393077.55
2021-02-11 | 17 | 738 | 2021-02-11 | 17 | 70.01 | 0.63 | 70.64 | 52132.32
2021-02-11 | 18 | 0 | 2021-02-11 | 18 | 73.39 | 0.58 | 73.97 | 0
2021-02-11 | 19 | 0 | 2021-02-11 | 19 | 75.49 | 0.63 | 76.12 | 0
2021-02-11 | 20 | 0 | 2021-02-11 | 20 | 70.84 | 0.67 | 71.51 | 0
2021-02-11 | 21 | 0 | 2021-02-11 | 21 | 69.19 | 0.61 | 69.8 | 0
2021-02-11 | 22 | 0 | 2021-02-11 | 22 | 70.47 | 0.6 | 71.07 | 0
2021-02-11 | 23 | 0 | 2021-02-11 | 23 | 74.57 | 0.77 | 75.34 | 0
2021-02-11 | 24 | 0 | 2021-02-11 | 24 | 71.32 | 0.73 | 72.05 | 0
2021-02-12 | 1 | 0 | 2021-02-12 | 1 | 69.06 | 0.41 | 69.47 | 0
2021-02-12 | 2 | 0 | 2021-02-12 | 2 | 59.04 | 0.34 | 59.38 | 0
2021-02-12 | 3 | 0 | 2021-02-12 | 3 | 56.89 | 0.32 | 57.21 | 0
2021-02-12 | 4 | 0 | 2021-02-12 | 4 | 58.08 | 0.34 | 58.42 | 0
2021-02-12 | 5 | 0 | 2021-02-12 | 5 | 61.71 | 0.28 | 61.99 | 0
2021-02-12 | 6 | 0 | 2021-02-12 | 6 | 67 | 0.52 | 67.52 | 0
2021-02-12 | 7 | 13 | 2021-02-12 | 7 | 72.51 | 0.73 | 73.24 | 952.12
2021-02-12 | 8 | 713 | 2021-02-12 | 8 | 75.8 | 0.81 | 76.61 | 54622.93
2021-02-12 | 9 | 5843 | 2021-02-12 | 9 | 82.46 | 0.68 | 83.14 | 485787.02
2021-02-12 | 10 | 10713 | 2021-02-12 | 10 | 81.78 | 0.78 | 82.56 | 884465.28
2021-02-12 | 11 | 12883 | 2021-02-12 | 11 | 100.63 | 0.58 | 101.21 | 1303888.43
2021-02-12 | 12 | 14140 | 2021-02-12 | 12 | 104.65 | 0.62 | 105.27 | 1488517.8
2021-02-12 | 13 | 13678 | 2021-02-12 | 13 | 98.83 | 0.58 | 99.41 | 1359729.98
2021-02-12 | 14 | 10858 | 2021-02-12 | 14 | 93.99 | 0.57 | 94.56 | 1026732.48
2021-02-12 | 15 | 6848 | 2021-02-12 | 15 | 88.66 | 0.55 | 89.21 | 610910.08
2021-02-12 | 16 | 3648 | 2021-02-12 | 16 | 90.79 | 0.52 | 91.31 | 333098.88
2021-02-12 | 17 | 710 | 2021-02-12 | 17 | 96.1 | 0.59 | 96.69 | 68649.9
2021-02-12 | 18 | 0 | 2021-02-12 | 18 | 94.87 | 0.52 | 95.39 | 0
2021-02-12 | 19 | 0 | 2021-02-12 | 19 | 98.61 | 0.58 | 99.19 | 0
2021-02-12 | 20 | 0 | 2021-02-12 | 20 | 92.79 | 0.51 | 93.3 | 0
2021-02-12 | 21 | 0 | 2021-02-12 | 21 | 85.47 | 0.55 | 86.02 | 0
2021-02-12 | 22 | 0 | 2021-02-12 | 22 | 81.84 | 0.59 | 82.43 | 0
2021-02-12 | 23 | 0 | 2021-02-12 | 23 | 81.32 | 0.68 | 82 | 0
2021-02-12 | 24 | 0 | 2021-02-12 | 24 | 80 | 0.38 | 80.38 | 0
2021-02-13 | 1 | 0 | 2021-02-13 | 1 | 82.29 | 0.74 | 83.03 | 0
2021-02-13 | 2 | 0 | 2021-02-13 | 2 | 72.37 | 0.59 | 72.96 | 0
2021-02-13 | 3 | 0 | 2021-02-13 | 3 | 61.06 | 0.51 | 61.57 | 0
2021-02-13 | 4 | 0 | 2021-02-13 | 4 | 58.58 | 0.51 | 59.09 | 0
2021-02-13 | 5 | 0 | 2021-02-13 | 5 | 55.83 | 0.49 | 56.32 | 0
2021-02-13 | 6 | 0 | 2021-02-13 | 6 | 64.66 | 0.52 | 65.18 | 0
2021-02-13 | 7 | 18 | 2021-02-13 | 7 | 67.68 | 0.64 | 68.32 | 1229.76
2021-02-13 | 8 | 1215 | 2021-02-13 | 8 | 70.59 | 0.66 | 71.25 | 86568.75
2021-02-13 | 9 | 7823 | 2021-02-13 | 9 | 75.06 | 0.72 | 75.78 | 592826.94
2021-02-13 | 10 | 13485 | 2021-02-13 | 10 | 73.43 | 0.6 | 74.03 | 998294.55
2021-02-13 | 11 | 21053 | 2021-02-13 | 11 | 98.16 | 1.21 | 99.37 | 2092036.61
2021-02-13 | 12 | 25075 | 2021-02-13 | 12 | 86.5 | 0.53 | 87.03 | 2182277.25
2021-02-13 | 13 | 33915 | 2021-02-13 | 13 | 75.14 | 0.67 | 75.81 | 2571096.15
2021-02-13 | 14 | 38075 | 2021-02-13 | 14 | 69.37 | 0.54 | 69.91 | 2661823.25
2021-02-13 | 15 | 32203 | 2021-02-13 | 15 | 67.48 | 0.54 | 68.02 | 2190448.06
2021-02-13 | 16 | 17468 | 2021-02-13 | 16 | 78.51 | 0.88 | 79.39 | 1386784.52
2021-02-13 | 17 | 2755 | 2021-02-13 | 17 | 67.63 | 0.51 | 68.14 | 187725.7
2021-02-13 | 18 | 0 | 2021-02-13 | 18 | 82.71 | 0.57 | 83.28 | 0
2021-02-13 | 19 | 0 | 2021-02-13 | 19 | 99.41 | 0.8 | 100.21 | 0
2021-02-13 | 20 | 0 | 2021-02-13 | 20 | 91.15 | 0.93 | 92.08 | 0
2021-02-13 | 21 | 0 | 2021-02-13 | 21 | 88.2 | 1.19 | 89.39 | 0
2021-02-13 | 22 | 0 | 2021-02-13 | 22 | 64.2 | 0.55 | 64.75 | 0
2021-02-13 | 23 | 0 | 2021-02-13 | 23 | 55.55 | 0.58 | 56.13 | 0
2021-02-13 | 24 | 0 | 2021-02-13 | 24 | 53.86 | 0.58 | 54.44 | 0
2021-02-14 | 1 | 0 | 2021-02-14 | 1 | 62.49 | 0.62 | 63.11 | 0
2021-02-14 | 2 | 0 | 2021-02-14 | 2 | 60.68 | 0.49 | 61.17 | 0
2021-02-14 | 3 | 0 | 2021-02-14 | 3 | 52.5 | 0.42 | 52.92 | 0
2021-02-14 | 4 | 0 | 2021-02-14 | 4 | 51.58 | 0.4 | 51.98 | 0
2021-02-14 | 5 | 0 | 2021-02-14 | 5 | 56.11 | 0.41 | 56.52 | 0
2021-02-14 | 6 | 0 | 2021-02-14 | 6 | 49.15 | 0.26 | 49.41 | 0
2021-02-14 | 7 | 5 | 2021-02-14 | 7 | 48.15 | 0.34 | 48.49 | 242.45
2021-02-14 | 8 | 903 | 2021-02-14 | 8 | 51.8 | 0.63 | 52.43 | 47344.29
2021-02-14 | 9 | 3823 | 2021-02-14 | 9 | 59.1 | 0.52 | 59.62 | 227927.26
2021-02-14 | 10 | 6598 | 2021-02-14 | 10 | 65.26 | 0.48 | 65.74 | 433752.52
2021-02-14 | 11 | 10868 | 2021-02-14 | 11 | 66.36 | 0.32 | 66.68 | 724678.24
2021-02-14 | 12 | 15050 | 2021-02-14 | 12 | 68.81 | 0.36 | 69.17 | 1041008.5
2021-02-14 | 13 | 15150 | 2021-02-14 | 13 | 67.48 | 0.34 | 67.82 | 1027473
2021-02-14 | 14 | 12938 | 2021-02-14 | 14 | 64.96 | 0.31 | 65.27 | 844463.26
2021-02-14 | 15 | 10285 | 2021-02-14 | 15 | 60.15 | 0.33 | 60.48 | 622036.8
2021-02-14 | 16 | 8408 | 2021-02-14 | 16 | 60.05 | 0.33 | 60.38 | 507675.04
2021-02-14 | 17 | 3443 | 2021-02-14 | 17 | 60.76 | 0.32 | 61.08 | 210298.44
2021-02-14 | 18 | 0 | 2021-02-14 | 18 | 63.74 | 0.38 | 64.12 | 0
2021-02-14 | 19 | 0 | 2021-02-14 | 19 | 64.26 | 0.37 | 64.63 | 0
2021-02-14 | 20 | 0 | 2021-02-14 | 20 | 62.11 | 0.39 | 62.5 | 0
2021-02-14 | 21 | 0 | 2021-02-14 | 21 | 61.2 | 0.33 | 61.53 | 0
2021-02-14 | 22 | 0 | 2021-02-14 | 22 | 60.65 | 0.41 | 61.06 | 0
2021-02-14 | 23 | 0 | 2021-02-14 | 23 | 60.21 | 0.41 | 60.62 | 0
2021-02-14 | 24 | 0 | 2021-02-14 | 24 | 61.56 | 0.41 | 61.97 | 0
2021-02-15 | 1 | 0 | 2021-02-15 | 1 | 66.47 | 0.47 | 66.94 | 0
2021-02-15 | 2 | 0 | 2021-02-15 | 2 | 62.65 | 0.41 | 63.06 | 0
2021-02-15 | 3 | 0 | 2021-02-15 | 3 | 57.44 | 0.43 | 57.87 | 0
2021-02-15 | 4 | 0 | 2021-02-15 | 4 | 50.54 | 0.44 | 50.98 | 0
2021-02-15 | 5 | 0 | 2021-02-15 | 5 | 57.6 | 0.46 | 58.06 | 0
2021-02-15 | 6 | 0 | 2021-02-15 | 6 | 64.81 | 0.56 | 65.37 | 0
2021-02-15 | 7 | 10 | 2021-02-15 | 7 | 63.09 | 0.63 | 63.72 | 637.2
2021-02-15 | 8 | 5145 | 2021-02-15 | 8 | 64.17 | 0.85 | 65.02 | 334527.9
2021-02-15 | 9 | 16913 | 2021-02-15 | 9 | 91.35 | 1.05 | 92.4 | 1562761.2
2021-02-15 | 10 | 13195 | 2021-02-15 | 10 | 98.09 | 1.07 | 99.16 | 1308416.2
2021-02-15 | 11 | 7218 | 2021-02-15 | 11 | 103.92 | 1.02 | 104.94 | 757456.92
2021-02-15 | 12 | 10848 | 2021-02-15 | 12 | 104.3 | 0.91 | 105.21 | 1141318.08
2021-02-15 | 13 | 8968 | 2021-02-15 | 13 | 103.41 | 0.89 | 104.3 | 935362.4
2021-02-15 | 14 | 6533 | 2021-02-15 | 14 | 99.89 | 0.96 | 100.85 | 658853.05
2021-02-15 | 15 | 5813 | 2021-02-15 | 15 | 103.43 | 1.18 | 104.61 | 608097.93
2021-02-15 | 16 | 3018 | 2021-02-15 | 16 | 108.27 | 1.26 | 109.53 | 330561.54
2021-02-15 | 17 | 625 | 2021-02-15 | 17 | 106.38 | 1.05 | 107.43 | 67143.75
2021-02-15 | 18 | 0 | 2021-02-15 | 18 | 119.95 | 0.83 | 120.78 | 0
2021-02-15 | 19 | 0 | 2021-02-15 | 19 | 108.79 | 0.94 | 109.73 | 0
2021-02-15 | 20 | 0 | 2021-02-15 | 20 | 87.3 | 0.85 | 88.15 | 0
2021-02-15 | 21 | 0 | 2021-02-15 | 21 | 93.54 | 0.87 | 94.41 | 0
2021-02-15 | 22 | 0 | 2021-02-15 | 22 | 82.57 | 1.18 | 83.75 | 0
2021-02-15 | 23 | 0 | 2021-02-15 | 23 | 74.82 | 1.03 | 75.85 | 0
2021-02-15 | 24 | 0 | 2021-02-15 | 24 | 78.86 | 0.9 | 79.76 | 0
2021-02-16 | 1 | 0 | 2021-02-16 | 1 | 66.96 | 0.49 | 67.45 | 0
2021-02-16 | 2 | 0 | 2021-02-16 | 2 | 63.71 | 0.41 | 64.12 | 0
2021-02-16 | 3 | 0 | 2021-02-16 | 3 | 61.29 | 0.46 | 61.75 | 0
2021-02-16 | 4 | 0 | 2021-02-16 | 4 | 60.9 | 0.43 | 61.33 | 0
2021-02-16 | 5 | 0 | 2021-02-16 | 5 | 63.81 | 0.48 | 64.29 | 0
2021-02-16 | 6 | 0 | 2021-02-16 | 6 | 65.91 | 0.61 | 66.52 | 0
2021-02-16 | 7 | 3 | 2021-02-16 | 7 | 65.99 | 0.68 | 66.67 | 200.01
2021-02-16 | 8 | 273 | 2021-02-16 | 8 | 63.38 | 0.98 | 64.36 | 17570.28
2021-02-16 | 9 | 1110 | 2021-02-16 | 9 | 72.4 | 0.88 | 73.28 | 81340.8
2021-02-16 | 10 | 3855 | 2021-02-16 | 10 | 74.46 | 1.35 | 75.81 | 292247.55
2021-02-16 | 11 | 13720 | 2021-02-16 | 11 | 73.69 | 0.88 | 74.57 | 1023100.4
2021-02-16 | 12 | 15418 | 2021-02-16 | 12 | 73.66 | 0.74 | 74.4 | 1147099.2
2021-02-16 | 13 | 10863 | 2021-02-16 | 13 | 81.79 | 1.01 | 82.8 | 899456.4
2021-02-16 | 14 | 10493 | 2021-02-16 | 14 | 69.72 | 0.72 | 70.44 | 739126.92
2021-02-16 | 15 | 7135 | 2021-02-16 | 15 | 72.44 | 0.72 | 73.16 | 521996.6
2021-02-16 | 16 | 5965 | 2021-02-16 | 16 | 73.48 | 0.7 | 74.18 | 442483.7
2021-02-16 | 17 | 2213 | 2021-02-16 | 17 | 67 | 0.68 | 67.68 | 149775.84
2021-02-16 | 18 | 0 | 2021-02-16 | 18 | 64.78 | 0.73 | 65.51 | 0
2021-02-16 | 19 | 0 | 2021-02-16 | 19 | 67.66 | 0.67 | 68.33 | 0
2021-02-16 | 20 | 0 | 2021-02-16 | 20 | 59.8 | 0.78 | 60.58 | 0
2021-02-16 | 21 | 0 | 2021-02-16 | 21 | 56.94 | 0.71 | 57.65 | 0
2021-02-16 | 22 | 0 | 2021-02-16 | 22 | 56.51 | 0.71 | 57.22 | 0
2021-02-16 | 23 | 0 | 2021-02-16 | 23 | 55.73 | 0.88 | 56.61 | 0
2021-02-16 | 24 | 0 | 2021-02-16 | 24 | 56.26 | 0.73 | 56.99 | 0
2021-02-17 | 1 | 0 | 2021-02-17 | 1 | 62.01 | 1.11 | 63.12 | 0
2021-02-17 | 2 | 0 | 2021-02-17 | 2 | 63.33 | 1.04 | 64.37 | 0
2021-02-17 | 3 | 0 | 2021-02-17 | 3 | 58.94 | 1.05 | 59.99 | 0
2021-02-17 | 4 | 0 | 2021-02-17 | 4 | 60.8 | 1.03 | 61.83 | 0
2021-02-17 | 5 | 0 | 2021-02-17 | 5 | 62.81 | 1.08 | 63.89 | 0
2021-02-17 | 6 | 0 | 2021-02-17 | 6 | 81.54 | 1.31 | 82.85 | 0
2021-02-17 | 7 | 280 | 2021-02-17 | 7 | 106.44 | 1.25 | 107.69 | 30153.2
2021-02-17 | 8 | 11725 | 2021-02-17 | 8 | 89.94 | 1.56 | 91.5 | 1072837.5
2021-02-17 | 9 | 34540 | 2021-02-17 | 9 | 66.63 | 1.45 | 68.08 | 2351483.2
2021-02-17 | 10 | 53055 | 2021-02-17 | 10 | 58.3 | 1.31 | 59.61 | 3162608.55
2021-02-17 | 11 | 65975 | 2021-02-17 | 11 | 79.41 | 1.36 | 80.77 | 5328800.75
2021-02-17 | 12 | 72580 | 2021-02-17 | 12 | 76.64 | 1.28 | 77.92 | 5655433.6
2021-02-17 | 13 | 74283 | 2021-02-17 | 13 | 73.17 | 1.28 | 74.45 | 5530369.35
2021-02-17 | 14 | 68043 | 2021-02-17 | 14 | 74.2 | 1.25 | 75.45 | 5133844.35
2021-02-17 | 15 | 52508 | 2021-02-17 | 15 | 78.81 | 1.26 | 80.07 | 4204315.56
2021-02-17 | 16 | 30263 | 2021-02-17 | 16 | 83.84 | 1.25 | 85.09 | 2575078.67
2021-02-17 | 17 | 8785 | 2021-02-17 | 17 | 95.61 | 1.3 | 96.91 | 851354.35
2021-02-17 | 18 | 250 | 2021-02-17 | 18 | 118.36 | 1.44 | 119.8 | 29950
2021-02-17 | 19 | 0 | 2021-02-17 | 19 | 151.36 | 2.29 | 153.65 | 0
2021-02-17 | 20 | 0 | 2021-02-17 | 20 | 98.02 | 1.42 | 99.44 | 0
2021-02-17 | 21 | 0 | 2021-02-17 | 21 | 99.06 | 1.29 | 100.35 | 0
2021-02-17 | 22 | 0 | 2021-02-17 | 22 | 89.17 | 1.28 | 90.45 | 0
2021-02-17 | 23 | 0 | 2021-02-17 | 23 | 83.77 | 1.38 | 85.15 | 0
2021-02-17 | 24 | 0 | 2021-02-17 | 24 | 81.17 | 1.19 | 82.36 | 0
2021-02-18 | 1 | 0 | 2021-02-18 | 1 | 70.26 | 0.45 | 70.71 | 0
2021-02-18 | 2 | 0 | 2021-02-18 | 2 | 74.23 | 0.42 | 74.65 | 0
2021-02-18 | 3 | 0 | 2021-02-18 | 3 | 74.3 | 0.4 | 74.7 | 0
2021-02-18 | 4 | 0 | 2021-02-18 | 4 | 73.91 | 0.4 | 74.31 | 0
2021-02-18 | 5 | 0 | 2021-02-18 | 5 | 75.48 | 0.4 | 75.88 | 0
2021-02-18 | 6 | 0 | 2021-02-18 | 6 | 84.66 | 0.63 | 85.29 | 0
2021-02-18 | 7 | 8 | 2021-02-18 | 7 | 96.44 | 0.5 | 96.94 | 775.52
2021-02-18 | 8 | 2638 | 2021-02-18 | 8 | 89.14 | 0.77 | 89.91 | 237182.58
2021-02-18 | 9 | 8893 | 2021-02-18 | 9 | 98.03 | 0.7 | 98.73 | 878005.89
2021-02-18 | 10 | 17955 | 2021-02-18 | 10 | 95.78 | 0.61 | 96.39 | 1730682.45
2021-02-18 | 11 | 24175 | 2021-02-18 | 11 | 101.93 | 0.65 | 102.58 | 2479871.5
2021-02-18 | 12 | 30330 | 2021-02-18 | 12 | 99.63 | 0.63 | 100.26 | 3040885.8
2021-02-18 | 13 | 25248 | 2021-02-18 | 13 | 104.77 | 0.6 | 105.37 | 2660381.76
2021-02-18 | 14 | 11413 | 2021-02-18 | 14 | 118.29 | 0.72 | 119.01 | 1358261.13
2021-02-18 | 15 | 11475 | 2021-02-18 | 15 | 111.62 | 0.76 | 112.38 | 1289560.5
2021-02-18 | 16 | 4358 | 2021-02-18 | 16 | 106.65 | 0.7 | 107.35 | 467831.3
2021-02-18 | 17 | 2185 | 2021-02-18 | 17 | 95.85 | 0.59 | 96.44 | 210721.4
2021-02-18 | 18 | 0 | 2021-02-18 | 18 | 95.03 | 0.66 | 95.69 | 0
2021-02-18 | 19 | 0 | 2021-02-18 | 19 | 100.46 | 0.69 | 101.15 | 0
2021-02-18 | 20 | 0 | 2021-02-18 | 20 | 97.54 | 0.71 | 98.25 | 0
2021-02-18 | 21 | 0 | 2021-02-18 | 21 | 91.58 | 0.62 | 92.2 | 0
2021-02-18 | 22 | 0 | 2021-02-18 | 22 | 83.46 | 0.72 | 84.18 | 0
2021-02-18 | 23 | 0 | 2021-02-18 | 23 | 92.8 | 0.95 | 93.75 | 0
2021-02-18 | 24 | 0 | 2021-02-18 | 24 | 86.85 | 0.61 | 87.46 | 0
2021-02-19 | 1 | 0 | 2021-02-19 | 1 | 85.1 | 0.45 | 85.55 | 0
2021-02-19 | 2 | 0 | 2021-02-19 | 2 | 87.29 | 0.38 | 87.67 | 0
2021-02-19 | 3 | 0 | 2021-02-19 | 3 | 87.4 | 0.36 | 87.76 | 0
2021-02-19 | 4 | 0 | 2021-02-19 | 4 | 87.32 | 0.37 | 87.69 | 0
2021-02-19 | 5 | 0 | 2021-02-19 | 5 | 86.29 | 0.35 | 86.64 | 0
2021-02-19 | 6 | 0 | 2021-02-19 | 6 | 81.79 | 0.4 | 82.19 | 0
2021-02-19 | 7 | 5 | 2021-02-19 | 7 | 76.65 | 0.6 | 77.25 | 386.25
2021-02-19 | 8 | 280 | 2021-02-19 | 8 | 73.7 | 0.94 | 74.64 | 20899.2
2021-02-19 | 9 | 1440 | 2021-02-19 | 9 | 78.59 | 0.69 | 79.28 | 114163.2
2021-02-19 | 10 | 2305 | 2021-02-19 | 10 | 97.55 | 0.68 | 98.23 | 226420.15
2021-02-19 | 11 | 3760 | 2021-02-19 | 11 | 81.4 | 0.62 | 82.02 | 308395.2
2021-02-19 | 12 | 3560 | 2021-02-19 | 12 | 80.46 | 0.61 | 81.07 | 288609.2
2021-02-19 | 13 | 2913 | 2021-02-19 | 13 | 84.04 | 0.59 | 84.63 | 246527.19
2021-02-19 | 14 | 2128 | 2021-02-19 | 14 | 85.76 | 0.64 | 86.4 | 183859.2
2021-02-19 | 15 | 1300 | 2021-02-19 | 15 | 77.6 | 0.64 | 78.24 | 101712
2021-02-19 | 16 | 533 | 2021-02-19 | 16 | 75.43 | 0.65 | 76.08 | 40550.64
2021-02-19 | 17 | 58 | 2021-02-19 | 17 | 70.98 | 0.61 | 71.59 | 4152.22
2021-02-19 | 18 | 0 | 2021-02-19 | 18 | 73.12 | 0.62 | 73.74 | 0
2021-02-19 | 19 | 0 | 2021-02-19 | 19 | 79.4 | 0.63 | 80.03 | 0
2021-02-19 | 20 | 0 | 2021-02-19 | 20 | 71.18 | 0.6 | 71.78 | 0
2021-02-19 | 21 | 0 | 2021-02-19 | 21 | 63.94 | 0.65 | 64.59 | 0
2021-02-19 | 22 | 0 | 2021-02-19 | 22 | 59.58 | 0.6 | 60.18 | 0
2021-02-19 | 23 | 0 | 2021-02-19 | 23 | 54.05 | 0.71 | 54.76 | 0
2021-02-19 | 24 | 0 | 2021-02-19 | 24 | 51.33 | 0.54 | 51.87 | 0
2021-02-20 | 1 | 0 | 2021-02-20 | 1 | 57.05 | 0.51 | 57.56 | 0
2021-02-20 | 2 | 0 | 2021-02-20 | 2 | 65.05 | 0.49 | 65.54 | 0
2021-02-20 | 3 | 0 | 2021-02-20 | 3 | 67.71 | 0.48 | 68.19 | 0
2021-02-20 | 4 | 0 | 2021-02-20 | 4 | 55.26 | 0.48 | 55.74 | 0
2021-02-20 | 5 | 0 | 2021-02-20 | 5 | 63.62 | 0.52 | 64.14 | 0
2021-02-20 | 6 | 0 | 2021-02-20 | 6 | 76.66 | 0.51 | 77.17 | 0
2021-02-20 | 7 | 3 | 2021-02-20 | 7 | 74.81 | 0.58 | 75.39 | 226.17
2021-02-20 | 8 | 118 | 2021-02-20 | 8 | 65.5 | 0.86 | 66.36 | 7830.48
2021-02-20 | 9 | 1208 | 2021-02-20 | 9 | 70.68 | 0.8 | 71.48 | 86347.84
2021-02-20 | 10 | 3300 | 2021-02-20 | 10 | 76.29 | 0.68 | 76.97 | 254001
2021-02-20 | 11 | 7630 | 2021-02-20 | 11 | 64.55 | 0.76 | 65.31 | 498315.3
2021-02-20 | 12 | 13168 | 2021-02-20 | 12 | 56.09 | 0.62 | 56.71 | 746757.28
2021-02-20 | 13 | 21758 | 2021-02-20 | 13 | 53.68 | 0.63 | 54.31 | 1181676.98
2021-02-20 | 14 | 25690 | 2021-02-20 | 14 | 51.96 | 0.59 | 52.55 | 1350009.5
2021-02-20 | 15 | 18343 | 2021-02-20 | 15 | 50.13 | 0.61 | 50.74 | 930723.82
2021-02-20 | 16 | 11608 | 2021-02-20 | 16 | 49.39 | 0.54 | 49.93 | 579587.44
2021-02-20 | 17 | 6493 | 2021-02-20 | 17 | 54.68 | 0.52 | 55.2 | 358413.6
2021-02-20 | 18 | 250 | 2021-02-20 | 18 | 63.59 | 0.59 | 64.18 | 16045
2021-02-20 | 19 | 0 | 2021-02-20 | 19 | 74.02 | 0.54 | 74.56 | 0
2021-02-20 | 20 | 0 | 2021-02-20 | 20 | 64.7 | 0.52 | 65.22 | 0
2021-02-20 | 21 | 0 | 2021-02-20 | 21 | 58.44 | 0.51 | 58.95 | 0
2021-02-20 | 22 | 0 | 2021-02-20 | 22 | 58.77 | 0.58 | 59.35 | 0
2021-02-20 | 23 | 0 | 2021-02-20 | 23 | 53.86 | 0.55 | 54.41 | 0
2021-02-20 | 24 | 0 | 2021-02-20 | 24 | 50.32 | 0.55 | 50.87 | 0
2021-02-21 | 1 | 0 | 2021-02-21 | 1 | 64.25 | 1.12 | 65.37 | 0
2021-02-21 | 2 | 0 | 2021-02-21 | 2 | 73.99 | 0.85 | 74.84 | 0
2021-02-21 | 3 | 0 | 2021-02-21 | 3 | 71.46 | 0.8 | 72.26 | 0
2021-02-21 | 4 | 0 | 2021-02-21 | 4 | 67.44 | 0.92 | 68.36 | 0
2021-02-21 | 5 | 0 | 2021-02-21 | 5 | 68.73 | 0.87 | 69.6 | 0
2021-02-21 | 6 | 0 | 2021-02-21 | 6 | 70.19 | 0.81 | 71 | 0
2021-02-21 | 7 | 550 | 2021-02-21 | 7 | 68.68 | 1.13 | 69.81 | 38395.5
2021-02-21 | 8 | 11313 | 2021-02-21 | 8 | 56 | 0.95 | 56.95 | 644275.35
2021-02-21 | 9 | 30728 | 2021-02-21 | 9 | 53.2 | 0.82 | 54.02 | 1659926.56
2021-02-21 | 10 | 49370 | 2021-02-21 | 10 | 51.52 | 0.88 | 52.4 | 2586988
2021-02-21 | 11 | 63625 | 2021-02-21 | 11 | 51.34 | 0.84 | 52.18 | 3319952.5
2021-02-21 | 12 | 72188 | 2021-02-21 | 12 | 50.13 | 0.8 | 50.93 | 3676534.84
2021-02-21 | 13 | 74585 | 2021-02-21 | 13 | 49.27 | 0.8 | 50.07 | 3734470.95
2021-02-21 | 14 | 69760 | 2021-02-21 | 14 | 48.13 | 0.8 | 48.93 | 3413356.8
2021-02-21 | 15 | 59308 | 2021-02-21 | 15 | 45.91 | 0.9 | 46.81 | 2776207.48
2021-02-21 | 16 | 38965 | 2021-02-21 | 16 | 49.79 | 0.87 | 50.66 | 1973966.9
2021-02-21 | 17 | 10483 | 2021-02-21 | 17 | 54.07 | 0.85 | 54.92 | 575726.36
2021-02-21 | 18 | 250 | 2021-02-21 | 18 | 67.96 | 0.84 | 68.8 | 17200
2021-02-21 | 19 | 0 | 2021-02-21 | 19 | 73.79 | 0.89 | 74.68 | 0
2021-02-21 | 20 | 0 | 2021-02-21 | 20 | 69 | 0.97 | 69.97 | 0
2021-02-21 | 21 | 0 | 2021-02-21 | 21 | 59.98 | 0.83 | 60.81 | 0
2021-02-21 | 22 | 0 | 2021-02-21 | 22 | 54.24 | 0.91 | 55.15 | 0
2021-02-21 | 23 | 0 | 2021-02-21 | 23 | 51.82 | 0.85 | 52.67 | 0
2021-02-21 | 24 | 0 | 2021-02-21 | 24 | 48.49 | 0.81 | 49.3 | 0
2021-02-22 | 1 | 0 | 2021-02-22 | 1 | 51.19 | 0.67 | 51.86 | 0
2021-02-22 | 2 | 0 | 2021-02-22 | 2 | 47.77 | 0.89 | 48.66 | 0
2021-02-22 | 3 | 0 | 2021-02-22 | 3 | 46.96 | 0.78 | 47.74 | 0
2021-02-22 | 4 | 0 | 2021-02-22 | 4 | 47.98 | 0.75 | 48.73 | 0
2021-02-22 | 5 | 0 | 2021-02-22 | 5 | 58.51 | 0.78 | 59.29 | 0
2021-02-22 | 6 | 0 | 2021-02-22 | 6 | 70.11 | 1.03 | 71.14 | 0
2021-02-22 | 7 | 13 | 2021-02-22 | 7 | 88.81 | 1.46 | 90.27 | 1173.51
2021-02-22 | 8 | 3670 | 2021-02-22 | 8 | 102.76 | 1.66 | 104.42 | 383221.4
2021-02-22 | 9 | 8368 | 2021-02-22 | 9 | 101.56 | 1.59 | 103.15 | 863159.2
2021-02-22 | 10 | 12143 | 2021-02-22 | 10 | 89.4 | 1.27 | 90.67 | 1101005.81
2021-02-22 | 11 | 19978 | 2021-02-22 | 11 | 90.93 | 1.62 | 92.55 | 1848963.9
2021-02-22 | 12 | 26365 | 2021-02-22 | 12 | 79.26 | 1.53 | 80.79 | 2130028.35
2021-02-22 | 13 | 17145 | 2021-02-22 | 13 | 71.57 | 1.24 | 72.81 | 1248327.45
2021-02-22 | 14 | 10378 | 2021-02-22 | 14 | 79.4 | 1.27 | 80.67 | 837193.26
2021-02-22 | 15 | 7315 | 2021-02-22 | 15 | 78.52 | 1.44 | 79.96 | 584907.4
2021-02-22 | 16 | 3140 | 2021-02-22 | 16 | 87.88 | 1.27 | 89.15 | 279931
2021-02-22 | 17 | 765 | 2021-02-22 | 17 | 92.5 | 1.24 | 93.74 | 71711.1
2021-02-22 | 18 | 0 | 2021-02-22 | 18 | 84.99 | 1.09 | 86.08 | 0
2021-02-22 | 19 | 0 | 2021-02-22 | 19 | 76.22 | 1.04 | 77.26 | 0
2021-02-22 | 20 | 0 | 2021-02-22 | 20 | 65.84 | 1.14 | 66.98 | 0
2021-02-22 | 21 | 0 | 2021-02-22 | 21 | 54.57 | 0.91 | 55.48 | 0
2021-02-22 | 22 | 0 | 2021-02-22 | 22 | 54.93 | 0.91 | 55.84 | 0
2021-02-22 | 23 | 0 | 2021-02-22 | 23 | 48.99 | 1.07 | 50.06 | 0
2021-02-22 | 24 | 0 | 2021-02-22 | 24 | 43.99 | 0.9 | 44.89 | 0
2021-02-23 | 1 | 0 | 2021-02-23 | 1 | 41.85 | 0.36 | 42.21 | 0
2021-02-23 | 2 | 0 | 2021-02-23 | 2 | 37.31 | 0.33 | 37.64 | 0
2021-02-23 | 3 | 0 | 2021-02-23 | 3 | 41.28 | 0.38 | 41.66 | 0
2021-02-23 | 4 | 0 | 2021-02-23 | 4 | 40.04 | 0.31 | 40.35 | 0
2021-02-23 | 5 | 0 | 2021-02-23 | 5 | 41.52 | 0.49 | 42.01 | 0
2021-02-23 | 6 | 0 | 2021-02-23 | 6 | 40.48 | 0.47 | 40.95 | 0
2021-02-23 | 7 | 753 | 2021-02-23 | 7 | 52.46 | 0.46 | 52.92 | 39848.76
2021-02-23 | 8 | 6520 | 2021-02-23 | 8 | 63.91 | 1.02 | 64.93 | 423343.6
2021-02-23 | 9 | 25398 | 2021-02-23 | 9 | 60.13 | 0.84 | 60.97 | 1548516.06
2021-02-23 | 10 | 50048 | 2021-02-23 | 10 | 45.64 | 0.71 | 46.35 | 2319724.8
2021-02-23 | 11 | 56675 | 2021-02-23 | 11 | 35.18 | 0.76 | 35.94 | 2036899.5
2021-02-23 | 12 | 33930 | 2021-02-23 | 12 | 32.88 | 0.67 | 33.55 | 1138351.5
2021-02-23 | 13 | 39870 | 2021-02-23 | 13 | 33.5 | 0.65 | 34.15 | 1361560.5
2021-02-23 | 14 | 47540 | 2021-02-23 | 14 | 34.15 | 0.65 | 34.8 | 1654392
2021-02-23 | 15 | 21650 | 2021-02-23 | 15 | 34.43 | 0.65 | 35.08 | 759482
2021-02-23 | 16 | 15988 | 2021-02-23 | 16 | 34.02 | 0.65 | 34.67 | 554303.96
2021-02-23 | 17 | 6088 | 2021-02-23 | 17 | 37.81 | 0.62 | 38.43 | 233961.84
2021-02-23 | 18 | 250 | 2021-02-23 | 18 | 48.38 | 0.6 | 48.98 | 12245
2021-02-23 | 19 | 0 | 2021-02-23 | 19 | 52.31 | 0.64 | 52.95 | 0
2021-02-23 | 20 | 0 | 2021-02-23 | 20 | 46.74 | 0.58 | 47.32 | 0
2021-02-23 | 21 | 0 | 2021-02-23 | 21 | 42.45 | 0.59 | 43.04 | 0
2021-02-23 | 22 | 0 | 2021-02-23 | 22 | 38.42 | 0.65 | 39.07 | 0
2021-02-23 | 23 | 0 | 2021-02-23 | 23 | 35.54 | 0.81 | 36.35 | 0
2021-02-23 | 24 | 0 | 2021-02-23 | 24 | 27.5 | 0.51 | 28.01 | 0
2021-02-24 | 1 | 0 | 2021-02-24 | 1 | 25.48 | 0.61 | 26.09 | 0
2021-02-24 | 2 | 0 | 2021-02-24 | 2 | 24.01 | 0.6 | 24.61 | 0
2021-02-24 | 3 | 0 | 2021-02-24 | 3 | 23.98 | 0.55 | 24.53 | 0
2021-02-24 | 4 | 0 | 2021-02-24 | 4 | 24.03 | 0.55 | 24.58 | 0
2021-02-24 | 5 | 0 | 2021-02-24 | 5 | 23.55 | 0.56 | 24.11 | 0
2021-02-24 | 6 | 0 | 2021-02-24 | 6 | 26.16 | 0.67 | 26.83 | 0
2021-02-24 | 7 | 558 | 2021-02-24 | 7 | 35.04 | 0.86 | 35.9 | 20032.2
2021-02-24 | 8 | 16568 | 2021-02-24 | 8 | 33.72 | 1.16 | 34.88 | 577891.84
2021-02-24 | 9 | 41648 | 2021-02-24 | 9 | 24.23 | 1.02 | 25.25 | 1051612
2021-02-24 | 10 | 50985 | 2021-02-24 | 10 | 13.42 | 1 | 14.42 | 735203.7
2021-02-24 | 11 | 71720 | 2021-02-24 | 11 | 11.54 | 1.2 | 12.74 | 913712.8
2021-02-24 | 12 | 67250 | 2021-02-24 | 12 | 13.14 | 1.08 | 14.22 | 956295
2021-02-24 | 13 | 54708 | 2021-02-24 | 13 | 21.39 | 1.09 | 22.48 | 1229835.84
2021-02-24 | 14 | 36185 | 2021-02-24 | 14 | 22.74 | 0.97 | 23.71 | 857946.35
2021-02-24 | 15 | 23295 | 2021-02-24 | 15 | 20.06 | 0.96 | 21.02 | 489660.9
2021-02-24 | 16 | 17960 | 2021-02-24 | 16 | 4.04 | 1.15 | 5.19 | 93212.4
2021-02-24 | 17 | 5418 | 2021-02-24 | 17 | 25.12 | 0.89 | 26.01 | 140922.18
2021-02-24 | 18 | 250 | 2021-02-24 | 18 | 36.78 | 0.93 | 37.71 | 9427.5
2021-02-24 | 19 | 0 | 2021-02-24 | 19 | 50.35 | 1.23 | 51.58 | 0
2021-02-24 | 20 | 0 | 2021-02-24 | 20 | 33.93 | 0.87 | 34.8 | 0
2021-02-24 | 21 | 0 | 2021-02-24 | 21 | 26.95 | 0.87 | 27.82 | 0
2021-02-24 | 22 | 0 | 2021-02-24 | 22 | 26.97 | 0.88 | 27.85 | 0
2021-02-24 | 23 | 0 | 2021-02-24 | 23 | 22.3 | 0.98 | 23.28 | 0
2021-02-24 | 24 | 0 | 2021-02-24 | 24 | 15.46 | 0.7 | 16.16 | 0
2021-02-25 | 1 | 0 | 2021-02-25 | 1 | 17.38 | 0.66 | 18.04 | 0
2021-02-25 | 2 | 0 | 2021-02-25 | 2 | 18.14 | 0.58 | 18.72 | 0
2021-02-25 | 3 | 0 | 2021-02-25 | 3 | 15.83 | 0.58 | 16.41 | 0
2021-02-25 | 4 | 0 | 2021-02-25 | 4 | 15.05 | 0.58 | 15.63 | 0
2021-02-25 | 5 | 0 | 2021-02-25 | 5 | 19.53 | 0.6 | 20.13 | 0
2021-02-25 | 6 | 0 | 2021-02-25 | 6 | 21.36 | 0.71 | 22.07 | 0
2021-02-25 | 7 | 1135 | 2021-02-25 | 7 | 33.88 | 0.83 | 34.71 | 39395.85
2021-02-25 | 8 | 18600 | 2021-02-25 | 8 | 26.75 | 1.09 | 27.84 | 517824
2021-02-25 | 9 | 43973 | 2021-02-25 | 9 | 21.26 | 0.97 | 22.23 | 977519.79
2021-02-25 | 10 | 64028 | 2021-02-25 | 10 | 17.02 | 0.95 | 17.97 | 1150583.16
2021-02-25 | 11 | 64973 | 2021-02-25 | 11 | 0.85 | 1.14 | 1.99 | 129296.27
2021-02-25 | 12 | 58253 | 2021-02-25 | 12 | 2.54 | 1.11 | 3.65 | 212623.45
2021-02-25 | 13 | 70698 | 2021-02-25 | 13 | -2.66 | 1.16 | -1.5 | -106047
2021-02-25 | 14 | 72728 | 2021-02-25 | 14 | -11.12 | 1.23 | -9.89 | -719279.92
2021-02-25 | 15 | 62173 | 2021-02-25 | 15 | -5.64 | 1.21 | -4.43 | -275426.39
2021-02-25 | 16 | 36115 | 2021-02-25 | 16 | 23.29 | 0.98 | 24.27 | 876511.05
2021-02-25 | 17 | 13645 | 2021-02-25 | 17 | 32.41 | 1.07 | 33.48 | 456834.6
2021-02-25 | 18 | 500 | 2021-02-25 | 18 | 56.95 | 1.39 | 58.34 | 29170
2021-02-25 | 19 | 0 | 2021-02-25 | 19 | 55.4 | 1 | 56.4 | 0
2021-02-25 | 20 | 0 | 2021-02-25 | 20 | 51.28 | 1.11 | 52.39 | 0
2021-02-25 | 21 | 0 | 2021-02-25 | 21 | 48.76 | 1.34 | 50.1 | 0
2021-02-25 | 22 | 0 | 2021-02-25 | 22 | 37.65 | 1.08 | 38.73 | 0
2021-02-25 | 23 | 0 | 2021-02-25 | 23 | 29.49 | 1.01 | 30.5 | 0
2021-02-25 | 24 | 0 | 2021-02-25 | 24 | 23.14 | 0.67 | 23.81 | 0
2021-02-26 | 1 | 0 | 2021-02-26 | 1 | 21.02 | 0.5 | 21.52 | 0
2021-02-26 | 2 | 0 | 2021-02-26 | 2 | 18.53 | 0.53 | 19.06 | 0
2021-02-26 | 3 | 0 | 2021-02-26 | 3 | 19.36 | 0.49 | 19.85 | 0
2021-02-26 | 4 | 0 | 2021-02-26 | 4 | 20.06 | 0.48 | 20.54 | 0
2021-02-26 | 5 | 0 | 2021-02-26 | 5 | 20.87 | 0.48 | 21.35 | 0
2021-02-26 | 6 | 0 | 2021-02-26 | 6 | 28.21 | 0.57 | 28.78 | 0
2021-02-26 | 7 | 1323 | 2021-02-26 | 7 | 47.56 | 0.86 | 48.42 | 64059.66
2021-02-26 | 8 | 19398 | 2021-02-26 | 8 | 47.04 | 1.11 | 48.15 | 934013.7
2021-02-26 | 9 | 45890 | 2021-02-26 | 9 | 39.59 | 0.94 | 40.53 | 1859921.7
2021-02-26 | 10 | 66228 | 2021-02-26 | 10 | 29.06 | 0.87 | 29.93 | 1982204.04
2021-02-26 | 11 | 77288 | 2021-02-26 | 11 | 23.22 | 0.85 | 24.07 | 1860322.16
2021-02-26 | 12 | 80028 | 2021-02-26 | 12 | 15.44 | 0.93 | 16.37 | 1310058.36
2021-02-26 | 13 | 79643 | 2021-02-26 | 13 | 15.19 | 1.02 | 16.21 | 1291013.03
2021-02-26 | 14 | 75213 | 2021-02-26 | 14 | 20.74 | 0.89 | 21.63 | 1626857.19
2021-02-26 | 15 | 62308 | 2021-02-26 | 15 | 19.34 | 1.34 | 20.68 | 1288529.44
2021-02-26 | 16 | 42113 | 2021-02-26 | 16 | 20.81 | 0.96 | 21.77 | 916800.01
2021-02-26 | 17 | 12428 | 2021-02-26 | 17 | 30.59 | 1.08 | 31.67 | 393594.76
2021-02-26 | 18 | 250 | 2021-02-26 | 18 | 37.73 | 0.89 | 38.62 | 9655
2021-02-26 | 19 | 0 | 2021-02-26 | 19 | 50.94 | 1.03 | 51.97 | 0
2021-02-26 | 20 | 0 | 2021-02-26 | 20 | 36.75 | 0.94 | 37.69 | 0
2021-02-26 | 21 | 0 | 2021-02-26 | 21 | 38.74 | 0.88 | 39.62 | 0
2021-02-26 | 22 | 0 | 2021-02-26 | 22 | 38.36 | 0.96 | 39.32 | 0
2021-02-26 | 23 | 0 | 2021-02-26 | 23 | 38.64 | 1.03 | 39.67 | 0
2021-02-26 | 24 | 0 | 2021-02-26 | 24 | 46.74 | 1.44 | 48.18 | 0
2021-02-27 | 1 | 0 | 2021-02-27 | 1 | 33.66 | 1.58 | 35.24 | 0
2021-02-27 | 2 | 0 | 2021-02-27 | 2 | 34.32 | 1.33 | 35.65 | 0
2021-02-27 | 3 | 0 | 2021-02-27 | 3 | 34.88 | 1.27 | 36.15 | 0
2021-02-27 | 4 | 0 | 2021-02-27 | 4 | 33.65 | 1.23 | 34.88 | 0
2021-02-27 | 5 | 0 | 2021-02-27 | 5 | 35.3 | 1.26 | 36.56 | 0
2021-02-27 | 6 | 0 | 2021-02-27 | 6 | 49.6 | 1.37 | 50.97 | 0
2021-02-27 | 7 | 263 | 2021-02-27 | 7 | 57.52 | 2.1 | 59.62 | 15680.06
2021-02-27 | 8 | 1888 | 2021-02-27 | 8 | 62.08 | 2.79 | 64.87 | 122474.56
2021-02-27 | 9 | 840 | 2021-02-27 | 9 | 60.97 | 1.7 | 62.67 | 52642.8
2021-02-27 | 10 | 575 | 2021-02-27 | 10 | 64.95 | 1.5 | 66.45 | 38208.75
2021-02-27 | 11 | 313 | 2021-02-27 | 11 | 59.45 | 1.42 | 60.87 | 19052.31
2021-02-27 | 12 | 570 | 2021-02-27 | 12 | 59.18 | 1.65 | 60.83 | 34673.1
2021-02-27 | 13 | 315 | 2021-02-27 | 13 | 53.81 | 1.56 | 55.37 | 17441.55
2021-02-27 | 14 | 1733 | 2021-02-27 | 14 | 48.1 | 1.46 | 49.56 | 85887.48
2021-02-27 | 15 | 2860 | 2021-02-27 | 15 | 41.99 | 1.46 | 43.45 | 124267
2021-02-27 | 16 | 3083 | 2021-02-27 | 16 | 46.7 | 1.61 | 48.31 | 148939.73
2021-02-27 | 17 | 2573 | 2021-02-27 | 17 | 50.2 | 1.38 | 51.58 | 132715.34
2021-02-27 | 18 | 250 | 2021-02-27 | 18 | 48.67 | 1.35 | 50.02 | 12505
2021-02-27 | 19 | 0 | 2021-02-27 | 19 | 52.9 | 1.57 | 54.47 | 0
2021-02-27 | 20 | 0 | 2021-02-27 | 20 | 38.58 | 1.29 | 39.87 | 0
2021-02-27 | 21 | 0 | 2021-02-27 | 21 | 37.13 | 1.38 | 38.51 | 0
2021-02-27 | 22 | 0 | 2021-02-27 | 22 | 39.01 | 1.93 | 40.94 | 0
2021-02-27 | 23 | 0 | 2021-02-27 | 23 | 26.08 | 1.52 | 27.6 | 0
2021-02-27 | 24 | 0 | 2021-02-27 | 24 | 33.05 | 1.91 | 34.96 | 0
2021-02-28 | 1 | 0 | 2021-02-28 | 1 | 59.93 | 2.28 | 62.21 | 0
2021-02-28 | 2 | 0 | 2021-02-28 | 2 | 50.94 | 1.3 | 52.24 | 0
2021-02-28 | 3 | 0 | 2021-02-28 | 3 | 52.99 | 1.09 | 54.08 | 0
2021-02-28 | 4 | 0 | 2021-02-28 | 4 | 33.74 | 1.01 | 34.75 | 0
2021-02-28 | 5 | 0 | 2021-02-28 | 5 | 31.61 | 1.01 | 32.62 | 0
2021-02-28 | 6 | 0 | 2021-02-28 | 6 | 29.87 | 1.02 | 30.89 | 0
2021-02-28 | 7 | 578 | 2021-02-28 | 7 | 26.44 | 1.11 | 27.55 | 15923.9
2021-02-28 | 8 | 6310 | 2021-02-28 | 8 | 29.53 | 1.19 | 30.72 | 193843.2
2021-02-28 | 9 | 17010 | 2021-02-28 | 9 | 58.51 | 2.19 | 60.7 | 1032507
2021-02-28 | 10 | 29593 | 2021-02-28 | 10 | 47.54 | 1.91 | 49.45 | 1463373.85
2021-02-28 | 11 | 36983 | 2021-02-28 | 11 | 57.11 | 2.35 | 59.46 | 2199009.18
2021-02-28 | 12 | 31933 | 2021-02-28 | 12 | 45.97 | 1.89 | 47.86 | 1528313.38
2021-02-28 | 13 | 27205 | 2021-02-28 | 13 | 36.95 | 1.24 | 38.19 | 1038958.95
2021-02-28 | 14 | 24770 | 2021-02-28 | 14 | 56.52 | 1.82 | 58.34 | 1445081.8
2021-02-28 | 15 | 17768 | 2021-02-28 | 15 | 57.65 | 1.41 | 59.06 | 1049378.08
2021-02-28 | 16 | 10685 | 2021-02-28 | 16 | 42.38 | 1.46 | 43.84 | 468430.4
2021-02-28 | 17 | 3778 | 2021-02-28 | 17 | 56.09 | 1.48 | 57.57 | 217499.46
2021-02-28 | 18 | 250 | 2021-02-28 | 18 | 64.53 | 1.28 | 65.81 | 16452.5
2021-02-28 | 19 | 0 | 2021-02-28 | 19 | 68.85 | 1.37 | 70.22 | 0
2021-02-28 | 20 | 0 | 2021-02-28 | 20 | 45 | 1.14 | 46.14 | 0
2021-02-28 | 21 | 0 | 2021-02-28 | 21 | 44.49 | 1.3 | 45.79 | 0
2021-02-28 | 22 | 0 | 2021-02-28 | 22 | 32.99 | 1.06 | 34.05 | 0
2021-02-28 | 23 | 0 | 2021-02-28 | 23 | 26.09 | 1.15 | 27.24 | 0
2021-02-28 | 24 | 0 | 2021-02-28 | 24 | 26.86 | 1.15 | 28.01 | 0
2021-03-01 | 1 | 0 | 2021-03-01 | 1 | 28.76 | 0.8 | 29.56 | 0
2021-03-01 | 2 | 0 | 2021-03-01 | 2 | 29.05 | 0.77 | 29.82 | 0
2021-03-01 | 3 | 0 | 2021-03-01 | 3 | 26.63 | 0.8 | 27.43 | 0
2021-03-01 | 4 | 0 | 2021-03-01 | 4 | 26.38 | 0.79 | 27.17 | 0
2021-03-01 | 5 | 0 | 2021-03-01 | 5 | 27.86 | 0.7 | 28.56 | 0
2021-03-01 | 6 | 3 | 2021-03-01 | 6 | 34.07 | 0.8 | 34.87 | 104.61
2021-03-01 | 7 | 5 | 2021-03-01 | 7 | 66.49 | 1.34 | 67.83 | 339.15
2021-03-01 | 8 | 958 | 2021-03-01 | 8 | 53.96 | 1.42 | 55.38 | 53054.04
2021-03-01 | 9 | 5245 | 2021-03-01 | 9 | 55.78 | 1.22 | 57 | 298965
2021-03-01 | 10 | 10080 | 2021-03-01 | 10 | 59.96 | 1.04 | 61 | 614880
2021-03-01 | 11 | 11723 | 2021-03-01 | 11 | 76.17 | 1.6 | 77.77 | 911697.71
2021-03-01 | 12 | 7763 | 2021-03-01 | 12 | 79.23 | 1.66 | 80.89 | 627949.07
2021-03-01 | 13 | 9488 | 2021-03-01 | 13 | 79.9 | 2.07 | 81.97 | 777731.36
2021-03-01 | 14 | 12920 | 2021-03-01 | 14 | 48.92 | 1.27 | 50.19 | 648454.8
2021-03-01 | 15 | 9608 | 2021-03-01 | 15 | 36.31 | 0.93 | 37.24 | 357801.92
2021-03-01 | 16 | 13358 | 2021-03-01 | 16 | 34.2 | 0.94 | 35.14 | 469400.12
2021-03-01 | 17 | 9750 | 2021-03-01 | 17 | 38.84 | 1.01 | 39.85 | 388537.5
2021-03-01 | 18 | 820 | 2021-03-01 | 18 | 54.36 | 1.02 | 55.38 | 45411.6
2021-03-01 | 19 | 0 | 2021-03-01 | 19 | 52.73 | 1.05 | 53.78 | 0
2021-03-01 | 20 | 0 | 2021-03-01 | 20 | 50.11 | 1.07 | 51.18 | 0
2021-03-01 | 21 | 0 | 2021-03-01 | 21 | 41.86 | 1.1 | 42.96 | 0
2021-03-01 | 22 | 0 | 2021-03-01 | 22 | 35.38 | 0.98 | 36.36 | 0
2021-03-01 | 23 | 0 | 2021-03-01 | 23 | 34.56 | 1.02 | 35.58 | 0
2021-03-01 | 24 | 0 | 2021-03-01 | 24 | 40.55 | 1.07 | 41.62 | 0
2021-03-02 | 1 | 0 | 2021-03-02 | 1 | 49.27 | 0.93 | 50.2 | 0
2021-03-02 | 2 | 0 | 2021-03-02 | 2 | 44.94 | 0.84 | 45.78 | 0
2021-03-02 | 3 | 0 | 2021-03-02 | 3 | 49.02 | 0.85 | 49.87 | 0
2021-03-02 | 4 | 0 | 2021-03-02 | 4 | 55.31 | 0.76 | 56.07 | 0
2021-03-02 | 5 | 0 | 2021-03-02 | 5 | 90.73 | 1.52 | 92.25 | 0
2021-03-02 | 6 | 3 | 2021-03-02 | 6 | 108.34 | 2.58 | 110.92 | 332.76
2021-03-02 | 7 | 2343 | 2021-03-02 | 7 | 120.25 | 2.32 | 122.57 | 287181.51
2021-03-02 | 8 | 21903 | 2021-03-02 | 8 | 124.4 | 2.91 | 127.31 | 2788470.93
2021-03-02 | 9 | 49228 | 2021-03-02 | 9 | 79.86 | 1.66 | 81.52 | 4013066.56
2021-03-02 | 10 | 70270 | 2021-03-02 | 10 | 45.72 | 1.07 | 46.79 | 3287933.3
2021-03-02 | 11 | 79283 | 2021-03-02 | 11 | 46.38 | 1.11 | 47.49 | 3765149.67
2021-03-02 | 12 | 80748 | 2021-03-02 | 12 | 44.75 | 1.09 | 45.84 | 3701488.32
2021-03-02 | 13 | 71540 | 2021-03-02 | 13 | 42.98 | 1.05 | 44.03 | 3149906.2
2021-03-02 | 14 | 79913 | 2021-03-02 | 14 | 42.31 | 1.06 | 43.37 | 3465826.81
2021-03-02 | 15 | 68765 | 2021-03-02 | 15 | 44.18 | 1.07 | 45.25 | 3111616.25
2021-03-02 | 16 | 46700 | 2021-03-02 | 16 | 46.55 | 1.09 | 47.64 | 2224788
2021-03-02 | 17 | 15343 | 2021-03-02 | 17 | 55.93 | 1.25 | 57.18 | 877312.74
2021-03-02 | 18 | 853 | 2021-03-02 | 18 | 84.62 | 1.51 | 86.13 | 73468.89
2021-03-02 | 19 | 0 | 2021-03-02 | 19 | 90.08 | 1.3 | 91.38 | 0
2021-03-02 | 20 | 0 | 2021-03-02 | 20 | 71.46 | 1.17 | 72.63 | 0
2021-03-02 | 21 | 0 | 2021-03-02 | 21 | 71.08 | 1.43 | 72.51 | 0
2021-03-02 | 22 | 0 | 2021-03-02 | 22 | 67.59 | 1.15 | 68.74 | 0
2021-03-02 | 23 | 0 | 2021-03-02 | 23 | 54.83 | 1.19 | 56.02 | 0
2021-03-02 | 24 | 0 | 2021-03-02 | 24 | 52.26 | 0.9 | 53.16 | 0
2021-03-03 | 1 | 0 | 2021-03-03 | 1 | 68.19 | 0.46 | 68.65 | 0
2021-03-03 | 2 | 0 | 2021-03-03 | 2 | 68 | 0.44 | 68.44 | 0
2021-03-03 | 3 | 0 | 2021-03-03 | 3 | 55.87 | 0.42 | 56.29 | 0
2021-03-03 | 4 | 0 | 2021-03-03 | 4 | 55.82 | 0.42 | 56.24 | 0
2021-03-03 | 5 | 0 | 2021-03-03 | 5 | 65.53 | 0.93 | 66.46 | 0
2021-03-03 | 6 | 5 | 2021-03-03 | 6 | 79.21 | 1.3 | 80.51 | 402.55
2021-03-03 | 7 | 1135 | 2021-03-03 | 7 | 88.16 | 1.02 | 89.18 | 101219.3
2021-03-03 | 8 | 7970 | 2021-03-03 | 8 | 101.13 | 1.51 | 102.64 | 818040.8
2021-03-03 | 9 | 38220 | 2021-03-03 | 9 | 88.69 | 1.76 | 90.45 | 3456999
2021-03-03 | 10 | 62063 | 2021-03-03 | 10 | 55.28 | 0.79 | 56.07 | 3479872.41
2021-03-03 | 11 | 71868 | 2021-03-03 | 11 | 36.02 | 0.68 | 36.7 | 2637555.6
2021-03-03 | 12 | 65855 | 2021-03-03 | 12 | 36.13 | 0.66 | 36.79 | 2422805.45
2021-03-03 | 13 | 47610 | 2021-03-03 | 13 | 37.53 | 0.66 | 38.19 | 1818225.9
2021-03-03 | 14 | 43538 | 2021-03-03 | 14 | 38.89 | 0.66 | 39.55 | 1721927.9
2021-03-03 | 15 | 46525 | 2021-03-03 | 15 | 39.66 | 0.65 | 40.31 | 1875422.75
2021-03-03 | 16 | 22010 | 2021-03-03 | 16 | 56.92 | 0.77 | 57.69 | 1269756.9
2021-03-03 | 17 | 13585 | 2021-03-03 | 17 | 65.86 | 0.75 | 66.61 | 904896.85
2021-03-03 | 18 | 283 | 2021-03-03 | 18 | 83.3 | 0.89 | 84.19 | 23825.77
2021-03-03 | 19 | 0 | 2021-03-03 | 19 | 91.21 | 1.27 | 92.48 | 0
2021-03-03 | 20 | 0 | 2021-03-03 | 20 | 76.77 | 0.83 | 77.6 | 0
2021-03-03 | 21 | 0 | 2021-03-03 | 21 | 63.51 | 0.73 | 64.24 | 0
2021-03-03 | 22 | 0 | 2021-03-03 | 22 | 55.92 | 0.75 | 56.67 | 0
2021-03-03 | 23 | 0 | 2021-03-03 | 23 | 42.93 | 1.09 | 44.02 | 0
2021-03-03 | 24 | 0 | 2021-03-03 | 24 | 35.37 | 0.55 | 35.92 | 0
2021-03-04 | 1 | 0 | 2021-03-04 | 1 | 41.44 | 0.43 | 41.87 | 0
2021-03-04 | 2 | 0 | 2021-03-04 | 2 | 41.21 | 0.41 | 41.62 | 0
2021-03-04 | 3 | 0 | 2021-03-04 | 3 | 38.08 | 0.34 | 38.42 | 0
2021-03-04 | 4 | 0 | 2021-03-04 | 4 | 37.29 | 0.31 | 37.6 | 0
2021-03-04 | 5 | 0 | 2021-03-04 | 5 | 38.12 | 0.31 | 38.43 | 0
2021-03-04 | 6 | 5 | 2021-03-04 | 6 | 54.41 | 0.6 | 55.01 | 275.05
2021-03-04 | 7 | 2398 | 2021-03-04 | 7 | 46.56 | 0.6 | 47.16 | 113089.68
2021-03-04 | 8 | 21778 | 2021-03-04 | 8 | 51.78 | 0.97 | 52.75 | 1148789.5
2021-03-04 | 9 | 46950 | 2021-03-04 | 9 | 42.58 | 0.63 | 43.21 | 2028709.5
2021-03-04 | 10 | 67020 | 2021-03-04 | 10 | 40.17 | 0.67 | 40.84 | 2737096.8
2021-03-04 | 11 | 78125 | 2021-03-04 | 11 | 51.32 | 0.59 | 51.91 | 4055468.75
2021-03-04 | 12 | 80455 | 2021-03-04 | 12 | 55.72 | 0.58 | 56.3 | 4529616.5
2021-03-04 | 13 | 80753 | 2021-03-04 | 13 | 49.86 | 0.7 | 50.56 | 4082871.68
2021-03-04 | 14 | 77840 | 2021-03-04 | 14 | 44.64 | 0.61 | 45.25 | 3522260
2021-03-04 | 15 | 65388 | 2021-03-04 | 15 | 42.15 | 0.58 | 42.73 | 2794029.24
2021-03-04 | 16 | 44700 | 2021-03-04 | 16 | 42.24 | 0.59 | 42.83 | 1914501
2021-03-04 | 17 | 15693 | 2021-03-04 | 17 | 49.86 | 0.59 | 50.45 | 791711.85
2021-03-04 | 18 | 878 | 2021-03-04 | 18 | 59.02 | 0.53 | 59.55 | 52284.9
2021-03-04 | 19 | 0 | 2021-03-04 | 19 | 63.71 | 0.67 | 64.38 | 0
2021-03-04 | 20 | 0 | 2021-03-04 | 20 | 61.38 | 0.73 | 62.11 | 0
2021-03-04 | 21 | 0 | 2021-03-04 | 21 | 58.89 | 0.58 | 59.47 | 0
2021-03-04 | 22 | 0 | 2021-03-04 | 22 | 59.3 | 0.59 | 59.89 | 0
2021-03-04 | 23 | 0 | 2021-03-04 | 23 | 56.36 | 0.72 | 57.08 | 0
2021-03-04 | 24 | 0 | 2021-03-04 | 24 | 50.71 | 0.56 | 51.27 | 0
2021-03-05 | 1 | 0 | 2021-03-05 | 1 | 56.04 | 0.47 | 56.51 | 0
2021-03-05 | 2 | 0 | 2021-03-05 | 2 | 60.26 | 0.5 | 60.76 | 0
2021-03-05 | 3 | 0 | 2021-03-05 | 3 | 52.62 | 0.44 | 53.06 | 0
2021-03-05 | 4 | 0 | 2021-03-05 | 4 | 53.01 | 0.42 | 53.43 | 0
2021-03-05 | 5 | 0 | 2021-03-05 | 5 | 53.23 | 0.43 | 53.66 | 0
2021-03-05 | 6 | 5 | 2021-03-05 | 6 | 69.45 | 1.16 | 70.61 | 353.05
2021-03-05 | 7 | 1133 | 2021-03-05 | 7 | 80.63 | 1.18 | 81.81 | 92690.73
2021-03-05 | 8 | 8815 | 2021-03-05 | 8 | 79.08 | 1.26 | 80.34 | 708197.1
2021-03-05 | 9 | 23138 | 2021-03-05 | 9 | 58.98 | 0.79 | 59.77 | 1382958.26
2021-03-05 | 10 | 31068 | 2021-03-05 | 10 | 52.85 | 0.75 | 53.6 | 1665244.8
2021-03-05 | 11 | 36760 | 2021-03-05 | 11 | 48.81 | 0.69 | 49.5 | 1819620
2021-03-05 | 12 | 36143 | 2021-03-05 | 12 | 47.32 | 0.67 | 47.99 | 1734502.57
2021-03-05 | 13 | 40938 | 2021-03-05 | 13 | 45.42 | 0.67 | 46.09 | 1886832.42
2021-03-05 | 14 | 50935 | 2021-03-05 | 14 | 43.44 | 0.68 | 44.12 | 2247252.2
2021-03-05 | 15 | 46125 | 2021-03-05 | 15 | 45.81 | 0.69 | 46.5 | 2144812.5
2021-03-05 | 16 | 41118 | 2021-03-05 | 16 | 48.37 | 0.71 | 49.08 | 2018071.44
2021-03-05 | 17 | 9368 | 2021-03-05 | 17 | 55.07 | 0.72 | 55.79 | 522640.72
2021-03-05 | 18 | 1140 | 2021-03-05 | 18 | 62.28 | 0.69 | 62.97 | 71785.8
2021-03-05 | 19 | 0 | 2021-03-05 | 19 | 66.25 | 0.86 | 67.11 | 0
2021-03-05 | 20 | 0 | 2021-03-05 | 20 | 60.73 | 0.75 | 61.48 | 0
2021-03-05 | 21 | 0 | 2021-03-05 | 21 | 65.39 | 0.85 | 66.24 | 0
2021-03-05 | 22 | 0 | 2021-03-05 | 22 | 51.59 | 0.72 | 52.31 | 0
2021-03-05 | 23 | 0 | 2021-03-05 | 23 | 48.05 | 1.01 | 49.06 | 0
2021-03-05 | 24 | 0 | 2021-03-05 | 24 | 57.08 | 0.83 | 57.91 | 0
2021-03-06 | 1 | 0 | 2021-03-06 | 1 | 58.45 | 1.17 | 59.62 | 0
2021-03-06 | 2 | 0 | 2021-03-06 | 2 | 47.2 | 0.84 | 48.04 | 0
2021-03-06 | 3 | 0 | 2021-03-06 | 3 | 45.23 | 0.83 | 46.06 | 0
2021-03-06 | 4 | 0 | 2021-03-06 | 4 | 44.27 | 0.84 | 45.11 | 0
2021-03-06 | 5 | 0 | 2021-03-06 | 5 | 47.47 | 0.88 | 48.35 | 0
2021-03-06 | 6 | 5 | 2021-03-06 | 6 | 58.28 | 1.31 | 59.59 | 297.95
2021-03-06 | 7 | 3185 | 2021-03-06 | 7 | 45.3 | 0.79 | 46.09 | 146796.65
2021-03-06 | 8 | 24028 | 2021-03-06 | 8 | 55.57 | 1.61 | 57.18 | 1373921.04
2021-03-06 | 9 | 50195 | 2021-03-06 | 9 | 41.48 | 0.83 | 42.31 | 2123750.45
2021-03-06 | 10 | 69435 | 2021-03-06 | 10 | 38.34 | 0.68 | 39.02 | 2709353.7
2021-03-06 | 11 | 79050 | 2021-03-06 | 11 | 35.76 | 0.7 | 36.46 | 2882163
2021-03-06 | 12 | 80603 | 2021-03-06 | 12 | 35.27 | 0.71 | 35.98 | 2900095.94
2021-03-06 | 13 | 80590 | 2021-03-06 | 13 | 33.11 | 0.67 | 33.78 | 2722330.2
2021-03-06 | 14 | 77500 | 2021-03-06 | 14 | 29.46 | 0.73 | 30.19 | 2339725
2021-03-06 | 15 | 64365 | 2021-03-06 | 15 | 31.4 | 0.68 | 32.08 | 2064829.2
2021-03-06 | 16 | 36848 | 2021-03-06 | 16 | 35.57 | 0.65 | 36.22 | 1334634.56
2021-03-06 | 17 | 11535 | 2021-03-06 | 17 | 41.89 | 0.65 | 42.54 | 490698.9
2021-03-06 | 18 | 1233 | 2021-03-06 | 18 | 51.24 | 0.68 | 51.92 | 64017.36
2021-03-06 | 19 | 0 | 2021-03-06 | 19 | 69.39 | 0.86 | 70.25 | 0
2021-03-06 | 20 | 0 | 2021-03-06 | 20 | 51.3 | 0.7 | 52 | 0
2021-03-06 | 21 | 0 | 2021-03-06 | 21 | 49.09 | 0.8 | 49.89 | 0
2021-03-06 | 22 | 0 | 2021-03-06 | 22 | 44.02 | 0.71 | 44.73 | 0
2021-03-06 | 23 | 0 | 2021-03-06 | 23 | 39.23 | 0.82 | 40.05 | 0
2021-03-06 | 24 | 0 | 2021-03-06 | 24 | 38.52 | 0.8 | 39.32 | 0
2021-03-07 | 1 | 0 | 2021-03-07 | 1 | 53.98 | 0.92 | 54.9 | 0
2021-03-07 | 2 | 0 | 2021-03-07 | 2 | 40.97 | 0.72 | 41.69 | 0
2021-03-07 | 3 | 0 | 2021-03-07 | 3 | 34.24 | 0.46 | 34.7 | 0
2021-03-07 | 4 | 0 | 2021-03-07 | 4 | 37.29 | 0.66 | 37.95 | 0
2021-03-07 | 5 | 0 | 2021-03-07 | 5 | 46.13 | 0.6 | 46.73 | 0
2021-03-07 | 6 | 5 | 2021-03-07 | 6 | 55.75 | 0.62 | 56.37 | 281.85
2021-03-07 | 7 | 3718 | 2021-03-07 | 7 | 48.21 | 0.72 | 48.93 | 181921.74
2021-03-07 | 8 | 24150 | 2021-03-07 | 8 | 37.82 | 0.8 | 38.62 | 932673
2021-03-07 | 9 | 50248 | 2021-03-07 | 9 | 32.12 | 0.84 | 32.96 | 1656174.08
2021-03-07 | 10 | 66620 | 2021-03-07 | 10 | 30.97 | 0.52 | 31.49 | 2097863.8
2021-03-07 | 11 | 77055 | 2021-03-07 | 11 | 26.77 | 0.48 | 27.25 | 2099748.75
2021-03-07 | 12 | 80108 | 2021-03-07 | 12 | 28.54 | 0.47 | 29.01 | 2323933.08
2021-03-07 | 13 | 80010 | 2021-03-07 | 13 | 24.6 | 0.48 | 25.08 | 2006650.8
2021-03-07 | 14 | 76620 | 2021-03-07 | 14 | 23.65 | 0.47 | 24.12 | 1848074.4
2021-03-07 | 15 | 64980 | 2021-03-07 | 15 | 27.65 | 0.5 | 28.15 | 1829187
2021-03-07 | 16 | 44928 | 2021-03-07 | 16 | 33.3 | 0.51 | 33.81 | 1519015.68
2021-03-07 | 17 | 16505 | 2021-03-07 | 17 | 41.69 | 0.51 | 42.2 | 696511
2021-03-07 | 18 | 1158 | 2021-03-07 | 18 | 54.51 | 0.59 | 55.1 | 63805.8
2021-03-07 | 19 | 0 | 2021-03-07 | 19 | 58.25 | 0.72 | 58.97 | 0
2021-03-07 | 20 | 0 | 2021-03-07 | 20 | 62.92 | 0.88 | 63.8 | 0
2021-03-07 | 21 | 0 | 2021-03-07 | 21 | 62.08 | 0.74 | 62.82 | 0
2021-03-07 | 22 | 0 | 2021-03-07 | 22 | 47.25 | 0.59 | 47.84 | 0
2021-03-07 | 23 | 0 | 2021-03-07 | 23 | 44.74 | 0.64 | 45.38 | 0
2021-03-07 | 24 | 0 | 2021-03-07 | 24 | 37.44 | 0.72 | 38.16 | 0
2021-03-08 | 1 | 0 | 2021-03-08 | 1 | 41.09 | 1.43 | 42.52 | 0
2021-03-08 | 2 | 0 | 2021-03-08 | 2 | 39.9 | 1.37 | 41.27 | 0
2021-03-08 | 3 | 0 | 2021-03-08 | 3 | 37.9 | 1.37 | 39.27 | 0
2021-03-08 | 4 | 0 | 2021-03-08 | 4 | 40.62 | 1.54 | 42.16 | 0
2021-03-08 | 5 | 0 | 2021-03-08 | 5 | 41.46 | 1.47 | 42.93 | 0
2021-03-08 | 6 | 3 | 2021-03-08 | 6 | 46.48 | 2.11 | 48.59 | 145.77
2021-03-08 | 7 | 3970 | 2021-03-08 | 7 | 65.6 | 2.28 | 67.88 | 269483.6
2021-03-08 | 8 | 25325 | 2021-03-08 | 8 | 51.22 | 2.27 | 53.49 | 1354634.25
2021-03-08 | 9 | 49585 | 2021-03-08 | 9 | 43.24 | 1.79 | 45.03 | 2232812.55
2021-03-08 | 10 | 67275 | 2021-03-08 | 10 | 40.37 | 1.83 | 42.2 | 2839005
2021-03-08 | 11 | 77085 | 2021-03-08 | 11 | 35.27 | 1.72 | 36.99 | 2851374.15
2021-03-08 | 12 | 79433 | 2021-03-08 | 12 | 34.93 | 1.69 | 36.62 | 2908836.46
2021-03-08 | 13 | 79190 | 2021-03-08 | 13 | 37.13 | 1.7 | 38.83 | 3074947.7
2021-03-08 | 14 | 75318 | 2021-03-08 | 14 | 36.51 | 1.71 | 38.22 | 2878653.96
2021-03-08 | 15 | 63995 | 2021-03-08 | 15 | 35.98 | 1.7 | 37.68 | 2411331.6
2021-03-08 | 16 | 44825 | 2021-03-08 | 16 | 38.62 | 1.7 | 40.32 | 1807344
2021-03-08 | 17 | 15445 | 2021-03-08 | 17 | 49.03 | 1.93 | 50.96 | 787077.2
2021-03-08 | 18 | 1195 | 2021-03-08 | 18 | 93.79 | 2.56 | 96.35 | 115138.25
2021-03-08 | 19 | 0 | 2021-03-08 | 19 | 124.62 | 9.08 | 133.7 | 0
2021-03-08 | 20 | 0 | 2021-03-08 | 20 | 77.72 | 4.85 | 82.57 | 0
2021-03-08 | 21 | 0 | 2021-03-08 | 21 | 62.66 | 1.97 | 64.63 | 0
2021-03-08 | 22 | 0 | 2021-03-08 | 22 | 51.47 | 1.87 | 53.34 | 0
2021-03-08 | 23 | 0 | 2021-03-08 | 23 | 51.63 | 1.9 | 53.53 | 0
2021-03-08 | 24 | 0 | 2021-03-08 | 24 | 39.78 | 1.55 | 41.33 | 0
2021-03-09 | 1 | 0 | 2021-03-09 | 1 | 33.23 | 0.64 | 33.87 | 0
2021-03-09 | 2 | 0 | 2021-03-09 | 2 | 38.67 | 0.63 | 39.3 | 0
2021-03-09 | 3 | 0 | 2021-03-09 | 3 | 38.23 | 0.63 | 38.86 | 0
2021-03-09 | 4 | 0 | 2021-03-09 | 4 | 37.3 | 0.61 | 37.91 | 0
2021-03-09 | 5 | 0 | 2021-03-09 | 5 | 36.19 | 0.6 | 36.79 | 0
2021-03-09 | 6 | 5 | 2021-03-09 | 6 | 45.46 | 1.2 | 46.66 | 233.3
2021-03-09 | 7 | 2213 | 2021-03-09 | 7 | 59.73 | 1.47 | 61.2 | 135435.6
2021-03-09 | 8 | 7770 | 2021-03-09 | 8 | 66.25 | 1.43 | 67.68 | 525873.6
2021-03-09 | 9 | 43090 | 2021-03-09 | 9 | 53.7 | 1.25 | 54.95 | 2367795.5
2021-03-09 | 10 | 61808 | 2021-03-09 | 10 | 32.96 | 0.9 | 33.86 | 2092818.88
2021-03-09 | 11 | 69510 | 2021-03-09 | 11 | 25.95 | 0.88 | 26.83 | 1864953.3
2021-03-09 | 12 | 74530 | 2021-03-09 | 12 | 24.66 | 0.89 | 25.55 | 1904241.5
2021-03-09 | 13 | 77328 | 2021-03-09 | 13 | 24.11 | 0.89 | 25 | 1933200
2021-03-09 | 14 | 73140 | 2021-03-09 | 14 | 24.53 | 0.89 | 25.42 | 1859218.8
2021-03-09 | 15 | 63213 | 2021-03-09 | 15 | 25.57 | 0.89 | 26.46 | 1672615.98
2021-03-09 | 16 | 42763 | 2021-03-09 | 16 | 26.24 | 0.89 | 27.13 | 1160160.19
2021-03-09 | 17 | 15365 | 2021-03-09 | 17 | 26.76 | 0.87 | 27.63 | 424534.95
2021-03-09 | 18 | 1123 | 2021-03-09 | 18 | 42.32 | 0.97 | 43.29 | 48614.67
2021-03-09 | 19 | 0 | 2021-03-09 | 19 | 42.99 | 0.89 | 43.88 | 0
2021-03-09 | 20 | 0 | 2021-03-09 | 20 | 40.13 | 0.99 | 41.12 | 0
2021-03-09 | 21 | 0 | 2021-03-09 | 21 | 40.95 | 1.11 | 42.06 | 0
2021-03-09 | 22 | 0 | 2021-03-09 | 22 | 30.72 | 0.93 | 31.65 | 0
2021-03-09 | 23 | 0 | 2021-03-09 | 23 | 27.67 | 0.93 | 28.6 | 0
2021-03-09 | 24 | 0 | 2021-03-09 | 24 | 24.7 | 0.69 | 25.39 | 0
2021-03-10 | 1 | 0 | 2021-03-10 | 1 | 22.45 | 0.37 | 22.82 | 0
2021-03-10 | 2 | 0 | 2021-03-10 | 2 | 22.59 | 0.33 | 22.92 | 0
2021-03-10 | 3 | 0 | 2021-03-10 | 3 | 22.58 | 0.32 | 22.9 | 0
2021-03-10 | 4 | 0 | 2021-03-10 | 4 | 22.78 | 0.32 | 23.1 | 0
2021-03-10 | 5 | 0 | 2021-03-10 | 5 | 24.41 | 0.32 | 24.73 | 0
2021-03-10 | 6 | 3 | 2021-03-10 | 6 | 26.88 | 0.43 | 27.31 | 81.93
2021-03-10 | 7 | 4293 | 2021-03-10 | 7 | 33.06 | 0.53 | 33.59 | 144201.87
2021-03-10 | 8 | 24153 | 2021-03-10 | 8 | 33.07 | 0.83 | 33.9 | 818786.7
2021-03-10 | 9 | 47453 | 2021-03-10 | 9 | 26.68 | 0.67 | 27.35 | 1297839.55
2021-03-10 | 10 | 64330 | 2021-03-10 | 10 | 22.82 | 0.61 | 23.43 | 1507251.9
2021-03-10 | 11 | 75765 | 2021-03-10 | 11 | 22.79 | 0.62 | 23.41 | 1773658.65
2021-03-10 | 12 | 77495 | 2021-03-10 | 12 | 22.09 | 0.61 | 22.7 | 1759136.5
2021-03-10 | 13 | 75315 | 2021-03-10 | 13 | 22.02 | 0.62 | 22.64 | 1705131.6
2021-03-10 | 14 | 74378 | 2021-03-10 | 14 | 22.06 | 0.63 | 22.69 | 1687636.82
2021-03-10 | 15 | 62420 | 2021-03-10 | 15 | 22.49 | 0.63 | 23.12 | 1443150.4
2021-03-10 | 16 | 42808 | 2021-03-10 | 16 | 23.25 | 0.62 | 23.87 | 1021826.96
2021-03-10 | 17 | 16135 | 2021-03-10 | 17 | 26.36 | 0.61 | 26.97 | 435160.95
2021-03-10 | 18 | 1725 | 2021-03-10 | 18 | 31.88 | 0.69 | 32.57 | 56183.25
2021-03-10 | 19 | 0 | 2021-03-10 | 19 | 37.12 | 0.62 | 37.74 | 0
2021-03-10 | 20 | 0 | 2021-03-10 | 20 | 34.34 | 0.65 | 34.99 | 0
2021-03-10 | 21 | 0 | 2021-03-10 | 21 | 28.96 | 0.73 | 29.69 | 0
2021-03-10 | 22 | 0 | 2021-03-10 | 22 | 24.12 | 0.64 | 24.76 | 0
2021-03-10 | 23 | 0 | 2021-03-10 | 23 | 22.74 | 0.69 | 23.43 | 0
2021-03-10 | 24 | 0 | 2021-03-10 | 24 | 21.74 | 0.41 | 22.15 | 0
2021-03-11 | 1 | 0 | 2021-03-11 | 1 | 20.02 | 0.6 | 20.62 | 0
2021-03-11 | 2 | 0 | 2021-03-11 | 2 | 20.19 | 0.61 | 20.8 | 0
2021-03-11 | 3 | 0 | 2021-03-11 | 3 | 19.45 | 0.6 | 20.05 | 0
2021-03-11 | 4 | 0 | 2021-03-11 | 4 | 19.61 | 0.62 | 20.23 | 0
2021-03-11 | 5 | 0 | 2021-03-11 | 5 | 21.05 | 0.65 | 21.7 | 0
2021-03-11 | 6 | 5 | 2021-03-11 | 6 | 21.06 | 0.72 | 21.78 | 108.9
2021-03-11 | 7 | 2535 | 2021-03-11 | 7 | 36.29 | 0.98 | 37.27 | 94479.45
2021-03-11 | 8 | 9760 | 2021-03-11 | 8 | 50.31 | 1.42 | 51.73 | 504884.8
2021-03-11 | 9 | 21395 | 2021-03-11 | 9 | 52.04 | 1.03 | 53.07 | 1135432.65
2021-03-11 | 10 | 29385 | 2021-03-11 | 10 | 50.51 | 0.74 | 51.25 | 1505981.25
2021-03-11 | 11 | 43555 | 2021-03-11 | 11 | 40.03 | 1.3 | 41.33 | 1800128.15
2021-03-11 | 12 | 37670 | 2021-03-11 | 12 | 25.88 | 1.01 | 26.89 | 1012946.3
2021-03-11 | 13 | 64758 | 2021-03-11 | 13 | 21.4 | 0.92 | 22.32 | 1445398.56
2021-03-11 | 14 | 65695 | 2021-03-11 | 14 | 19.69 | 0.92 | 20.61 | 1353973.95
2021-03-11 | 15 | 53273 | 2021-03-11 | 15 | 18.66 | 0.91 | 19.57 | 1042552.61
2021-03-11 | 16 | 30085 | 2021-03-11 | 16 | 20.65 | 0.93 | 21.58 | 649234.3
2021-03-11 | 17 | 11655 | 2021-03-11 | 17 | 25.4 | 1 | 26.4 | 307692
2021-03-11 | 18 | 1830 | 2021-03-11 | 18 | 27.33 | 0.93 | 28.26 | 51715.8
2021-03-11 | 19 | 0 | 2021-03-11 | 19 | 30.92 | 0.94 | 31.86 | 0
2021-03-11 | 20 | 0 | 2021-03-11 | 20 | 28.39 | 1.04 | 29.43 | 0
2021-03-11 | 21 | 0 | 2021-03-11 | 21 | 33.54 | 0.99 | 34.53 | 0
2021-03-11 | 22 | 0 | 2021-03-11 | 22 | 26.94 | 1.04 | 27.98 | 0
2021-03-11 | 23 | 0 | 2021-03-11 | 23 | 20.24 | 1.2 | 21.44 | 0
2021-03-11 | 24 | 0 | 2021-03-11 | 24 | 18.93 | 0.76 | 19.69 | 0
2021-03-12 | 1 | 0 | 2021-03-12 | 1 | 18.58 | 0.29 | 18.87 | 0
2021-03-12 | 2 | 0 | 2021-03-12 | 2 | 19.29 | 0.24 | 19.53 | 0
2021-03-12 | 3 | 0 | 2021-03-12 | 3 | 18.37 | 0.27 | 18.64 | 0
2021-03-12 | 4 | 0 | 2021-03-12 | 4 | 18.36 | 0.28 | 18.64 | 0
2021-03-12 | 5 | 0 | 2021-03-12 | 5 | 18.46 | 0.27 | 18.73 | 0
2021-03-12 | 6 | 3 | 2021-03-12 | 6 | 18.41 | 0.49 | 18.9 | 56.7
2021-03-12 | 7 | 2763 | 2021-03-12 | 7 | 19.41 | 0.61 | 20.02 | 55315.26
2021-03-12 | 8 | 22973 | 2021-03-12 | 8 | 19.39 | 0.93 | 20.32 | 466811.36
2021-03-12 | 9 | 44633 | 2021-03-12 | 9 | 16.04 | 0.71 | 16.75 | 747602.75
2021-03-12 | 10 | 67065 | 2021-03-12 | 10 | 5.59 | 0.71 | 6.3 | 422509.5
2021-03-12 | 11 | 76605 | 2021-03-12 | 11 | 10.41 | 0.64 | 11.05 | 846485.25
2021-03-12 | 12 | 78978 | 2021-03-12 | 12 | 2.89 | 0.69 | 3.58 | 282741.24
2021-03-12 | 13 | 78808 | 2021-03-12 | 13 | 16.3 | 0.67 | 16.97 | 1337371.76
2021-03-12 | 14 | 75053 | 2021-03-12 | 14 | 14.06 | 0.68 | 14.74 | 1106281.22
2021-03-12 | 15 | 63513 | 2021-03-12 | 15 | 16.87 | 0.65 | 17.52 | 1112747.76
2021-03-12 | 16 | 44498 | 2021-03-12 | 16 | 17.87 | 0.64 | 18.51 | 823657.98
2021-03-12 | 17 | 17800 | 2021-03-12 | 17 | 19.69 | 0.64 | 20.33 | 361874
2021-03-12 | 18 | 1435 | 2021-03-12 | 18 | 22.9 | 0.58 | 23.48 | 33693.8
2021-03-12 | 19 | 0 | 2021-03-12 | 19 | 24.67 | 0.58 | 25.25 | 0
2021-03-12 | 20 | 0 | 2021-03-12 | 20 | 24.35 | 0.58 | 24.93 | 0
2021-03-12 | 21 | 0 | 2021-03-12 | 21 | 26.45 | 0.66 | 27.11 | 0
2021-03-12 | 22 | 0 | 2021-03-12 | 22 | 22.04 | 0.59 | 22.63 | 0
2021-03-12 | 23 | 0 | 2021-03-12 | 23 | 19.24 | 0.7 | 19.94 | 0
2021-03-12 | 24 | 0 | 2021-03-12 | 24 | 13.03 | 0.45 | 13.48 | 0
2021-03-13 | 1 | 0 | 2021-03-13 | 1 | 13.74 | 0.48 | 14.22 | 0
2021-03-13 | 2 | 0 | 2021-03-13 | 2 | 15.59 | 0.47 | 16.06 | 0
2021-03-13 | 3 | 0 | 2021-03-13 | 3 | 14.68 | 0.49 | 15.17 | 0
2021-03-13 | 4 | 0 | 2021-03-13 | 4 | 14.74 | 0.43 | 15.17 | 0
2021-03-13 | 5 | 0 | 2021-03-13 | 5 | 15.34 | 0.43 | 15.77 | 0
2021-03-13 | 6 | 8 | 2021-03-13 | 6 | 16.28 | 0.42 | 16.7 | 133.6
2021-03-13 | 7 | 5080 | 2021-03-13 | 7 | 18.45 | 0.59 | 19.04 | 96723.2
2021-03-13 | 8 | 26900 | 2021-03-13 | 8 | 18.27 | 0.69 | 18.96 | 510024
2021-03-13 | 9 | 51803 | 2021-03-13 | 9 | 8.49 | 0.73 | 9.22 | 477623.66
2021-03-13 | 10 | 70033 | 2021-03-13 | 10 | 5.99 | 0.7 | 6.69 | 468520.77
2021-03-13 | 11 | 78875 | 2021-03-13 | 11 | 6.97 | 0.62 | 7.59 | 598661.25
2021-03-13 | 12 | 80393 | 2021-03-13 | 12 | 6.81 | 0.66 | 7.47 | 600535.71
2021-03-13 | 13 | 80588 | 2021-03-13 | 13 | -8.54 | 0.61 | -7.93 | -639062.84
2021-03-13 | 14 | 77660 | 2021-03-13 | 14 | -1.81 | 0.66 | -1.15 | -89309
2021-03-13 | 15 | 65520 | 2021-03-13 | 15 | 5.77 | 0.6 | 6.37 | 417362.4
2021-03-13 | 16 | 45025 | 2021-03-13 | 16 | 11.58 | 0.61 | 12.19 | 548854.75
2021-03-13 | 17 | 16970 | 2021-03-13 | 17 | 26.95 | 0.58 | 27.53 | 467184.1
2021-03-13 | 18 | 1468 | 2021-03-13 | 18 | 36.36 | 0.67 | 37.03 | 54360.04
2021-03-13 | 19 | 0 | 2021-03-13 | 19 | 46.76 | 0.86 | 47.62 | 0
2021-03-13 | 20 | 0 | 2021-03-13 | 20 | 38.45 | 0.54 | 38.99 | 0
2021-03-13 | 21 | 0 | 2021-03-13 | 21 | 34.07 | 0.59 | 34.66 | 0
2021-03-13 | 22 | 0 | 2021-03-13 | 22 | 30.02 | 0.53 | 30.55 | 0
2021-03-13 | 23 | 0 | 2021-03-13 | 23 | 25.65 | 0.59 | 26.24 | 0
2021-03-13 | 24 | 0 | 2021-03-13 | 24 | 10.04 | 0.68 | 10.72 | 0
2021-03-14 | 1 | 0 | 2021-03-14 | 1 | 23.06 | 1.3 | 24.36 | 0
2021-03-14 | 2 | 0 | 2021-03-14 | 2 | 26.07 | 1.21 | 27.28 | 0
2021-03-14 | 4 | 0 | 2021-03-14 | 4 | 25.53 | 1.2 | 26.73 | 0
2021-03-14 | 5 | 0 | 2021-03-14 | 5 | 24.63 | 1.23 | 25.86 | 0
2021-03-14 | 6 | 5 | 2021-03-14 | 6 | 25.14 | 1.2 | 26.34 | 131.7
2021-03-14 | 7 | 5 | 2021-03-14 | 7 | 58.89 | 1.89 | 60.78 | 303.9
2021-03-14 | 8 | 5800 | 2021-03-14 | 8 | 55.87 | 2.37 | 58.24 | 337792
2021-03-14 | 9 | 25730 | 2021-03-14 | 9 | 51.49 | 2.22 | 53.71 | 1381958.3
2021-03-14 | 10 | 46753 | 2021-03-14 | 10 | 25.33 | 1.23 | 26.56 | 1241759.68
2021-03-14 | 11 | 43443 | 2021-03-14 | 11 | 26.38 | 1.2 | 27.58 | 1198157.94
2021-03-14 | 12 | 63728 | 2021-03-14 | 12 | 29.46 | 1.2 | 30.66 | 1953900.48
2021-03-14 | 13 | 53343 | 2021-03-14 | 13 | 44.45 | 2.01 | 46.46 | 2478315.78
2021-03-14 | 14 | 36863 | 2021-03-14 | 14 | 33.93 | 1.37 | 35.3 | 1301263.9
2021-03-14 | 15 | 27375 | 2021-03-14 | 15 | 37.98 | 1.22 | 39.2 | 1073100
2021-03-14 | 16 | 43888 | 2021-03-14 | 16 | 41.8 | 1.55 | 43.35 | 1902544.8
2021-03-14 | 17 | 42663 | 2021-03-14 | 17 | 41.2 | 1.52 | 42.72 | 1822563.36
2021-03-14 | 18 | 15013 | 2021-03-14 | 18 | 59.31 | 1.29 | 60.6 | 909787.8
2021-03-14 | 19 | 1240 | 2021-03-14 | 19 | 73.46 | 1.35 | 74.81 | 92764.4
2021-03-14 | 20 | 0 | 2021-03-14 | 20 | 112.85 | 2.02 | 114.87 | 0
2021-03-14 | 21 | 0 | 2021-03-14 | 21 | 109.09 | 1.78 | 110.87 | 0
2021-03-14 | 22 | 0 | 2021-03-14 | 22 | 79.71 | 1.73 | 81.44 | 0
2021-03-14 | 23 | 0 | 2021-03-14 | 23 | 61.22 | 1.83 | 63.05 | 0
2021-03-14 | 24 | 0 | 2021-03-14 | 24 | 52.25 | 1.64 | 53.89 | 0
2021-03-15 | 1 | 0 | 2021-03-15 | 1 | 41.64 | 1.42 | 43.06 | 0
2021-03-15 | 2 | 0 | 2021-03-15 | 2 | 41.74 | 1.28 | 43.02 | 0
2021-03-15 | 3 | 0 | 2021-03-15 | 3 | 39.54 | 1.26 | 40.8 | 0
2021-03-15 | 4 | 0 | 2021-03-15 | 4 | 37.07 | 1.29 | 38.36 | 0
2021-03-15 | 5 | 0 | 2021-03-15 | 5 | 35.04 | 1.27 | 36.31 | 0
2021-03-15 | 6 | 5 | 2021-03-15 | 6 | 51.45 | 1.9 | 53.35 | 266.75
2021-03-15 | 7 | 5 | 2021-03-15 | 7 | 88.49 | 2.54 | 91.03 | 455.15
2021-03-15 | 8 | 6028 | 2021-03-15 | 8 | 151.3 | 7.67 | 158.97 | 958271.16
2021-03-15 | 9 | 28693 | 2021-03-15 | 9 | 149.39 | 8.53 | 157.92 | 4531198.56
2021-03-15 | 10 | 55245 | 2021-03-15 | 10 | 92.07 | 2.73 | 94.8 | 5237226
2021-03-15 | 11 | 74123 | 2021-03-15 | 11 | 80.77 | 2.08 | 82.85 | 6141090.55
2021-03-15 | 12 | 80503 | 2021-03-15 | 12 | 51.21 | 1.72 | 52.93 | 4261023.79
2021-03-15 | 13 | 81260 | 2021-03-15 | 13 | 41.97 | 1.6 | 43.57 | 3540498.2
2021-03-15 | 14 | 81273 | 2021-03-15 | 14 | 37.67 | 1.54 | 39.21 | 3186714.33
2021-03-15 | 15 | 80625 | 2021-03-15 | 15 | 28.36 | 1.51 | 29.87 | 2408268.75
2021-03-15 | 16 | 70343 | 2021-03-15 | 16 | 29.27 | 1.56 | 30.83 | 2168674.69
2021-03-15 | 17 | 49285 | 2021-03-15 | 17 | 41.91 | 1.54 | 43.45 | 2141433.25
2021-03-15 | 18 | 20338 | 2021-03-15 | 18 | 57.69 | 1.6 | 59.29 | 1205840.02
2021-03-15 | 19 | 2023 | 2021-03-15 | 19 | 77.06 | 1.65 | 78.71 | 159230.33
2021-03-15 | 20 | 0 | 2021-03-15 | 20 | 70.97 | 1.66 | 72.63 | 0
2021-03-15 | 21 | 0 | 2021-03-15 | 21 | 66.67 | 1.71 | 68.38 | 0
2021-03-15 | 22 | 0 | 2021-03-15 | 22 | 71.04 | 1.66 | 72.7 | 0
2021-03-15 | 23 | 0 | 2021-03-15 | 23 | 64.64 | 1.9 | 66.54 | 0
2021-03-15 | 24 | 0 | 2021-03-15 | 24 | 56.08 | 1.78 | 57.86 | 0
2021-03-16 | 1 | 0 | 2021-03-16 | 1 | 51.3 | 0.93 | 52.23 | 0
2021-03-16 | 2 | 0 | 2021-03-16 | 2 | 49.2 | 0.95 | 50.15 | 0
2021-03-16 | 3 | 0 | 2021-03-16 | 3 | 53.92 | 1.01 | 54.93 | 0
2021-03-16 | 4 | 0 | 2021-03-16 | 4 | 47.86 | 1.03 | 48.89 | 0
2021-03-16 | 5 | 0 | 2021-03-16 | 5 | 46 | 1.07 | 47.07 | 0
2021-03-16 | 6 | 5 | 2021-03-16 | 6 | 47.2 | 1.22 | 48.42 | 242.1
2021-03-16 | 7 | 5 | 2021-03-16 | 7 | 75.87 | 1.45 | 77.32 | 386.6
2021-03-16 | 8 | 6485 | 2021-03-16 | 8 | 103.62 | 2.07 | 105.69 | 685399.65
2021-03-16 | 9 | 29148 | 2021-03-16 | 9 | 77.61 | 1.55 | 79.16 | 2307355.68
2021-03-16 | 10 | 51965 | 2021-03-16 | 10 | 51.71 | 1.47 | 53.18 | 2763498.7
2021-03-16 | 11 | 61258 | 2021-03-16 | 11 | 43.09 | 1.26 | 44.35 | 2716792.3
2021-03-16 | 12 | 58263 | 2021-03-16 | 12 | 43.81 | 1.19 | 45 | 2621835
2021-03-16 | 13 | 56998 | 2021-03-16 | 13 | 43.97 | 1.19 | 45.16 | 2574029.68
2021-03-16 | 14 | 52333 | 2021-03-16 | 14 | 38.56 | 1.21 | 39.77 | 2081283.41
2021-03-16 | 15 | 49713 | 2021-03-16 | 15 | 33.82 | 1.23 | 35.05 | 1742440.65
2021-03-16 | 16 | 47470 | 2021-03-16 | 16 | 34.24 | 1.22 | 35.46 | 1683286.2
2021-03-16 | 17 | 33995 | 2021-03-16 | 17 | 41.95 | 1.24 | 43.19 | 1468244.05
2021-03-16 | 18 | 11865 | 2021-03-16 | 18 | 52.93 | 1.41 | 54.34 | 644744.1
2021-03-16 | 19 | 2053 | 2021-03-16 | 19 | 59.57 | 1.37 | 60.94 | 125109.82
2021-03-16 | 20 | 0 | 2021-03-16 | 20 | 63.5 | 1.3 | 64.8 | 0
2021-03-16 | 21 | 0 | 2021-03-16 | 21 | 52.92 | 1.29 | 54.21 | 0
2021-03-16 | 22 | 0 | 2021-03-16 | 22 | 50.1 | 1.25 | 51.35 | 0
2021-03-16 | 23 | 0 | 2021-03-16 | 23 | 37.14 | 1.48 | 38.62 | 0
2021-03-16 | 24 | 0 | 2021-03-16 | 24 | 32.92 | 1.11 | 34.03 | 0
2021-03-17 | 1 | 0 | 2021-03-17 | 1 | 30.19 | 0.55 | 30.74 | 0
2021-03-17 | 2 | 0 | 2021-03-17 | 2 | 29.48 | 0.5 | 29.98 | 0
2021-03-17 | 3 | 0 | 2021-03-17 | 3 | 28.8 | 0.54 | 29.34 | 0
2021-03-17 | 4 | 0 | 2021-03-17 | 4 | 28.97 | 0.54 | 29.51 | 0
2021-03-17 | 5 | 0 | 2021-03-17 | 5 | 30.11 | 0.51 | 30.62 | 0
2021-03-17 | 6 | 5 | 2021-03-17 | 6 | 40.35 | 0.88 | 41.23 | 206.15
2021-03-17 | 7 | 5 | 2021-03-17 | 7 | 44.54 | 0.92 | 45.46 | 227.3
2021-03-17 | 8 | 6990 | 2021-03-17 | 8 | 61.54 | 1.19 | 62.73 | 438482.7
2021-03-17 | 9 | 27438 | 2021-03-17 | 9 | 77.59 | 1.03 | 78.62 | 2157175.56
2021-03-17 | 10 | 50050 | 2021-03-17 | 10 | 68.68 | 1.66 | 70.34 | 3520517
2021-03-17 | 11 | 66663 | 2021-03-17 | 11 | 48.2 | 1.43 | 49.63 | 3308484.69
2021-03-17 | 12 | 75655 | 2021-03-17 | 12 | 29.24 | 0.86 | 30.1 | 2277215.5
2021-03-17 | 13 | 78145 | 2021-03-17 | 13 | 26.06 | 0.81 | 26.87 | 2099756.15
2021-03-17 | 14 | 77420 | 2021-03-17 | 14 | 24.83 | 0.81 | 25.64 | 1985048.8
2021-03-17 | 15 | 73808 | 2021-03-17 | 15 | 24.39 | 0.82 | 25.21 | 1860699.68
2021-03-17 | 16 | 62370 | 2021-03-17 | 16 | 23.39 | 0.8 | 24.19 | 1508730.3
2021-03-17 | 17 | 43668 | 2021-03-17 | 17 | 23.68 | 0.81 | 24.49 | 1069429.32
2021-03-17 | 18 | 17973 | 2021-03-17 | 18 | 25.66 | 0.78 | 26.44 | 475206.12
2021-03-17 | 19 | 2355 | 2021-03-17 | 19 | 24.07 | 0.78 | 24.85 | 58521.75
2021-03-17 | 20 | 0 | 2021-03-17 | 20 | 34.03 | 1.04 | 35.07 | 0
2021-03-17 | 21 | 0 | 2021-03-17 | 21 | 23.8 | 0.76 | 24.56 | 0
2021-03-17 | 22 | 0 | 2021-03-17 | 22 | 25.31 | 0.82 | 26.13 | 0
2021-03-17 | 23 | 0 | 2021-03-17 | 23 | 30.16 | 1.19 | 31.35 | 0
2021-03-17 | 24 | 0 | 2021-03-17 | 24 | 22.41 | 0.59 | 23 | 0
2021-03-18 | 1 | 0 | 2021-03-18 | 1 | 23.46 | 0.41 | 23.87 | 0
2021-03-18 | 2 | 0 | 2021-03-18 | 2 | 23.94 | 0.4 | 24.34 | 0
2021-03-18 | 3 | 0 | 2021-03-18 | 3 | 23.15 | 0.4 | 23.55 | 0
2021-03-18 | 4 | 0 | 2021-03-18 | 4 | 23.63 | 0.4 | 24.03 | 0
2021-03-18 | 5 | 0 | 2021-03-18 | 5 | 24.32 | 0.41 | 24.73 | 0
2021-03-18 | 6 | 0 | 2021-03-18 | 6 | 22.04 | 0.54 | 22.58 | 0
2021-03-18 | 7 | 8 | 2021-03-18 | 7 | 23.37 | 0.53 | 23.9 | 191.2
2021-03-18 | 8 | 3030 | 2021-03-18 | 8 | 24.79 | 0.78 | 25.57 | 77477.1
2021-03-18 | 9 | 8828 | 2021-03-18 | 9 | 30.91 | 0.77 | 31.68 | 279671.04
2021-03-18 | 10 | 13495 | 2021-03-18 | 10 | 48.31 | 1.11 | 49.42 | 666922.9
2021-03-18 | 11 | 20253 | 2021-03-18 | 11 | 51.06 | 1.11 | 52.17 | 1056599.01
2021-03-18 | 12 | 22835 | 2021-03-18 | 12 | 49.29 | 1 | 50.29 | 1148372.15
2021-03-18 | 13 | 18503 | 2021-03-18 | 13 | 49 | 0.81 | 49.81 | 921634.43
2021-03-18 | 14 | 21023 | 2021-03-18 | 14 | 37.75 | 0.8 | 38.55 | 810436.65
2021-03-18 | 15 | 15310 | 2021-03-18 | 15 | 32.98 | 0.79 | 33.77 | 517018.7
2021-03-18 | 16 | 6795 | 2021-03-18 | 16 | 34.36 | 0.9 | 35.26 | 239591.7
2021-03-18 | 17 | 5213 | 2021-03-18 | 17 | 35.98 | 0.78 | 36.76 | 191629.88
2021-03-18 | 18 | 2870 | 2021-03-18 | 18 | 42.68 | 0.79 | 43.47 | 124758.9
2021-03-18 | 19 | 268 | 2021-03-18 | 19 | 49.32 | 0.82 | 50.14 | 13437.52
2021-03-18 | 20 | 0 | 2021-03-18 | 20 | 37.06 | 0.77 | 37.83 | 0
2021-03-18 | 21 | 0 | 2021-03-18 | 21 | 27.87 | 0.68 | 28.55 | 0
2021-03-18 | 22 | 0 | 2021-03-18 | 22 | 30.45 | 0.91 | 31.36 | 0
2021-03-18 | 23 | 0 | 2021-03-18 | 23 | 22.84 | 0.98 | 23.82 | 0
2021-03-18 | 24 | 0 | 2021-03-18 | 24 | 21.85 | 0.5 | 22.35 | 0
2021-03-19 | 1 | 0 | 2021-03-19 | 1 | 22.44 | 0.33 | 22.77 | 0
2021-03-19 | 2 | 0 | 2021-03-19 | 2 | 20.63 | 0.31 | 20.94 | 0
2021-03-19 | 3 | 0 | 2021-03-19 | 3 | 19.93 | 0.32 | 20.25 | 0
2021-03-19 | 4 | 0 | 2021-03-19 | 4 | 20.19 | 0.28 | 20.47 | 0
2021-03-19 | 5 | 0 | 2021-03-19 | 5 | 20.75 | 0.31 | 21.06 | 0
2021-03-19 | 6 | 5 | 2021-03-19 | 6 | 18.45 | 0.39 | 18.84 | 94.2
2021-03-19 | 7 | 0 | 2021-03-19 | 7 | 23.79 | 0.55 | 24.34 | 0
2021-03-19 | 8 | 7823 | 2021-03-19 | 8 | 29.54 | 0.72 | 30.26 | 236723.98
2021-03-19 | 9 | 23820 | 2021-03-19 | 9 | 23.24 | 0.59 | 23.83 | 567630.6
2021-03-19 | 10 | 55315 | 2021-03-19 | 10 | 17.02 | 0.65 | 17.67 | 977416.05
2021-03-19 | 11 | 73635 | 2021-03-19 | 11 | 13.05 | 0.6 | 13.65 | 1005117.75
2021-03-19 | 12 | 79735 | 2021-03-19 | 12 | 14.55 | 0.77 | 15.32 | 1221540.2
2021-03-19 | 13 | 80763 | 2021-03-19 | 13 | 10.77 | 0.86 | 11.63 | 939273.69
2021-03-19 | 14 | 80468 | 2021-03-19 | 14 | 9.19 | 0.83 | 10.02 | 806289.36
2021-03-19 | 15 | 78538 | 2021-03-19 | 15 | 1.3 | 0.89 | 2.19 | 171998.22
2021-03-19 | 16 | 67535 | 2021-03-19 | 16 | 6.66 | 0.77 | 7.43 | 501785.05
2021-03-19 | 17 | 47810 | 2021-03-19 | 17 | 17.28 | 0.68 | 17.96 | 858667.6
2021-03-19 | 18 | 20773 | 2021-03-19 | 18 | 24.75 | 0.59 | 25.34 | 526387.82
2021-03-19 | 19 | 2325 | 2021-03-19 | 19 | 27.1 | 0.62 | 27.72 | 64449
2021-03-19 | 20 | 0 | 2021-03-19 | 20 | 29.8 | 0.59 | 30.39 | 0
2021-03-19 | 21 | 0 | 2021-03-19 | 21 | 34.24 | 0.59 | 34.83 | 0
2021-03-19 | 22 | 0 | 2021-03-19 | 22 | 28.28 | 0.61 | 28.89 | 0
2021-03-19 | 23 | 0 | 2021-03-19 | 23 | 27.9 | 0.69 | 28.59 | 0
2021-03-19 | 24 | 0 | 2021-03-19 | 24 | 25.94 | 0.4 | 26.34 | 0
2021-03-20 | 1 | 0 | 2021-03-20 | 1 | 24.15 | 0.31 | 24.46 | 0
2021-03-20 | 2 | 0 | 2021-03-20 | 2 | 24.35 | 0.26 | 24.61 | 0
2021-03-20 | 3 | 0 | 2021-03-20 | 3 | 23.94 | 0.26 | 24.2 | 0
2021-03-20 | 4 | 0 | 2021-03-20 | 4 | 23.23 | 0.26 | 23.49 | 0
2021-03-20 | 5 | 0 | 2021-03-20 | 5 | 23.81 | 0.26 | 24.07 | 0
2021-03-20 | 6 | 8 | 2021-03-20 | 6 | 24.03 | 0.26 | 24.29 | 194.32
2021-03-20 | 7 | 0 | 2021-03-20 | 7 | 24.51 | 0.32 | 24.83 | 0
2021-03-20 | 8 | 8075 | 2021-03-20 | 8 | 24.41 | 0.36 | 24.77 | 200017.75
2021-03-20 | 9 | 29273 | 2021-03-20 | 9 | 22.88 | 0.31 | 23.19 | 678840.87
2021-03-20 | 10 | 52313 | 2021-03-20 | 10 | 20.74 | 0.28 | 21.02 | 1099619.26
2021-03-20 | 11 | 68550 | 2021-03-20 | 11 | 13.57 | 0.27 | 13.84 | 948732
2021-03-20 | 12 | 76955 | 2021-03-20 | 12 | 10.16 | 0.32 | 10.48 | 806488.4
2021-03-20 | 13 | 78450 | 2021-03-20 | 13 | 8.13 | 0.32 | 8.45 | 662902.5
2021-03-20 | 14 | 78050 | 2021-03-20 | 14 | -17.52 | 0.35 | -17.17 | -1340118.5
2021-03-20 | 15 | 74333 | 2021-03-20 | 15 | -10.66 | 0.46 | -10.2 | -758196.6
2021-03-20 | 16 | 62288 | 2021-03-20 | 16 | 0.42 | 0.39 | 0.81 | 50453.28
2021-03-20 | 17 | 44953 | 2021-03-20 | 17 | 7.34 | 0.38 | 7.72 | 347037.16
2021-03-20 | 18 | 19850 | 2021-03-20 | 18 | 17.7 | 0.28 | 17.98 | 356903
2021-03-20 | 19 | 2350 | 2021-03-20 | 19 | 20.92 | 0.38 | 21.3 | 50055
2021-03-20 | 20 | 0 | 2021-03-20 | 20 | 23.41 | 0.28 | 23.69 | 0
2021-03-20 | 21 | 0 | 2021-03-20 | 21 | 24.23 | 0.3 | 24.53 | 0
2021-03-20 | 22 | 0 | 2021-03-20 | 22 | 25.96 | 0.64 | 26.6 | 0
2021-03-20 | 23 | 0 | 2021-03-20 | 23 | 21.48 | 0.47 | 21.95 | 0
2021-03-20 | 24 | 0 | 2021-03-20 | 24 | 19.69 | 0.52 | 20.21 | 0
2021-03-21 | 1 | 0 | 2021-03-21 | 1 | 18.5 | 0.46 | 18.96 | 0
2021-03-21 | 2 | 0 | 2021-03-21 | 2 | 17.58 | 0.34 | 17.92 | 0
2021-03-21 | 3 | 0 | 2021-03-21 | 3 | 16.96 | 0.29 | 17.25 | 0
2021-03-21 | 4 | 0 | 2021-03-21 | 4 | 17.41 | 0.29 | 17.7 | 0
2021-03-21 | 5 | 0 | 2021-03-21 | 5 | 18.2 | 0.29 | 18.49 | 0
2021-03-21 | 6 | 8 | 2021-03-21 | 6 | 21.2 | 0.42 | 21.62 | 172.96
2021-03-21 | 7 | 258 | 2021-03-21 | 7 | 21.9 | 0.4 | 22.3 | 5753.4
2021-03-21 | 8 | 9160 | 2021-03-21 | 8 | 22.4 | 0.51 | 22.91 | 209855.6
2021-03-21 | 9 | 29603 | 2021-03-21 | 9 | 23.24 | 0.63 | 23.87 | 706623.61
2021-03-21 | 10 | 51748 | 2021-03-21 | 10 | 17.77 | 0.34 | 18.11 | 937156.28
2021-03-21 | 11 | 66988 | 2021-03-21 | 11 | 11.02 | 0.31 | 11.33 | 758974.04
2021-03-21 | 12 | 75803 | 2021-03-21 | 12 | 9.66 | 0.37 | 10.03 | 760304.09
2021-03-21 | 13 | 77188 | 2021-03-21 | 13 | 9.62 | 0.35 | 9.97 | 769564.36
2021-03-21 | 14 | 76598 | 2021-03-21 | 14 | 7.05 | 0.4 | 7.45 | 570655.1
2021-03-21 | 15 | 72500 | 2021-03-21 | 15 | 5.35 | 0.43 | 5.78 | 419050
2021-03-21 | 16 | 62350 | 2021-03-21 | 16 | 7.09 | 0.39 | 7.48 | 466378
2021-03-21 | 17 | 45165 | 2021-03-21 | 17 | 12.01 | 0.34 | 12.35 | 557787.75
2021-03-21 | 18 | 20440 | 2021-03-21 | 18 | 17.36 | 0.34 | 17.7 | 361788
2021-03-21 | 19 | 2375 | 2021-03-21 | 19 | 25.37 | 0.32 | 25.69 | 61013.75
2021-03-21 | 20 | 0 | 2021-03-21 | 20 | 25.44 | 0.29 | 25.73 | 0
2021-03-21 | 21 | 0 | 2021-03-21 | 21 | 26.03 | 0.32 | 26.35 | 0
2021-03-21 | 22 | 0 | 2021-03-21 | 22 | 22.68 | 0.36 | 23.04 | 0
2021-03-21 | 23 | 0 | 2021-03-21 | 23 | 21.71 | 0.84 | 22.55 | 0
2021-03-21 | 24 | 0 | 2021-03-21 | 24 | 17.71 | 0.71 | 18.42 | 0
2021-03-22 | 1 | 0 | 2021-03-22 | 1 | 17.33 | 0.63 | 17.96 | 0
2021-03-22 | 2 | 0 | 2021-03-22 | 2 | 17.37 | 0.62 | 17.99 | 0
2021-03-22 | 3 | 0 | 2021-03-22 | 3 | 16.16 | 0.58 | 16.74 | 0
2021-03-22 | 4 | 0 | 2021-03-22 | 4 | 16.72 | 0.63 | 17.35 | 0
2021-03-22 | 5 | 0 | 2021-03-22 | 5 | 16.61 | 0.64 | 17.25 | 0
2021-03-22 | 6 | 3 | 2021-03-22 | 6 | 28.4 | 0.97 | 29.37 | 88.11
2021-03-22 | 7 | 260 | 2021-03-22 | 7 | 57.57 | 1.68 | 59.25 | 15405
2021-03-22 | 8 | 9723 | 2021-03-22 | 8 | 53.36 | 1.55 | 54.91 | 533889.93
2021-03-22 | 9 | 30190 | 2021-03-22 | 9 | 27.93 | 1.05 | 28.98 | 874906.2
2021-03-22 | 10 | 52548 | 2021-03-22 | 10 | 21.57 | 0.87 | 22.44 | 1179177.12
2021-03-22 | 11 | 67285 | 2021-03-22 | 11 | 19.4 | 0.84 | 20.24 | 1361848.4
2021-03-22 | 12 | 75475 | 2021-03-22 | 12 | 17.89 | 0.86 | 18.75 | 1415156.25
2021-03-22 | 13 | 77465 | 2021-03-22 | 13 | 17.16 | 0.85 | 18.01 | 1395144.65
2021-03-22 | 14 | 77108 | 2021-03-22 | 14 | 16.65 | 0.85 | 17.5 | 1349390
2021-03-22 | 15 | 73263 | 2021-03-22 | 15 | 15.7 | 0.86 | 16.56 | 1213235.28
2021-03-22 | 16 | 62518 | 2021-03-22 | 16 | 1.43 | 1.04 | 2.47 | 154419.46
2021-03-22 | 17 | 44790 | 2021-03-22 | 17 | 17.75 | 0.89 | 18.64 | 834885.6
2021-03-22 | 18 | 20410 | 2021-03-22 | 18 | 29.85 | 0.87 | 30.72 | 626995.2
2021-03-22 | 19 | 2680 | 2021-03-22 | 19 | 51.49 | 1.03 | 52.52 | 140753.6
2021-03-22 | 20 | 0 | 2021-03-22 | 20 | 39.9 | 0.9 | 40.8 | 0
2021-03-22 | 21 | 0 | 2021-03-22 | 21 | 39.77 | 1.17 | 40.94 | 0
2021-03-22 | 22 | 0 | 2021-03-22 | 22 | 26.58 | 0.93 | 27.51 | 0
2021-03-22 | 23 | 0 | 2021-03-22 | 23 | 20.21 | 0.92 | 21.13 | 0
2021-03-22 | 24 | 0 | 2021-03-22 | 24 | 19.62 | 0.68 | 20.3 | 0
2021-03-23 | 1 | 0 | 2021-03-23 | 1 | 18.37 | 0.41 | 18.78 | 0
2021-03-23 | 2 | 0 | 2021-03-23 | 2 | 18.51 | 0.41 | 18.92 | 0
2021-03-23 | 3 | 0 | 2021-03-23 | 3 | 17.83 | 0.45 | 18.28 | 0
2021-03-23 | 4 | 0 | 2021-03-23 | 4 | 18.13 | 0.43 | 18.56 | 0
2021-03-23 | 5 | 0 | 2021-03-23 | 5 | 19.09 | 0.43 | 19.52 | 0
2021-03-23 | 6 | 5 | 2021-03-23 | 6 | 30.77 | 1.03 | 31.8 | 159
2021-03-23 | 7 | 263 | 2021-03-23 | 7 | 46.81 | 0.88 | 47.69 | 12542.47
2021-03-23 | 8 | 9238 | 2021-03-23 | 8 | 53.19 | 1.69 | 54.88 | 506981.44
2021-03-23 | 9 | 29878 | 2021-03-23 | 9 | 40.65 | 1.1 | 41.75 | 1247406.5
2021-03-23 | 10 | 52168 | 2021-03-23 | 10 | 35.24 | 0.82 | 36.06 | 1881178.08
2021-03-23 | 11 | 66448 | 2021-03-23 | 11 | 22.48 | 0.82 | 23.3 | 1548238.4
2021-03-23 | 12 | 74830 | 2021-03-23 | 12 | 20.23 | 0.71 | 20.94 | 1566940.2
2021-03-23 | 13 | 75170 | 2021-03-23 | 13 | 19.7 | 0.71 | 20.41 | 1534219.7
2021-03-23 | 14 | 76440 | 2021-03-23 | 14 | 18.37 | 0.74 | 19.11 | 1460768.4
2021-03-23 | 15 | 73013 | 2021-03-23 | 15 | 18.05 | 0.75 | 18.8 | 1372644.4
2021-03-23 | 16 | 62383 | 2021-03-23 | 16 | 18.19 | 0.75 | 18.94 | 1181534.02
2021-03-23 | 17 | 44258 | 2021-03-23 | 17 | 20.55 | 0.73 | 21.28 | 941810.24
2021-03-23 | 18 | 18038 | 2021-03-23 | 18 | 27.7 | 0.73 | 28.43 | 512820.34
2021-03-23 | 19 | 2770 | 2021-03-23 | 19 | 25.48 | 0.7 | 26.18 | 72518.6
2021-03-23 | 20 | 0 | 2021-03-23 | 20 | 26.04 | 0.7 | 26.74 | 0
2021-03-23 | 21 | 0 | 2021-03-23 | 21 | 23.52 | 0.7 | 24.22 | 0
2021-03-23 | 22 | 0 | 2021-03-23 | 22 | 26.94 | 0.97 | 27.91 | 0
2021-03-23 | 23 | 0 | 2021-03-23 | 23 | 21.59 | 0.9 | 22.49 | 0
2021-03-23 | 24 | 0 | 2021-03-23 | 24 | 19.43 | 0.5 | 19.93 | 0
2021-03-24 | 1 | 0 | 2021-03-24 | 1 | 18.24 | 0.59 | 18.83 | 0
2021-03-24 | 2 | 0 | 2021-03-24 | 2 | 17.83 | 0.52 | 18.35 | 0
2021-03-24 | 3 | 0 | 2021-03-24 | 3 | 17.62 | 0.52 | 18.14 | 0
2021-03-24 | 4 | 0 | 2021-03-24 | 4 | 17.84 | 0.52 | 18.36 | 0
2021-03-24 | 5 | 0 | 2021-03-24 | 5 | 17.62 | 0.54 | 18.16 | 0
2021-03-24 | 6 | 3 | 2021-03-24 | 6 | 16.66 | 0.63 | 17.29 | 51.87
2021-03-24 | 7 | 265 | 2021-03-24 | 7 | 17.31 | 0.68 | 17.99 | 4767.35
2021-03-24 | 8 | 6738 | 2021-03-24 | 8 | 18.1 | 0.98 | 19.08 | 128561.04
2021-03-24 | 9 | 18493 | 2021-03-24 | 9 | 19.76 | 0.9 | 20.66 | 382065.38
2021-03-24 | 10 | 30883 | 2021-03-24 | 10 | 20.08 | 0.81 | 20.89 | 645145.87
2021-03-24 | 11 | 36060 | 2021-03-24 | 11 | 22.39 | 0.83 | 23.22 | 837313.2
2021-03-24 | 12 | 29278 | 2021-03-24 | 12 | 21.24 | 0.82 | 22.06 | 645872.68
2021-03-24 | 13 | 27185 | 2021-03-24 | 13 | 18.78 | 0.84 | 19.62 | 533369.7
2021-03-24 | 14 | 38328 | 2021-03-24 | 14 | 18.8 | 0.86 | 19.66 | 753528.48
2021-03-24 | 15 | 30798 | 2021-03-24 | 15 | 17.82 | 0.86 | 18.68 | 575306.64
2021-03-24 | 16 | 21378 | 2021-03-24 | 16 | 19.86 | 0.84 | 20.7 | 442524.6
2021-03-24 | 17 | 20270 | 2021-03-24 | 17 | 22.29 | 0.88 | 23.17 | 469655.9
2021-03-24 | 18 | 9985 | 2021-03-24 | 18 | 26.46 | 0.87 | 27.33 | 272890.05
2021-03-24 | 19 | 1428 | 2021-03-24 | 19 | 22.19 | 0.84 | 23.03 | 32886.84
2021-03-24 | 20 | 0 | 2021-03-24 | 20 | 28.83 | 0.89 | 29.72 | 0
2021-03-24 | 21 | 0 | 2021-03-24 | 21 | 27.81 | 0.97 | 28.78 | 0
2021-03-24 | 22 | 0 | 2021-03-24 | 22 | 20.09 | 0.83 | 20.92 | 0
2021-03-24 | 23 | 0 | 2021-03-24 | 23 | 18.02 | 0.97 | 18.99 | 0
2021-03-24 | 24 | 0 | 2021-03-24 | 24 | 17.23 | 0.7 | 17.93 | 0
2021-03-25 | 1 | 0 | 2021-03-25 | 1 | 18.52 | 0.44 | 18.96 | 0
2021-03-25 | 2 | 0 | 2021-03-25 | 2 | 18.19 | 0.41 | 18.6 | 0
2021-03-25 | 3 | 0 | 2021-03-25 | 3 | 17.08 | 0.4 | 17.48 | 0
2021-03-25 | 4 | 0 | 2021-03-25 | 4 | 17.09 | 0.4 | 17.49 | 0
2021-03-25 | 5 | 0 | 2021-03-25 | 5 | 17.46 | 0.4 | 17.86 | 0
2021-03-25 | 6 | 5 | 2021-03-25 | 6 | 16.92 | 0.52 | 17.44 | 87.2
2021-03-25 | 7 | 5 | 2021-03-25 | 7 | 22.77 | 0.65 | 23.42 | 117.1
2021-03-25 | 8 | 845 | 2021-03-25 | 8 | 32.05 | 1.17 | 33.22 | 28070.9
2021-03-25 | 9 | 4070 | 2021-03-25 | 9 | 35.72 | 0.86 | 36.58 | 148880.6
2021-03-25 | 10 | 8130 | 2021-03-25 | 10 | 34.01 | 0.93 | 34.94 | 284062.2
2021-03-25 | 11 | 19218 | 2021-03-25 | 11 | 30.02 | 1.01 | 31.03 | 596334.54
2021-03-25 | 12 | 16618 | 2021-03-25 | 12 | 30.16 | 0.84 | 31 | 515158
2021-03-25 | 13 | 23585 | 2021-03-25 | 13 | 32.41 | 0.78 | 33.19 | 782786.15
2021-03-25 | 14 | 31908 | 2021-03-25 | 14 | 21.53 | 0.74 | 22.27 | 710591.16
2021-03-25 | 15 | 17235 | 2021-03-25 | 15 | 16.35 | 0.73 | 17.08 | 294373.8
2021-03-25 | 16 | 16020 | 2021-03-25 | 16 | 15.88 | 0.73 | 16.61 | 266092.2
2021-03-25 | 17 | 16630 | 2021-03-25 | 17 | 16.91 | 0.72 | 17.63 | 293186.9
2021-03-25 | 18 | 11400 | 2021-03-25 | 18 | 26.82 | 0.69 | 27.51 | 313614
2021-03-25 | 19 | 2380 | 2021-03-25 | 19 | 35.74 | 0.85 | 36.59 | 87084.2
2021-03-25 | 20 | 0 | 2021-03-25 | 20 | 34.04 | 0.79 | 34.83 | 0
2021-03-25 | 21 | 0 | 2021-03-25 | 21 | 30.88 | 0.84 | 31.72 | 0
2021-03-25 | 22 | 0 | 2021-03-25 | 22 | 24.05 | 0.85 | 24.9 | 0
2021-03-25 | 23 | 0 | 2021-03-25 | 23 | 19.46 | 0.76 | 20.22 | 0
2021-03-25 | 24 | 0 | 2021-03-25 | 24 | 19.26 | 0.62 | 19.88 | 0
2021-03-26 | 1 | 0 | 2021-03-26 | 1 | 20.5 | 0.5 | 21 | 0
2021-03-26 | 2 | 0 | 2021-03-26 | 2 | 18.63 | 0.47 | 19.1 | 0
2021-03-26 | 3 | 0 | 2021-03-26 | 3 | 17.05 | 0.47 | 17.52 | 0
2021-03-26 | 4 | 0 | 2021-03-26 | 4 | 16.36 | 0.49 | 16.85 | 0
2021-03-26 | 5 | 0 | 2021-03-26 | 5 | 16.97 | 0.48 | 17.45 | 0
2021-03-26 | 6 | 3 | 2021-03-26 | 6 | 15.93 | 0.58 | 16.51 | 49.53
2021-03-26 | 7 | 3 | 2021-03-26 | 7 | 23.4 | 0.93 | 24.33 | 72.99
2021-03-26 | 8 | 815 | 2021-03-26 | 8 | 29.82 | 1.16 | 30.98 | 25248.7
2021-03-26 | 9 | 2485 | 2021-03-26 | 9 | 37.7 | 1.03 | 38.73 | 96244.05
2021-03-26 | 10 | 3733 | 2021-03-26 | 10 | 33.77 | 0.87 | 34.64 | 129311.12
2021-03-26 | 11 | 8223 | 2021-03-26 | 11 | 39.53 | 1.03 | 40.56 | 333524.88
2021-03-26 | 12 | 13905 | 2021-03-26 | 12 | 33.21 | 0.92 | 34.13 | 474577.65
2021-03-26 | 13 | 10318 | 2021-03-26 | 13 | 25.28 | 0.83 | 26.11 | 269402.98
2021-03-26 | 14 | 21018 | 2021-03-26 | 14 | 23.17 | 0.93 | 24.1 | 506533.8
2021-03-26 | 15 | 30388 | 2021-03-26 | 15 | 23.11 | 0.84 | 23.95 | 727792.6
2021-03-26 | 16 | 36643 | 2021-03-26 | 16 | 18.73 | 0.79 | 19.52 | 715271.36
2021-03-26 | 17 | 34265 | 2021-03-26 | 17 | 16.96 | 0.8 | 17.76 | 608546.4
2021-03-26 | 18 | 15493 | 2021-03-26 | 18 | 23.15 | 0.95 | 24.1 | 373381.3
2021-03-26 | 19 | 2445 | 2021-03-26 | 19 | 24.56 | 0.91 | 25.47 | 62274.15
2021-03-26 | 20 | 0 | 2021-03-26 | 20 | 25.36 | 0.9 | 26.26 | 0
2021-03-26 | 21 | 0 | 2021-03-26 | 21 | 24.87 | 1.03 | 25.9 | 0
2021-03-26 | 22 | 0 | 2021-03-26 | 22 | 18.74 | 0.87 | 19.61 | 0
2021-03-26 | 23 | 0 | 2021-03-26 | 23 | 18.5 | 0.99 | 19.49 | 0
2021-03-26 | 24 | 0 | 2021-03-26 | 24 | 17.57 | 0.81 | 18.38 | 0
2021-03-27 | 1 | 0 | 2021-03-27 | 1 | 15.85 | 0.44 | 16.29 | 0
2021-03-27 | 2 | 0 | 2021-03-27 | 2 | 15.79 | 0.4 | 16.19 | 0
2021-03-27 | 3 | 0 | 2021-03-27 | 3 | 15.04 | 0.4 | 15.44 | 0
2021-03-27 | 4 | 0 | 2021-03-27 | 4 | 15.03 | 0.41 | 15.44 | 0
2021-03-27 | 5 | 0 | 2021-03-27 | 5 | 15.88 | 0.4 | 16.28 | 0
2021-03-27 | 6 | 5 | 2021-03-27 | 6 | 17.08 | 0.4 | 17.48 | 87.4
2021-03-27 | 7 | 268 | 2021-03-27 | 7 | 26.18 | 0.49 | 26.67 | 7147.56
2021-03-27 | 8 | 8750 | 2021-03-27 | 8 | 28.01 | 0.92 | 28.93 | 253137.5
2021-03-27 | 9 | 28435 | 2021-03-27 | 9 | 29.78 | 1.46 | 31.24 | 888309.4
2021-03-27 | 10 | 50490 | 2021-03-27 | 10 | 20.82 | 0.73 | 21.55 | 1088059.5
2021-03-27 | 11 | 65418 | 2021-03-27 | 11 | 14.9 | 0.42 | 15.32 | 1002203.76
2021-03-27 | 12 | 76755 | 2021-03-27 | 12 | 14.87 | 0.42 | 15.29 | 1173583.95
2021-03-27 | 13 | 77955 | 2021-03-27 | 13 | 15.31 | 0.41 | 15.72 | 1225452.6
2021-03-27 | 14 | 77205 | 2021-03-27 | 14 | 15.46 | 0.41 | 15.87 | 1225243.35
2021-03-27 | 15 | 73078 | 2021-03-27 | 15 | 15.71 | 0.41 | 16.12 | 1178017.36
2021-03-27 | 16 | 62393 | 2021-03-27 | 16 | 15.67 | 0.42 | 16.09 | 1003903.37
2021-03-27 | 17 | 45945 | 2021-03-27 | 17 | 17.35 | 0.42 | 17.77 | 816442.65
2021-03-27 | 18 | 21340 | 2021-03-27 | 18 | 27.74 | 0.89 | 28.63 | 610964.2
2021-03-27 | 19 | 2758 | 2021-03-27 | 19 | 30.56 | 0.48 | 31.04 | 85608.32
2021-03-27 | 20 | 0 | 2021-03-27 | 20 | 33.55 | 0.52 | 34.07 | 0
2021-03-27 | 21 | 0 | 2021-03-27 | 21 | 35.35 | 1.01 | 36.36 | 0
2021-03-27 | 22 | 0 | 2021-03-27 | 22 | 24.53 | 0.83 | 25.36 | 0
2021-03-27 | 23 | 0 | 2021-03-27 | 23 | 19.87 | 0.82 | 20.69 | 0
2021-03-27 | 24 | 0 | 2021-03-27 | 24 | 17.65 | 0.75 | 18.4 | 0
2021-03-28 | 1 | 0 | 2021-03-28 | 1 | 16.43 | 0.52 | 16.95 | 0
2021-03-28 | 2 | 0 | 2021-03-28 | 2 | 15.78 | 0.46 | 16.24 | 0
2021-03-28 | 3 | 0 | 2021-03-28 | 3 | 15.69 | 0.45 | 16.14 | 0
2021-03-28 | 4 | 0 | 2021-03-28 | 4 | 15.78 | 0.45 | 16.23 | 0
2021-03-28 | 5 | 0 | 2021-03-28 | 5 | 15.9 | 0.46 | 16.36 | 0
2021-03-28 | 6 | 0 | 2021-03-28 | 6 | 15.35 | 0.46 | 15.81 | 0
2021-03-28 | 7 | 5 | 2021-03-28 | 7 | 15.68 | 0.48 | 16.16 | 80.8
2021-03-28 | 8 | 1075 | 2021-03-28 | 8 | 13.76 | 0.53 | 14.29 | 15361.75
2021-03-28 | 9 | 2508 | 2021-03-28 | 9 | 15.35 | 0.54 | 15.89 | 39852.12
2021-03-28 | 10 | 4155 | 2021-03-28 | 10 | 22.57 | 0.49 | 23.06 | 95814.3
2021-03-28 | 11 | 3975 | 2021-03-28 | 11 | 31.1 | 0.64 | 31.74 | 126166.5
2021-03-28 | 12 | 4273 | 2021-03-28 | 12 | 38.64 | 0.84 | 39.48 | 168698.04
2021-03-28 | 13 | 4100 | 2021-03-28 | 13 | 35.32 | 0.53 | 35.85 | 146985
2021-03-28 | 14 | 3183 | 2021-03-28 | 14 | 36.18 | 0.59 | 36.77 | 117038.91
2021-03-28 | 15 | 2940 | 2021-03-28 | 15 | 34.85 | 0.57 | 35.42 | 104134.8
2021-03-28 | 16 | 2365 | 2021-03-28 | 16 | 34.74 | 0.64 | 35.38 | 83673.7
2021-03-28 | 17 | 1183 | 2021-03-28 | 17 | 37.74 | 0.79 | 38.53 | 45580.99
2021-03-28 | 18 | 343 | 2021-03-28 | 18 | 40.52 | 0.53 | 41.05 | 14080.15
2021-03-28 | 19 | 5 | 2021-03-28 | 19 | 34.17 | 0.6 | 34.77 | 173.85
2021-03-28 | 20 | 0 | 2021-03-28 | 20 | 36.53 | 0.75 | 37.28 | 0
2021-03-28 | 21 | 0 | 2021-03-28 | 21 | 32.21 | 0.66 | 32.87 | 0
2021-03-28 | 22 | 0 | 2021-03-28 | 22 | 24.91 | 0.72 | 25.63 | 0
2021-03-28 | 23 | 0 | 2021-03-28 | 23 | 29.66 | 1.31 | 30.97 | 0
2021-03-28 | 24 | 0 | 2021-03-28 | 24 | 18.07 | 0.6 | 18.67 | 0
2021-03-29 | 1 | 0 | 2021-03-29 | 1 | 17.97 | 0.27 | 18.24 | 0
2021-03-29 | 2 | 0 | 2021-03-29 | 2 | 17.58 | 0.26 | 17.84 | 0
2021-03-29 | 3 | 0 | 2021-03-29 | 3 | 17.02 | 0.25 | 17.27 | 0
2021-03-29 | 4 | 0 | 2021-03-29 | 4 | 16.58 | 0.25 | 16.83 | 0
2021-03-29 | 5 | 0 | 2021-03-29 | 5 | 17.57 | 0.23 | 17.8 | 0
2021-03-29 | 6 | 5 | 2021-03-29 | 6 | 17.82 | 0.33 | 18.15 | 90.75
2021-03-29 | 7 | 525 | 2021-03-29 | 7 | 30.4 | 0.81 | 31.21 | 16385.25
2021-03-29 | 8 | 10310 | 2021-03-29 | 8 | 36.31 | 1 | 37.31 | 384666.1
2021-03-29 | 9 | 24450 | 2021-03-29 | 9 | 33.31 | 0.78 | 34.09 | 833500.5
2021-03-29 | 10 | 45740 | 2021-03-29 | 10 | 19.28 | 0.54 | 19.82 | 906566.8
2021-03-29 | 11 | 53443 | 2021-03-29 | 11 | 27.41 | 1 | 28.41 | 1518315.63
2021-03-29 | 12 | 49633 | 2021-03-29 | 12 | 18.15 | 0.6 | 18.75 | 930618.75
2021-03-29 | 13 | 61953 | 2021-03-29 | 13 | 16.94 | 0.57 | 17.51 | 1084797.03
2021-03-29 | 14 | 61238 | 2021-03-29 | 14 | 13.62 | 0.63 | 14.25 | 872641.5
2021-03-29 | 15 | 71095 | 2021-03-29 | 15 | -8.95 | 0.8 | -8.15 | -579424.25
2021-03-29 | 16 | 65920 | 2021-03-29 | 16 | 14.13 | 0.62 | 14.75 | 972320
2021-03-29 | 17 | 49580 | 2021-03-29 | 17 | 15.19 | 0.68 | 15.87 | 786834.6
2021-03-29 | 18 | 23993 | 2021-03-29 | 18 | 20.53 | 0.63 | 21.16 | 507691.88
2021-03-29 | 19 | 3695 | 2021-03-29 | 19 | 33.72 | 0.72 | 34.44 | 127255.8
2021-03-29 | 20 | 0 | 2021-03-29 | 20 | 24.87 | 0.57 | 25.44 | 0
2021-03-29 | 21 | 0 | 2021-03-29 | 21 | 28.64 | 0.8 | 29.44 | 0
2021-03-29 | 22 | 0 | 2021-03-29 | 22 | 25.89 | 0.84 | 26.73 | 0
2021-03-29 | 23 | 0 | 2021-03-29 | 23 | 15.54 | 0.78 | 16.32 | 0
2021-03-29 | 24 | 0 | 2021-03-29 | 24 | 14.99 | 0.39 | 15.38 | 0
2021-03-30 | 1 | 0 | 2021-03-30 | 1 | 15.88 | 0.4 | 16.28 | 0
2021-03-30 | 2 | 0 | 2021-03-30 | 2 | 14.65 | 0.39 | 15.04 | 0
2021-03-30 | 3 | 0 | 2021-03-30 | 3 | 15.63 | 0.37 | 16 | 0
2021-03-30 | 4 | 0 | 2021-03-30 | 4 | 16.92 | 0.38 | 17.3 | 0
2021-03-30 | 5 | 0 | 2021-03-30 | 5 | 18.13 | 0.38 | 18.51 | 0
2021-03-30 | 6 | 5 | 2021-03-30 | 6 | 22.71 | 0.66 | 23.37 | 116.85
2021-03-30 | 7 | 540 | 2021-03-30 | 7 | 32.62 | 0.94 | 33.56 | 18122.4
2021-03-30 | 8 | 11323 | 2021-03-30 | 8 | 31.67 | 1.16 | 32.83 | 371734.09
2021-03-30 | 9 | 32473 | 2021-03-30 | 9 | 23.29 | 0.8 | 24.09 | 782274.57
2021-03-30 | 10 | 54770 | 2021-03-30 | 10 | 16.63 | 0.69 | 17.32 | 948616.4
2021-03-30 | 11 | 70163 | 2021-03-30 | 11 | 15.24 | 0.71 | 15.95 | 1119099.85
2021-03-30 | 12 | 77565 | 2021-03-30 | 12 | 14.43 | 0.72 | 15.15 | 1175109.75
2021-03-30 | 13 | 78653 | 2021-03-30 | 13 | 10.14 | 0.74 | 10.88 | 855744.64
2021-03-30 | 14 | 78715 | 2021-03-30 | 14 | -10.38 | 0.85 | -9.53 | -750153.95
2021-03-30 | 15 | 76605 | 2021-03-30 | 15 | -25.54 | 1.02 | -24.52 | -1878354.6
2021-03-30 | 16 | 65718 | 2021-03-30 | 16 | -12.57 | 0.99 | -11.58 | -761014.44
2021-03-30 | 17 | 47255 | 2021-03-30 | 17 | 3.73 | 0.97 | 4.7 | 222098.5
2021-03-30 | 18 | 22720 | 2021-03-30 | 18 | 15.45 | 0.72 | 16.17 | 367382.4
2021-03-30 | 19 | 3353 | 2021-03-30 | 19 | 19.44 | 0.67 | 20.11 | 67428.83
2021-03-30 | 20 | 0 | 2021-03-30 | 20 | 25.72 | 0.7 | 26.42 | 0
2021-03-30 | 21 | 0 | 2021-03-30 | 21 | 20.23 | 0.66 | 20.89 | 0
2021-03-30 | 22 | 0 | 2021-03-30 | 22 | 18.41 | 0.68 | 19.09 | 0
2021-03-30 | 23 | 0 | 2021-03-30 | 23 | 18.78 | 0.82 | 19.6 | 0
2021-03-30 | 24 | 0 | 2021-03-30 | 24 | 16.21 | 0.5 | 16.71 | 0
2021-03-31 | 1 | 0 | 2021-03-31 | 1 | 16.71 | 0.36 | 17.07 | 0
2021-03-31 | 2 | 0 | 2021-03-31 | 2 | 15.26 | 0.35 | 15.61 | 0
2021-03-31 | 3 | 0 | 2021-03-31 | 3 | 15.87 | 0.35 | 16.22 | 0
2021-03-31 | 4 | 0 | 2021-03-31 | 4 | 15.28 | 0.34 | 15.62 | 0
2021-03-31 | 5 | 0 | 2021-03-31 | 5 | 15.34 | 0.36 | 15.7 | 0
2021-03-31 | 6 | 5 | 2021-03-31 | 6 | 17.04 | 0.44 | 17.48 | 87.4
2021-03-31 | 7 | 798 | 2021-03-31 | 7 | 16.27 | 0.49 | 16.76 | 13374.48
2021-03-31 | 8 | 7398 | 2021-03-31 | 8 | 18.9 | 0.79 | 19.69 | 145666.62
2021-03-31 | 9 | 28080 | 2021-03-31 | 9 | 20.45 | 0.67 | 21.12 | 593049.6
2021-03-31 | 10 | 27190 | 2021-03-31 | 10 | 20.05 | 0.65 | 20.7 | 562833
2021-03-31 | 11 | 30688 | 2021-03-31 | 11 | 20.45 | 0.79 | 21.24 | 651813.12
2021-03-31 | 12 | 20035 | 2021-03-31 | 12 | 21.76 | 0.78 | 22.54 | 451588.9
2021-03-31 | 13 | 11180 | 2021-03-31 | 13 | 20.01 | 0.63 | 20.64 | 230755.2
2021-03-31 | 14 | 23740 | 2021-03-31 | 14 | 19.35 | 0.63 | 19.98 | 474325.2
2021-03-31 | 15 | 9403 | 2021-03-31 | 15 | 21.56 | 0.71 | 22.27 | 209404.81
2021-03-31 | 16 | 10763 | 2021-03-31 | 16 | 25.49 | 0.88 | 26.37 | 283820.31
2021-03-31 | 17 | 5978 | 2021-03-31 | 17 | 27.66 | 0.75 | 28.41 | 169834.98
2021-03-31 | 18 | 3240 | 2021-03-31 | 18 | 35.39 | 0.93 | 36.32 | 117676.8
2021-03-31 | 19 | 258 | 2021-03-31 | 19 | 31.28 | 0.74 | 32.02 | 8261.16
2021-03-31 | 20 | 0 | 2021-03-31 | 20 | 33.6 | 0.7 | 34.3 | 0
2021-03-31 | 21 | 0 | 2021-03-31 | 21 | 28.88 | 0.77 | 29.65 | 0
2021-03-31 | 22 | 0 | 2021-03-31 | 22 | 22.34 | 0.76 | 23.1 | 0
2021-03-31 | 23 | 0 | 2021-03-31 | 23 | 20.95 | 0.91 | 21.86 | 0
2021-03-31 | 24 | 0 | 2021-03-31 | 24 | 17.01 | 0.5 | 17.51 | 0
Formulas:
Date = [Date]

## Capacity
Calculation of Avoided Generation Capacity Costs (related to the ISO-NE Forward Capacity Market or FCM)
Capacity Market Allocation for FCA 2019-2020 |  |  | Power year 2020/2021
https://www.iso-ne.com/about/key-stats/markets#fcaresults
Capacity Clearing Price | 5.3 | kW-month | https://www.iso-ne.com/about/key-stats
Peak Energy Rent | 0 | kW-month | (This report is no longer available)
Subtotal | 5.3 |  | https://www.iso-ne.com/isoexpress/web/reports/load-and-demand/-/tree/monthly-peak-energy-rent
Line Loss Multiplier | 1.0674
Avoided Capacity Cost | 5.657 | kW-month
For Generation Sources Other than Solar PV
Assume production is equal for all hours of the year
Peak Hour = | 1
Total Hours in the Year = | 8760 |  | Puc 903.02 (o)(6) b. uses 8760 hours
Portion of generation assume to be at peak hour for FCA Cost Alloc. = | 0.01142% |  | Puc 903.02 (o)(6) b.
For Solar PV Generation
Solar production at system peak hour = | 25825 | watts | 7/27/2020 at hour ending 18:00
Annual solar production = | 126138490 | watts | https://www.iso-ne.com/isoexpress/web/reports/load-and-demand/-/tree/ann-sys-peak-day-hr-load
Portion of annual solar production at peak hour for FCA Cost Alloc. = | 0.02047% |  | Puc 903.02 (o)(7) c.

## Actual Solar Data
Location |  | Dover | Moultonborough | Plymouth | Raymond
kW DC |  | 334.53 | 10.64 | 12.1 | 40
kW AC |  | 267 | 7.6 | 11 | 37
Tilt |  | 25 | 35 | 35 | 38
Azimuth |  | 180 | 195 | 190 | 190 | Hourly
Date | Hour Ending | Production (Watts) |  |  |  | Average
2020-04-01 | 1 | 0 | 0 | 0 | 0 | 0
2020-04-01 | 2 | 0 | 0 | 0 | 0 | 0
2020-04-01 | 3 | 0 | 0 | 0 | 0 | 0
2020-04-01 | 4 | 0 | 0 | 0 | 0 | 0
2020-04-01 | 5 | 0 | 0 | 0 | 0 | 0
2020-04-01 | 6 | 0 | 10 | 10 | 0 | 5
2020-04-01 | 7 | 2000 | 40 | 40 | 150 | 558
2020-04-01 | 8 | 42000 | 310 | 1110 | 1820 | 11310
2020-04-01 | 9 | 72000 | 1660 | 2920 | 7940 | 21130
2020-04-01 | 10 | 83000 | 5100 | 3670 | 14610 | 26595
2020-04-01 | 11 | 128000 | 4710 | 6050 | 22580 | 40335
2020-04-01 | 12 | 122000 | 5470 | 7210 | 18420 | 38275
2020-04-01 | 13 | 80000 | 3820 | 5780 | 11150 | 25188
2020-04-01 | 14 | 95000 | 2830 | 4250 | 15390 | 29368
2020-04-01 | 15 | 65000 | 3450 | 3750 | 10780 | 20745
2020-04-01 | 16 | 50000 | 2190 | 2400 | 6660 | 15313
2020-04-01 | 17 | 68000 | 1350 | 970 | 8830 | 19788
2020-04-01 | 18 | 49000 | 800 | 670 | 7190 | 14415
2020-04-01 | 19 | 15000 | 350 | 310 | 1300 | 4240
2020-04-01 | 20 | 0 | 10 | 10 | 20 | 10
2020-04-01 | 21 | 0 | 0 | 0 | 0 | 0
2020-04-01 | 22 | 0 | 0 | 0 | 0 | 0
2020-04-01 | 23 | 0 | 0 | 0 | 0 | 0
2020-04-01 | 24 | 0 | 0 | 0 | 0 | 0
2020-04-02 | 1 | 0 | 0 | 0 | 0 | 0
2020-04-02 | 2 | 0 | 0 | 0 | 0 | 0
2020-04-02 | 3 | 0 | 0 | 0 | 0 | 0
2020-04-02 | 4 | 0 | 0 | 0 | 0 | 0
2020-04-02 | 5 | 0 | 0 | 0 | 0 | 0
2020-04-02 | 6 | 0 | 0 | 10 | 0 | 3
2020-04-02 | 7 | 1000 | 30 | 10 | 20 | 265
2020-04-02 | 8 | 9000 | 230 | 160 | 1550 | 2735
2020-04-02 | 9 | 30000 | 690 | 590 | 3200 | 8620
2020-04-02 | 10 | 52000 | 2080 | 1930 | 6370 | 15595
2020-04-02 | 11 | 97000 | 4180 | 2970 | 11370 | 28880
2020-04-02 | 12 | 71000 | 3620 | 2970 | 13870 | 22865
2020-04-02 | 13 | 64000 | 2650 | 3940 | 13360 | 20988
2020-04-02 | 14 | 73000 | 3340 | 2070 | 10440 | 22213
2020-04-02 | 15 | 58000 | 1920 | 1400 | 8800 | 17530
2020-04-02 | 16 | 43000 | 1150 | 780 | 5150 | 12520
2020-04-02 | 17 | 29000 | 640 | 390 | 3360 | 8348
2020-04-02 | 18 | 11000 | 270 | 160 | 1420 | 3213
2020-04-02 | 19 | 5000 | 100 | 40 | 320 | 1365
2020-04-02 | 20 | 0 | 10 | 0 | 10 | 5
2020-04-02 | 21 | 0 | 0 | 0 | 0 | 0
2020-04-02 | 22 | 0 | 0 | 0 | 0 | 0
2020-04-02 | 23 | 0 | 0 | 0 | 0 | 0
2020-04-02 | 24 | 0 | 0 | 0 | 0 | 0
2020-04-03 | 1 | 0 | 0 | 0 | 0 | 0
2020-04-03 | 2 | 0 | 0 | 0 | 0 | 0
2020-04-03 | 3 | 0 | 0 | 0 | 0 | 0
2020-04-03 | 4 | 0 | 0 | 0 | 0 | 0
2020-04-03 | 5 | 0 | 0 | 0 | 0 | 0
2020-04-03 | 6 | 0 | 10 | 10 | 0 | 5
2020-04-03 | 7 | 0 | 0 | 10 | 0 | 3
2020-04-03 | 8 | 4000 | 40 | 20 | 290 | 1088
2020-04-03 | 9 | 23000 | 150 | 150 | 1740 | 6260
2020-04-03 | 10 | 42000 | 290 | 450 | 3010 | 11438
2020-04-03 | 11 | 66000 | 300 | 480 | 5460 | 18060
2020-04-03 | 12 | 68000 | 850 | 670 | 7720 | 19310
2020-04-03 | 13 | 69000 | 1060 | 1560 | 8170 | 19948
2020-04-03 | 14 | 54000 | 1850 | 930 | 5770 | 15638
2020-04-03 | 15 | 47000 | 4410 | 1000 | 5480 | 14473
2020-04-03 | 16 | 40000 | 1610 | 1070 | 4440 | 11780
2020-04-03 | 17 | 24000 | 710 | 170 | 5080 | 7490
2020-04-03 | 18 | 13000 | 380 | 40 | 2070 | 3873
2020-04-03 | 19 | 5000 | 70 | 10 | 390 | 1368
2020-04-03 | 20 | 0 | 10 | 10 | 0 | 5
2020-04-03 | 21 | 0 | 0 | 0 | 0 | 0
2020-04-03 | 22 | 0 | 0 | 0 | 0 | 0
2020-04-03 | 23 | 0 | 0 | 0 | 0 | 0
2020-04-03 | 24 | 0 | 0 | 0 | 0 | 0
2020-04-04 | 1 | 0 | 0 | 0 | 0 | 0
2020-04-04 | 2 | 0 | 0 | 0 | 0 | 0
2020-04-04 | 3 | 0 | 0 | 0 | 0 | 0
2020-04-04 | 4 | 0 | 0 | 0 | 0 | 0
2020-04-04 | 5 | 0 | 0 | 0 | 0 | 0
2020-04-04 | 6 | 0 | 10 | 10 | 0 | 5
2020-04-04 | 7 | 1000 | 30 | 40 | 60 | 283
2020-04-04 | 8 | 16000 | 320 | 890 | 1130 | 4585
2020-04-04 | 9 | 87000 | 1680 | 2960 | 5000 | 24160
2020-04-04 | 10 | 211000 | 4280 | 4680 | 12970 | 58233
2020-04-04 | 11 | 204000 | 6820 | 6420 | 24820 | 60515
2020-04-04 | 12 | 165000 | 6370 | 4930 | 29020 | 51330
2020-04-04 | 13 | 201000 | 5730 | 3690 | 22510 | 58233
2020-04-04 | 14 | 163000 | 3330 | 4290 | 15990 | 46653
2020-04-04 | 15 | 182000 | 3410 | 4230 | 10520 | 50040
2020-04-04 | 16 | 119000 | 5210 | 2740 | 9300 | 34063
2020-04-04 | 17 | 88000 | 3670 | 2860 | 9030 | 25890
2020-04-04 | 18 | 49000 | 3360 | 940 | 8790 | 15523
2020-04-04 | 19 | 12000 | 560 | 210 | 3030 | 3950
2020-04-04 | 20 | 0 | 10 | 10 | 20 | 10
2020-04-04 | 21 | 0 | 0 | 0 | 0 | 0
2020-04-04 | 22 | 0 | 0 | 0 | 0 | 0
2020-04-04 | 23 | 0 | 0 | 0 | 0 | 0
2020-04-04 | 24 | 0 | 0 | 0 | 0 | 0
2020-04-05 | 1 | 0 | 0 | 0 | 0 | 0
2020-04-05 | 2 | 0 | 0 | 0 | 0 | 0
2020-04-05 | 3 | 0 | 0 | 0 | 0 | 0
2020-04-05 | 4 | 0 | 0 | 0 | 0 | 0
2020-04-05 | 5 | 0 | 0 | 0 | 0 | 0
2020-04-05 | 6 | 0 | 10 | 0 | 10 | 5
2020-04-05 | 7 | 3000 | 70 | 40 | 200 | 828
2020-04-05 | 8 | 34000 | 450 | 290 | 2420 | 9290
2020-04-05 | 9 | 94000 | 950 | 750 | 5810 | 25378
2020-04-05 | 10 | 88000 | 2100 | 3870 | 7550 | 25380
2020-04-05 | 11 | 117000 | 5460 | 5410 | 9640 | 34378
2020-04-05 | 12 | 180000 | 7550 | 4550 | 7190 | 49823
2020-04-05 | 13 | 180000 | 6650 | 4720 | 11650 | 50755
2020-04-05 | 14 | 172000 | 6760 | 4680 | 24720 | 52040
2020-04-05 | 15 | 239000 | 3160 | 1040 | 15340 | 64635
2020-04-05 | 16 | 184000 | 1500 | 870 | 8670 | 48760
2020-04-05 | 17 | 89000 | 460 | 290 | 2620 | 23093
2020-04-05 | 18 | 18000 | 130 | 20 | 480 | 4658
2020-04-05 | 19 | 2000 | 10 | 20 | 80 | 528
2020-04-05 | 20 | 0 | 10 | 10 | 0 | 5
2020-04-05 | 21 | 0 | 0 | 0 | 0 | 0
2020-04-05 | 22 | 0 | 0 | 0 | 0 | 0
2020-04-05 | 23 | 0 | 0 | 0 | 0 | 0
2020-04-05 | 24 | 0 | 0 | 0 | 0 | 0
2020-04-06 | 1 | 0 | 0 | 0 | 0 | 0
2020-04-06 | 2 | 0 | 0 | 0 | 0 | 0
2020-04-06 | 3 | 0 | 0 | 0 | 0 | 0
2020-04-06 | 4 | 0 | 0 | 0 | 0 | 0
2020-04-06 | 5 | 0 | 0 | 0 | 0 | 0
2020-04-06 | 6 | 0 | 0 | 10 | 10 | 5
2020-04-06 | 7 | 4000 | 50 | 50 | 220 | 1080
2020-04-06 | 8 | 49000 | 310 | 1070 | 1620 | 13000
2020-04-06 | 9 | 131000 | 1750 | 3270 | 8210 | 36058
2020-04-06 | 10 | 201000 | 6110 | 5240 | 19020 | 57843
2020-04-06 | 11 | 252000 | 7410 | 6210 | 26510 | 73033
2020-04-06 | 12 | 269000 | 7550 | 7040 | 29250 | 78210
2020-04-06 | 13 | 270000 | 7550 | 7700 | 29670 | 78730
2020-04-06 | 14 | 270000 | 7540 | 7620 | 29370 | 78633
2020-04-06 | 15 | 264000 | 7560 | 6990 | 27910 | 76615
2020-04-06 | 16 | 224000 | 7470 | 5940 | 25530 | 65735
2020-04-06 | 17 | 160000 | 5890 | 4370 | 21350 | 47903
2020-04-06 | 18 | 80000 | 3320 | 2290 | 13750 | 24840
2020-04-06 | 19 | 15000 | 730 | 320 | 2940 | 4748
2020-04-06 | 20 | 0 | 10 | 10 | 40 | 15
2020-04-06 | 21 | 0 | 0 | 0 | 0 | 0
2020-04-06 | 22 | 0 | 0 | 0 | 0 | 0
2020-04-06 | 23 | 0 | 0 | 0 | 0 | 0
2020-04-06 | 24 | 0 | 0 | 0 | 0 | 0
2020-04-07 | 1 | 0 | 0 | 0 | 0 | 0
2020-04-07 | 2 | 0 | 0 | 0 | 0 | 0
2020-04-07 | 3 | 0 | 0 | 0 | 0 | 0
2020-04-07 | 4 | 0 | 0 | 0 | 0 | 0
2020-04-07 | 5 | 0 | 0 | 0 | 0 | 0
2020-04-07 | 6 | 0 | 0 | 10 | 0 | 3
2020-04-07 | 7 | 6000 | 60 | 70 | 370 | 1625
2020-04-07 | 8 | 53000 | 400 | 1250 | 2340 | 14248
2020-04-07 | 9 | 130000 | 1850 | 3220 | 8340 | 35853
2020-04-07 | 10 | 194000 | 5930 | 5070 | 18490 | 55873
2020-04-07 | 11 | 244000 | 7480 | 6480 | 25320 | 70820
2020-04-07 | 12 | 263000 | 7320 | 7460 | 27030 | 76203
2020-04-07 | 13 | 249000 | 7000 | 6800 | 27610 | 72603
2020-04-07 | 14 | 248000 | 7500 | 5980 | 27820 | 72325
2020-04-07 | 15 | 251000 | 7420 | 6640 | 24210 | 72318
2020-04-07 | 16 | 175000 | 7190 | 5610 | 21790 | 52398
2020-04-07 | 17 | 128000 | 4960 | 2690 | 15770 | 37855
2020-04-07 | 18 | 49000 | 1400 | 1080 | 9770 | 15313
2020-04-07 | 19 | 19000 | 410 | 320 | 2990 | 5680
2020-04-07 | 20 | 0 | 10 | 10 | 20 | 10
2020-04-07 | 21 | 0 | 0 | 0 | 0 | 0
2020-04-07 | 22 | 0 | 0 | 0 | 0 | 0
2020-04-07 | 23 | 0 | 0 | 0 | 0 | 0
2020-04-07 | 24 | 0 | 0 | 0 | 0 | 0
2020-04-08 | 1 | 0 | 0 | 0 | 0 | 0
2020-04-08 | 2 | 0 | 0 | 0 | 0 | 0
2020-04-08 | 3 | 0 | 0 | 0 | 0 | 0
2020-04-08 | 4 | 0 | 0 | 0 | 0 | 0
2020-04-08 | 5 | 0 | 0 | 0 | 0 | 0
2020-04-08 | 6 | 0 | 10 | 0 | 0 | 3
2020-04-08 | 7 | 1000 | 130 | 70 | 10 | 303
2020-04-08 | 8 | 11000 | 360 | 200 | 590 | 3038
2020-04-08 | 9 | 37000 | 860 | 530 | 2650 | 10260
2020-04-08 | 10 | 53000 | 1520 | 1190 | 4200 | 14978
2020-04-08 | 11 | 171000 | 3990 | 3080 | 12770 | 47710
2020-04-08 | 12 | 234000 | 7310 | 4470 | 21550 | 66833
2020-04-08 | 13 | 233000 | 7420 | 5920 | 23600 | 67485
2020-04-08 | 14 | 256000 | 6010 | 1470 | 18890 | 70593
2020-04-08 | 15 | 195000 | 4570 | 2470 | 15450 | 54373
2020-04-08 | 16 | 164000 | 6250 | 2560 | 13770 | 46645
2020-04-08 | 17 | 151000 | 2120 | 3380 | 10680 | 41795
2020-04-08 | 18 | 64000 | 1100 | 1560 | 11520 | 19545
2020-04-08 | 19 | 17000 | 320 | 300 | 1460 | 4770
2020-04-08 | 20 | 0 | 0 | 10 | 30 | 10
2020-04-08 | 21 | 0 | 0 | 0 | 0 | 0
2020-04-08 | 22 | 0 | 0 | 0 | 0 | 0
2020-04-08 | 23 | 0 | 0 | 0 | 0 | 0
2020-04-08 | 24 | 0 | 0 | 0 | 0 | 0
2020-04-09 | 1 | 0 | 0 | 0 | 0 | 0
2020-04-09 | 2 | 0 | 0 | 0 | 0 | 0
2020-04-09 | 3 | 0 | 0 | 0 | 0 | 0
2020-04-09 | 4 | 0 | 0 | 0 | 0 | 0
2020-04-09 | 5 | 0 | 0 | 0 | 0 | 0
2020-04-09 | 6 | 0 | 10 | 0 | 0 | 3
2020-04-09 | 7 | 3000 | 40 | 40 | 240 | 830
2020-04-09 | 8 | 14000 | 560 | 730 | 1360 | 4163
2020-04-09 | 9 | 21000 | 1170 | 1330 | 1930 | 6358
2020-04-09 | 10 | 32000 | 1700 | 1600 | 4100 | 9850
2020-04-09 | 11 | 55000 | 970 | 1350 | 4320 | 15410
2020-04-09 | 12 | 26000 | 350 | 200 | 1940 | 7123
2020-04-09 | 13 | 12000 | 230 | 220 | 1740 | 3548
2020-04-09 | 14 | 13000 | 220 | 220 | 1590 | 3758
2020-04-09 | 15 | 9000 | 50 | 60 | 1150 | 2565
2020-04-09 | 16 | 3000 | 180 | 210 | 740 | 1033
2020-04-09 | 17 | 10000 | 370 | 460 | 1660 | 3123
2020-04-09 | 18 | 4000 | 270 | 150 | 800 | 1305
2020-04-09 | 19 | 3000 | 50 | 30 | 240 | 830
2020-04-09 | 20 | 0 | 10 | 10 | 0 | 5
2020-04-09 | 21 | 0 | 0 | 0 | 0 | 0
2020-04-09 | 22 | 0 | 0 | 0 | 0 | 0
2020-04-09 | 23 | 0 | 0 | 0 | 0 | 0
2020-04-09 | 24 | 0 | 0 | 0 | 0 | 0
2020-04-10 | 1 | 0 | 0 | 0 | 0 | 0
2020-04-10 | 2 | 0 | 0 | 0 | 0 | 0
2020-04-10 | 3 | 0 | 0 | 0 | 0 | 0
2020-04-10 | 4 | 0 | 0 | 0 | 0 | 0
2020-04-10 | 5 | 0 | 0 | 0 | 0 | 0
2020-04-10 | 6 | 0 | 10 | 0 | 0 | 3
2020-04-10 | 7 | 6000 | 30 | 60 | 330 | 1605
2020-04-10 | 8 | 53000 | 400 | 1080 | 1750 | 14058
2020-04-10 | 9 | 113000 | 1200 | 2910 | 8590 | 31425
2020-04-10 | 10 | 180000 | 3330 | 3780 | 15340 | 50613
2020-04-10 | 11 | 173000 | 3410 | 4100 | 23560 | 51018
2020-04-10 | 12 | 147000 | 4450 | 4290 | 17700 | 43360
2020-04-10 | 13 | 144000 | 3520 | 4090 | 16340 | 41988
2020-04-10 | 14 | 125000 | 2430 | 3370 | 11480 | 35570
2020-04-10 | 15 | 61000 | 2230 | 3240 | 8510 | 18745
2020-04-10 | 16 | 69000 | 2690 | 2930 | 7650 | 20568
2020-04-10 | 17 | 87000 | 1250 | 1810 | 5450 | 23878
2020-04-10 | 18 | 29000 | 1090 | 1220 | 2300 | 8403
2020-04-10 | 19 | 6000 | 310 | 510 | 650 | 1868
2020-04-10 | 20 | 0 | 40 | 50 | 10 | 25
2020-04-10 | 21 | 0 | 0 | 0 | 0 | 0
2020-04-10 | 22 | 0 | 0 | 0 | 0 | 0
2020-04-10 | 23 | 0 | 0 | 0 | 0 | 0
2020-04-10 | 24 | 0 | 0 | 0 | 0 | 0
2020-04-11 | 1 | 0 | 0 | 0 | 0 | 0
2020-04-11 | 2 | 0 | 0 | 0 | 0 | 0
2020-04-11 | 3 | 0 | 0 | 0 | 0 | 0
2020-04-11 | 4 | 0 | 0 | 0 | 0 | 0
2020-04-11 | 5 | 0 | 0 | 0 | 0 | 0
2020-04-11 | 6 | 0 | 10 | 10 | 0 | 5
2020-04-11 | 7 | 6000 | 30 | 120 | 450 | 1650
2020-04-11 | 8 | 47000 | 310 | 920 | 2050 | 12570
2020-04-11 | 9 | 96000 | 850 | 4420 | 9030 | 27575
2020-04-11 | 10 | 151000 | 1300 | 4820 | 17020 | 43535
2020-04-11 | 11 | 170000 | 2260 | 5340 | 23490 | 50273
2020-04-11 | 12 | 189000 | 5440 | 9960 | 29540 | 58485
2020-04-11 | 13 | 241000 | 5930 | 10810 | 30090 | 71958
2020-04-11 | 14 | 224000 | 6250 | 8720 | 32220 | 67798
2020-04-11 | 15 | 212000 | 6780 | 5800 | 28640 | 63305
2020-04-11 | 16 | 240000 | 6830 | 8620 | 25950 | 70350
2020-04-11 | 17 | 162000 | 5500 | 5600 | 18930 | 48008
2020-04-11 | 18 | 91000 | 3070 | 2360 | 9440 | 26468
2020-04-11 | 19 | 17000 | 770 | 440 | 2620 | 5208
2020-04-11 | 20 | 1000 | 20 | 20 | 60 | 275
2020-04-11 | 21 | 0 | 0 | 0 | 0 | 0
2020-04-11 | 22 | 0 | 0 | 0 | 0 | 0
2020-04-11 | 23 | 0 | 0 | 0 | 0 | 0
2020-04-11 | 24 | 0 | 0 | 0 | 0 | 0
2020-04-12 | 1 | 0 | 0 | 0 | 0 | 0
2020-04-12 | 2 | 0 | 0 | 0 | 0 | 0
2020-04-12 | 3 | 0 | 0 | 0 | 0 | 0
2020-04-12 | 4 | 0 | 0 | 0 | 0 | 0
2020-04-12 | 5 | 0 | 0 | 0 | 0 | 0
2020-04-12 | 6 | 0 | 10 | 10 | 10 | 8
2020-04-12 | 7 | 9000 | 100 | 220 | 630 | 2488
2020-04-12 | 8 | 57000 | 890 | 1800 | 3080 | 15693
2020-04-12 | 9 | 128000 | 2500 | 3790 | 8880 | 35793
2020-04-12 | 10 | 167000 | 4330 | 5680 | 17120 | 48533
2020-04-12 | 11 | 239000 | 6090 | 8620 | 25660 | 69843
2020-04-12 | 12 | 244000 | 7540 | 10520 | 27140 | 72300
2020-04-12 | 13 | 250000 | 7550 | 8700 | 28150 | 73600
2020-04-12 | 14 | 264000 | 6670 | 8280 | 23260 | 75553
2020-04-12 | 15 | 199000 | 2950 | 2260 | 21840 | 56513
2020-04-12 | 16 | 139000 | 610 | 2050 | 7530 | 37298
2020-04-12 | 17 | 44000 | 1450 | 720 | 2090 | 12065
2020-04-12 | 18 | 9000 | 410 | 560 | 2890 | 3215
2020-04-12 | 19 | 11000 | 270 | 280 | 1700 | 3313
2020-04-12 | 20 | 0 | 20 | 10 | 50 | 20
2020-04-12 | 21 | 0 | 0 | 0 | 0 | 0
2020-04-12 | 22 | 0 | 0 | 0 | 0 | 0
2020-04-12 | 23 | 0 | 0 | 0 | 0 | 0
2020-04-12 | 24 | 0 | 0 | 0 | 0 | 0
2020-04-13 | 1 | 0 | 0 | 0 | 0 | 0
2020-04-13 | 2 | 0 | 0 | 0 | 0 | 0
2020-04-13 | 3 | 0 | 0 | 0 | 0 | 0
2020-04-13 | 4 | 0 | 0 | 0 | 0 | 0
2020-04-13 | 5 | 0 | 0 | 0 | 0 | 0
2020-04-13 | 6 | 0 | 10 | 10 | 10 | 8
2020-04-13 | 7 | 1000 | 10 | 10 | 0 | 255
2020-04-13 | 8 | 7000 | 80 | 30 | 360 | 1868
2020-04-13 | 9 | 14000 | 200 | 160 | 1010 | 3843
2020-04-13 | 10 | 23000 | 220 | 300 | 1900 | 6355
2020-04-13 | 11 | 22000 | 140 | 290 | 1200 | 5908
2020-04-13 | 12 | 20000 | 210 | 600 | 1100 | 5478
2020-04-13 | 13 | 18000 | 300 | 870 | 2770 | 5485
2020-04-13 | 14 | 16000 | 320 | 610 | 3570 | 5125
2020-04-13 | 15 | 20000 | 320 | 580 | 2680 | 5895
2020-04-13 | 16 | 7000 | 390 | 550 | 1840 | 2445
2020-04-13 | 17 | 5000 | 290 | 300 | 870 | 1615
2020-04-13 | 18 | 2000 | 140 | 260 | 380 | 695
2020-04-13 | 19 | 1000 | 40 | 100 | 90 | 308
2020-04-13 | 20 | 0 | 10 | 0 | 0 | 3
2020-04-13 | 21 | 0 | 0 | 0 | 0 | 0
2020-04-13 | 22 | 0 | 0 | 0 | 0 | 0
2020-04-13 | 23 | 0 | 0 | 0 | 0 | 0
2020-04-13 | 24 | 0 | 0 | 0 | 0 | 0
2020-04-14 | 1 | 0 | 0 | 0 | 0 | 0
2020-04-14 | 2 | 0 | 0 | 0 | 0 | 0
2020-04-14 | 3 | 0 | 0 | 0 | 0 | 0
2020-04-14 | 4 | 0 | 0 | 0 | 0 | 0
2020-04-14 | 5 | 0 | 0 | 0 | 0 | 0
2020-04-14 | 6 | 0 | 10 | 10 | 0 | 5
2020-04-14 | 7 | 6000 | 170 | 290 | 410 | 1718
2020-04-14 | 8 | 62000 | 660 | 1640 | 2870 | 16793
2020-04-14 | 9 | 124000 | 2550 | 4640 | 8610 | 34950
2020-04-14 | 10 | 208000 | 6110 | 4640 | 16640 | 58848
2020-04-14 | 11 | 219000 | 7530 | 9360 | 17850 | 63435
2020-04-14 | 12 | 265000 | 7540 | 9900 | 29390 | 77958
2020-04-14 | 13 | 258000 | 7430 | 11370 | 29200 | 76500
2020-04-14 | 14 | 264000 | 7550 | 11040 | 28860 | 77863
2020-04-14 | 15 | 253000 | 7570 | 10070 | 27400 | 74510
2020-04-14 | 16 | 210000 | 6220 | 7250 | 21770 | 61310
2020-04-14 | 17 | 91000 | 3560 | 3860 | 8420 | 26710
2020-04-14 | 18 | 66000 | 1910 | 1820 | 10370 | 20025
2020-04-14 | 19 | 23000 | 860 | 740 | 2640 | 6810
2020-04-14 | 20 | 1000 | 20 | 30 | 30 | 270
2020-04-14 | 21 | 0 | 0 | 0 | 0 | 0
2020-04-14 | 22 | 0 | 0 | 0 | 0 | 0
2020-04-14 | 23 | 0 | 0 | 0 | 0 | 0
2020-04-14 | 24 | 0 | 0 | 0 | 0 | 0
2020-04-15 | 1 | 0 | 0 | 0 | 0 | 0
2020-04-15 | 2 | 0 | 0 | 0 | 0 | 0
2020-04-15 | 3 | 0 | 0 | 0 | 0 | 0
2020-04-15 | 4 | 0 | 0 | 0 | 0 | 0
2020-04-15 | 5 | 0 | 0 | 0 | 0 | 0
2020-04-15 | 6 | 0 | 0 | 0 | 0 | 0
2020-04-15 | 7 | 1000 | 100 | 90 | 220 | 353
2020-04-15 | 8 | 13000 | 880 | 870 | 1510 | 4065
2020-04-15 | 9 | 65000 | 2400 | 2500 | 6330 | 19058
2020-04-15 | 10 | 142000 | 4110 | 6110 | 15300 | 41880
2020-04-15 | 11 | 150000 | 5930 | 5800 | 16640 | 44593
2020-04-15 | 12 | 189000 | 5180 | 10920 | 21750 | 56713
2020-04-15 | 13 | 171000 | 6790 | 10460 | 27360 | 53903
2020-04-15 | 14 | 217000 | 6290 | 6880 | 30780 | 65238
2020-04-15 | 15 | 194000 | 5370 | 6240 | 23010 | 57155
2020-04-15 | 16 | 219000 | 4210 | 5250 | 19690 | 62038
2020-04-15 | 17 | 143000 | 3270 | 3900 | 12030 | 40550
2020-04-15 | 18 | 83000 | 2920 | 1910 | 14610 | 25610
2020-04-15 | 19 | 17000 | 530 | 730 | 3400 | 5415
2020-04-15 | 20 | 1000 | 30 | 50 | 120 | 300
2020-04-15 | 21 | 0 | 0 | 0 | 0 | 0
2020-04-15 | 22 | 0 | 0 | 0 | 0 | 0
2020-04-15 | 23 | 0 | 0 | 0 | 0 | 0
2020-04-15 | 24 | 0 | 0 | 0 | 0 | 0
2020-04-16 | 1 | 0 | 0 | 0 | 0 | 0
2020-04-16 | 2 | 0 | 0 | 0 | 0 | 0
2020-04-16 | 3 | 0 | 0 | 0 | 0 | 0
2020-04-16 | 4 | 0 | 0 | 0 | 0 | 0
2020-04-16 | 5 | 0 | 0 | 0 | 0 | 0
2020-04-16 | 6 | 0 | 10 | 10 | 0 | 5
2020-04-16 | 7 | 6000 | 110 | 200 | 360 | 1668
2020-04-16 | 8 | 34000 | 650 | 1870 | 2990 | 9878
2020-04-16 | 9 | 122000 | 2840 | 4300 | 9210 | 34588
2020-04-16 | 10 | 208000 | 5600 | 5350 | 16310 | 58815
2020-04-16 | 11 | 111000 | 4330 | 6220 | 15670 | 34305
2020-04-16 | 12 | 188000 | 4270 | 6600 | 18380 | 54313
2020-04-16 | 13 | 170000 | 3420 | 5450 | 27390 | 51565
2020-04-16 | 14 | 110000 | 4780 | 7960 | 25500 | 37060
2020-04-16 | 15 | 171000 | 5050 | 9190 | 28470 | 53428
2020-04-16 | 16 | 199000 | 2440 | 6690 | 15570 | 55925
2020-04-16 | 17 | 136000 | 4890 | 2440 | 19090 | 40605
2020-04-16 | 18 | 75000 | 2420 | 1380 | 12040 | 22710
2020-04-16 | 19 | 19000 | 600 | 700 | 1790 | 5523
2020-04-16 | 20 | 1000 | 40 | 30 | 120 | 298
2020-04-16 | 21 | 0 | 0 | 0 | 0 | 0
2020-04-16 | 22 | 0 | 0 | 0 | 0 | 0
2020-04-16 | 23 | 0 | 0 | 0 | 0 | 0
2020-04-16 | 24 | 0 | 0 | 0 | 0 | 0
2020-04-17 | 1 | 0 | 0 | 0 | 0 | 0
2020-04-17 | 2 | 0 | 0 | 0 | 0 | 0
2020-04-17 | 3 | 0 | 0 | 0 | 0 | 0
2020-04-17 | 4 | 0 | 0 | 0 | 0 | 0
2020-04-17 | 5 | 0 | 0 | 0 | 0 | 0
2020-04-17 | 6 | 0 | 10 | 0 | 0 | 3
2020-04-17 | 7 | 11000 | 110 | 200 | 600 | 2978
2020-04-17 | 8 | 64000 | 540 | 1780 | 2420 | 17185
2020-04-17 | 9 | 144000 | 3380 | 4440 | 9340 | 40290
2020-04-17 | 10 | 210000 | 4870 | 6720 | 19050 | 60160
2020-04-17 | 11 | 209000 | 6640 | 6290 | 20420 | 60588
2020-04-17 | 12 | 167000 | 5160 | 4250 | 19920 | 49083
2020-04-17 | 13 | 162000 | 4210 | 3550 | 26300 | 49015
2020-04-17 | 14 | 221000 | 6190 | 5640 | 31160 | 65998
2020-04-17 | 15 | 264000 | 4850 | 4210 | 24080 | 74285
2020-04-17 | 16 | 166000 | 4820 | 6300 | 22060 | 49795
2020-04-17 | 17 | 123000 | 3210 | 3470 | 13810 | 35873
2020-04-17 | 18 | 62000 | 2010 | 2330 | 7750 | 18523
2020-04-17 | 19 | 19000 | 420 | 480 | 2050 | 5488
2020-04-17 | 20 | 1000 | 30 | 30 | 100 | 290
2020-04-17 | 21 | 0 | 0 | 0 | 0 | 0
2020-04-17 | 22 | 0 | 0 | 0 | 0 | 0
2020-04-17 | 23 | 0 | 0 | 0 | 0 | 0
2020-04-17 | 24 | 0 | 0 | 0 | 0 | 0
2020-04-18 | 1 | 0 | 0 | 0 | 0 | 0
2020-04-18 | 2 | 0 | 0 | 0 | 0 | 0
2020-04-18 | 3 | 0 | 0 | 0 | 0 | 0
2020-04-18 | 4 | 0 | 0 | 0 | 0 | 0
2020-04-18 | 5 | 0 | 0 | 0 | 0 | 0
2020-04-18 | 6 | 0 | 10 | 10 | 10 | 8
2020-04-18 | 7 | 1000 | 50 | 30 | 0 | 270
2020-04-18 | 8 | 9000 | 310 | 400 | 320 | 2508
2020-04-18 | 9 | 20000 | 1030 | 1290 | 1000 | 5830
2020-04-18 | 10 | 37000 | 2350 | 2580 | 2310 | 11060
2020-04-18 | 11 | 59000 | 3160 | 3950 | 6740 | 18213
2020-04-18 | 12 | 102000 | 2900 | 4540 | 13170 | 30653
2020-04-18 | 13 | 88000 | 3360 | 5310 | 12980 | 27413
2020-04-18 | 14 | 73000 | 5220 | 2760 | 10390 | 22843
2020-04-18 | 15 | 81000 | 2990 | 4730 | 7150 | 23968
2020-04-18 | 16 | 56000 | 1540 | 1400 | 6790 | 16433
2020-04-18 | 17 | 62000 | 780 | 1530 | 4210 | 17130
2020-04-18 | 18 | 56000 | 440 | 990 | 2500 | 14983
2020-04-18 | 19 | 13000 | 350 | 550 | 750 | 3663
2020-04-18 | 20 | 1000 | 40 | 70 | 10 | 280
2020-04-18 | 21 | 0 | 0 | 0 | 0 | 0
2020-04-18 | 22 | 0 | 0 | 0 | 0 | 0
2020-04-18 | 23 | 0 | 0 | 0 | 0 | 0
2020-04-18 | 24 | 0 | 0 | 0 | 0 | 0
2020-04-19 | 1 | 0 | 0 | 0 | 0 | 0
2020-04-19 | 2 | 0 | 0 | 0 | 0 | 0
2020-04-19 | 3 | 0 | 0 | 0 | 0 | 0
2020-04-19 | 4 | 0 | 0 | 0 | 0 | 0
2020-04-19 | 5 | 0 | 0 | 0 | 0 | 0
2020-04-19 | 6 | 0 | 10 | 10 | 10 | 8
2020-04-19 | 7 | 11000 | 150 | 270 | 700 | 3030
2020-04-19 | 8 | 66000 | 650 | 2200 | 2660 | 17878
2020-04-19 | 9 | 140000 | 2760 | 4180 | 9620 | 39140
2020-04-19 | 10 | 204000 | 6080 | 7440 | 18910 | 59108
2020-04-19 | 11 | 250000 | 7490 | 9330 | 26170 | 73248
2020-04-19 | 12 | 268000 | 7550 | 10500 | 29220 | 78818
2020-04-19 | 13 | 271000 | 7520 | 11010 | 29270 | 79700
2020-04-19 | 14 | 270000 | 7560 | 10720 | 28650 | 79233
2020-04-19 | 15 | 252000 | 7530 | 9860 | 28240 | 74408
2020-04-19 | 16 | 221000 | 7120 | 5310 | 24950 | 64595
2020-04-19 | 17 | 160000 | 2070 | 820 | 20460 | 45838
2020-04-19 | 18 | 78000 | 580 | 720 | 11630 | 22733
2020-04-19 | 19 | 20000 | 190 | 420 | 2710 | 5830
2020-04-19 | 20 | 1000 | 20 | 20 | 110 | 288
2020-04-19 | 21 | 0 | 0 | 0 | 0 | 0
2020-04-19 | 22 | 0 | 0 | 0 | 0 | 0
2020-04-19 | 23 | 0 | 0 | 0 | 0 | 0
2020-04-19 | 24 | 0 | 0 | 0 | 0 | 0
2020-04-20 | 1 | 0 | 0 | 0 | 0 | 0
2020-04-20 | 2 | 0 | 0 | 0 | 0 | 0
2020-04-20 | 3 | 0 | 0 | 0 | 0 | 0
2020-04-20 | 4 | 0 | 0 | 0 | 0 | 0
2020-04-20 | 5 | 0 | 0 | 0 | 0 | 0
2020-04-20 | 6 | 0 | 0 | 0 | 0 | 0
2020-04-20 | 7 | 11000 | 130 | 320 | 700 | 3038
2020-04-20 | 8 | 65000 | 550 | 2080 | 3060 | 17673
2020-04-20 | 9 | 106000 | 3250 | 5280 | 8690 | 30805
2020-04-20 | 10 | 150000 | 5930 | 7710 | 14100 | 44435
2020-04-20 | 11 | 171000 | 6870 | 8560 | 17290 | 50930
2020-04-20 | 12 | 170000 | 7080 | 9780 | 17230 | 51023
2020-04-20 | 13 | 188000 | 7500 | 9160 | 19630 | 56073
2020-04-20 | 14 | 154000 | 6760 | 8580 | 17130 | 46618
2020-04-20 | 15 | 173000 | 6960 | 9560 | 19910 | 52358
2020-04-20 | 16 | 200000 | 6790 | 7860 | 23440 | 59523
2020-04-20 | 17 | 128000 | 5780 | 6410 | 17800 | 39498
2020-04-20 | 18 | 76000 | 2580 | 2910 | 10100 | 22898
2020-04-20 | 19 | 25000 | 1090 | 980 | 2820 | 7473
2020-04-20 | 20 | 2000 | 80 | 60 | 240 | 595
2020-04-20 | 21 | 0 | 0 | 0 | 0 | 0
2020-04-20 | 22 | 0 | 0 | 0 | 0 | 0
2020-04-20 | 23 | 0 | 0 | 0 | 0 | 0
2020-04-20 | 24 | 0 | 0 | 0 | 0 | 0
2020-04-21 | 1 | 0 | 0 | 0 | 0 | 0
2020-04-21 | 2 | 0 | 0 | 0 | 0 | 0
2020-04-21 | 3 | 0 | 0 | 0 | 0 | 0
2020-04-21 | 4 | 0 | 0 | 0 | 0 | 0
2020-04-21 | 5 | 0 | 0 | 0 | 0 | 0
2020-04-21 | 6 | 0 | 10 | 0 | 10 | 5
2020-04-21 | 7 | 17000 | 320 | 320 | 1500 | 4785
2020-04-21 | 8 | 64000 | 1070 | 1560 | 4180 | 17703
2020-04-21 | 9 | 135000 | 3260 | 4710 | 9350 | 38080
2020-04-21 | 10 | 211000 | 6190 | 7730 | 18930 | 60963
2020-04-21 | 11 | 253000 | 7130 | 7610 | 25900 | 73410
2020-04-21 | 12 | 238000 | 2870 | 3500 | 13690 | 64515
2020-04-21 | 13 | 70000 | 630 | 1020 | 3760 | 18853
2020-04-21 | 14 | 22000 | 590 | 890 | 2190 | 6418
2020-04-21 | 15 | 33000 | 530 | 700 | 6930 | 10290
2020-04-21 | 16 | 15000 | 290 | 460 | 2020 | 4443
2020-04-21 | 17 | 10000 | 380 | 330 | 1450 | 3040
2020-04-21 | 18 | 5000 | 140 | 190 | 400 | 1433
2020-04-21 | 19 | 2000 | 40 | 70 | 90 | 550
2020-04-21 | 20 | 0 | 90 | 90 | 280 | 115
2020-04-21 | 21 | 0 | 0 | 0 | 0 | 0
2020-04-21 | 22 | 0 | 0 | 0 | 0 | 0
2020-04-21 | 23 | 0 | 0 | 0 | 0 | 0
2020-04-21 | 24 | 0 | 0 | 0 | 0 | 0
2020-04-22 | 1 | 0 | 0 | 0 | 0 | 0
2020-04-22 | 2 | 0 | 0 | 0 | 0 | 0
2020-04-22 | 3 | 0 | 0 | 0 | 0 | 0
2020-04-22 | 4 | 0 | 0 | 0 | 0 | 0
2020-04-22 | 5 | 0 | 0 | 0 | 0 | 0
2020-04-22 | 6 | 0 | 0 | 0 | 10 | 3
2020-04-22 | 7 | 15000 | 210 | 0 | 1370 | 4145
2020-04-22 | 8 | 50000 | 1160 | 0 | 2500 | 13415
2020-04-22 | 9 | 140000 | 2960 | 0 | 9480 | 38110
2020-04-22 | 10 | 186000 | 5410 | 0 | 18980 | 52598
2020-04-22 | 11 | 149000 | 5740 | 0 | 16710 | 42863
2020-04-22 | 12 | 146000 | 5220 | 0 | 27060 | 44570
2020-04-22 | 13 | 178000 | 3680 | 0 | 26310 | 51998
2020-04-22 | 14 | 133000 | 5010 | 0 | 22230 | 40060
2020-04-22 | 15 | 127000 | 4020 | 0 | 23250 | 38568
2020-04-22 | 16 | 126000 | 3390 | 0 | 20290 | 37420
2020-04-22 | 17 | 152000 | 3120 | 0 | 13280 | 42100
2020-04-22 | 18 | 63000 | 2680 | 0 | 5130 | 17703
2020-04-22 | 19 | 26000 | 830 | 0 | 2770 | 7400
2020-04-22 | 20 | 3000 | 40 | 0 | 310 | 838
2020-04-22 | 21 | 0 | 0 | 0 | 0 | 0
2020-04-22 | 22 | 0 | 0 | 0 | 0 | 0
2020-04-22 | 23 | 0 | 0 | 0 | 0 | 0
2020-04-22 | 24 | 0 | 0 | 0 | 0 | 0
2020-04-23 | 1 | 0 | 0 | 0 | 0 | 0
2020-04-23 | 2 | 0 | 0 | 0 | 0 | 0
2020-04-23 | 3 | 0 | 0 | 0 | 0 | 0
2020-04-23 | 4 | 0 | 0 | 0 | 0 | 0
2020-04-23 | 5 | 0 | 0 | 0 | 0 | 0
2020-04-23 | 6 | 0 | 0 | 0 | 10 | 3
2020-04-23 | 7 | 12000 | 160 | 0 | 710 | 3218
2020-04-23 | 8 | 71000 | 640 | 0 | 2160 | 18450
2020-04-23 | 9 | 155000 | 3750 | 0 | 9890 | 42160
2020-04-23 | 10 | 222000 | 6790 | 0 | 20410 | 62300
2020-04-23 | 11 | 264000 | 7430 | 0 | 28040 | 74868
2020-04-23 | 12 | 271000 | 7540 | 0 | 30700 | 77310
2020-04-23 | 13 | 271000 | 7540 | 0 | 31350 | 77473
2020-04-23 | 14 | 271000 | 7550 | 0 | 31270 | 77455
2020-04-23 | 15 | 267000 | 7550 | 0 | 29770 | 76080
2020-04-23 | 16 | 235000 | 7540 | 0 | 25970 | 67128
2020-04-23 | 17 | 173000 | 6110 | 0 | 21800 | 50228
2020-04-23 | 18 | 89000 | 3730 | 0 | 13940 | 26668
2020-04-23 | 19 | 24000 | 890 | 0 | 4310 | 7300
2020-04-23 | 20 | 2000 | 60 | 0 | 240 | 575
2020-04-23 | 21 | 0 | 0 | 0 | 0 | 0
2020-04-23 | 22 | 0 | 0 | 0 | 0 | 0
2020-04-23 | 23 | 0 | 0 | 0 | 0 | 0
2020-04-23 | 24 | 0 | 0 | 0 | 0 | 0
2020-04-24 | 1 | 0 | 0 | 0 | 0 | 0
2020-04-24 | 2 | 0 | 0 | 0 | 0 | 0
2020-04-24 | 3 | 0 | 0 | 0 | 0 | 0
2020-04-24 | 4 | 0 | 0 | 0 | 0 | 0
2020-04-24 | 5 | 0 | 0 | 0 | 0 | 0
2020-04-24 | 6 | 0 | 10 | 0 | 0 | 3
2020-04-24 | 7 | 6000 | 110 | 0 | 450 | 1640
2020-04-24 | 8 | 23000 | 1070 | 0 | 2230 | 6575
2020-04-24 | 9 | 66000 | 2700 | 0 | 6910 | 18903
2020-04-24 | 10 | 107000 | 5730 | 0 | 9450 | 30545
2020-04-24 | 11 | 75000 | 6510 | 0 | 7220 | 22183
2020-04-24 | 12 | 154000 | 5090 | 0 | 14030 | 43280
2020-04-24 | 13 | 238000 | 5760 | 0 | 22280 | 66510
2020-04-24 | 14 | 202000 | 3670 | 0 | 16450 | 55530
2020-04-24 | 15 | 129000 | 5120 | 0 | 9890 | 36003
2020-04-24 | 16 | 86000 | 2870 | 0 | 8260 | 24283
2020-04-24 | 17 | 89000 | 1430 | 0 | 8440 | 24718
2020-04-24 | 18 | 51000 | 1860 | 0 | 6980 | 14960
2020-04-24 | 19 | 24000 | 640 | 0 | 3570 | 7053
2020-04-24 | 20 | 2000 | 120 | 0 | 280 | 600
2020-04-24 | 21 | 0 | 0 | 0 | 0 | 0
2020-04-24 | 22 | 0 | 0 | 0 | 0 | 0
2020-04-24 | 23 | 0 | 0 | 0 | 0 | 0
2020-04-24 | 24 | 0 | 0 | 0 | 0 | 0
2020-04-25 | 1 | 0 | 0 | 0 | 0 | 0
2020-04-25 | 2 | 0 | 0 | 0 | 0 | 0
2020-04-25 | 3 | 0 | 0 | 0 | 0 | 0
2020-04-25 | 4 | 0 | 0 | 0 | 0 | 0
2020-04-25 | 5 | 0 | 0 | 0 | 0 | 0
2020-04-25 | 6 | 0 | 10 | 0 | 10 | 5
2020-04-25 | 7 | 3000 | 60 | 0 | 260 | 830
2020-04-25 | 8 | 20000 | 280 | 0 | 2090 | 5593
2020-04-25 | 9 | 64000 | 600 | 0 | 7630 | 18058
2020-04-25 | 10 | 74000 | 2240 | 0 | 8600 | 21210
2020-04-25 | 11 | 93000 | 6620 | 0 | 12440 | 28015
2020-04-25 | 12 | 184000 | 7550 | 0 | 19160 | 52678
2020-04-25 | 13 | 261000 | 7540 | 0 | 25810 | 73588
2020-04-25 | 14 | 270000 | 7560 | 0 | 26040 | 75900
2020-04-25 | 15 | 258000 | 7570 | 0 | 24890 | 72615
2020-04-25 | 16 | 223000 | 7300 | 0 | 23120 | 63355
2020-04-25 | 17 | 167000 | 5850 | 0 | 19380 | 48058
2020-04-25 | 18 | 92000 | 3540 | 0 | 8520 | 26015
2020-04-25 | 19 | 24000 | 920 | 0 | 2180 | 6775
2020-04-25 | 20 | 3000 | 60 | 0 | 250 | 828
2020-04-25 | 21 | 0 | 0 | 0 | 0 | 0
2020-04-25 | 22 | 0 | 0 | 0 | 0 | 0
2020-04-25 | 23 | 0 | 0 | 0 | 0 | 0
2020-04-25 | 24 | 0 | 0 | 0 | 0 | 0
2020-04-26 | 1 | 0 | 0 | 0 | 0 | 0
2020-04-26 | 2 | 0 | 0 | 0 | 0 | 0
2020-04-26 | 3 | 0 | 0 | 0 | 0 | 0
2020-04-26 | 4 | 0 | 0 | 0 | 0 | 0
2020-04-26 | 5 | 0 | 0 | 0 | 0 | 0
2020-04-26 | 6 | 0 | 10 | 0 | 0 | 3
2020-04-26 | 7 | 11000 | 310 | 0 | 980 | 3073
2020-04-26 | 8 | 41000 | 940 | 0 | 3140 | 11270
2020-04-26 | 9 | 71000 | 2100 | 0 | 5160 | 19565
2020-04-26 | 10 | 119000 | 3240 | 0 | 12140 | 33595
2020-04-26 | 11 | 174000 | 4180 | 0 | 14710 | 48223
2020-04-26 | 12 | 109000 | 2550 | 0 | 10230 | 30445
2020-04-26 | 13 | 112000 | 4120 | 0 | 9960 | 31520
2020-04-26 | 14 | 66000 | 1970 | 0 | 6490 | 18615
2020-04-26 | 15 | 46000 | 1390 | 0 | 3150 | 12635
2020-04-26 | 16 | 33000 | 1090 | 0 | 3880 | 9493
2020-04-26 | 17 | 32000 | 1160 | 0 | 3490 | 9163
2020-04-26 | 18 | 18000 | 310 | 0 | 1750 | 5015
2020-04-26 | 19 | 5000 | 210 | 0 | 490 | 1425
2020-04-26 | 20 | 0 | 30 | 0 | 20 | 13
2020-04-26 | 21 | 0 | 0 | 0 | 0 | 0
2020-04-26 | 22 | 0 | 0 | 0 | 0 | 0
2020-04-26 | 23 | 0 | 0 | 0 | 0 | 0
2020-04-26 | 24 | 0 | 0 | 0 | 0 | 0
2020-04-27 | 1 | 0 | 0 | 0 | 0 | 0
2020-04-27 | 2 | 0 | 0 | 0 | 0 | 0
2020-04-27 | 3 | 0 | 0 | 0 | 0 | 0
2020-04-27 | 4 | 0 | 0 | 0 | 0 | 0
2020-04-27 | 5 | 0 | 0 | 0 | 0 | 0
2020-04-27 | 6 | 0 | 10 | 0 | 0 | 3
2020-04-27 | 7 | 4000 | 70 | 0 | 280 | 1088
2020-04-27 | 8 | 13000 | 410 | 0 | 1540 | 3738
2020-04-27 | 9 | 30000 | 420 | 0 | 2900 | 8330
2020-04-27 | 10 | 44000 | 670 | 0 | 6300 | 12743
2020-04-27 | 11 | 41000 | 1730 | 0 | 6680 | 12353
2020-04-27 | 12 | 54000 | 2240 | 0 | 7560 | 15950
2020-04-27 | 13 | 50000 | 1530 | 0 | 6870 | 14600
2020-04-27 | 14 | 45000 | 1160 | 0 | 6430 | 13148
2020-04-27 | 15 | 33000 | 840 | 0 | 6220 | 10015
2020-04-27 | 16 | 29000 | 1060 | 0 | 3240 | 8325
2020-04-27 | 17 | 28000 | 980 | 0 | 2300 | 7820
2020-04-27 | 18 | 20000 | 710 | 0 | 1040 | 5438
2020-04-27 | 19 | 8000 | 240 | 0 | 580 | 2205
2020-04-27 | 20 | 0 | 10 | 0 | 20 | 8
2020-04-27 | 21 | 0 | 0 | 0 | 0 | 0
2020-04-27 | 22 | 0 | 0 | 0 | 0 | 0
2020-04-27 | 23 | 0 | 0 | 0 | 0 | 0
2020-04-27 | 24 | 0 | 0 | 0 | 0 | 0
2020-04-28 | 1 | 0 | 0 | 0 | 0 | 0
2020-04-28 | 2 | 0 | 0 | 0 | 0 | 0
2020-04-28 | 3 | 0 | 0 | 0 | 0 | 0
2020-04-28 | 4 | 0 | 0 | 0 | 0 | 0
2020-04-28 | 5 | 0 | 0 | 0 | 0 | 0
2020-04-28 | 6 | 0 | 10 | 0 | 20 | 8
2020-04-28 | 7 | 8000 | 380 | 0 | 1400 | 2445
2020-04-28 | 8 | 36000 | 940 | 0 | 3840 | 10195
2020-04-28 | 9 | 64000 | 2290 | 0 | 6760 | 18263
2020-04-28 | 10 | 78000 | 3470 | 0 | 7850 | 22330
2020-04-28 | 11 | 75000 | 7330 | 0 | 16340 | 24668
2020-04-28 | 12 | 85000 | 5580 | 0 | 24880 | 28865
2020-04-28 | 13 | 182000 | 3670 | 0 | 14580 | 50063
2020-04-28 | 14 | 159000 | 2950 | 0 | 16190 | 44535
2020-04-28 | 15 | 82000 | 2690 | 0 | 12090 | 24195
2020-04-28 | 16 | 94000 | 1930 | 0 | 5020 | 25238
2020-04-28 | 17 | 78000 | 1420 | 0 | 4050 | 20868
2020-04-28 | 18 | 57000 | 830 | 0 | 2810 | 15160
2020-04-28 | 19 | 20000 | 340 | 0 | 1390 | 5433
2020-04-28 | 20 | 2000 | 30 | 0 | 70 | 525
2020-04-28 | 21 | 0 | 0 | 0 | 0 | 0
2020-04-28 | 22 | 0 | 0 | 0 | 0 | 0
2020-04-28 | 23 | 0 | 0 | 0 | 0 | 0
2020-04-28 | 24 | 0 | 0 | 0 | 0 | 0
2020-04-29 | 1 | 0 | 0 | 0 | 0 | 0
2020-04-29 | 2 | 0 | 0 | 0 | 0 | 0
2020-04-29 | 3 | 0 | 0 | 0 | 0 | 0
2020-04-29 | 4 | 0 | 0 | 0 | 0 | 0
2020-04-29 | 5 | 0 | 0 | 0 | 0 | 0
2020-04-29 | 6 | 1000 | 10 | 0 | 30 | 260
2020-04-29 | 7 | 16000 | 230 | 0 | 880 | 4278
2020-04-29 | 8 | 71000 | 910 | 0 | 2220 | 18533
2020-04-29 | 9 | 143000 | 3730 | 0 | 9800 | 39133
2020-04-29 | 10 | 215000 | 6480 | 0 | 19090 | 60143
2020-04-29 | 11 | 237000 | 6340 | 0 | 23600 | 66735
2020-04-29 | 12 | 265000 | 7290 | 0 | 26300 | 74648
2020-04-29 | 13 | 261000 | 7390 | 0 | 27510 | 73975
2020-04-29 | 14 | 269000 | 7560 | 0 | 28610 | 76293
2020-04-29 | 15 | 264000 | 7570 | 0 | 28310 | 74970
2020-04-29 | 16 | 230000 | 7320 | 0 | 25700 | 65755
2020-04-29 | 17 | 147000 | 3770 | 0 | 10280 | 40263
2020-04-29 | 18 | 53000 | 890 | 0 | 2900 | 14198
2020-04-29 | 19 | 11000 | 180 | 0 | 730 | 2978
2020-04-29 | 20 | 1000 | 20 | 0 | 0 | 255
2020-04-29 | 21 | 0 | 0 | 0 | 0 | 0
2020-04-29 | 22 | 0 | 0 | 0 | 0 | 0
2020-04-29 | 23 | 0 | 0 | 0 | 0 | 0
2020-04-29 | 24 | 0 | 0 | 0 | 0 | 0
2020-04-30 | 1 | 0 | 0 | 0 | 0 | 0
2020-04-30 | 2 | 0 | 0 | 0 | 0 | 0
2020-04-30 | 3 | 0 | 0 | 0 | 0 | 0
2020-04-30 | 4 | 0 | 0 | 0 | 0 | 0
2020-04-30 | 5 | 0 | 0 | 0 | 0 | 0
2020-04-30 | 6 | 0 | 10 | 0 | 10 | 5
2020-04-30 | 7 | 4000 | 40 | 0 | 260 | 1075
2020-04-30 | 8 | 19000 | 200 | 0 | 1040 | 5060
2020-04-30 | 9 | 18000 | 450 | 0 | 2370 | 5205
2020-04-30 | 10 | 34000 | 750 | 0 | 4100 | 9713
2020-04-30 | 11 | 40000 | 780 | 0 | 3730 | 11128
2020-04-30 | 12 | 36000 | 760 | 0 | 3500 | 10065
2020-04-30 | 13 | 31000 | 580 | 0 | 3570 | 8788
2020-04-30 | 14 | 21000 | 490 | 0 | 3100 | 6148
2020-04-30 | 15 | 18000 | 560 | 0 | 1650 | 5053
2020-04-30 | 16 | 22000 | 390 | 0 | 1940 | 6083
2020-04-30 | 17 | 31000 | 180 | 0 | 2230 | 8353
2020-04-30 | 18 | 15000 | 200 | 0 | 1210 | 4103
2020-04-30 | 19 | 6000 | 40 | 0 | 410 | 1613
2020-04-30 | 20 | 0 | 10 | 0 | 0 | 3
2020-04-30 | 21 | 0 | 0 | 0 | 0 | 0
2020-04-30 | 22 | 0 | 0 | 0 | 0 | 0
2020-04-30 | 23 | 0 | 0 | 0 | 0 | 0
2020-04-30 | 24 | 0 | 0 | 0 | 0 | 0
2020-05-01 | 1 | 0 | 0 | 0 | 0 | 0
2020-05-01 | 2 | 0 | 0 | 0 | 0 | 0
2020-05-01 | 3 | 0 | 0 | 0 | 0 | 0
2020-05-01 | 4 | 0 | 0 | 0 | 0 | 0
2020-05-01 | 5 | 0 | 0 | 0 | 10 | 3
2020-05-01 | 6 | 0 | 10 | 0 | 0 | 3
2020-05-01 | 7 | 1000 | 10 | 0 | 10 | 255
2020-05-01 | 8 | 5000 | 90 | 0 | 700 | 1448
2020-05-01 | 9 | 10000 | 370 | 0 | 950 | 2830
2020-05-01 | 10 | 13000 | 600 | 0 | 2000 | 3900
2020-05-01 | 11 | 28000 | 890 | 0 | 3920 | 8203
2020-05-01 | 12 | 43000 | 1240 | 0 | 6280 | 12630
2020-05-01 | 13 | 80000 | 1690 | 0 | 8660 | 22588
2020-05-01 | 14 | 86000 | 1960 | 0 | 8720 | 24170
2020-05-01 | 15 | 107000 | 3080 | 0 | 8710 | 29698
2020-05-01 | 16 | 99000 | 4450 | 0 | 9260 | 28178
2020-05-01 | 17 | 96000 | 4620 | 0 | 6170 | 26698
2020-05-01 | 18 | 81000 | 2550 | 0 | 9110 | 23165
2020-05-01 | 19 | 26000 | 600 | 0 | 4430 | 7758
2020-05-01 | 20 | 2000 | 90 | 0 | 80 | 543
2020-05-01 | 21 | 0 | 0 | 0 | 0 | 0
2020-05-01 | 22 | 0 | 0 | 0 | 0 | 0
2020-05-01 | 23 | 0 | 0 | 0 | 0 | 0
2020-05-01 | 24 | 0 | 0 | 0 | 0 | 0
2020-05-02 | 1 | 0 | 0 | 0 | 0 | 0
2020-05-02 | 2 | 0 | 0 | 0 | 0 | 0
2020-05-02 | 3 | 0 | 0 | 0 | 0 | 0
2020-05-02 | 4 | 0 | 0 | 0 | 0 | 0
2020-05-02 | 5 | 0 | 10 | 0 | 0 | 3
2020-05-02 | 6 | 1000 | 10 | 0 | 30 | 260
2020-05-02 | 7 | 15000 | 180 | 0 | 800 | 3995
2020-05-02 | 8 | 76000 | 690 | 0 | 2140 | 19708
2020-05-02 | 9 | 153000 | 4050 | 0 | 9640 | 41673
2020-05-02 | 10 | 215000 | 6710 | 0 | 19480 | 60298
2020-05-02 | 11 | 259000 | 7540 | 0 | 25870 | 73103
2020-05-02 | 12 | 269000 | 7560 | 0 | 28230 | 76198
2020-05-02 | 13 | 271000 | 7540 | 0 | 28570 | 76778
2020-05-02 | 14 | 270000 | 7550 | 0 | 28660 | 76553
2020-05-02 | 15 | 264000 | 7560 | 0 | 26790 | 74588
2020-05-02 | 16 | 223000 | 7430 | 0 | 23240 | 63418
2020-05-02 | 17 | 122000 | 5380 | 0 | 12850 | 35058
2020-05-02 | 18 | 64000 | 2910 | 0 | 7810 | 18680
2020-05-02 | 19 | 28000 | 1090 | 0 | 3110 | 8050
2020-05-02 | 20 | 3000 | 220 | 0 | 180 | 850
2020-05-02 | 21 | 0 | 0 | 0 | 0 | 0
2020-05-02 | 22 | 0 | 0 | 0 | 0 | 0
2020-05-02 | 23 | 0 | 0 | 0 | 0 | 0
2020-05-02 | 24 | 0 | 0 | 0 | 0 | 0
2020-05-03 | 1 | 0 | 0 | 0 | 0 | 0
2020-05-03 | 2 | 0 | 0 | 0 | 0 | 0
2020-05-03 | 3 | 0 | 0 | 0 | 0 | 0
2020-05-03 | 4 | 0 | 0 | 0 | 0 | 0
2020-05-03 | 5 | 0 | 10 | 0 | 0 | 3
2020-05-03 | 6 | 0 | 10 | 0 | 0 | 3
2020-05-03 | 7 | 12000 | 130 | 0 | 1050 | 3295
2020-05-03 | 8 | 19000 | 350 | 0 | 2630 | 5495
2020-05-03 | 9 | 95000 | 830 | 0 | 4830 | 25165
2020-05-03 | 10 | 75000 | 3210 | 0 | 12670 | 22720
2020-05-03 | 11 | 214000 | 6140 | 0 | 18670 | 59703
2020-05-03 | 12 | 232000 | 7540 | 0 | 20050 | 64898
2020-05-03 | 13 | 261000 | 7560 | 0 | 16750 | 71328
2020-05-03 | 14 | 166000 | 6600 | 0 | 19570 | 48043
2020-05-03 | 15 | 241000 | 5350 | 0 | 17480 | 65958
2020-05-03 | 16 | 152000 | 7210 | 0 | 19600 | 44703
2020-05-03 | 17 | 141000 | 4940 | 0 | 15330 | 40318
2020-05-03 | 18 | 91000 | 2500 | 0 | 11790 | 26323
2020-05-03 | 19 | 22000 | 670 | 0 | 3550 | 6555
2020-05-03 | 20 | 3000 | 90 | 0 | 260 | 838
2020-05-03 | 21 | 0 | 0 | 0 | 0 | 0
2020-05-03 | 22 | 0 | 0 | 0 | 0 | 0
2020-05-03 | 23 | 0 | 0 | 0 | 0 | 0
2020-05-03 | 24 | 0 | 0 | 0 | 0 | 0
2020-05-04 | 1 | 0 | 0 | 0 | 0 | 0
2020-05-04 | 2 | 0 | 0 | 0 | 0 | 0
2020-05-04 | 3 | 0 | 0 | 0 | 0 | 0
2020-05-04 | 4 | 0 | 0 | 0 | 0 | 0
2020-05-04 | 5 | 0 | 0 | 0 | 10 | 3
2020-05-04 | 6 | 1000 | 10 | 0 | 10 | 255
2020-05-04 | 7 | 17000 | 180 | 0 | 1230 | 4603
2020-05-04 | 8 | 70000 | 700 | 0 | 2590 | 18323
2020-05-04 | 9 | 146000 | 3860 | 0 | 9070 | 39733
2020-05-04 | 10 | 150000 | 5250 | 0 | 18850 | 43525
2020-05-04 | 11 | 178000 | 2390 | 0 | 21690 | 50520
2020-05-04 | 12 | 163000 | 3780 | 0 | 14580 | 45340
2020-05-04 | 13 | 144000 | 3870 | 0 | 16040 | 40978
2020-05-04 | 14 | 162000 | 4940 | 0 | 14960 | 45475
2020-05-04 | 15 | 110000 | 6190 | 0 | 8940 | 31283
2020-05-04 | 16 | 75000 | 3690 | 0 | 8190 | 21720
2020-05-04 | 17 | 93000 | 2140 | 0 | 8590 | 25933
2020-05-04 | 18 | 61000 | 2210 | 0 | 5580 | 17198
2020-05-04 | 19 | 22000 | 820 | 0 | 3160 | 6495
2020-05-04 | 20 | 3000 | 120 | 0 | 350 | 868
2020-05-04 | 21 | 0 | 0 | 0 | 0 | 0
2020-05-04 | 22 | 0 | 0 | 0 | 0 | 0
2020-05-04 | 23 | 0 | 0 | 0 | 0 | 0
2020-05-04 | 24 | 0 | 0 | 0 | 0 | 0
2020-05-05 | 1 | 0 | 0 | 0 | 0 | 0
2020-05-05 | 2 | 0 | 0 | 0 | 0 | 0
2020-05-05 | 3 | 0 | 0 | 0 | 0 | 0
2020-05-05 | 4 | 0 | 0 | 0 | 0 | 0
2020-05-05 | 5 | 0 | 0 | 0 | 0 | 0
2020-05-05 | 6 | 1000 | 30 | 0 | 20 | 263
2020-05-05 | 7 | 20000 | 490 | 0 | 1630 | 5530
2020-05-05 | 8 | 58000 | 1100 | 0 | 2640 | 15435
2020-05-05 | 9 | 105000 | 4570 | 0 | 10300 | 29968
2020-05-05 | 10 | 98000 | 4040 | 0 | 18170 | 30053
2020-05-05 | 11 | 177000 | 5640 | 0 | 28140 | 52695
2020-05-05 | 12 | 263000 | 7420 | 0 | 28150 | 74643
2020-05-05 | 13 | 248000 | 7550 | 0 | 29970 | 71380
2020-05-05 | 14 | 270000 | 7550 | 0 | 30420 | 76993
2020-05-05 | 15 | 213000 | 7530 | 0 | 28270 | 62200
2020-05-05 | 16 | 160000 | 7520 | 0 | 24570 | 48023
2020-05-05 | 17 | 164000 | 6190 | 0 | 20910 | 47775
2020-05-05 | 18 | 88000 | 3710 | 0 | 13310 | 26255
2020-05-05 | 19 | 17000 | 740 | 0 | 4620 | 5590
2020-05-05 | 20 | 3000 | 110 | 0 | 330 | 860
2020-05-05 | 21 | 0 | 0 | 0 | 0 | 0
2020-05-05 | 22 | 0 | 0 | 0 | 0 | 0
2020-05-05 | 23 | 0 | 0 | 0 | 0 | 0
2020-05-05 | 24 | 0 | 0 | 0 | 0 | 0
2020-05-06 | 1 | 0 | 0 | 0 | 0 | 0
2020-05-06 | 2 | 0 | 0 | 0 | 0 | 0
2020-05-06 | 3 | 0 | 0 | 0 | 0 | 0
2020-05-06 | 4 | 0 | 0 | 0 | 0 | 0
2020-05-06 | 5 | 0 | 0 | 0 | 0 | 0
2020-05-06 | 6 | 1000 | 20 | 0 | 90 | 278
2020-05-06 | 7 | 19000 | 230 | 0 | 1030 | 5065
2020-05-06 | 8 | 80000 | 780 | 0 | 2350 | 20783
2020-05-06 | 9 | 154000 | 3870 | 0 | 9780 | 41913
2020-05-06 | 10 | 203000 | 6510 | 0 | 18220 | 56933
2020-05-06 | 11 | 223000 | 6820 | 0 | 21750 | 62893
2020-05-06 | 12 | 243000 | 7300 | 0 | 19800 | 67525
2020-05-06 | 13 | 227000 | 6930 | 0 | 18220 | 63038
2020-05-06 | 14 | 185000 | 6760 | 0 | 14850 | 51653
2020-05-06 | 15 | 208000 | 6820 | 0 | 21100 | 58980
2020-05-06 | 16 | 205000 | 4410 | 0 | 22970 | 58095
2020-05-06 | 17 | 122000 | 3520 | 0 | 9560 | 33770
2020-05-06 | 18 | 60000 | 1480 | 0 | 9410 | 17723
2020-05-06 | 19 | 24000 | 540 | 0 | 4010 | 7138
2020-05-06 | 20 | 2000 | 30 | 0 | 230 | 565
2020-05-06 | 21 | 0 | 0 | 0 | 0 | 0
2020-05-06 | 22 | 0 | 0 | 0 | 0 | 0
2020-05-06 | 23 | 0 | 0 | 0 | 0 | 0
2020-05-06 | 24 | 0 | 0 | 0 | 0 | 0
2020-05-07 | 1 | 0 | 0 | 0 | 0 | 0
2020-05-07 | 2 | 0 | 0 | 0 | 0 | 0
2020-05-07 | 3 | 0 | 0 | 0 | 0 | 0
2020-05-07 | 4 | 0 | 0 | 0 | 0 | 0
2020-05-07 | 5 | 0 | 10 | 0 | 0 | 3
2020-05-07 | 6 | 1000 | 20 | 0 | 70 | 273
2020-05-07 | 7 | 17000 | 270 | 0 | 1010 | 4570
2020-05-07 | 8 | 78000 | 710 | 0 | 2750 | 20365
2020-05-07 | 9 | 155000 | 3780 | 0 | 9600 | 42095
2020-05-07 | 10 | 199000 | 6540 | 0 | 18840 | 56095
2020-05-07 | 11 | 246000 | 7550 | 0 | 24170 | 69430
2020-05-07 | 12 | 238000 | 7420 | 0 | 27570 | 68248
2020-05-07 | 13 | 219000 | 7490 | 0 | 26530 | 63255
2020-05-07 | 14 | 204000 | 7550 | 0 | 27050 | 59650
2020-05-07 | 15 | 245000 | 5790 | 0 | 27540 | 69583
2020-05-07 | 16 | 142000 | 4160 | 0 | 18520 | 41170
2020-05-07 | 17 | 154000 | 4120 | 0 | 15250 | 43343
2020-05-07 | 18 | 88000 | 3360 | 0 | 10580 | 25485
2020-05-07 | 19 | 20000 | 670 | 0 | 3590 | 6065
2020-05-07 | 20 | 4000 | 80 | 0 | 290 | 1093
2020-05-07 | 21 | 0 | 0 | 0 | 0 | 0
2020-05-07 | 22 | 0 | 0 | 0 | 0 | 0
2020-05-07 | 23 | 0 | 0 | 0 | 0 | 0
2020-05-07 | 24 | 0 | 0 | 0 | 0 | 0
2020-05-08 | 1 | 0 | 0 | 0 | 0 | 0
2020-05-08 | 2 | 0 | 0 | 0 | 0 | 0
2020-05-08 | 3 | 0 | 0 | 0 | 0 | 0
2020-05-08 | 4 | 0 | 0 | 0 | 0 | 0
2020-05-08 | 5 | 0 | 10 | 0 | 0 | 3
2020-05-08 | 6 | 1000 | 20 | 0 | 100 | 280
2020-05-08 | 7 | 17000 | 210 | 0 | 930 | 4535
2020-05-08 | 8 | 81000 | 740 | 0 | 2740 | 21120
2020-05-08 | 9 | 152000 | 3620 | 0 | 10270 | 41473
2020-05-08 | 10 | 192000 | 5400 | 0 | 15260 | 53165
2020-05-08 | 11 | 231000 | 6320 | 0 | 25760 | 65770
2020-05-08 | 12 | 257000 | 6900 | 0 | 28240 | 73035
2020-05-08 | 13 | 260000 | 7230 | 0 | 29050 | 74070
2020-05-08 | 14 | 220000 | 6260 | 0 | 20840 | 61775
2020-05-08 | 15 | 201000 | 6110 | 0 | 21750 | 57215
2020-05-08 | 16 | 133000 | 3780 | 0 | 11810 | 37148
2020-05-08 | 17 | 61000 | 2550 | 0 | 5360 | 17228
2020-05-08 | 18 | 32000 | 1260 | 0 | 3490 | 9188
2020-05-08 | 19 | 19000 | 590 | 0 | 2090 | 5420
2020-05-08 | 20 | 3000 | 90 | 0 | 190 | 820
2020-05-08 | 21 | 0 | 0 | 0 | 0 | 0
2020-05-08 | 22 | 0 | 0 | 0 | 0 | 0
2020-05-08 | 23 | 0 | 0 | 0 | 0 | 0
2020-05-08 | 24 | 0 | 0 | 0 | 0 | 0
2020-05-09 | 1 | 0 | 0 | 0 | 0 | 0
2020-05-09 | 2 | 0 | 0 | 0 | 0 | 0
2020-05-09 | 3 | 0 | 0 | 0 | 0 | 0
2020-05-09 | 4 | 0 | 0 | 0 | 0 | 0
2020-05-09 | 5 | 0 | 10 | 0 | 0 | 3
2020-05-09 | 6 | 0 | 10 | 0 | 0 | 3
2020-05-09 | 7 | 6000 | 0 | 0 | 500 | 1625
2020-05-09 | 8 | 12000 | 40 | 0 | 1780 | 3455
2020-05-09 | 9 | 29000 | 190 | 0 | 3670 | 8215
2020-05-09 | 10 | 56000 | 330 | 0 | 7960 | 16073
2020-05-09 | 11 | 127000 | 1540 | 0 | 11720 | 35065
2020-05-09 | 12 | 175000 | 4850 | 0 | 23870 | 50930
2020-05-09 | 13 | 179000 | 4840 | 0 | 29630 | 53368
2020-05-09 | 14 | 186000 | 4890 | 0 | 23950 | 53710
2020-05-09 | 15 | 228000 | 5940 | 0 | 17630 | 62893
2020-05-09 | 16 | 192000 | 6290 | 0 | 13170 | 52865
2020-05-09 | 17 | 124000 | 4160 | 0 | 20620 | 37195
2020-05-09 | 18 | 94000 | 2980 | 0 | 15080 | 28015
2020-05-09 | 19 | 27000 | 800 | 0 | 4190 | 7998
2020-05-09 | 20 | 4000 | 100 | 0 | 440 | 1135
2020-05-09 | 21 | 0 | 0 | 0 | 0 | 0
2020-05-09 | 22 | 0 | 0 | 0 | 0 | 0
2020-05-09 | 23 | 0 | 0 | 0 | 0 | 0
2020-05-09 | 24 | 0 | 0 | 0 | 0 | 0
2020-05-10 | 1 | 0 | 0 | 0 | 0 | 0
2020-05-10 | 2 | 0 | 0 | 0 | 0 | 0
2020-05-10 | 3 | 0 | 0 | 0 | 0 | 0
2020-05-10 | 4 | 0 | 0 | 0 | 0 | 0
2020-05-10 | 5 | 0 | 0 | 0 | 0 | 0
2020-05-10 | 6 | 2000 | 30 | 0 | 80 | 528
2020-05-10 | 7 | 18000 | 160 | 0 | 980 | 4785
2020-05-10 | 8 | 83000 | 730 | 0 | 2670 | 21600
2020-05-10 | 9 | 161000 | 3280 | 0 | 10290 | 43643
2020-05-10 | 10 | 225000 | 4450 | 0 | 20070 | 62380
2020-05-10 | 11 | 236000 | 4860 | 0 | 23930 | 66198
2020-05-10 | 12 | 179000 | 4210 | 0 | 19300 | 50628
2020-05-10 | 13 | 144000 | 2370 | 0 | 14970 | 40335
2020-05-10 | 14 | 178000 | 4130 | 0 | 17550 | 49920
2020-05-10 | 15 | 139000 | 4910 | 0 | 19280 | 40798
2020-05-10 | 16 | 179000 | 3220 | 0 | 19630 | 50463
2020-05-10 | 17 | 171000 | 3770 | 0 | 19490 | 48565
2020-05-10 | 18 | 96000 | 2430 | 0 | 12910 | 27835
2020-05-10 | 19 | 30000 | 620 | 0 | 3830 | 8613
2020-05-10 | 20 | 4000 | 100 | 0 | 380 | 1120
2020-05-10 | 21 | 0 | 0 | 0 | 0 | 0
2020-05-10 | 22 | 0 | 0 | 0 | 0 | 0
2020-05-10 | 23 | 0 | 0 | 0 | 0 | 0
2020-05-10 | 24 | 0 | 0 | 0 | 0 | 0
2020-05-11 | 1 | 0 | 0 | 0 | 0 | 0
2020-05-11 | 2 | 0 | 0 | 0 | 0 | 0
2020-05-11 | 3 | 0 | 0 | 0 | 0 | 0
2020-05-11 | 4 | 0 | 0 | 0 | 0 | 0
2020-05-11 | 5 | 0 | 0 | 0 | 0 | 0
2020-05-11 | 6 | 2000 | 30 | 0 | 130 | 540
2020-05-11 | 7 | 18000 | 270 | 0 | 1230 | 4875
2020-05-11 | 8 | 72000 | 980 | 0 | 3610 | 19148
2020-05-11 | 9 | 143000 | 2860 | 0 | 9660 | 38880
2020-05-11 | 10 | 208000 | 6430 | 0 | 17350 | 57945
2020-05-11 | 11 | 245000 | 6990 | 0 | 24410 | 69100
2020-05-11 | 12 | 247000 | 5140 | 0 | 21360 | 68375
2020-05-11 | 13 | 192000 | 3950 | 0 | 17920 | 53468
2020-05-11 | 14 | 116000 | 4370 | 0 | 2560 | 30733
2020-05-11 | 15 | 50000 | 210 | 0 | 3680 | 13473
2020-05-11 | 16 | 55000 | 230 | 0 | 1730 | 14240
2020-05-11 | 17 | 28000 | 690 | 0 | 1820 | 7628
2020-05-11 | 18 | 5000 | 1730 | 0 | 3680 | 2603
2020-05-11 | 19 | 7000 | 580 | 0 | 2190 | 2443
2020-05-11 | 20 | 1000 | 200 | 0 | 820 | 505
2020-05-11 | 21 | 0 | 0 | 0 | 0 | 0
2020-05-11 | 22 | 0 | 0 | 0 | 0 | 0
2020-05-11 | 23 | 0 | 0 | 0 | 0 | 0
2020-05-11 | 24 | 0 | 0 | 0 | 0 | 0
2020-05-12 | 1 | 0 | 0 | 0 | 0 | 0
2020-05-12 | 2 | 0 | 0 | 0 | 0 | 0
2020-05-12 | 3 | 0 | 0 | 0 | 0 | 0
2020-05-12 | 4 | 0 | 0 | 0 | 0 | 0
2020-05-12 | 5 | 0 | 10 | 0 | 10 | 5
2020-05-12 | 6 | 2000 | 10 | 0 | 100 | 528
2020-05-12 | 7 | 18000 | 230 | 0 | 950 | 4795
2020-05-12 | 8 | 82000 | 740 | 0 | 2260 | 21250
2020-05-12 | 9 | 159000 | 3850 | 0 | 9640 | 43123
2020-05-12 | 10 | 224000 | 6840 | 0 | 20020 | 62715
2020-05-12 | 11 | 264000 | 7480 | 0 | 27400 | 74720
2020-05-12 | 12 | 270000 | 7150 | 0 | 30050 | 76800
2020-05-12 | 13 | 271000 | 7550 | 0 | 31980 | 77633
2020-05-12 | 14 | 271000 | 7390 | 0 | 30120 | 77128
2020-05-12 | 15 | 268000 | 7550 | 0 | 28850 | 76100
2020-05-12 | 16 | 215000 | 7540 | 0 | 22190 | 61183
2020-05-12 | 17 | 173000 | 5990 | 0 | 15380 | 48593
2020-05-12 | 18 | 85000 | 3250 | 0 | 10320 | 24643
2020-05-12 | 19 | 37000 | 680 | 0 | 3940 | 10405
2020-05-12 | 20 | 6000 | 110 | 0 | 710 | 1705
2020-05-12 | 21 | 0 | 0 | 0 | 0 | 0
2020-05-12 | 22 | 0 | 0 | 0 | 0 | 0
2020-05-12 | 23 | 0 | 0 | 0 | 0 | 0
2020-05-12 | 24 | 0 | 0 | 0 | 0 | 0
2020-05-13 | 1 | 0 | 0 | 0 | 0 | 0
2020-05-13 | 2 | 0 | 0 | 0 | 0 | 0
2020-05-13 | 3 | 0 | 0 | 0 | 0 | 0
2020-05-13 | 4 | 0 | 0 | 0 | 0 | 0
2020-05-13 | 5 | 0 | 10 | 0 | 0 | 3
2020-05-13 | 6 | 2000 | 30 | 0 | 160 | 548
2020-05-13 | 7 | 20000 | 240 | 0 | 1100 | 5335
2020-05-13 | 8 | 85000 | 770 | 0 | 2390 | 22040
2020-05-13 | 9 | 161000 | 3860 | 0 | 9810 | 43668
2020-05-13 | 10 | 225000 | 6860 | 0 | 20180 | 63010
2020-05-13 | 11 | 264000 | 7540 | 0 | 27000 | 74635
2020-05-13 | 12 | 270000 | 7550 | 0 | 29960 | 76878
2020-05-13 | 13 | 271000 | 7550 | 0 | 30850 | 77350
2020-05-13 | 14 | 271000 | 7560 | 0 | 30220 | 77195
2020-05-13 | 15 | 260000 | 7560 | 0 | 29630 | 74298
2020-05-13 | 16 | 223000 | 7540 | 0 | 24840 | 63845
2020-05-13 | 17 | 175000 | 6200 | 0 | 21810 | 50753
2020-05-13 | 18 | 102000 | 3690 | 0 | 13530 | 29805
2020-05-13 | 19 | 29000 | 620 | 0 | 4480 | 8525
2020-05-13 | 20 | 4000 | 130 | 0 | 480 | 1153
2020-05-13 | 21 | 0 | 0 | 0 | 0 | 0
2020-05-13 | 22 | 0 | 0 | 0 | 0 | 0
2020-05-13 | 23 | 0 | 0 | 0 | 0 | 0
2020-05-13 | 24 | 0 | 0 | 0 | 0 | 0
2020-05-14 | 1 | 0 | 0 | 0 | 0 | 0
2020-05-14 | 2 | 0 | 0 | 0 | 0 | 0
2020-05-14 | 3 | 0 | 0 | 0 | 0 | 0
2020-05-14 | 4 | 0 | 0 | 0 | 0 | 0
2020-05-14 | 5 | 0 | 10 | 0 | 10 | 5
2020-05-14 | 6 | 3000 | 50 | 0 | 340 | 848
2020-05-14 | 7 | 32000 | 260 | 0 | 2240 | 8625
2020-05-14 | 8 | 73000 | 770 | 0 | 3140 | 19228
2020-05-14 | 9 | 153000 | 3780 | 0 | 9320 | 41525
2020-05-14 | 10 | 218000 | 6690 | 0 | 18910 | 60900
2020-05-14 | 11 | 257000 | 7550 | 0 | 24140 | 72173
2020-05-14 | 12 | 269000 | 7560 | 0 | 25960 | 75630
2020-05-14 | 13 | 271000 | 7560 | 0 | 26700 | 76315
2020-05-14 | 14 | 270000 | 7560 | 0 | 26190 | 75938
2020-05-14 | 15 | 263000 | 7580 | 0 | 24590 | 73793
2020-05-14 | 16 | 226000 | 7420 | 0 | 21730 | 63788
2020-05-14 | 17 | 167000 | 4780 | 0 | 18610 | 47598
2020-05-14 | 18 | 98000 | 3230 | 0 | 12560 | 28448
2020-05-14 | 19 | 32000 | 690 | 0 | 4330 | 9255
2020-05-14 | 20 | 5000 | 160 | 0 | 500 | 1415
2020-05-14 | 21 | 0 | 0 | 0 | 0 | 0
2020-05-14 | 22 | 0 | 0 | 0 | 0 | 0
2020-05-14 | 23 | 0 | 0 | 0 | 0 | 0
2020-05-14 | 24 | 0 | 0 | 0 | 0 | 0
2020-05-15 | 1 | 0 | 0 | 0 | 0 | 0
2020-05-15 | 2 | 0 | 0 | 0 | 0 | 0
2020-05-15 | 3 | 0 | 0 | 0 | 0 | 0
2020-05-15 | 4 | 0 | 0 | 0 | 0 | 0
2020-05-15 | 5 | 0 | 10 | 0 | 10 | 5
2020-05-15 | 6 | 0 | 10 | 10 | 0 | 5
2020-05-15 | 7 | 16000 | 100 | 80 | 1820 | 4500
2020-05-15 | 8 | 58000 | 460 | 400 | 4490 | 15838
2020-05-15 | 9 | 46000 | 570 | 870 | 4010 | 12863
2020-05-15 | 10 | 67000 | 1440 | 3070 | 13860 | 21343
2020-05-15 | 11 | 223000 | 4400 | 6050 | 21380 | 63708
2020-05-15 | 12 | 224000 | 5670 | 8950 | 22480 | 65275
2020-05-15 | 13 | 195000 | 7140 | 8330 | 18180 | 57163
2020-05-15 | 14 | 107000 | 5180 | 2900 | 10670 | 31438
2020-05-15 | 15 | 163000 | 5480 | 5020 | 14610 | 47028
2020-05-15 | 16 | 163000 | 4740 | 3790 | 9870 | 45350
2020-05-15 | 17 | 112000 | 710 | 580 | 13720 | 31753
2020-05-15 | 18 | 50000 | 690 | 1570 | 7300 | 14890
2020-05-15 | 19 | 22000 | 120 | 80 | 1950 | 6038
2020-05-15 | 20 | 2000 | 10 | 10 | 210 | 558
2020-05-15 | 21 | 0 | 0 | 0 | 0 | 0
2020-05-15 | 22 | 0 | 0 | 0 | 0 | 0
2020-05-15 | 23 | 0 | 0 | 0 | 0 | 0
2020-05-15 | 24 | 0 | 0 | 0 | 0 | 0
2020-05-16 | 1 | 0 | 0 | 0 | 0 | 0
2020-05-16 | 2 | 0 | 0 | 0 | 0 | 0
2020-05-16 | 3 | 0 | 0 | 0 | 0 | 0
2020-05-16 | 4 | 0 | 0 | 0 | 0 | 0
2020-05-16 | 5 | 0 | 0 | 10 | 0 | 3
2020-05-16 | 6 | 2000 | 40 | 20 | 120 | 545
2020-05-16 | 7 | 20000 | 300 | 340 | 980 | 5405
2020-05-16 | 8 | 82000 | 810 | 1580 | 2520 | 21728
2020-05-16 | 9 | 156000 | 1200 | 1890 | 7520 | 41653
2020-05-16 | 10 | 210000 | 3700 | 1770 | 9430 | 56225
2020-05-16 | 11 | 216000 | 5440 | 1570 | 22520 | 61383
2020-05-16 | 12 | 203000 | 6560 | 4770 | 26940 | 60318
2020-05-16 | 13 | 225000 | 4570 | 7580 | 25220 | 65593
2020-05-16 | 14 | 221000 | 6940 | 5270 | 26500 | 64928
2020-05-16 | 15 | 239000 | 6470 | 6590 | 25410 | 69368
2020-05-16 | 16 | 233000 | 7440 | 7990 | 21510 | 67485
2020-05-16 | 17 | 156000 | 6110 | 6180 | 18340 | 46658
2020-05-16 | 18 | 67000 | 3480 | 1680 | 7450 | 19903
2020-05-16 | 19 | 25000 | 750 | 520 | 2960 | 7308
2020-05-16 | 20 | 4000 | 160 | 110 | 400 | 1168
2020-05-16 | 21 | 0 | 0 | 0 | 0 | 0
2020-05-16 | 22 | 0 | 0 | 0 | 0 | 0
2020-05-16 | 23 | 0 | 0 | 0 | 0 | 0
2020-05-16 | 24 | 0 | 0 | 0 | 0 | 0
2020-05-17 | 1 | 0 | 0 | 0 | 0 | 0
2020-05-17 | 2 | 0 | 0 | 0 | 0 | 0
2020-05-17 | 3 | 0 | 0 | 0 | 0 | 0
2020-05-17 | 4 | 0 | 0 | 0 | 0 | 0
2020-05-17 | 5 | 0 | 10 | 0 | 0 | 3
2020-05-17 | 6 | 2000 | 30 | 70 | 50 | 538
2020-05-17 | 7 | 17000 | 510 | 730 | 1370 | 4903
2020-05-17 | 8 | 49000 | 1250 | 2070 | 4360 | 14170
2020-05-17 | 9 | 106000 | 2880 | 2970 | 8660 | 30128
2020-05-17 | 10 | 120000 | 5470 | 6030 | 15040 | 36635
2020-05-17 | 11 | 195000 | 7430 | 7910 | 21670 | 58003
2020-05-17 | 12 | 173000 | 4270 | 4280 | 25280 | 51708
2020-05-17 | 13 | 134000 | 4280 | 5080 | 20280 | 40910
2020-05-17 | 14 | 167000 | 4370 | 5200 | 17200 | 48443
2020-05-17 | 15 | 124000 | 4450 | 8510 | 18160 | 38780
2020-05-17 | 16 | 88000 | 5010 | 8120 | 18570 | 29925
2020-05-17 | 17 | 69000 | 3450 | 4080 | 14040 | 22643
2020-05-17 | 18 | 67000 | 2710 | 3120 | 13910 | 21685
2020-05-17 | 19 | 23000 | 530 | 1030 | 4470 | 7258
2020-05-17 | 20 | 7000 | 180 | 230 | 520 | 1983
2020-05-17 | 21 | 0 | 0 | 0 | 0 | 0
2020-05-17 | 22 | 0 | 0 | 0 | 0 | 0
2020-05-17 | 23 | 0 | 0 | 0 | 0 | 0
2020-05-17 | 24 | 0 | 0 | 0 | 0 | 0
2020-05-18 | 1 | 0 | 0 | 0 | 0 | 0
2020-05-18 | 2 | 0 | 0 | 0 | 0 | 0
2020-05-18 | 3 | 0 | 0 | 0 | 0 | 0
2020-05-18 | 4 | 0 | 0 | 0 | 0 | 0
2020-05-18 | 5 | 0 | 0 | 10 | 0 | 3
2020-05-18 | 6 | 2000 | 40 | 30 | 0 | 518
2020-05-18 | 7 | 20000 | 490 | 390 | 1410 | 5573
2020-05-18 | 8 | 25000 | 1000 | 1540 | 1960 | 7375
2020-05-18 | 9 | 31000 | 1530 | 3500 | 3220 | 9813
2020-05-18 | 10 | 65000 | 2730 | 4430 | 6100 | 19565
2020-05-18 | 11 | 109000 | 3370 | 3750 | 9510 | 31408
2020-05-18 | 12 | 112000 | 2960 | 3200 | 12160 | 32580
2020-05-18 | 13 | 164000 | 4690 | 6840 | 13490 | 47255
2020-05-18 | 14 | 212000 | 7170 | 9920 | 19430 | 62130
2020-05-18 | 15 | 195000 | 7570 | 7440 | 20030 | 57510
2020-05-18 | 16 | 190000 | 7250 | 7050 | 21000 | 56325
2020-05-18 | 17 | 162000 | 5730 | 5570 | 17090 | 47598
2020-05-18 | 18 | 105000 | 3280 | 3160 | 13820 | 31315
2020-05-18 | 19 | 31000 | 560 | 850 | 4380 | 9198
2020-05-18 | 20 | 5000 | 240 | 200 | 520 | 1490
2020-05-18 | 21 | 0 | 0 | 0 | 0 | 0
2020-05-18 | 22 | 0 | 0 | 0 | 0 | 0
2020-05-18 | 23 | 0 | 0 | 0 | 0 | 0
2020-05-18 | 24 | 0 | 0 | 0 | 0 | 0
2020-05-19 | 1 | 0 | 0 | 0 | 0 | 0
2020-05-19 | 2 | 0 | 0 | 0 | 0 | 0
2020-05-19 | 3 | 0 | 0 | 0 | 0 | 0
2020-05-19 | 4 | 0 | 0 | 0 | 0 | 0
2020-05-19 | 5 | 0 | 0 | 10 | 0 | 3
2020-05-19 | 6 | 2000 | 40 | 50 | 190 | 570
2020-05-19 | 7 | 21000 | 260 | 480 | 1140 | 5720
2020-05-19 | 8 | 85000 | 750 | 2270 | 2280 | 22575
2020-05-19 | 9 | 160000 | 3430 | 5090 | 9100 | 44405
2020-05-19 | 10 | 218000 | 6510 | 7570 | 18670 | 62688
2020-05-19 | 11 | 261000 | 7100 | 9220 | 24320 | 75410
2020-05-19 | 12 | 270000 | 5920 | 10280 | 26410 | 78153
2020-05-19 | 13 | 269000 | 7560 | 10460 | 27620 | 78660
2020-05-19 | 14 | 257000 | 7570 | 10500 | 28220 | 75823
2020-05-19 | 15 | 247000 | 7560 | 9580 | 26680 | 72705
2020-05-19 | 16 | 204000 | 7170 | 8050 | 22550 | 60443
2020-05-19 | 17 | 173000 | 5190 | 4770 | 20350 | 50828
2020-05-19 | 18 | 103000 | 3290 | 3140 | 14000 | 30858
2020-05-19 | 19 | 31000 | 460 | 950 | 4850 | 9315
2020-05-19 | 20 | 5000 | 150 | 210 | 670 | 1508
2020-05-19 | 21 | 0 | 0 | 0 | 0 | 0
2020-05-19 | 22 | 0 | 0 | 0 | 0 | 0
2020-05-19 | 23 | 0 | 0 | 0 | 0 | 0
2020-05-19 | 24 | 0 | 0 | 0 | 0 | 0
2020-05-20 | 1 | 0 | 0 | 0 | 0 | 0
2020-05-20 | 2 | 0 | 0 | 0 | 0 | 0
2020-05-20 | 3 | 0 | 0 | 0 | 0 | 0
2020-05-20 | 4 | 0 | 0 | 0 | 0 | 0
2020-05-20 | 5 | 0 | 10 | 10 | 0 | 5
2020-05-20 | 6 | 3000 | 40 | 50 | 190 | 820
2020-05-20 | 7 | 22000 | 240 | 450 | 1070 | 5940
2020-05-20 | 8 | 85000 | 710 | 2280 | 2390 | 22595
2020-05-20 | 9 | 155000 | 3310 | 5130 | 9040 | 43120
2020-05-20 | 10 | 210000 | 6510 | 7380 | 18130 | 60505
2020-05-20 | 11 | 251000 | 7540 | 8970 | 23060 | 72643
2020-05-20 | 12 | 268000 | 7560 | 9900 | 24920 | 77595
2020-05-20 | 13 | 270000 | 7570 | 10210 | 25000 | 78195
2020-05-20 | 14 | 270000 | 7560 | 10060 | 24750 | 78093
2020-05-20 | 15 | 263000 | 7570 | 8360 | 24770 | 75925
2020-05-20 | 16 | 229000 | 7380 | 7950 | 22080 | 66603
2020-05-20 | 17 | 173000 | 5850 | 5910 | 18790 | 50888
2020-05-20 | 18 | 101000 | 3300 | 3280 | 13030 | 30153
2020-05-20 | 19 | 30000 | 440 | 850 | 4330 | 8905
2020-05-20 | 20 | 5000 | 160 | 120 | 520 | 1450
2020-05-20 | 21 | 0 | 0 | 0 | 0 | 0
2020-05-20 | 22 | 0 | 0 | 0 | 0 | 0
2020-05-20 | 23 | 0 | 0 | 0 | 0 | 0
2020-05-20 | 24 | 0 | 0 | 0 | 0 | 0
2020-05-21 | 1 | 0 | 0 | 0 | 0 | 0
2020-05-21 | 2 | 0 | 0 | 0 | 0 | 0
2020-05-21 | 3 | 0 | 0 | 0 | 0 | 0
2020-05-21 | 4 | 0 | 0 | 0 | 0 | 0
2020-05-21 | 5 | 0 | 0 | 0 | 0 | 0
2020-05-21 | 6 | 3000 | 40 | 50 | 230 | 830
2020-05-21 | 7 | 22000 | 240 | 460 | 1150 | 5963
2020-05-21 | 8 | 84000 | 660 | 2270 | 2530 | 22365
2020-05-21 | 9 | 153000 | 3240 | 5110 | 8790 | 42535
2020-05-21 | 10 | 208000 | 6490 | 7340 | 17430 | 59815
2020-05-21 | 11 | 248000 | 7540 | 8800 | 22330 | 71668
2020-05-21 | 12 | 266000 | 7560 | 9700 | 23570 | 76708
2020-05-21 | 13 | 268000 | 7580 | 10090 | 22800 | 77118
2020-05-21 | 14 | 267000 | 7570 | 9880 | 23320 | 76943
2020-05-21 | 15 | 247000 | 7570 | 8830 | 22200 | 71400
2020-05-21 | 16 | 205000 | 5980 | 7350 | 19400 | 59433
2020-05-21 | 17 | 165000 | 3660 | 5810 | 15840 | 47578
2020-05-21 | 18 | 92000 | 2460 | 4000 | 11500 | 27490
2020-05-21 | 19 | 31000 | 930 | 1060 | 4640 | 9408
2020-05-21 | 20 | 12000 | 190 | 120 | 570 | 3220
2020-05-21 | 21 | 0 | 0 | 0 | 0 | 0
2020-05-21 | 22 | 0 | 0 | 0 | 0 | 0
2020-05-21 | 23 | 0 | 0 | 0 | 0 | 0
2020-05-21 | 24 | 0 | 0 | 0 | 0 | 0
2020-05-22 | 1 | 0 | 0 | 0 | 0 | 0
2020-05-22 | 2 | 0 | 0 | 0 | 0 | 0
2020-05-22 | 3 | 0 | 0 | 0 | 0 | 0
2020-05-22 | 4 | 0 | 0 | 0 | 0 | 0
2020-05-22 | 5 | 0 | 10 | 0 | 10 | 5
2020-05-22 | 6 | 3000 | 30 | 60 | 190 | 820
2020-05-22 | 7 | 23000 | 230 | 450 | 1240 | 6230
2020-05-22 | 8 | 84000 | 640 | 2260 | 2400 | 22325
2020-05-22 | 9 | 151000 | 3260 | 5010 | 8400 | 41918
2020-05-22 | 10 | 208000 | 6530 | 7310 | 16590 | 59608
2020-05-22 | 11 | 247000 | 7550 | 8860 | 19930 | 70835
2020-05-22 | 12 | 264000 | 7580 | 9630 | 20850 | 75515
2020-05-22 | 13 | 268000 | 7460 | 9970 | 21590 | 76755
2020-05-22 | 14 | 266000 | 7570 | 9800 | 20130 | 75875
2020-05-22 | 15 | 249000 | 7580 | 8960 | 20510 | 71513
2020-05-22 | 16 | 214000 | 7290 | 7640 | 17820 | 61688
2020-05-22 | 17 | 160000 | 5700 | 5670 | 15860 | 46808
2020-05-22 | 18 | 94000 | 3070 | 3160 | 11090 | 27830
2020-05-22 | 19 | 28000 | 390 | 830 | 3730 | 8238
2020-05-22 | 20 | 5000 | 150 | 120 | 330 | 1400
2020-05-22 | 21 | 0 | 0 | 0 | 0 | 0
2020-05-22 | 22 | 0 | 0 | 0 | 0 | 0
2020-05-22 | 23 | 0 | 0 | 0 | 0 | 0
2020-05-22 | 24 | 0 | 0 | 0 | 0 | 0
2020-05-23 | 1 | 0 | 0 | 0 | 0 | 0
2020-05-23 | 2 | 0 | 0 | 0 | 0 | 0
2020-05-23 | 3 | 0 | 0 | 0 | 0 | 0
2020-05-23 | 4 | 0 | 0 | 0 | 0 | 0
2020-05-23 | 5 | 0 | 10 | 0 | 0 | 3
2020-05-23 | 6 | 5000 | 70 | 110 | 270 | 1363
2020-05-23 | 7 | 37000 | 520 | 570 | 1550 | 9910
2020-05-23 | 8 | 46000 | 1260 | 1480 | 2570 | 12828
2020-05-23 | 9 | 69000 | 3340 | 3860 | 5700 | 20475
2020-05-23 | 10 | 112000 | 6220 | 7130 | 7970 | 33330
2020-05-23 | 11 | 155000 | 7450 | 8760 | 17020 | 47058
2020-05-23 | 12 | 253000 | 7130 | 9040 | 24110 | 73320
2020-05-23 | 13 | 242000 | 7450 | 10010 | 26550 | 71503
2020-05-23 | 14 | 223000 | 7580 | 9720 | 24330 | 66158
2020-05-23 | 15 | 223000 | 7570 | 9090 | 27850 | 66878
2020-05-23 | 16 | 229000 | 7320 | 7830 | 22690 | 66710
2020-05-23 | 17 | 136000 | 5760 | 5810 | 13580 | 40288
2020-05-23 | 18 | 102000 | 3100 | 3230 | 7000 | 28833
2020-05-23 | 19 | 31000 | 420 | 880 | 3490 | 8948
2020-05-23 | 20 | 6000 | 160 | 150 | 650 | 1740
2020-05-23 | 21 | 0 | 0 | 0 | 0 | 0
2020-05-23 | 22 | 0 | 0 | 0 | 0 | 0
2020-05-23 | 23 | 0 | 0 | 0 | 0 | 0
2020-05-23 | 24 | 0 | 0 | 0 | 0 | 0
2020-05-24 | 1 | 0 | 0 | 0 | 0 | 0
2020-05-24 | 2 | 0 | 0 | 0 | 0 | 0
2020-05-24 | 3 | 0 | 0 | 0 | 0 | 0
2020-05-24 | 4 | 0 | 0 | 0 | 0 | 0
2020-05-24 | 5 | 0 | 0 | 10 | 0 | 3
2020-05-24 | 6 | 3000 | 50 | 70 | 270 | 848
2020-05-24 | 7 | 26000 | 240 | 500 | 1180 | 6980
2020-05-24 | 8 | 87000 | 620 | 2300 | 2480 | 23100
2020-05-24 | 9 | 155000 | 3070 | 4990 | 8590 | 42913
2020-05-24 | 10 | 213000 | 6470 | 7290 | 18070 | 61208
2020-05-24 | 11 | 253000 | 7540 | 8920 | 24020 | 73370
2020-05-24 | 12 | 268000 | 7560 | 9900 | 26150 | 77903
2020-05-24 | 13 | 270000 | 7570 | 10260 | 25820 | 78413
2020-05-24 | 14 | 269000 | 7560 | 9350 | 25980 | 77973
2020-05-24 | 15 | 259000 | 7220 | 8430 | 25890 | 75135
2020-05-24 | 16 | 227000 | 6910 | 7310 | 22170 | 65848
2020-05-24 | 17 | 154000 | 4320 | 4250 | 18320 | 45223
2020-05-24 | 18 | 96000 | 2160 | 3160 | 10660 | 27995
2020-05-24 | 19 | 30000 | 810 | 1430 | 3160 | 8850
2020-05-24 | 20 | 11000 | 370 | 300 | 730 | 3100
2020-05-24 | 21 | 0 | 0 | 0 | 0 | 0
2020-05-24 | 22 | 0 | 0 | 0 | 0 | 0
2020-05-24 | 23 | 0 | 0 | 0 | 0 | 0
2020-05-24 | 24 | 0 | 0 | 0 | 0 | 0
2020-05-25 | 1 | 0 | 0 | 0 | 0 | 0
2020-05-25 | 2 | 0 | 0 | 0 | 0 | 0
2020-05-25 | 3 | 0 | 0 | 0 | 0 | 0
2020-05-25 | 4 | 0 | 0 | 0 | 0 | 0
2020-05-25 | 5 | 0 | 10 | 0 | 0 | 3
2020-05-25 | 6 | 3000 | 40 | 70 | 90 | 800
2020-05-25 | 7 | 14000 | 260 | 430 | 840 | 3883
2020-05-25 | 8 | 31000 | 1060 | 1400 | 2420 | 8970
2020-05-25 | 9 | 49000 | 1980 | 2340 | 4150 | 14368
2020-05-25 | 10 | 86000 | 2750 | 4860 | 5750 | 24840
2020-05-25 | 11 | 110000 | 3110 | 4810 | 8380 | 31575
2020-05-25 | 12 | 120000 | 2440 | 3160 | 10920 | 34130
2020-05-25 | 13 | 85000 | 2250 | 3100 | 8190 | 24635
2020-05-25 | 14 | 54000 | 1910 | 2140 | 7160 | 16303
2020-05-25 | 15 | 95000 | 1370 | 1040 | 8350 | 26440
2020-05-25 | 16 | 94000 | 1310 | 950 | 8320 | 26145
2020-05-25 | 17 | 68000 | 1040 | 710 | 10210 | 19990
2020-05-25 | 18 | 41000 | 890 | 480 | 5070 | 11860
2020-05-25 | 19 | 21000 | 290 | 380 | 5750 | 6855
2020-05-25 | 20 | 5000 | 70 | 50 | 480 | 1400
2020-05-25 | 21 | 0 | 0 | 0 | 0 | 0
2020-05-25 | 22 | 0 | 0 | 0 | 0 | 0
2020-05-25 | 23 | 0 | 0 | 0 | 0 | 0
2020-05-25 | 24 | 0 | 0 | 0 | 0 | 0
2020-05-26 | 1 | 0 | 0 | 0 | 0 | 0
2020-05-26 | 2 | 0 | 0 | 0 | 0 | 0
2020-05-26 | 3 | 0 | 0 | 0 | 0 | 0
2020-05-26 | 4 | 0 | 0 | 0 | 0 | 0
2020-05-26 | 5 | 0 | 0 | 10 | 0 | 3
2020-05-26 | 6 | 4000 | 60 | 20 | 160 | 1060
2020-05-26 | 7 | 16000 | 270 | 280 | 1770 | 4580
2020-05-26 | 8 | 51000 | 1030 | 1350 | 4930 | 14578
2020-05-26 | 9 | 95000 | 2760 | 3700 | 6960 | 27105
2020-05-26 | 10 | 119000 | 5970 | 6650 | 9440 | 35265
2020-05-26 | 11 | 225000 | 7230 | 7810 | 20560 | 65150
2020-05-26 | 12 | 257000 | 7570 | 9000 | 20870 | 73610
2020-05-26 | 13 | 264000 | 7570 | 9140 | 20270 | 75245
2020-05-26 | 14 | 262000 | 7460 | 8130 | 20030 | 74405
2020-05-26 | 15 | 242000 | 7580 | 6610 | 17850 | 68510
2020-05-26 | 16 | 208000 | 6870 | 5140 | 15180 | 58798
2020-05-26 | 17 | 154000 | 5320 | 5310 | 14530 | 44790
2020-05-26 | 18 | 92000 | 2760 | 2970 | 10530 | 27065
2020-05-26 | 19 | 30000 | 400 | 840 | 3560 | 8700
2020-05-26 | 20 | 6000 | 160 | 150 | 370 | 1670
2020-05-26 | 21 | 0 | 0 | 0 | 0 | 0
2020-05-26 | 22 | 0 | 0 | 0 | 0 | 0
2020-05-26 | 23 | 0 | 0 | 0 | 0 | 0
2020-05-26 | 24 | 0 | 0 | 0 | 0 | 0
2020-05-27 | 1 | 0 | 0 | 0 | 0 | 0
2020-05-27 | 2 | 0 | 0 | 0 | 0 | 0
2020-05-27 | 3 | 0 | 0 | 0 | 0 | 0
2020-05-27 | 4 | 0 | 0 | 0 | 0 | 0
2020-05-27 | 5 | 0 | 0 | 0 | 0 | 0
2020-05-27 | 6 | 3000 | 50 | 70 | 150 | 818
2020-05-27 | 7 | 23000 | 260 | 520 | 1040 | 6205
2020-05-27 | 8 | 77000 | 610 | 2000 | 2320 | 20483
2020-05-27 | 9 | 138000 | 2630 | 4370 | 7380 | 38095
2020-05-27 | 10 | 189000 | 5630 | 6410 | 14710 | 53938
2020-05-27 | 11 | 226000 | 7050 | 7830 | 17180 | 64515
2020-05-27 | 12 | 249000 | 7570 | 8760 | 18440 | 70943
2020-05-27 | 13 | 260000 | 7580 | 9090 | 18000 | 73668
2020-05-27 | 14 | 256000 | 7580 | 9020 | 17940 | 72635
2020-05-27 | 15 | 241000 | 7550 | 7680 | 17500 | 68433
2020-05-27 | 16 | 197000 | 5440 | 6470 | 15520 | 56108
2020-05-27 | 17 | 156000 | 4530 | 3960 | 13840 | 44583
2020-05-27 | 18 | 87000 | 2580 | 2040 | 9090 | 25178
2020-05-27 | 19 | 30000 | 550 | 910 | 3440 | 8725
2020-05-27 | 20 | 6000 | 170 | 260 | 270 | 1675
2020-05-27 | 21 | 0 | 0 | 0 | 0 | 0
2020-05-27 | 22 | 0 | 0 | 0 | 0 | 0
2020-05-27 | 23 | 0 | 0 | 0 | 0 | 0
2020-05-27 | 24 | 0 | 0 | 0 | 0 | 0
2020-05-28 | 1 | 0 | 0 | 0 | 0 | 0
2020-05-28 | 2 | 0 | 0 | 0 | 0 | 0
2020-05-28 | 3 | 0 | 0 | 0 | 0 | 0
2020-05-28 | 4 | 0 | 0 | 0 | 0 | 0
2020-05-28 | 5 | 0 | 10 | 10 | 0 | 5
2020-05-28 | 6 | 3000 | 40 | 60 | 140 | 810
2020-05-28 | 7 | 23000 | 440 | 720 | 2070 | 6558
2020-05-28 | 8 | 63000 | 1130 | 1730 | 2810 | 17168
2020-05-28 | 9 | 135000 | 2150 | 2980 | 8750 | 37220
2020-05-28 | 10 | 175000 | 5150 | 4590 | 13830 | 49643
2020-05-28 | 11 | 212000 | 6320 | 6050 | 16970 | 60335
2020-05-28 | 12 | 227000 | 5860 | 7180 | 19230 | 64818
2020-05-28 | 13 | 171000 | 5660 | 6990 | 12660 | 49078
2020-05-28 | 14 | 99000 | 5640 | 7470 | 16250 | 32090
2020-05-28 | 15 | 140000 | 5060 | 3850 | 16400 | 41328
2020-05-28 | 16 | 135000 | 3470 | 4610 | 15380 | 39615
2020-05-28 | 17 | 129000 | 1900 | 2640 | 8550 | 35523
2020-05-28 | 18 | 73000 | 1660 | 3240 | 6760 | 21165
2020-05-28 | 19 | 30000 | 480 | 1000 | 3720 | 8800
2020-05-28 | 20 | 5000 | 170 | 170 | 430 | 1443
2020-05-28 | 21 | 0 | 0 | 0 | 0 | 0
2020-05-28 | 22 | 0 | 0 | 0 | 0 | 0
2020-05-28 | 23 | 0 | 0 | 0 | 0 | 0
2020-05-28 | 24 | 0 | 0 | 0 | 0 | 0
2020-05-29 | 1 | 0 | 0 | 0 | 0 | 0
2020-05-29 | 2 | 0 | 0 | 0 | 0 | 0
2020-05-29 | 3 | 0 | 0 | 0 | 0 | 0
2020-05-29 | 4 | 0 | 0 | 0 | 0 | 0
2020-05-29 | 5 | 0 | 10 | 10 | 0 | 5
2020-05-29 | 6 | 2000 | 70 | 70 | 240 | 595
2020-05-29 | 7 | 21000 | 390 | 760 | 1600 | 5938
2020-05-29 | 8 | 29000 | 880 | 960 | 3370 | 8553
2020-05-29 | 9 | 80000 | 2160 | 1290 | 7000 | 22613
2020-05-29 | 10 | 105000 | 1360 | 2230 | 9940 | 29633
2020-05-29 | 11 | 118000 | 3030 | 5360 | 15960 | 35588
2020-05-29 | 12 | 194000 | 3870 | 8330 | 18670 | 56218
2020-05-29 | 13 | 223000 | 5860 | 9040 | 18900 | 64200
2020-05-29 | 14 | 207000 | 6260 | 7010 | 14620 | 58723
2020-05-29 | 15 | 214000 | 2740 | 7930 | 16280 | 60238
2020-05-29 | 16 | 167000 | 4870 | 5140 | 15100 | 48028
2020-05-29 | 17 | 106000 | 3260 | 4760 | 12890 | 31728
2020-05-29 | 18 | 90000 | 2330 | 2020 | 8820 | 25793
2020-05-29 | 19 | 34000 | 450 | 880 | 3600 | 9733
2020-05-29 | 20 | 10000 | 110 | 80 | 630 | 2705
2020-05-29 | 21 | 0 | 0 | 0 | 0 | 0
2020-05-29 | 22 | 0 | 0 | 0 | 0 | 0
2020-05-29 | 23 | 0 | 0 | 0 | 0 | 0
2020-05-29 | 24 | 0 | 0 | 0 | 0 | 0
2020-05-30 | 1 | 0 | 0 | 0 | 0 | 0
2020-05-30 | 2 | 0 | 0 | 0 | 0 | 0
2020-05-30 | 3 | 0 | 0 | 0 | 0 | 0
2020-05-30 | 4 | 0 | 0 | 0 | 0 | 0
2020-05-30 | 5 | 0 | 0 | 10 | 10 | 5
2020-05-30 | 6 | 1000 | 40 | 50 | 10 | 275
2020-05-30 | 7 | 16000 | 540 | 600 | 1520 | 4665
2020-05-30 | 8 | 55000 | 990 | 990 | 3600 | 15145
2020-05-30 | 9 | 119000 | 2720 | 3640 | 7580 | 33235
2020-05-30 | 10 | 171000 | 5610 | 6720 | 15520 | 49713
2020-05-30 | 11 | 239000 | 5180 | 5120 | 18310 | 66903
2020-05-30 | 12 | 224000 | 5210 | 6550 | 19580 | 63835
2020-05-30 | 13 | 209000 | 6080 | 10260 | 19050 | 61098
2020-05-30 | 14 | 232000 | 7310 | 10290 | 19440 | 67260
2020-05-30 | 15 | 221000 | 7510 | 8550 | 18970 | 64008
2020-05-30 | 16 | 204000 | 7350 | 8090 | 17830 | 59318
2020-05-30 | 17 | 120000 | 5870 | 5950 | 15600 | 36855
2020-05-30 | 18 | 95000 | 2780 | 3310 | 9840 | 27733
2020-05-30 | 19 | 31000 | 370 | 900 | 2830 | 8775
2020-05-30 | 20 | 5000 | 150 | 140 | 410 | 1425
2020-05-30 | 21 | 0 | 0 | 0 | 0 | 0
2020-05-30 | 22 | 0 | 0 | 0 | 0 | 0
2020-05-30 | 23 | 0 | 0 | 0 | 0 | 0
2020-05-30 | 24 | 0 | 0 | 0 | 0 | 0
2020-05-31 | 1 | 0 | 0 | 0 | 0 | 0
2020-05-31 | 2 | 0 | 0 | 0 | 0 | 0
2020-05-31 | 3 | 0 | 0 | 0 | 0 | 0
2020-05-31 | 4 | 0 | 0 | 0 | 0 | 0
2020-05-31 | 5 | 0 | 10 | 10 | 0 | 5
2020-05-31 | 6 | 3000 | 100 | 90 | 200 | 848
2020-05-31 | 7 | 22000 | 570 | 650 | 1020 | 6060
2020-05-31 | 8 | 84000 | 840 | 2870 | 2080 | 22448
2020-05-31 | 9 | 159000 | 2730 | 4490 | 6980 | 43300
2020-05-31 | 10 | 217000 | 6170 | 7650 | 17950 | 62193
2020-05-31 | 11 | 256000 | 7510 | 10160 | 21720 | 73848
2020-05-31 | 12 | 268000 | 6550 | 9870 | 26720 | 77785
2020-05-31 | 13 | 270000 | 6890 | 9720 | 26490 | 78275
2020-05-31 | 14 | 268000 | 5210 | 11050 | 26730 | 77748
2020-05-31 | 15 | 264000 | 5790 | 5820 | 25480 | 75273
2020-05-31 | 16 | 231000 | 5580 | 3840 | 23530 | 65988
2020-05-31 | 17 | 177000 | 2530 | 3280 | 20490 | 50825
2020-05-31 | 18 | 107000 | 1390 | 2130 | 13230 | 30938
2020-05-31 | 19 | 33000 | 570 | 1290 | 4310 | 9793
2020-05-31 | 20 | 6000 | 160 | 170 | 660 | 1748
2020-05-31 | 21 | 0 | 0 | 0 | 0 | 0
2020-05-31 | 22 | 0 | 0 | 0 | 0 | 0
2020-05-31 | 23 | 0 | 0 | 0 | 0 | 0
2020-05-31 | 24 | 0 | 0 | 0 | 0 | 0
2020-06-01 | 1 | 0 | 0 | 0 | 0 | 0
2020-06-01 | 2 | 0 | 0 | 0 | 0 | 0
2020-06-01 | 3 | 0 | 0 | 0 | 0 | 0
2020-06-01 | 4 | 0 | 0 | 0 | 0 | 0
2020-06-01 | 5 | 0 | 0 | 0 | 10 | 3
2020-06-01 | 6 | 4000 | 50 | 70 | 230 | 1088
2020-06-01 | 7 | 27000 | 240 | 500 | 1050 | 7198
2020-06-01 | 8 | 88000 | 490 | 2300 | 2350 | 23285
2020-06-01 | 9 | 153000 | 2810 | 5210 | 7790 | 42203
2020-06-01 | 10 | 224000 | 4460 | 6750 | 17860 | 63268
2020-06-01 | 11 | 227000 | 7020 | 8520 | 22060 | 66150
2020-06-01 | 12 | 228000 | 5420 | 7450 | 25930 | 66700
2020-06-01 | 13 | 174000 | 5650 | 6240 | 23930 | 52455
2020-06-01 | 14 | 194000 | 5930 | 9470 | 21940 | 57835
2020-06-01 | 15 | 153000 | 3890 | 5940 | 19970 | 45700
2020-06-01 | 16 | 109000 | 2970 | 5060 | 15270 | 33075
2020-06-01 | 17 | 122000 | 2940 | 4850 | 14310 | 36025
2020-06-01 | 18 | 68000 | 1560 | 2480 | 8360 | 20100
2020-06-01 | 19 | 33000 | 920 | 1120 | 2720 | 9440
2020-06-01 | 20 | 6000 | 220 | 220 | 950 | 1848
2020-06-01 | 21 | 1000 | 0 | 10 | 0 | 253
2020-06-01 | 22 | 0 | 0 | 0 | 0 | 0
2020-06-01 | 23 | 0 | 0 | 0 | 0 | 0
2020-06-01 | 24 | 0 | 0 | 0 | 0 | 0
2020-06-02 | 1 | 0 | 0 | 0 | 0 | 0
2020-06-02 | 2 | 0 | 0 | 0 | 0 | 0
2020-06-02 | 3 | 0 | 0 | 0 | 0 | 0
2020-06-02 | 4 | 0 | 0 | 0 | 0 | 0
2020-06-02 | 5 | 0 | 0 | 10 | 0 | 3
2020-06-02 | 6 | 3000 | 50 | 90 | 250 | 848
2020-06-02 | 7 | 27000 | 250 | 1000 | 1310 | 7390
2020-06-02 | 8 | 88000 | 630 | 2570 | 5030 | 24058
2020-06-02 | 9 | 142000 | 2400 | 5110 | 8860 | 39593
2020-06-02 | 10 | 174000 | 5300 | 5350 | 16840 | 50373
2020-06-02 | 11 | 228000 | 7030 | 5450 | 20570 | 65263
2020-06-02 | 12 | 203000 | 4410 | 4810 | 15340 | 56890
2020-06-02 | 13 | 202000 | 2970 | 6010 | 17980 | 57240
2020-06-02 | 14 | 91000 | 6470 | 8130 | 16430 | 30508
2020-06-02 | 15 | 109000 | 6350 | 6200 | 14910 | 34115
2020-06-02 | 16 | 144000 | 3740 | 3380 | 10160 | 40320
2020-06-02 | 17 | 38000 | 820 | 900 | 3960 | 10920
2020-06-02 | 18 | 23000 | 420 | 830 | 2980 | 6808
2020-06-02 | 19 | 19000 | 610 | 810 | 3070 | 5873
2020-06-02 | 20 | 11000 | 250 | 230 | 970 | 3113
2020-06-02 | 21 | 0 | 0 | 10 | 0 | 3
2020-06-02 | 22 | 0 | 0 | 0 | 0 | 0
2020-06-02 | 23 | 0 | 0 | 0 | 0 | 0
2020-06-02 | 24 | 0 | 0 | 0 | 0 | 0
2020-06-03 | 1 | 0 | 0 | 0 | 0 | 0
2020-06-03 | 2 | 0 | 0 | 0 | 0 | 0
2020-06-03 | 3 | 0 | 0 | 0 | 0 | 0
2020-06-03 | 4 | 0 | 0 | 0 | 0 | 0
2020-06-03 | 5 | 0 | 0 | 0 | 10 | 3
2020-06-03 | 6 | 1000 | 100 | 60 | 10 | 293
2020-06-03 | 7 | 13000 | 410 | 540 | 990 | 3735
2020-06-03 | 8 | 24000 | 910 | 1770 | 2680 | 7340
2020-06-03 | 9 | 83000 | 1990 | 2400 | 7420 | 23703
2020-06-03 | 10 | 130000 | 4170 | 4550 | 12830 | 37888
2020-06-03 | 11 | 163000 | 5540 | 3610 | 13590 | 46435
2020-06-03 | 12 | 167000 | 5150 | 5240 | 18920 | 49078
2020-06-03 | 13 | 155000 | 4250 | 3610 | 13710 | 44143
2020-06-03 | 14 | 82000 | 4540 | 5420 | 6200 | 24540
2020-06-03 | 15 | 87000 | 4480 | 4660 | 9080 | 26305
2020-06-03 | 16 | 127000 | 1290 | 2210 | 9420 | 34980
2020-06-03 | 17 | 142000 | 560 | 1680 | 8940 | 38295
2020-06-03 | 18 | 69000 | 340 | 580 | 4670 | 18648
2020-06-03 | 19 | 12000 | 800 | 1540 | 1770 | 4028
2020-06-03 | 20 | 2000 | 220 | 370 | 170 | 690
2020-06-03 | 21 | 0 | 20 | 10 | 20 | 13
2020-06-03 | 22 | 0 | 0 | 0 | 0 | 0
2020-06-03 | 23 | 0 | 0 | 0 | 0 | 0
2020-06-03 | 24 | 0 | 0 | 0 | 0 | 0
2020-06-04 | 1 | 0 | 0 | 0 | 0 | 0
2020-06-04 | 2 | 0 | 0 | 0 | 0 | 0
2020-06-04 | 3 | 0 | 0 | 0 | 0 | 0
2020-06-04 | 4 | 0 | 0 | 0 | 0 | 0
2020-06-04 | 5 | 0 | 0 | 10 | 0 | 3
2020-06-04 | 6 | 4000 | 50 | 80 | 210 | 1085
2020-06-04 | 7 | 23000 | 240 | 540 | 1020 | 6200
2020-06-04 | 8 | 80000 | 510 | 2160 | 2170 | 21210
2020-06-04 | 9 | 144000 | 2520 | 4650 | 7020 | 39548
2020-06-04 | 10 | 196000 | 6220 | 6870 | 15150 | 56060
2020-06-04 | 11 | 234000 | 7450 | 8250 | 18860 | 67140
2020-06-04 | 12 | 259000 | 7420 | 9150 | 20200 | 73943
2020-06-04 | 13 | 263000 | 4300 | 5140 | 19160 | 72900
2020-06-04 | 14 | 198000 | 4640 | 5990 | 14400 | 55758
2020-06-04 | 15 | 209000 | 3030 | 6320 | 11130 | 57370
2020-06-04 | 16 | 198000 | 4570 | 3930 | 12640 | 54785
2020-06-04 | 17 | 144000 | 5090 | 4690 | 14950 | 42183
2020-06-04 | 18 | 93000 | 2130 | 2050 | 9920 | 26775
2020-06-04 | 19 | 27000 | 640 | 1080 | 3880 | 8150
2020-06-04 | 20 | 8000 | 230 | 290 | 490 | 2253
2020-06-04 | 21 | 0 | 0 | 0 | 0 | 0
2020-06-04 | 22 | 0 | 0 | 0 | 0 | 0
2020-06-04 | 23 | 0 | 0 | 0 | 0 | 0
2020-06-04 | 24 | 0 | 0 | 0 | 0 | 0
2020-06-05 | 1 | 0 | 0 | 0 | 0 | 0
2020-06-05 | 2 | 0 | 0 | 0 | 0 | 0
2020-06-05 | 3 | 0 | 0 | 0 | 0 | 0
2020-06-05 | 4 | 0 | 0 | 0 | 0 | 0
2020-06-05 | 5 | 0 | 0 | 10 | 0 | 3
2020-06-05 | 6 | 1000 | 20 | 10 | 0 | 258
2020-06-05 | 7 | 6000 | 130 | 110 | 420 | 1665
2020-06-05 | 8 | 27000 | 540 | 1270 | 3410 | 8055
2020-06-05 | 9 | 69000 | 1970 | 2900 | 6040 | 19978
2020-06-05 | 10 | 85000 | 3210 | 3620 | 9090 | 25230
2020-06-05 | 11 | 61000 | 2800 | 5320 | 7030 | 19038
2020-06-05 | 12 | 144000 | 6930 | 9170 | 13980 | 43520
2020-06-05 | 13 | 146000 | 7450 | 8270 | 15340 | 44265
2020-06-05 | 14 | 121000 | 4790 | 5700 | 13650 | 36285
2020-06-05 | 15 | 177000 | 6420 | 8830 | 18470 | 52680
2020-06-05 | 16 | 205000 | 6770 | 5580 | 17270 | 58655
2020-06-05 | 17 | 157000 | 4520 | 4510 | 14770 | 45200
2020-06-05 | 18 | 82000 | 2050 | 2810 | 9490 | 24088
2020-06-05 | 19 | 34000 | 740 | 1300 | 3630 | 9918
2020-06-05 | 20 | 9000 | 310 | 340 | 460 | 2528
2020-06-05 | 21 | 1000 | 10 | 10 | 0 | 255
2020-06-05 | 22 | 0 | 0 | 0 | 0 | 0
2020-06-05 | 23 | 0 | 0 | 0 | 0 | 0
2020-06-05 | 24 | 0 | 0 | 0 | 0 | 0
2020-06-06 | 1 | 0 | 0 | 0 | 0 | 0
2020-06-06 | 2 | 0 | 0 | 0 | 0 | 0
2020-06-06 | 3 | 0 | 0 | 0 | 0 | 0
2020-06-06 | 4 | 0 | 0 | 0 | 0 | 0
2020-06-06 | 5 | 0 | 10 | 10 | 0 | 5
2020-06-06 | 6 | 4000 | 40 | 50 | 70 | 1040
2020-06-06 | 7 | 22000 | 440 | 680 | 1170 | 6073
2020-06-06 | 8 | 68000 | 1180 | 1900 | 4130 | 18803
2020-06-06 | 9 | 79000 | 2780 | 4130 | 7290 | 23300
2020-06-06 | 10 | 122000 | 3390 | 5770 | 11130 | 35573
2020-06-06 | 11 | 170000 | 4450 | 5370 | 15800 | 48905
2020-06-06 | 12 | 240000 | 3570 | 2490 | 18050 | 66028
2020-06-06 | 13 | 145000 | 6600 | 9620 | 13290 | 43628
2020-06-06 | 14 | 131000 | 4240 | 2200 | 11840 | 37320
2020-06-06 | 15 | 170000 | 2320 | 2910 | 6920 | 45538
2020-06-06 | 16 | 56000 | 2700 | 5730 | 5800 | 17558
2020-06-06 | 17 | 48000 | 4430 | 4650 | 8410 | 16373
2020-06-06 | 18 | 70000 | 2630 | 2990 | 7080 | 20675
2020-06-06 | 19 | 32000 | 740 | 1030 | 3010 | 9195
2020-06-06 | 20 | 7000 | 130 | 110 | 130 | 1843
2020-06-06 | 21 | 0 | 10 | 10 | 0 | 5
2020-06-06 | 22 | 0 | 0 | 0 | 0 | 0
2020-06-06 | 23 | 0 | 0 | 0 | 0 | 0
2020-06-06 | 24 | 0 | 0 | 0 | 0 | 0
2020-06-07 | 1 | 0 | 0 | 0 | 0 | 0
2020-06-07 | 2 | 0 | 0 | 0 | 0 | 0
2020-06-07 | 3 | 0 | 0 | 0 | 0 | 0
2020-06-07 | 4 | 0 | 0 | 0 | 0 | 0
2020-06-07 | 5 | 0 | 10 | 10 | 0 | 5
2020-06-07 | 6 | 3000 | 210 | 130 | 100 | 860
2020-06-07 | 7 | 20000 | 810 | 410 | 1530 | 5688
2020-06-07 | 8 | 27000 | 1090 | 770 | 3270 | 8033
2020-06-07 | 9 | 33000 | 2040 | 2750 | 9170 | 11740
2020-06-07 | 10 | 68000 | 3590 | 2780 | 8400 | 20693
2020-06-07 | 11 | 149000 | 3650 | 3000 | 8600 | 41063
2020-06-07 | 12 | 92000 | 3860 | 5260 | 16000 | 29280
2020-06-07 | 13 | 144000 | 1820 | 7170 | 14200 | 41798
2020-06-07 | 14 | 96000 | 2760 | 7720 | 11510 | 29498
2020-06-07 | 15 | 65000 | 4290 | 4640 | 13020 | 21738
2020-06-07 | 16 | 49000 | 3040 | 3390 | 14390 | 17455
2020-06-07 | 17 | 49000 | 4240 | 5130 | 7560 | 16483
2020-06-07 | 18 | 23000 | 2220 | 3790 | 4000 | 8253
2020-06-07 | 19 | 12000 | 770 | 1000 | 1890 | 3915
2020-06-07 | 20 | 3000 | 240 | 280 | 230 | 938
2020-06-07 | 21 | 0 | 10 | 20 | 0 | 8
2020-06-07 | 22 | 0 | 0 | 0 | 0 | 0
2020-06-07 | 23 | 0 | 0 | 0 | 0 | 0
2020-06-07 | 24 | 0 | 0 | 0 | 0 | 0
2020-06-08 | 1 | 0 | 0 | 0 | 0 | 0
2020-06-08 | 2 | 0 | 0 | 0 | 0 | 0
2020-06-08 | 3 | 0 | 0 | 0 | 0 | 0
2020-06-08 | 4 | 0 | 0 | 0 | 0 | 0
2020-06-08 | 5 | 0 | 10 | 10 | 0 | 5
2020-06-08 | 6 | 4000 | 50 | 90 | 260 | 1100
2020-06-08 | 7 | 25000 | 230 | 490 | 1170 | 6723
2020-06-08 | 8 | 83000 | 490 | 2170 | 2220 | 21970
2020-06-08 | 9 | 150000 | 2450 | 4870 | 7160 | 41120
2020-06-08 | 10 | 205000 | 6480 | 6320 | 16560 | 58590
2020-06-08 | 11 | 210000 | 7440 | 7790 | 21520 | 61688
2020-06-08 | 12 | 248000 | 7570 | 9260 | 21960 | 71698
2020-06-08 | 13 | 267000 | 7540 | 9430 | 22590 | 76640
2020-06-08 | 14 | 253000 | 7530 | 9670 | 21310 | 72878
2020-06-08 | 15 | 246000 | 7520 | 9320 | 21270 | 71028
2020-06-08 | 16 | 220000 | 7360 | 7960 | 19410 | 63683
2020-06-08 | 17 | 170000 | 6060 | 6010 | 16600 | 49668
2020-06-08 | 18 | 104000 | 2660 | 3470 | 12260 | 30598
2020-06-08 | 19 | 33000 | 430 | 980 | 4150 | 9640
2020-06-08 | 20 | 6000 | 210 | 160 | 430 | 1700
2020-06-08 | 21 | 0 | 20 | 10 | 0 | 8
2020-06-08 | 22 | 0 | 0 | 0 | 0 | 0
2020-06-08 | 23 | 0 | 0 | 0 | 0 | 0
2020-06-08 | 24 | 0 | 0 | 0 | 0 | 0
2020-06-09 | 1 | 0 | 0 | 0 | 0 | 0
2020-06-09 | 2 | 0 | 0 | 0 | 0 | 0
2020-06-09 | 3 | 0 | 0 | 0 | 0 | 0
2020-06-09 | 4 | 0 | 0 | 0 | 0 | 0
2020-06-09 | 5 | 0 | 10 | 10 | 0 | 5
2020-06-09 | 6 | 0 | 20 | 10 | 0 | 8
2020-06-09 | 7 | 4000 | 240 | 280 | 270 | 1198
2020-06-09 | 8 | 21000 | 1030 | 1420 | 3840 | 6823
2020-06-09 | 9 | 90000 | 1040 | 1590 | 6520 | 24788
2020-06-09 | 10 | 65000 | 2100 | 2700 | 6190 | 18998
2020-06-09 | 11 | 132000 | 1410 | 1960 | 12860 | 37058
2020-06-09 | 12 | 92000 | 1770 | 1790 | 11710 | 26818
2020-06-09 | 13 | 178000 | 4220 | 3420 | 14550 | 50048
2020-06-09 | 14 | 176000 | 3750 | 4230 | 11820 | 48950
2020-06-09 | 15 | 77000 | 3760 | 4100 | 12520 | 24345
2020-06-09 | 16 | 48000 | 3200 | 3030 | 9570 | 15950
2020-06-09 | 17 | 40000 | 1650 | 1980 | 6350 | 12495
2020-06-09 | 18 | 19000 | 1090 | 1590 | 3940 | 6405
2020-06-09 | 19 | 8000 | 310 | 800 | 840 | 2488
2020-06-09 | 20 | 2000 | 160 | 330 | 110 | 650
2020-06-09 | 21 | 0 | 0 | 10 | 0 | 3
2020-06-09 | 22 | 0 | 0 | 0 | 0 | 0
2020-06-09 | 23 | 0 | 0 | 0 | 0 | 0
2020-06-09 | 24 | 0 | 0 | 0 | 0 | 0
2020-06-10 | 1 | 0 | 0 | 0 | 0 | 0
2020-06-10 | 2 | 0 | 0 | 0 | 0 | 0
2020-06-10 | 3 | 0 | 0 | 0 | 0 | 0
2020-06-10 | 4 | 0 | 0 | 0 | 0 | 0
2020-06-10 | 5 | 0 | 0 | 10 | 10 | 5
2020-06-10 | 6 | 6000 | 120 | 130 | 360 | 1653
2020-06-10 | 7 | 26000 | 300 | 620 | 1800 | 7180
2020-06-10 | 8 | 69000 | 670 | 2450 | 4370 | 19123
2020-06-10 | 9 | 138000 | 2510 | 4680 | 8250 | 38360
2020-06-10 | 10 | 191000 | 5520 | 3800 | 14420 | 53685
2020-06-10 | 11 | 208000 | 5060 | 7280 | 19890 | 60058
2020-06-10 | 12 | 234000 | 5400 | 7760 | 19710 | 66718
2020-06-10 | 13 | 247000 | 6830 | 7270 | 20410 | 70378
2020-06-10 | 14 | 262000 | 6220 | 8910 | 23290 | 75105
2020-06-10 | 15 | 222000 | 6570 | 7890 | 22160 | 64655
2020-06-10 | 16 | 222000 | 4420 | 3860 | 15170 | 61363
2020-06-10 | 17 | 143000 | 1290 | 1710 | 10000 | 39000
2020-06-10 | 18 | 33000 | 460 | 600 | 2290 | 9088
2020-06-10 | 19 | 9000 | 220 | 340 | 1650 | 2803
2020-06-10 | 20 | 6000 | 60 | 150 | 420 | 1658
2020-06-10 | 21 | 0 | 0 | 10 | 0 | 3
2020-06-10 | 22 | 0 | 0 | 0 | 0 | 0
2020-06-10 | 23 | 0 | 0 | 0 | 0 | 0
2020-06-10 | 24 | 0 | 0 | 0 | 0 | 0
2020-06-11 | 1 | 0 | 0 | 0 | 0 | 0
2020-06-11 | 2 | 0 | 0 | 0 | 0 | 0
2020-06-11 | 3 | 0 | 0 | 0 | 0 | 0
2020-06-11 | 4 | 0 | 0 | 0 | 0 | 0
2020-06-11 | 5 | 0 | 0 | 10 | 0 | 3
2020-06-11 | 6 | 1000 | 20 | 10 | 0 | 258
2020-06-11 | 7 | 5000 | 60 | 30 | 370 | 1365
2020-06-11 | 8 | 24000 | 300 | 270 | 2160 | 6683
2020-06-11 | 9 | 41000 | 460 | 540 | 2560 | 11140
2020-06-11 | 10 | 34000 | 640 | 770 | 2430 | 9460
2020-06-11 | 11 | 26000 | 580 | 700 | 3010 | 7573
2020-06-11 | 12 | 27000 | 740 | 1030 | 4020 | 8198
2020-06-11 | 13 | 32000 | 1210 | 1680 | 2750 | 9410
2020-06-11 | 14 | 52000 | 2330 | 2860 | 5820 | 15753
2020-06-11 | 15 | 85000 | 5280 | 6500 | 10990 | 26943
2020-06-11 | 16 | 63000 | 5260 | 4590 | 13700 | 21638
2020-06-11 | 17 | 64000 | 1450 | 2540 | 14170 | 20540
2020-06-11 | 18 | 76000 | 1890 | 3590 | 8690 | 22543
2020-06-11 | 19 | 26000 | 890 | 1750 | 2030 | 7668
2020-06-11 | 20 | 8000 | 470 | 700 | 650 | 2455
2020-06-11 | 21 | 1000 | 60 | 40 | 0 | 275
2020-06-11 | 22 | 0 | 0 | 0 | 0 | 0
2020-06-11 | 23 | 0 | 0 | 0 | 0 | 0
2020-06-11 | 24 | 0 | 0 | 0 | 0 | 0
2020-06-12 | 1 | 0 | 0 | 0 | 0 | 0
2020-06-12 | 2 | 0 | 0 | 0 | 0 | 0
2020-06-12 | 3 | 0 | 0 | 0 | 0 | 0
2020-06-12 | 4 | 0 | 0 | 0 | 0 | 0
2020-06-12 | 5 | 0 | 10 | 10 | 0 | 5
2020-06-12 | 6 | 4000 | 80 | 160 | 150 | 1098
2020-06-12 | 7 | 28000 | 370 | 480 | 1880 | 7683
2020-06-12 | 8 | 70000 | 480 | 2130 | 3030 | 18910
2020-06-12 | 9 | 132000 | 2290 | 4740 | 6610 | 36410
2020-06-12 | 10 | 192000 | 6250 | 6870 | 15140 | 55065
2020-06-12 | 11 | 237000 | 7170 | 8490 | 19640 | 68075
2020-06-12 | 12 | 258000 | 7420 | 9240 | 19910 | 73643
2020-06-12 | 13 | 266000 | 5180 | 8200 | 20450 | 74958
2020-06-12 | 14 | 258000 | 5850 | 8290 | 19800 | 72985
2020-06-12 | 15 | 148000 | 5870 | 6780 | 15710 | 44090
2020-06-12 | 16 | 162000 | 4310 | 7570 | 15650 | 47383
2020-06-12 | 17 | 162000 | 5630 | 5330 | 14880 | 46960
2020-06-12 | 18 | 103000 | 2540 | 2770 | 11750 | 30015
2020-06-12 | 19 | 35000 | 400 | 880 | 4010 | 10073
2020-06-12 | 20 | 7000 | 170 | 170 | 340 | 1920
2020-06-12 | 21 | 1000 | 10 | 10 | 10 | 258
2020-06-12 | 22 | 0 | 0 | 0 | 0 | 0
2020-06-12 | 23 | 0 | 0 | 0 | 0 | 0
2020-06-12 | 24 | 0 | 0 | 0 | 0 | 0
2020-06-13 | 1 | 0 | 0 | 0 | 0 | 0
2020-06-13 | 2 | 0 | 0 | 0 | 0 | 0
2020-06-13 | 3 | 0 | 0 | 0 | 0 | 0
2020-06-13 | 4 | 0 | 0 | 0 | 0 | 0
2020-06-13 | 5 | 0 | 10 | 10 | 10 | 8
2020-06-13 | 6 | 4000 | 50 | 70 | 220 | 1085
2020-06-13 | 7 | 25000 | 220 | 420 | 940 | 6645
2020-06-13 | 8 | 84000 | 450 | 2070 | 1920 | 22110
2020-06-13 | 9 | 150000 | 2330 | 4850 | 6570 | 40938
2020-06-13 | 10 | 205000 | 6510 | 6020 | 16660 | 58548
2020-06-13 | 11 | 245000 | 6440 | 8050 | 22100 | 70398
2020-06-13 | 12 | 231000 | 5770 | 8430 | 21380 | 66645
2020-06-13 | 13 | 240000 | 4920 | 9870 | 22270 | 69265
2020-06-13 | 14 | 239000 | 7220 | 9940 | 21510 | 69418
2020-06-13 | 15 | 192000 | 7550 | 9490 | 14160 | 55800
2020-06-13 | 16 | 168000 | 7480 | 8260 | 12040 | 48945
2020-06-13 | 17 | 192000 | 6250 | 6340 | 15140 | 54933
2020-06-13 | 18 | 112000 | 2770 | 3790 | 12180 | 32685
2020-06-13 | 19 | 35000 | 410 | 1080 | 4510 | 10250
2020-06-13 | 20 | 10000 | 320 | 190 | 680 | 2798
2020-06-13 | 21 | 0 | 30 | 10 | 20 | 15
2020-06-13 | 22 | 0 | 0 | 0 | 0 | 0
2020-06-13 | 23 | 0 | 0 | 0 | 0 | 0
2020-06-13 | 24 | 0 | 0 | 0 | 0 | 0
2020-06-14 | 1 | 0 | 0 | 0 | 0 | 0
2020-06-14 | 2 | 0 | 0 | 0 | 0 | 0
2020-06-14 | 3 | 0 | 0 | 0 | 0 | 0
2020-06-14 | 4 | 0 | 0 | 0 | 0 | 0
2020-06-14 | 5 | 0 | 0 | 0 | 0 | 0
2020-06-14 | 6 | 5000 | 90 | 110 | 300 | 1375
2020-06-14 | 7 | 19000 | 580 | 600 | 1890 | 5518
2020-06-14 | 8 | 64000 | 1120 | 2000 | 4720 | 17960
2020-06-14 | 9 | 96000 | 2100 | 4410 | 7060 | 27393
2020-06-14 | 10 | 124000 | 5440 | 6390 | 12940 | 37193
2020-06-14 | 11 | 208000 | 6280 | 8160 | 21520 | 60990
2020-06-14 | 12 | 261000 | 7390 | 9480 | 22790 | 75165
2020-06-14 | 13 | 210000 | 6830 | 7650 | 21760 | 61560
2020-06-14 | 14 | 161000 | 4980 | 3920 | 22500 | 48100
2020-06-14 | 15 | 145000 | 6310 | 4310 | 9560 | 41295
2020-06-14 | 16 | 109000 | 4130 | 3350 | 13080 | 32390
2020-06-14 | 17 | 122000 | 3090 | 2990 | 10890 | 34743
2020-06-14 | 18 | 104000 | 1700 | 2670 | 11320 | 29923
2020-06-14 | 19 | 36000 | 1020 | 1400 | 4510 | 10733
2020-06-14 | 20 | 7000 | 320 | 430 | 480 | 2058
2020-06-14 | 21 | 0 | 10 | 10 | 10 | 8
2020-06-14 | 22 | 0 | 0 | 0 | 0 | 0
2020-06-14 | 23 | 0 | 0 | 0 | 0 | 0
2020-06-14 | 24 | 0 | 0 | 0 | 0 | 0
2020-06-15 | 1 | 0 | 0 | 0 | 0 | 0
2020-06-15 | 2 | 0 | 0 | 0 | 0 | 0
2020-06-15 | 3 | 0 | 0 | 0 | 0 | 0
2020-06-15 | 4 | 0 | 0 | 0 | 0 | 0
2020-06-15 | 5 | 0 | 10 | 10 | 0 | 5
2020-06-15 | 6 | 4000 | 70 | 80 | 370 | 1130
2020-06-15 | 7 | 24000 | 360 | 760 | 1330 | 6613
2020-06-15 | 8 | 83000 | 720 | 2770 | 2200 | 22173
2020-06-15 | 9 | 150000 | 2290 | 4830 | 6750 | 40968
2020-06-15 | 10 | 203000 | 6150 | 7010 | 16160 | 58080
2020-06-15 | 11 | 241000 | 3540 | 7720 | 20610 | 68218
2020-06-15 | 12 | 220000 | 4680 | 4650 | 17300 | 61658
2020-06-15 | 13 | 127000 | 3700 | 4010 | 7360 | 35518
2020-06-15 | 14 | 186000 | 3880 | 7390 | 13980 | 52813
2020-06-15 | 15 | 181000 | 5300 | 8490 | 14190 | 52245
2020-06-15 | 16 | 112000 | 4430 | 3590 | 9580 | 32400
2020-06-15 | 17 | 174000 | 4300 | 3800 | 18100 | 50050
2020-06-15 | 18 | 97000 | 2930 | 1440 | 10650 | 28005
2020-06-15 | 19 | 35000 | 790 | 1110 | 4390 | 10323
2020-06-15 | 20 | 7000 | 290 | 400 | 660 | 2088
2020-06-15 | 21 | 0 | 20 | 10 | 10 | 10
2020-06-15 | 22 | 0 | 0 | 0 | 0 | 0
2020-06-15 | 23 | 0 | 0 | 0 | 0 | 0
2020-06-15 | 24 | 0 | 0 | 0 | 0 | 0
2020-06-16 | 1 | 0 | 0 | 0 | 0 | 0
2020-06-16 | 2 | 0 | 0 | 0 | 0 | 0
2020-06-16 | 3 | 0 | 0 | 0 | 0 | 0
2020-06-16 | 4 | 0 | 0 | 0 | 0 | 0
2020-06-16 | 5 | 0 | 10 | 10 | 0 | 5
2020-06-16 | 6 | 4000 | 50 | 70 | 240 | 1090
2020-06-16 | 7 | 23000 | 240 | 470 | 1020 | 6183
2020-06-16 | 8 | 82000 | 500 | 2050 | 2090 | 21660
2020-06-16 | 9 | 146000 | 2190 | 4670 | 6490 | 39838
2020-06-16 | 10 | 198000 | 6200 | 6840 | 15290 | 56583
2020-06-16 | 11 | 237000 | 7460 | 8320 | 19630 | 68103
2020-06-16 | 12 | 261000 | 7570 | 9200 | 20850 | 74655
2020-06-16 | 13 | 266000 | 7570 | 9510 | 21160 | 76060
2020-06-16 | 14 | 266000 | 7570 | 9470 | 18640 | 75420
2020-06-16 | 15 | 253000 | 7570 | 8740 | 18610 | 71980
2020-06-16 | 16 | 219000 | 7310 | 7530 | 17270 | 62778
2020-06-16 | 17 | 171000 | 5840 | 5710 | 16130 | 49670
2020-06-16 | 18 | 105000 | 2670 | 3330 | 11880 | 30720
2020-06-16 | 19 | 36000 | 400 | 1000 | 4350 | 10438
2020-06-16 | 20 | 7000 | 200 | 190 | 520 | 1978
2020-06-16 | 21 | 1000 | 20 | 10 | 10 | 260
2020-06-16 | 22 | 0 | 0 | 0 | 0 | 0
2020-06-16 | 23 | 0 | 0 | 0 | 0 | 0
2020-06-16 | 24 | 0 | 0 | 0 | 0 | 0
2020-06-17 | 1 | 0 | 0 | 0 | 0 | 0
2020-06-17 | 2 | 0 | 0 | 0 | 0 | 0
2020-06-17 | 3 | 0 | 0 | 0 | 0 | 0
2020-06-17 | 4 | 0 | 0 | 0 | 0 | 0
2020-06-17 | 5 | 0 | 10 | 10 | 0 | 5
2020-06-17 | 6 | 4000 | 50 | 70 | 260 | 1095
2020-06-17 | 7 | 24000 | 240 | 450 | 1040 | 6433
2020-06-17 | 8 | 82000 | 490 | 2010 | 2110 | 21653
2020-06-17 | 9 | 146000 | 2110 | 4570 | 6460 | 39785
2020-06-17 | 10 | 199000 | 6100 | 6710 | 15590 | 56850
2020-06-17 | 11 | 237000 | 7400 | 8220 | 19760 | 68095
2020-06-17 | 12 | 259000 | 7570 | 8980 | 20290 | 73960
2020-06-17 | 13 | 265000 | 7570 | 9370 | 19370 | 75328
2020-06-17 | 14 | 263000 | 7580 | 9200 | 18050 | 74458
2020-06-17 | 15 | 248000 | 7570 | 8540 | 17810 | 70480
2020-06-17 | 16 | 215000 | 7240 | 7340 | 15860 | 61360
2020-06-17 | 17 | 167000 | 5720 | 5570 | 14290 | 48145
2020-06-17 | 18 | 104000 | 2680 | 3250 | 11230 | 30290
2020-06-17 | 19 | 36000 | 400 | 990 | 4090 | 10370
2020-06-17 | 20 | 7000 | 210 | 200 | 400 | 1953
2020-06-17 | 21 | 1000 | 10 | 10 | 0 | 255
2020-06-17 | 22 | 0 | 0 | 0 | 0 | 0
2020-06-17 | 23 | 0 | 0 | 0 | 0 | 0
2020-06-17 | 24 | 0 | 0 | 0 | 0 | 0
2020-06-18 | 1 | 0 | 0 | 0 | 0 | 0
2020-06-18 | 2 | 0 | 0 | 0 | 0 | 0
2020-06-18 | 3 | 0 | 0 | 0 | 0 | 0
2020-06-18 | 4 | 0 | 0 | 0 | 0 | 0
2020-06-18 | 5 | 0 | 0 | 0 | 0 | 0
2020-06-18 | 6 | 4000 | 60 | 80 | 220 | 1090
2020-06-18 | 7 | 24000 | 230 | 450 | 1010 | 6423
2020-06-18 | 8 | 81000 | 500 | 2010 | 2170 | 21420
2020-06-18 | 9 | 144000 | 2090 | 4570 | 6660 | 39330
2020-06-18 | 10 | 195000 | 6090 | 6730 | 14940 | 55690
2020-06-18 | 11 | 233000 | 7420 | 8220 | 17640 | 66570
2020-06-18 | 12 | 255000 | 7570 | 8940 | 18140 | 72413
2020-06-18 | 13 | 263000 | 7580 | 9280 | 17730 | 74398
2020-06-18 | 14 | 256000 | 7580 | 8980 | 17390 | 72488
2020-06-18 | 15 | 238000 | 7580 | 8170 | 16910 | 67665
2020-06-18 | 16 | 206000 | 7160 | 7230 | 14990 | 58845
2020-06-18 | 17 | 160000 | 5650 | 5440 | 13130 | 46055
2020-06-18 | 18 | 98000 | 2590 | 3190 | 9990 | 28443
2020-06-18 | 19 | 34000 | 390 | 970 | 3410 | 9693
2020-06-18 | 20 | 7000 | 200 | 190 | 210 | 1900
2020-06-18 | 21 | 1000 | 10 | 10 | 0 | 255
2020-06-18 | 22 | 0 | 0 | 0 | 0 | 0
2020-06-18 | 23 | 0 | 0 | 0 | 0 | 0
2020-06-18 | 24 | 0 | 0 | 0 | 0 | 0
2020-06-19 | 1 | 0 | 0 | 0 | 0 | 0
2020-06-19 | 2 | 0 | 0 | 0 | 0 | 0
2020-06-19 | 3 | 0 | 0 | 0 | 0 | 0
2020-06-19 | 4 | 0 | 0 | 0 | 0 | 0
2020-06-19 | 5 | 0 | 0 | 0 | 0 | 0
2020-06-19 | 6 | 5000 | 50 | 80 | 210 | 1335
2020-06-19 | 7 | 26000 | 240 | 430 | 810 | 6870
2020-06-19 | 8 | 74000 | 530 | 1880 | 1730 | 19535
2020-06-19 | 9 | 136000 | 2010 | 4250 | 5660 | 36980
2020-06-19 | 10 | 187000 | 5880 | 6360 | 14210 | 53363
2020-06-19 | 11 | 223000 | 7250 | 7730 | 17960 | 63985
2020-06-19 | 12 | 247000 | 7570 | 8730 | 17900 | 70300
2020-06-19 | 13 | 255000 | 7580 | 9170 | 17590 | 72335
2020-06-19 | 14 | 252000 | 6800 | 8860 | 17420 | 71270
2020-06-19 | 15 | 237000 | 5820 | 8490 | 17610 | 67230
2020-06-19 | 16 | 205000 | 7120 | 4970 | 14370 | 57865
2020-06-19 | 17 | 159000 | 4200 | 4120 | 13570 | 45223
2020-06-19 | 18 | 98000 | 1810 | 2980 | 9770 | 28140
2020-06-19 | 19 | 34000 | 280 | 1110 | 3400 | 9698
2020-06-19 | 20 | 6000 | 210 | 290 | 130 | 1658
2020-06-19 | 21 | 0 | 10 | 20 | 0 | 8
2020-06-19 | 22 | 0 | 0 | 0 | 0 | 0
2020-06-19 | 23 | 0 | 0 | 0 | 0 | 0
2020-06-19 | 24 | 0 | 0 | 0 | 0 | 0
2020-06-20 | 1 | 0 | 0 | 0 | 0 | 0
2020-06-20 | 2 | 0 | 0 | 0 | 0 | 0
2020-06-20 | 3 | 0 | 0 | 0 | 0 | 0
2020-06-20 | 4 | 0 | 0 | 0 | 0 | 0
2020-06-20 | 5 | 0 | 10 | 10 | 0 | 5
2020-06-20 | 6 | 5000 | 40 | 160 | 90 | 1323
2020-06-20 | 7 | 23000 | 390 | 540 | 870 | 6200
2020-06-20 | 8 | 59000 | 660 | 1910 | 2240 | 15953
2020-06-20 | 9 | 129000 | 1990 | 4350 | 6190 | 35383
2020-06-20 | 10 | 186000 | 5230 | 6210 | 10370 | 51953
2020-06-20 | 11 | 163000 | 3810 | 4630 | 11310 | 45688
2020-06-20 | 12 | 184000 | 1750 | 8600 | 14760 | 52278
2020-06-20 | 13 | 255000 | 4730 | 9830 | 14120 | 70920
2020-06-20 | 14 | 241000 | 7540 | 7350 | 14140 | 67508
2020-06-20 | 15 | 213000 | 7550 | 7170 | 12830 | 60138
2020-06-20 | 16 | 100000 | 6380 | 2340 | 12630 | 30338
2020-06-20 | 17 | 57000 | 5090 | 1560 | 10540 | 18548
2020-06-20 | 18 | 23000 | 2240 | 1370 | 2630 | 7310
2020-06-20 | 19 | 25000 | 470 | 890 | 2840 | 7300
2020-06-20 | 20 | 13000 | 320 | 250 | 690 | 3565
2020-06-20 | 21 | 1000 | 40 | 20 | 10 | 268
2020-06-20 | 22 | 0 | 0 | 0 | 0 | 0
2020-06-20 | 23 | 0 | 0 | 0 | 0 | 0
2020-06-20 | 24 | 0 | 0 | 0 | 0 | 0
2020-06-21 | 1 | 0 | 0 | 0 | 0 | 0
2020-06-21 | 2 | 0 | 0 | 0 | 0 | 0
2020-06-21 | 3 | 0 | 0 | 0 | 0 | 0
2020-06-21 | 4 | 0 | 0 | 0 | 0 | 0
2020-06-21 | 5 | 0 | 0 | 0 | 0 | 0
2020-06-21 | 6 | 4000 | 60 | 80 | 160 | 1075
2020-06-21 | 7 | 22000 | 250 | 440 | 990 | 5920
2020-06-21 | 8 | 67000 | 540 | 1840 | 2040 | 17855
2020-06-21 | 9 | 133000 | 1960 | 4200 | 5520 | 36170
2020-06-21 | 10 | 183000 | 5590 | 6290 | 12580 | 51865
2020-06-21 | 11 | 219000 | 6700 | 7760 | 14380 | 61960
2020-06-21 | 12 | 246000 | 7580 | 8850 | 13640 | 69018
2020-06-21 | 13 | 258000 | 7570 | 5610 | 11120 | 70575
2020-06-21 | 14 | 256000 | 7590 | 8220 | 6690 | 69625
2020-06-21 | 15 | 236000 | 7570 | 6770 | 5390 | 63933
2020-06-21 | 16 | 192000 | 5560 | 7170 | 6910 | 52910
2020-06-21 | 17 | 115000 | 1650 | 5400 | 2090 | 31035
2020-06-21 | 18 | 26000 | 1370 | 3550 | 2700 | 8405
2020-06-21 | 19 | 43000 | 1030 | 1310 | 3030 | 12093
2020-06-21 | 20 | 17000 | 280 | 410 | 1030 | 4680
2020-06-21 | 21 | 2000 | 30 | 40 | 30 | 525
2020-06-21 | 22 | 0 | 0 | 0 | 0 | 0
2020-06-21 | 23 | 0 | 0 | 0 | 0 | 0
2020-06-21 | 24 | 0 | 0 | 0 | 0 | 0
2020-06-22 | 1 | 0 | 0 | 0 | 0 | 0
2020-06-22 | 2 | 0 | 0 | 0 | 0 | 0
2020-06-22 | 3 | 0 | 0 | 0 | 0 | 0
2020-06-22 | 4 | 0 | 0 | 0 | 0 | 0
2020-06-22 | 5 | 0 | 0 | 0 | 0 | 0
2020-06-22 | 6 | 1000 | 10 | 20 | 30 | 265
2020-06-22 | 7 | 9000 | 190 | 210 | 560 | 2490
2020-06-22 | 8 | 20000 | 530 | 550 | 2330 | 5853
2020-06-22 | 9 | 31000 | 1100 | 1050 | 3780 | 9233
2020-06-22 | 10 | 48000 | 2100 | 2400 | 6660 | 14790
2020-06-22 | 11 | 78000 | 4760 | 3570 | 9770 | 24025
2020-06-22 | 12 | 112000 | 6600 | 4370 | 14150 | 34280
2020-06-22 | 13 | 248000 | 7480 | 6510 | 19310 | 70325
2020-06-22 | 14 | 253000 | 7560 | 9010 | 19160 | 72183
2020-06-22 | 15 | 236000 | 7530 | 8410 | 17340 | 67320
2020-06-22 | 16 | 206000 | 7010 | 6500 | 15530 | 58760
2020-06-22 | 17 | 162000 | 3180 | 4440 | 14480 | 46025
2020-06-22 | 18 | 101000 | 1720 | 4350 | 10330 | 29350
2020-06-22 | 19 | 37000 | 1040 | 1410 | 4480 | 10983
2020-06-22 | 20 | 10000 | 170 | 200 | 510 | 2720
2020-06-22 | 21 | 1000 | 10 | 10 | 0 | 255
2020-06-22 | 22 | 0 | 0 | 0 | 0 | 0
2020-06-22 | 23 | 0 | 0 | 0 | 0 | 0
2020-06-22 | 24 | 0 | 0 | 0 | 0 | 0
2020-06-23 | 1 | 0 | 0 | 0 | 0 | 0
2020-06-23 | 2 | 0 | 0 | 0 | 0 | 0
2020-06-23 | 3 | 0 | 0 | 0 | 0 | 0
2020-06-23 | 4 | 0 | 0 | 0 | 0 | 0
2020-06-23 | 5 | 0 | 10 | 10 | 0 | 5
2020-06-23 | 6 | 2000 | 100 | 160 | 60 | 580
2020-06-23 | 7 | 16000 | 460 | 560 | 1270 | 4573
2020-06-23 | 8 | 35000 | 720 | 1340 | 3110 | 10043
2020-06-23 | 9 | 63000 | 2360 | 3140 | 5450 | 18488
2020-06-23 | 10 | 150000 | 5000 | 6200 | 11650 | 43213
2020-06-23 | 11 | 219000 | 5910 | 7030 | 18360 | 62575
2020-06-23 | 12 | 237000 | 6540 | 8350 | 17550 | 67360
2020-06-23 | 13 | 249000 | 7470 | 8070 | 16870 | 70353
2020-06-23 | 14 | 246000 | 7560 | 8980 | 18320 | 70215
2020-06-23 | 15 | 240000 | 7520 | 7940 | 16800 | 68065
2020-06-23 | 16 | 207000 | 6060 | 6270 | 15240 | 58643
2020-06-23 | 17 | 150000 | 5210 | 4750 | 9030 | 42248
2020-06-23 | 18 | 67000 | 2690 | 3230 | 8550 | 20368
2020-06-23 | 19 | 40000 | 600 | 1170 | 3620 | 11348
2020-06-23 | 20 | 9000 | 180 | 180 | 260 | 2405
2020-06-23 | 21 | 1000 | 10 | 10 | 0 | 255
2020-06-23 | 22 | 0 | 0 | 0 | 0 | 0
2020-06-23 | 23 | 0 | 0 | 0 | 0 | 0
2020-06-23 | 24 | 0 | 0 | 0 | 0 | 0
2020-06-24 | 1 | 0 | 0 | 0 | 0 | 0
2020-06-24 | 2 | 0 | 0 | 0 | 0 | 0
2020-06-24 | 3 | 0 | 0 | 0 | 0 | 0
2020-06-24 | 4 | 0 | 0 | 0 | 0 | 0
2020-06-24 | 5 | 0 | 10 | 0 | 0 | 3
2020-06-24 | 6 | 3000 | 90 | 80 | 10 | 795
2020-06-24 | 7 | 13000 | 470 | 330 | 830 | 3658
2020-06-24 | 8 | 29000 | 290 | 580 | 1790 | 7915
2020-06-24 | 9 | 56000 | 650 | 1580 | 3980 | 15553
2020-06-24 | 10 | 55000 | 750 | 1340 | 3450 | 15135
2020-06-24 | 11 | 58000 | 660 | 1100 | 6650 | 16603
2020-06-24 | 12 | 90000 | 2130 | 3900 | 6830 | 25715
2020-06-24 | 13 | 122000 | 3480 | 4100 | 15570 | 36288
2020-06-24 | 14 | 153000 | 3030 | 8090 | 11890 | 44003
2020-06-24 | 15 | 115000 | 3900 | 8090 | 13660 | 35163
2020-06-24 | 16 | 156000 | 4160 | 7210 | 14890 | 45565
2020-06-24 | 17 | 82000 | 5260 | 4760 | 6810 | 24708
2020-06-24 | 18 | 32000 | 2730 | 3390 | 8830 | 11738
2020-06-24 | 19 | 8000 | 380 | 1020 | 4400 | 3450
2020-06-24 | 20 | 14000 | 190 | 190 | 380 | 3690
2020-06-24 | 21 | 1000 | 20 | 10 | 0 | 258
2020-06-24 | 22 | 0 | 0 | 0 | 0 | 0
2020-06-24 | 23 | 0 | 0 | 0 | 0 | 0
2020-06-24 | 24 | 0 | 0 | 0 | 0 | 0
2020-06-25 | 1 | 0 | 0 | 0 | 0 | 0
2020-06-25 | 2 | 0 | 0 | 0 | 0 | 0
2020-06-25 | 3 | 0 | 0 | 0 | 0 | 0
2020-06-25 | 4 | 0 | 0 | 0 | 0 | 0
2020-06-25 | 5 | 0 | 10 | 10 | 0 | 5
2020-06-25 | 6 | 4000 | 40 | 60 | 390 | 1123
2020-06-25 | 7 | 26000 | 220 | 420 | 1660 | 7075
2020-06-25 | 8 | 44000 | 460 | 1940 | 3260 | 12415
2020-06-25 | 9 | 79000 | 1930 | 4530 | 7480 | 23235
2020-06-25 | 10 | 160000 | 5980 | 6700 | 14770 | 46863
2020-06-25 | 11 | 151000 | 7220 | 8360 | 15210 | 45448
2020-06-25 | 12 | 177000 | 7250 | 9410 | 20140 | 53450
2020-06-25 | 13 | 147000 | 6680 | 8590 | 18610 | 45220
2020-06-25 | 14 | 190000 | 6190 | 7800 | 21560 | 56388
2020-06-25 | 15 | 243000 | 4890 | 5180 | 18630 | 67925
2020-06-25 | 16 | 185000 | 5970 | 6130 | 14660 | 52940
2020-06-25 | 17 | 133000 | 5020 | 5590 | 14420 | 39508
2020-06-25 | 18 | 92000 | 2850 | 2800 | 11580 | 27308
2020-06-25 | 19 | 33000 | 390 | 890 | 4110 | 9598
2020-06-25 | 20 | 7000 | 200 | 190 | 320 | 1928
2020-06-25 | 21 | 1000 | 20 | 10 | 0 | 258
2020-06-25 | 22 | 0 | 0 | 0 | 0 | 0
2020-06-25 | 23 | 0 | 0 | 0 | 0 | 0
2020-06-25 | 24 | 0 | 0 | 0 | 0 | 0
2020-06-26 | 1 | 0 | 0 | 0 | 0 | 0
2020-06-26 | 2 | 0 | 0 | 0 | 0 | 0
2020-06-26 | 3 | 0 | 0 | 0 | 0 | 0
2020-06-26 | 4 | 0 | 0 | 0 | 0 | 0
2020-06-26 | 5 | 0 | 10 | 10 | 10 | 8
2020-06-26 | 6 | 3000 | 50 | 90 | 150 | 823
2020-06-26 | 7 | 21000 | 310 | 620 | 910 | 5710
2020-06-26 | 8 | 75000 | 830 | 1900 | 1870 | 19900
2020-06-26 | 9 | 138000 | 2260 | 3440 | 5680 | 37345
2020-06-26 | 10 | 189000 | 3910 | 5990 | 13780 | 53170
2020-06-26 | 11 | 229000 | 7320 | 7410 | 16860 | 65148
2020-06-26 | 12 | 255000 | 6680 | 4910 | 18860 | 71363
2020-06-26 | 13 | 254000 | 5150 | 4170 | 18790 | 70528
2020-06-26 | 14 | 221000 | 2500 | 3630 | 16780 | 60978
2020-06-26 | 15 | 206000 | 5240 | 6820 | 10410 | 57118
2020-06-26 | 16 | 105000 | 4250 | 5180 | 10460 | 31223
2020-06-26 | 17 | 82000 | 2920 | 5050 | 10970 | 25235
2020-06-26 | 18 | 107000 | 3200 | 3430 | 10810 | 31110
2020-06-26 | 19 | 39000 | 400 | 960 | 4170 | 11133
2020-06-26 | 20 | 7000 | 320 | 410 | 300 | 2008
2020-06-26 | 21 | 1000 | 30 | 10 | 0 | 260
2020-06-26 | 22 | 0 | 0 | 0 | 0 | 0
2020-06-26 | 23 | 0 | 0 | 0 | 0 | 0
2020-06-26 | 24 | 0 | 0 | 0 | 0 | 0
2020-06-27 | 1 | 0 | 0 | 0 | 0 | 0
2020-06-27 | 2 | 0 | 0 | 0 | 0 | 0
2020-06-27 | 3 | 0 | 0 | 0 | 0 | 0
2020-06-27 | 4 | 0 | 0 | 0 | 0 | 0
2020-06-27 | 5 | 0 | 10 | 0 | 0 | 3
2020-06-27 | 6 | 6000 | 70 | 90 | 180 | 1585
2020-06-27 | 7 | 22000 | 410 | 660 | 910 | 5995
2020-06-27 | 8 | 68000 | 940 | 1990 | 2210 | 18285
2020-06-27 | 9 | 109000 | 2160 | 2890 | 7540 | 30398
2020-06-27 | 10 | 130000 | 3410 | 4020 | 11500 | 37233
2020-06-27 | 11 | 148000 | 4260 | 4100 | 12770 | 42283
2020-06-27 | 12 | 130000 | 2910 | 3110 | 8850 | 36218
2020-06-27 | 13 | 73000 | 2010 | 2640 | 6220 | 20968
2020-06-27 | 14 | 67000 | 2450 | 3870 | 6410 | 19933
2020-06-27 | 15 | 123000 | 2700 | 4150 | 8440 | 34573
2020-06-27 | 16 | 106000 | 4120 | 4500 | 9830 | 31113
2020-06-27 | 17 | 74000 | 4450 | 5150 | 4100 | 21925
2020-06-27 | 18 | 43000 | 3240 | 2870 | 1180 | 12573
2020-06-27 | 19 | 13000 | 780 | 640 | 840 | 3815
2020-06-27 | 20 | 2000 | 200 | 40 | 460 | 675
2020-06-27 | 21 | 0 | 10 | 10 | 10 | 8
2020-06-27 | 22 | 0 | 0 | 0 | 0 | 0
2020-06-27 | 23 | 0 | 0 | 0 | 0 | 0
2020-06-27 | 24 | 0 | 0 | 0 | 0 | 0
2020-06-28 | 1 | 0 | 0 | 0 | 0 | 0
2020-06-28 | 2 | 0 | 0 | 0 | 0 | 0
2020-06-28 | 3 | 0 | 0 | 0 | 0 | 0
2020-06-28 | 4 | 0 | 0 | 0 | 0 | 0
2020-06-28 | 5 | 0 | 10 | 10 | 10 | 8
2020-06-28 | 6 | 3000 | 50 | 60 | 160 | 818
2020-06-28 | 7 | 20000 | 270 | 480 | 960 | 5428
2020-06-28 | 8 | 72000 | 500 | 1860 | 2000 | 19090
2020-06-28 | 9 | 129000 | 1860 | 4280 | 5890 | 35258
2020-06-28 | 10 | 180000 | 5740 | 6240 | 13980 | 51490
2020-06-28 | 11 | 207000 | 5730 | 6320 | 16090 | 58785
2020-06-28 | 12 | 191000 | 6890 | 6940 | 14030 | 54715
2020-06-28 | 13 | 129000 | 4800 | 4650 | 6630 | 36270
2020-06-28 | 14 | 143000 | 5270 | 7740 | 13100 | 42278
2020-06-28 | 15 | 135000 | 4150 | 2320 | 14180 | 38913
2020-06-28 | 16 | 118000 | 1510 | 940 | 11400 | 32963
2020-06-28 | 17 | 103000 | 890 | 2100 | 5940 | 27983
2020-06-28 | 18 | 49000 | 1590 | 3300 | 6700 | 15148
2020-06-28 | 19 | 19000 | 530 | 1270 | 2920 | 5930
2020-06-28 | 20 | 8000 | 80 | 60 | 250 | 2098
2020-06-28 | 21 | 0 | 0 | 10 | 0 | 3
2020-06-28 | 22 | 0 | 0 | 0 | 0 | 0
2020-06-28 | 23 | 0 | 0 | 0 | 0 | 0
2020-06-28 | 24 | 0 | 0 | 0 | 0 | 0
2020-06-29 | 1 | 0 | 0 | 0 | 0 | 0
2020-06-29 | 2 | 0 | 0 | 0 | 0 | 0
2020-06-29 | 3 | 0 | 0 | 0 | 0 | 0
2020-06-29 | 4 | 0 | 0 | 0 | 0 | 0
2020-06-29 | 5 | 0 | 0 | 0 | 0 | 0
2020-06-29 | 6 | 0 | 20 | 10 | 0 | 8
2020-06-29 | 7 | 2000 | 100 | 200 | 950 | 813
2020-06-29 | 8 | 12000 | 380 | 630 | 2450 | 3865
2020-06-29 | 9 | 22000 | 1770 | 3020 | 4250 | 7760
2020-06-29 | 10 | 44000 | 2400 | 2740 | 2980 | 13030
2020-06-29 | 11 | 55000 | 3180 | 2320 | 4190 | 16173
2020-06-29 | 12 | 123000 | 2650 | 5180 | 7860 | 34673
2020-06-29 | 13 | 156000 | 3120 | 6370 | 17560 | 45763
2020-06-29 | 14 | 93000 | 2620 | 4340 | 18100 | 29515
2020-06-29 | 15 | 76000 | 2430 | 2060 | 6040 | 21633
2020-06-29 | 16 | 37000 | 1970 | 1590 | 3100 | 10915
2020-06-29 | 17 | 21000 | 1190 | 930 | 7600 | 7680
2020-06-29 | 18 | 10000 | 620 | 190 | 3040 | 3463
2020-06-29 | 19 | 1000 | 400 | 190 | 1230 | 705
2020-06-29 | 20 | 0 | 70 | 60 | 0 | 33
2020-06-29 | 21 | 0 | 0 | 10 | 0 | 3
2020-06-29 | 22 | 0 | 0 | 0 | 0 | 0
2020-06-29 | 23 | 0 | 0 | 0 | 0 | 0
2020-06-29 | 24 | 0 | 0 | 0 | 0 | 0
2020-06-30 | 1 | 0 | 0 | 0 | 0 | 0
2020-06-30 | 2 | 0 | 0 | 0 | 0 | 0
2020-06-30 | 3 | 0 | 0 | 0 | 0 | 0
2020-06-30 | 4 | 0 | 0 | 0 | 0 | 0
2020-06-30 | 5 | 0 | 10 | 10 | 0 | 5
2020-06-30 | 6 | 0 | 20 | 10 | 10 | 10
2020-06-30 | 7 | 2000 | 270 | 270 | 1490 | 1008
2020-06-30 | 8 | 12000 | 580 | 370 | 3170 | 4030
2020-06-30 | 9 | 50000 | 810 | 1020 | 5380 | 14303
2020-06-30 | 10 | 63000 | 900 | 680 | 4520 | 17275
2020-06-30 | 11 | 81000 | 1070 | 3570 | 5450 | 22773
2020-06-30 | 12 | 121000 | 3780 | 5390 | 10180 | 35088
2020-06-30 | 13 | 120000 | 1030 | 6470 | 9820 | 34330
2020-06-30 | 14 | 123000 | 540 | 2830 | 14570 | 35235
2020-06-30 | 15 | 80000 | 3880 | 1550 | 10720 | 24038
2020-06-30 | 16 | 108000 | 1740 | 3820 | 10290 | 30963
2020-06-30 | 17 | 30000 | 640 | 1460 | 6270 | 9593
2020-06-30 | 18 | 29000 | 940 | 910 | 3340 | 8548
2020-06-30 | 19 | 1000 | 580 | 280 | 1190 | 763
2020-06-30 | 20 | 0 | 240 | 110 | 90 | 110
2020-06-30 | 21 | 0 | 10 | 10 | 0 | 5
2020-06-30 | 22 | 0 | 0 | 0 | 0 | 0
2020-06-30 | 23 | 0 | 0 | 0 | 0 | 0
2020-06-30 | 24 | 0 | 0 | 0 | 0 | 0
2020-07-01 | 1 | 0 | 0 | 0 | 0 | 0
2020-07-01 | 2 | 0 | 0 | 0 | 0 | 0
2020-07-01 | 3 | 0 | 0 | 0 | 0 | 0
2020-07-01 | 4 | 0 | 0 | 0 | 0 | 0
2020-07-01 | 5 | 0 | 0 | 0 | 0 | 0
2020-07-01 | 6 | 1000 | 70 | 160 | 0 | 308
2020-07-01 | 7 | 14000 | 580 | 690 | 520 | 3948
2020-07-01 | 8 | 21000 | 920 | 1350 | 3110 | 6595
2020-07-01 | 9 | 33000 | 1810 | 3390 | 4340 | 10635
2020-07-01 | 10 | 84000 | 4520 | 6200 | 5790 | 25128
2020-07-01 | 11 | 74000 | 6210 | 7030 | 14900 | 25535
2020-07-01 | 12 | 56000 | 6650 | 5150 | 10500 | 19575
2020-07-01 | 13 | 150000 | 6900 | 8870 | 18010 | 45945
2020-07-01 | 14 | 222000 | 6050 | 3850 | 17650 | 62388
2020-07-01 | 15 | 200000 | 1610 | 1410 | 19590 | 55653
2020-07-01 | 16 | 147000 | 4990 | 3480 | 12430 | 41975
2020-07-01 | 17 | 151000 | 3760 | 4740 | 12820 | 43080
2020-07-01 | 18 | 67000 | 2980 | 2860 | 9350 | 20548
2020-07-01 | 19 | 33000 | 350 | 700 | 3470 | 9380
2020-07-01 | 20 | 5000 | 50 | 330 | 420 | 1450
2020-07-01 | 21 | 0 | 10 | 20 | 0 | 8
2020-07-01 | 22 | 0 | 0 | 0 | 0 | 0
2020-07-01 | 23 | 0 | 0 | 0 | 0 | 0
2020-07-01 | 24 | 0 | 0 | 0 | 0 | 0
2020-07-02 | 1 | 0 | 0 | 0 | 0 | 0
2020-07-02 | 2 | 0 | 0 | 0 | 0 | 0
2020-07-02 | 3 | 0 | 0 | 0 | 0 | 0
2020-07-02 | 4 | 0 | 0 | 0 | 0 | 0
2020-07-02 | 5 | 0 | 10 | 10 | 10 | 8
2020-07-02 | 6 | 3000 | 40 | 20 | 120 | 795
2020-07-02 | 7 | 21000 | 340 | 440 | 1710 | 5873
2020-07-02 | 8 | 48000 | 520 | 1930 | 3760 | 13553
2020-07-02 | 9 | 103000 | 1830 | 4320 | 5880 | 28758
2020-07-02 | 10 | 184000 | 5580 | 6180 | 13650 | 52353
2020-07-02 | 11 | 222000 | 6940 | 7780 | 16730 | 63363
2020-07-02 | 12 | 244000 | 7570 | 8510 | 17070 | 69288
2020-07-02 | 13 | 251000 | 7460 | 7090 | 16600 | 70538
2020-07-02 | 14 | 247000 | 6280 | 8640 | 15890 | 69453
2020-07-02 | 15 | 232000 | 5240 | 7930 | 15770 | 65235
2020-07-02 | 16 | 198000 | 4450 | 7440 | 14360 | 56063
2020-07-02 | 17 | 152000 | 4840 | 5420 | 12540 | 43700
2020-07-02 | 18 | 95000 | 1070 | 2370 | 9210 | 26913
2020-07-02 | 19 | 40000 | 1040 | 1060 | 2920 | 11255
2020-07-02 | 20 | 10000 | 200 | 250 | 250 | 2675
2020-07-02 | 21 | 1000 | 10 | 10 | 10 | 258
2020-07-02 | 22 | 0 | 0 | 0 | 0 | 0
2020-07-02 | 23 | 0 | 0 | 0 | 0 | 0
2020-07-02 | 24 | 0 | 0 | 0 | 0 | 0
2020-07-03 | 1 | 0 | 0 | 0 | 0 | 0
2020-07-03 | 2 | 0 | 0 | 0 | 0 | 0
2020-07-03 | 3 | 0 | 0 | 0 | 0 | 0
2020-07-03 | 4 | 0 | 0 | 0 | 0 | 0
2020-07-03 | 5 | 0 | 0 | 10 | 10 | 5
2020-07-03 | 6 | 0 | 60 | 80 | 120 | 65
2020-07-03 | 7 | 2000 | 300 | 670 | 490 | 865
2020-07-03 | 8 | 11000 | 1020 | 1830 | 240 | 3523
2020-07-03 | 9 | 23000 | 1850 | 2110 | 1250 | 7053
2020-07-03 | 10 | 52000 | 1280 | 2330 | 3650 | 14815
2020-07-03 | 11 | 81000 | 4010 | 5470 | 5750 | 24058
2020-07-03 | 12 | 121000 | 5320 | 4020 | 7030 | 34343
2020-07-03 | 13 | 160000 | 1780 | 2330 | 10900 | 43753
2020-07-03 | 14 | 143000 | 2010 | 3150 | 11040 | 39800
2020-07-03 | 15 | 203000 | 2200 | 2910 | 10580 | 54673
2020-07-03 | 16 | 102000 | 1260 | 1640 | 9100 | 28500
2020-07-03 | 17 | 70000 | 1270 | 1490 | 8320 | 20270
2020-07-03 | 18 | 41000 | 530 | 740 | 4410 | 11670
2020-07-03 | 19 | 16000 | 340 | 230 | 2720 | 4823
2020-07-03 | 20 | 5000 | 210 | 60 | 350 | 1405
2020-07-03 | 21 | 0 | 10 | 10 | 0 | 5
2020-07-03 | 22 | 0 | 0 | 0 | 0 | 0
2020-07-03 | 23 | 0 | 0 | 0 | 0 | 0
2020-07-03 | 24 | 0 | 0 | 0 | 0 | 0
2020-07-04 | 1 | 0 | 0 | 0 | 0 | 0
2020-07-04 | 2 | 0 | 0 | 0 | 0 | 0
2020-07-04 | 3 | 0 | 0 | 0 | 0 | 0
2020-07-04 | 4 | 0 | 0 | 0 | 0 | 0
2020-07-04 | 5 | 0 | 10 | 0 | 10 | 5
2020-07-04 | 6 | 2000 | 60 | 70 | 130 | 565
2020-07-04 | 7 | 19000 | 460 | 600 | 1410 | 5368
2020-07-04 | 8 | 53000 | 830 | 1120 | 4980 | 14983
2020-07-04 | 9 | 138000 | 1490 | 2140 | 7850 | 37370
2020-07-04 | 10 | 189000 | 4550 | 5420 | 13420 | 53098
2020-07-04 | 11 | 203000 | 7340 | 7970 | 15920 | 58558
2020-07-04 | 12 | 238000 | 7560 | 8960 | 17550 | 68018
2020-07-04 | 13 | 215000 | 7470 | 8990 | 17570 | 62258
2020-07-04 | 14 | 209000 | 7570 | 8950 | 13710 | 59808
2020-07-04 | 15 | 247000 | 7460 | 8590 | 12410 | 68865
2020-07-04 | 16 | 214000 | 6700 | 7580 | 13500 | 60445
2020-07-04 | 17 | 164000 | 5790 | 5760 | 16150 | 47925
2020-07-04 | 18 | 103000 | 2880 | 3390 | 11470 | 30185
2020-07-04 | 19 | 43000 | 480 | 1070 | 4530 | 12270
2020-07-04 | 20 | 12000 | 210 | 210 | 520 | 3235
2020-07-04 | 21 | 0 | 20 | 10 | 0 | 8
2020-07-04 | 22 | 0 | 0 | 0 | 0 | 0
2020-07-04 | 23 | 0 | 0 | 0 | 0 | 0
2020-07-04 | 24 | 0 | 0 | 0 | 0 | 0
2020-07-05 | 1 | 0 | 0 | 0 | 0 | 0
2020-07-05 | 2 | 0 | 0 | 0 | 0 | 0
2020-07-05 | 3 | 0 | 0 | 0 | 0 | 0
2020-07-05 | 4 | 0 | 0 | 0 | 0 | 0
2020-07-05 | 5 | 0 | 0 | 10 | 0 | 3
2020-07-05 | 6 | 0 | 10 | 10 | 10 | 8
2020-07-05 | 7 | 6000 | 220 | 450 | 130 | 1700
2020-07-05 | 8 | 24000 | 940 | 960 | 900 | 6700
2020-07-05 | 9 | 59000 | 1730 | 4150 | 3220 | 17025
2020-07-05 | 10 | 78000 | 5220 | 6470 | 8510 | 24550
2020-07-05 | 11 | 134000 | 7270 | 8020 | 16140 | 41358
2020-07-05 | 12 | 244000 | 7560 | 8380 | 18780 | 69680
2020-07-05 | 13 | 257000 | 7520 | 8460 | 17520 | 72625
2020-07-05 | 14 | 259000 | 7030 | 6980 | 17200 | 72553
2020-07-05 | 15 | 211000 | 6600 | 8190 | 15010 | 60200
2020-07-05 | 16 | 155000 | 7310 | 7620 | 15990 | 46480
2020-07-05 | 17 | 150000 | 4830 | 4300 | 8300 | 41858
2020-07-05 | 18 | 64000 | 1500 | 1960 | 9970 | 19358
2020-07-05 | 19 | 21000 | 440 | 790 | 2900 | 6283
2020-07-05 | 20 | 3000 | 300 | 380 | 250 | 983
2020-07-05 | 21 | 0 | 10 | 10 | 0 | 5
2020-07-05 | 22 | 0 | 0 | 0 | 0 | 0
2020-07-05 | 23 | 0 | 0 | 0 | 0 | 0
2020-07-05 | 24 | 0 | 0 | 0 | 0 | 0
2020-07-06 | 1 | 0 | 0 | 0 | 0 | 0
2020-07-06 | 2 | 0 | 0 | 0 | 0 | 0
2020-07-06 | 3 | 0 | 0 | 0 | 0 | 0
2020-07-06 | 4 | 0 | 0 | 0 | 0 | 0
2020-07-06 | 5 | 0 | 0 | 0 | 0 | 0
2020-07-06 | 6 | 2000 | 40 | 50 | 20 | 528
2020-07-06 | 7 | 17000 | 240 | 480 | 1460 | 4795
2020-07-06 | 8 | 61000 | 840 | 1780 | 4400 | 17005
2020-07-06 | 9 | 52000 | 1970 | 4350 | 3910 | 15558
2020-07-06 | 10 | 124000 | 5880 | 6620 | 13810 | 37578
2020-07-06 | 11 | 158000 | 7310 | 8190 | 18170 | 47918
2020-07-06 | 12 | 227000 | 7570 | 9020 | 17070 | 65165
2020-07-06 | 13 | 248000 | 7570 | 9380 | 19270 | 71055
2020-07-06 | 14 | 258000 | 7370 | 6590 | 18700 | 72665
2020-07-06 | 15 | 249000 | 6300 | 8310 | 19420 | 70758
2020-07-06 | 16 | 216000 | 7300 | 5330 | 18420 | 61763
2020-07-06 | 17 | 167000 | 5860 | 4930 | 16630 | 48605
2020-07-06 | 18 | 105000 | 3000 | 3310 | 12370 | 30920
2020-07-06 | 19 | 37000 | 430 | 1350 | 4640 | 10855
2020-07-06 | 20 | 8000 | 210 | 210 | 520 | 2235
2020-07-06 | 21 | 1000 | 20 | 10 | 20 | 263
2020-07-06 | 22 | 0 | 0 | 0 | 0 | 0
2020-07-06 | 23 | 0 | 0 | 0 | 0 | 0
2020-07-06 | 24 | 0 | 0 | 0 | 0 | 0
2020-07-07 | 1 | 0 | 0 | 0 | 0 | 0
2020-07-07 | 2 | 0 | 0 | 0 | 0 | 0
2020-07-07 | 3 | 0 | 0 | 0 | 0 | 0
2020-07-07 | 4 | 0 | 0 | 0 | 0 | 0
2020-07-07 | 5 | 0 | 0 | 0 | 10 | 3
2020-07-07 | 6 | 2000 | 70 | 70 | 140 | 570
2020-07-07 | 7 | 16000 | 450 | 690 | 1610 | 4688
2020-07-07 | 8 | 28000 | 1170 | 1900 | 3200 | 8568
2020-07-07 | 9 | 55000 | 1830 | 3860 | 6250 | 16735
2020-07-07 | 10 | 160000 | 5210 | 6400 | 14150 | 46440
2020-07-07 | 11 | 211000 | 5800 | 6750 | 18010 | 60390
2020-07-07 | 12 | 211000 | 7160 | 7830 | 20490 | 61620
2020-07-07 | 13 | 222000 | 7530 | 9560 | 20540 | 64908
2020-07-07 | 14 | 256000 | 7300 | 7210 | 19720 | 72558
2020-07-07 | 15 | 239000 | 7500 | 6790 | 19530 | 68205
2020-07-07 | 16 | 209000 | 6950 | 5900 | 17100 | 59738
2020-07-07 | 17 | 164000 | 4510 | 4720 | 15290 | 47130
2020-07-07 | 18 | 103000 | 1520 | 2570 | 9590 | 29170
2020-07-07 | 19 | 39000 | 790 | 1500 | 4600 | 11473
2020-07-07 | 20 | 9000 | 270 | 340 | 820 | 2608
2020-07-07 | 21 | 0 | 20 | 10 | 0 | 8
2020-07-07 | 22 | 0 | 0 | 0 | 0 | 0
2020-07-07 | 23 | 0 | 0 | 0 | 0 | 0
2020-07-07 | 24 | 0 | 0 | 0 | 0 | 0
2020-07-08 | 1 | 0 | 0 | 0 | 0 | 0
2020-07-08 | 2 | 0 | 0 | 0 | 0 | 0
2020-07-08 | 3 | 0 | 0 | 0 | 0 | 0
2020-07-08 | 4 | 0 | 0 | 0 | 0 | 0
2020-07-08 | 5 | 0 | 0 | 10 | 0 | 3
2020-07-08 | 6 | 1000 | 10 | 10 | 10 | 258
2020-07-08 | 7 | 9000 | 100 | 290 | 340 | 2433
2020-07-08 | 8 | 23000 | 430 | 810 | 2690 | 6733
2020-07-08 | 9 | 55000 | 910 | 1860 | 4930 | 15675
2020-07-08 | 10 | 82000 | 1530 | 2090 | 10810 | 24108
2020-07-08 | 11 | 83000 | 1690 | 2390 | 13780 | 25215
2020-07-08 | 12 | 152000 | 5510 | 4210 | 14210 | 43983
2020-07-08 | 13 | 184000 | 4060 | 5450 | 10480 | 50998
2020-07-08 | 14 | 117000 | 5910 | 6240 | 17250 | 36600
2020-07-08 | 15 | 155000 | 6950 | 5530 | 18000 | 46370
2020-07-08 | 16 | 91000 | 2310 | 2910 | 10350 | 26643
2020-07-08 | 17 | 31000 | 840 | 1100 | 2470 | 8853
2020-07-08 | 18 | 21000 | 1810 | 3290 | 370 | 6618
2020-07-08 | 19 | 25000 | 730 | 1240 | 2490 | 7365
2020-07-08 | 20 | 16000 | 10 | 30 | 1260 | 4325
2020-07-08 | 21 | 0 | 10 | 110 | 10 | 33
2020-07-08 | 22 | 0 | 0 | 0 | 0 | 0
2020-07-08 | 23 | 0 | 0 | 0 | 0 | 0
2020-07-08 | 24 | 0 | 0 | 0 | 0 | 0
2020-07-09 | 1 | 0 | 0 | 0 | 0 | 0
2020-07-09 | 2 | 0 | 0 | 0 | 0 | 0
2020-07-09 | 3 | 0 | 0 | 0 | 0 | 0
2020-07-09 | 4 | 0 | 0 | 0 | 0 | 0
2020-07-09 | 5 | 0 | 10 | 10 | 0 | 5
2020-07-09 | 6 | 3000 | 40 | 10 | 80 | 783
2020-07-09 | 7 | 21000 | 350 | 350 | 920 | 5655
2020-07-09 | 8 | 61000 | 930 | 1110 | 1950 | 16248
2020-07-09 | 9 | 126000 | 1700 | 1960 | 5740 | 33850
2020-07-09 | 10 | 168000 | 2620 | 3160 | 12970 | 46688
2020-07-09 | 11 | 209000 | 6080 | 6730 | 15590 | 59350
2020-07-09 | 12 | 248000 | 7550 | 8490 | 16150 | 70048
2020-07-09 | 13 | 249000 | 7220 | 8450 | 14930 | 69900
2020-07-09 | 14 | 246000 | 7570 | 9000 | 14550 | 69280
2020-07-09 | 15 | 232000 | 7560 | 6860 | 15900 | 65580
2020-07-09 | 16 | 197000 | 6900 | 5550 | 15650 | 56275
2020-07-09 | 17 | 153000 | 5480 | 4640 | 13180 | 44075
2020-07-09 | 18 | 97000 | 2950 | 3080 | 9390 | 28105
2020-07-09 | 19 | 36000 | 560 | 1090 | 3750 | 10350
2020-07-09 | 20 | 9000 | 250 | 260 | 260 | 2443
2020-07-09 | 21 | 1000 | 20 | 20 | 0 | 260
2020-07-09 | 22 | 0 | 0 | 0 | 0 | 0
2020-07-09 | 23 | 0 | 0 | 0 | 0 | 0
2020-07-09 | 24 | 0 | 0 | 0 | 0 | 0
2020-07-10 | 1 | 0 | 0 | 0 | 0 | 0
2020-07-10 | 2 | 0 | 0 | 0 | 0 | 0
2020-07-10 | 3 | 0 | 0 | 0 | 0 | 0
2020-07-10 | 4 | 0 | 0 | 0 | 0 | 0
2020-07-10 | 5 | 0 | 10 | 10 | 0 | 5
2020-07-10 | 6 | 3000 | 30 | 40 | 20 | 773
2020-07-10 | 7 | 21000 | 460 | 540 | 1310 | 5828
2020-07-10 | 8 | 42000 | 970 | 910 | 3570 | 11863
2020-07-10 | 9 | 100000 | 1390 | 1140 | 6940 | 27368
2020-07-10 | 10 | 165000 | 2000 | 1450 | 12510 | 45240
2020-07-10 | 11 | 212000 | 5440 | 4000 | 15390 | 59208
2020-07-10 | 12 | 228000 | 7040 | 7130 | 17160 | 64833
2020-07-10 | 13 | 242000 | 6980 | 7580 | 15960 | 68130
2020-07-10 | 14 | 209000 | 7470 | 7140 | 16910 | 60130
2020-07-10 | 15 | 212000 | 6760 | 6400 | 12300 | 59365
2020-07-10 | 16 | 117000 | 6400 | 4310 | 10010 | 34430
2020-07-10 | 17 | 68000 | 3060 | 3120 | 10240 | 21105
2020-07-10 | 18 | 45000 | 1950 | 2140 | 6220 | 13828
2020-07-10 | 19 | 13000 | 710 | 1010 | 880 | 3900
2020-07-10 | 20 | 3000 | 220 | 330 | 70 | 905
2020-07-10 | 21 | 0 | 10 | 10 | 10 | 8
2020-07-10 | 22 | 0 | 0 | 0 | 0 | 0
2020-07-10 | 23 | 0 | 0 | 0 | 0 | 0
2020-07-10 | 24 | 0 | 0 | 0 | 0 | 0
2020-07-11 | 1 | 0 | 0 | 0 | 0 | 0
2020-07-11 | 2 | 0 | 0 | 0 | 0 | 0
2020-07-11 | 3 | 0 | 0 | 0 | 0 | 0
2020-07-11 | 4 | 0 | 0 | 0 | 0 | 0
2020-07-11 | 5 | 0 | 10 | 10 | 0 | 5
2020-07-11 | 6 | 0 | 0 | 0 | 0 | 0
2020-07-11 | 7 | 7000 | 100 | 40 | 230 | 1843
2020-07-11 | 8 | 19000 | 190 | 190 | 1720 | 5275
2020-07-11 | 9 | 54000 | 170 | 490 | 2150 | 14203
2020-07-11 | 10 | 122000 | 420 | 440 | 10850 | 33428
2020-07-11 | 11 | 209000 | 560 | 1200 | 16590 | 56838
2020-07-11 | 12 | 204000 | 1860 | 2430 | 16630 | 56230
2020-07-11 | 13 | 187000 | 3890 | 7780 | 16170 | 53710
2020-07-11 | 14 | 159000 | 5580 | 8120 | 15920 | 47155
2020-07-11 | 15 | 218000 | 4060 | 8190 | 12690 | 60735
2020-07-11 | 16 | 104000 | 4740 | 5360 | 9900 | 31000
2020-07-11 | 17 | 87000 | 3270 | 3020 | 11430 | 26180
2020-07-11 | 18 | 75000 | 1790 | 2820 | 6660 | 21568
2020-07-11 | 19 | 28000 | 470 | 1210 | 3860 | 8385
2020-07-11 | 20 | 8000 | 210 | 320 | 250 | 2195
2020-07-11 | 21 | 0 | 0 | 10 | 10 | 5
2020-07-11 | 22 | 0 | 0 | 0 | 0 | 0
2020-07-11 | 23 | 0 | 0 | 0 | 0 | 0
2020-07-11 | 24 | 0 | 0 | 0 | 0 | 0
2020-07-12 | 1 | 0 | 0 | 0 | 0 | 0
2020-07-12 | 2 | 0 | 0 | 0 | 0 | 0
2020-07-12 | 3 | 0 | 0 | 0 | 0 | 0
2020-07-12 | 4 | 0 | 0 | 0 | 0 | 0
2020-07-12 | 5 | 0 | 10 | 10 | 0 | 5
2020-07-12 | 6 | 2000 | 60 | 130 | 20 | 553
2020-07-12 | 7 | 17000 | 320 | 340 | 490 | 4538
2020-07-12 | 8 | 63000 | 520 | 790 | 1360 | 16418
2020-07-12 | 9 | 121000 | 1170 | 1760 | 5160 | 32273
2020-07-12 | 10 | 144000 | 3050 | 3870 | 10070 | 40248
2020-07-12 | 11 | 143000 | 3400 | 7570 | 12030 | 41500
2020-07-12 | 12 | 234000 | 3640 | 7900 | 15300 | 65210
2020-07-12 | 13 | 191000 | 2750 | 7990 | 17820 | 54890
2020-07-12 | 14 | 207000 | 4530 | 8060 | 15940 | 58883
2020-07-12 | 15 | 226000 | 7240 | 8690 | 14370 | 64075
2020-07-12 | 16 | 165000 | 6170 | 7720 | 13720 | 48153
2020-07-12 | 17 | 150000 | 4870 | 5100 | 9720 | 42423
2020-07-12 | 18 | 73000 | 2150 | 3450 | 10420 | 22255
2020-07-12 | 19 | 35000 | 530 | 1110 | 3570 | 10053
2020-07-12 | 20 | 7000 | 210 | 250 | 190 | 1913
2020-07-12 | 21 | 0 | 20 | 10 | 0 | 8
2020-07-12 | 22 | 0 | 0 | 0 | 0 | 0
2020-07-12 | 23 | 0 | 0 | 0 | 0 | 0
2020-07-12 | 24 | 0 | 0 | 0 | 0 | 0
2020-07-13 | 1 | 0 | 0 | 0 | 0 | 0
2020-07-13 | 2 | 0 | 0 | 0 | 0 | 0
2020-07-13 | 3 | 0 | 0 | 0 | 0 | 0
2020-07-13 | 4 | 0 | 0 | 0 | 0 | 0
2020-07-13 | 5 | 0 | 0 | 10 | 0 | 3
2020-07-13 | 6 | 2000 | 80 | 70 | 60 | 553
2020-07-13 | 7 | 12000 | 410 | 270 | 390 | 3268
2020-07-13 | 8 | 13000 | 560 | 1040 | 1260 | 3965
2020-07-13 | 9 | 35000 | 1060 | 2690 | 3370 | 10530
2020-07-13 | 10 | 100000 | 4160 | 3620 | 9400 | 29295
2020-07-13 | 11 | 161000 | 5890 | 6230 | 11930 | 46263
2020-07-13 | 12 | 191000 | 3830 | 6830 | 17410 | 54768
2020-07-13 | 13 | 193000 | 920 | 6560 | 14670 | 53788
2020-07-13 | 14 | 182000 | 4560 | 4840 | 4810 | 49053
2020-07-13 | 15 | 16000 | 6780 | 7900 | 6960 | 9410
2020-07-13 | 16 | 49000 | 4960 | 5740 | 12170 | 17968
2020-07-13 | 17 | 92000 | 5650 | 4370 | 5600 | 26905
2020-07-13 | 18 | 72000 | 3350 | 3370 | 6120 | 21210
2020-07-13 | 19 | 14000 | 920 | 930 | 660 | 4128
2020-07-13 | 20 | 9000 | 30 | 130 | 1660 | 2705
2020-07-13 | 21 | 1000 | 10 | 40 | 300 | 338
2020-07-13 | 22 | 0 | 0 | 0 | 0 | 0
2020-07-13 | 23 | 0 | 0 | 0 | 0 | 0
2020-07-13 | 24 | 0 | 0 | 0 | 0 | 0
2020-07-14 | 1 | 0 | 0 | 0 | 0 | 0
2020-07-14 | 2 | 0 | 0 | 0 | 0 | 0
2020-07-14 | 3 | 0 | 0 | 0 | 0 | 0
2020-07-14 | 4 | 0 | 0 | 0 | 0 | 0
2020-07-14 | 5 | 0 | 10 | 10 | 10 | 8
2020-07-14 | 6 | 2000 | 60 | 40 | 80 | 545
2020-07-14 | 7 | 19000 | 280 | 10 | 1150 | 5110
2020-07-14 | 8 | 54000 | 0 | 10 | 3980 | 14498
2020-07-14 | 9 | 16000 | 470 | 570 | 3660 | 5175
2020-07-14 | 10 | 17000 | 1580 | 4040 | 2940 | 6390
2020-07-14 | 11 | 79000 | 2620 | 4880 | 12130 | 24658
2020-07-14 | 12 | 163000 | 6120 | 5310 | 20970 | 48850
2020-07-14 | 13 | 236000 | 5440 | 7890 | 18380 | 66928
2020-07-14 | 14 | 260000 | 5420 | 9310 | 17450 | 73045
2020-07-14 | 15 | 245000 | 6410 | 5630 | 16220 | 68315
2020-07-14 | 16 | 143000 | 6400 | 2650 | 11660 | 40928
2020-07-14 | 17 | 161000 | 4380 | 2450 | 2230 | 42515
2020-07-14 | 18 | 100000 | 1000 | 2620 | 90 | 25928
2020-07-14 | 19 | 24000 | 350 | 1790 | 550 | 6673
2020-07-14 | 20 | 2000 | 390 | 490 | 60 | 735
2020-07-14 | 21 | 0 | 20 | 0 | 0 | 5
2020-07-14 | 22 | 0 | 0 | 0 | 0 | 0
2020-07-14 | 23 | 0 | 0 | 0 | 0 | 0
2020-07-14 | 24 | 0 | 0 | 0 | 0 | 0
2020-07-15 | 1 | 0 | 0 | 0 | 0 | 0
2020-07-15 | 2 | 0 | 0 | 0 | 0 | 0
2020-07-15 | 3 | 0 | 0 | 0 | 0 | 0
2020-07-15 | 4 | 0 | 0 | 0 | 0 | 0
2020-07-15 | 5 | 0 | 10 | 10 | 0 | 5
2020-07-15 | 6 | 1000 | 20 | 30 | 0 | 263
2020-07-15 | 7 | 12000 | 370 | 450 | 1250 | 3518
2020-07-15 | 8 | 73000 | 950 | 1270 | 3710 | 19733
2020-07-15 | 9 | 100000 | 1970 | 3040 | 6320 | 27833
2020-07-15 | 10 | 175000 | 5720 | 5300 | 12310 | 49583
2020-07-15 | 11 | 214000 | 5900 | 8350 | 16270 | 61130
2020-07-15 | 12 | 111000 | 3860 | 7870 | 10630 | 33340
2020-07-15 | 13 | 84000 | 5790 | 8230 | 10880 | 27225
2020-07-15 | 14 | 130000 | 4560 | 7010 | 12730 | 38575
2020-07-15 | 15 | 165000 | 3050 | 4260 | 8080 | 45098
2020-07-15 | 16 | 165000 | 3300 | 4910 | 16090 | 47325
2020-07-15 | 17 | 115000 | 4590 | 5600 | 16220 | 35353
2020-07-15 | 18 | 74000 | 2170 | 3150 | 9790 | 22278
2020-07-15 | 19 | 44000 | 630 | 1320 | 4730 | 12670
2020-07-15 | 20 | 8000 | 200 | 260 | 540 | 2250
2020-07-15 | 21 | 0 | 0 | 10 | 10 | 5
2020-07-15 | 22 | 0 | 0 | 0 | 0 | 0
2020-07-15 | 23 | 0 | 0 | 0 | 0 | 0
2020-07-15 | 24 | 0 | 0 | 0 | 0 | 0
2020-07-16 | 1 | 0 | 0 | 0 | 0 | 0
2020-07-16 | 2 | 0 | 0 | 0 | 0 | 0
2020-07-16 | 3 | 0 | 0 | 0 | 0 | 0
2020-07-16 | 4 | 0 | 0 | 0 | 0 | 0
2020-07-16 | 5 | 0 | 0 | 0 | 0 | 0
2020-07-16 | 6 | 2000 | 40 | 50 | 120 | 553
2020-07-16 | 7 | 20000 | 330 | 450 | 1530 | 5578
2020-07-16 | 8 | 66000 | 750 | 2100 | 1740 | 17648
2020-07-16 | 9 | 112000 | 2170 | 4050 | 5790 | 31003
2020-07-16 | 10 | 157000 | 6130 | 6770 | 14760 | 46165
2020-07-16 | 11 | 110000 | 7120 | 8240 | 15570 | 35233
2020-07-16 | 12 | 134000 | 6990 | 6970 | 13770 | 40433
2020-07-16 | 13 | 192000 | 3940 | 6770 | 14410 | 54280
2020-07-16 | 14 | 227000 | 5740 | 9130 | 12410 | 63570
2020-07-16 | 15 | 252000 | 5430 | 5000 | 19380 | 70453
2020-07-16 | 16 | 207000 | 2820 | 4380 | 14370 | 57143
2020-07-16 | 17 | 125000 | 1400 | 3180 | 13520 | 35775
2020-07-16 | 18 | 99000 | 1240 | 2000 | 9690 | 27983
2020-07-16 | 19 | 35000 | 440 | 700 | 5270 | 10353
2020-07-16 | 20 | 6000 | 90 | 110 | 500 | 1675
2020-07-16 | 21 | 0 | 0 | 0 | 10 | 3
2020-07-16 | 22 | 0 | 0 | 0 | 0 | 0
2020-07-16 | 23 | 0 | 0 | 0 | 0 | 0
2020-07-16 | 24 | 0 | 0 | 0 | 0 | 0
2020-07-17 | 1 | 0 | 0 | 0 | 0 | 0
2020-07-17 | 2 | 0 | 0 | 0 | 0 | 0
2020-07-17 | 3 | 0 | 0 | 0 | 0 | 0
2020-07-17 | 4 | 0 | 0 | 0 | 0 | 0
2020-07-17 | 5 | 0 | 0 | 10 | 0 | 3
2020-07-17 | 6 | 0 | 10 | 10 | 0 | 5
2020-07-17 | 7 | 5000 | 40 | 80 | 120 | 1310
2020-07-17 | 8 | 13000 | 460 | 340 | 740 | 3635
2020-07-17 | 9 | 27000 | 490 | 480 | 1990 | 7490
2020-07-17 | 10 | 39000 | 580 | 480 | 4850 | 11228
2020-07-17 | 11 | 48000 | 330 | 420 | 5800 | 13638
2020-07-17 | 12 | 54000 | 520 | 700 | 4180 | 14850
2020-07-17 | 13 | 45000 | 700 | 1160 | 4870 | 12933
2020-07-17 | 14 | 64000 | 760 | 1010 | 4840 | 17653
2020-07-17 | 15 | 54000 | 950 | 1050 | 4200 | 15050
2020-07-17 | 16 | 53000 | 890 | 1120 | 4350 | 14840
2020-07-17 | 17 | 47000 | 980 | 1150 | 3710 | 13210
2020-07-17 | 18 | 34000 | 790 | 1720 | 3700 | 10053
2020-07-17 | 19 | 28000 | 650 | 1380 | 3840 | 8468
2020-07-17 | 20 | 12000 | 210 | 320 | 490 | 3255
2020-07-17 | 21 | 0 | 10 | 10 | 0 | 5
2020-07-17 | 22 | 0 | 0 | 0 | 0 | 0
2020-07-17 | 23 | 0 | 0 | 0 | 0 | 0
2020-07-17 | 24 | 0 | 0 | 0 | 0 | 0
2020-07-18 | 1 | 0 | 0 | 0 | 0 | 0
2020-07-18 | 2 | 0 | 0 | 0 | 0 | 0
2020-07-18 | 3 | 0 | 0 | 0 | 0 | 0
2020-07-18 | 4 | 0 | 0 | 0 | 0 | 0
2020-07-18 | 5 | 0 | 0 | 10 | 0 | 3
2020-07-18 | 6 | 2000 | 40 | 10 | 60 | 528
2020-07-18 | 7 | 16000 | 210 | 370 | 720 | 4325
2020-07-18 | 8 | 65000 | 470 | 1470 | 1700 | 17160
2020-07-18 | 9 | 128000 | 1990 | 3670 | 5570 | 34808
2020-07-18 | 10 | 180000 | 5780 | 6410 | 13490 | 51420
2020-07-18 | 11 | 219000 | 7280 | 7910 | 16840 | 62758
2020-07-18 | 12 | 244000 | 7490 | 8600 | 16510 | 69150
2020-07-18 | 13 | 256000 | 6910 | 8170 | 14740 | 71455
2020-07-18 | 14 | 254000 | 6210 | 8100 | 14410 | 70680
2020-07-18 | 15 | 219000 | 6830 | 4570 | 14610 | 61253
2020-07-18 | 16 | 168000 | 5260 | 4060 | 12230 | 47388
2020-07-18 | 17 | 111000 | 3390 | 3630 | 10390 | 32103
2020-07-18 | 18 | 93000 | 1760 | 2350 | 10380 | 26873
2020-07-18 | 19 | 39000 | 480 | 1050 | 3920 | 11113
2020-07-18 | 20 | 6000 | 170 | 220 | 250 | 1660
2020-07-18 | 21 | 0 | 10 | 20 | 0 | 8
2020-07-18 | 22 | 0 | 0 | 0 | 0 | 0
2020-07-18 | 23 | 0 | 0 | 0 | 0 | 0
2020-07-18 | 24 | 0 | 0 | 0 | 0 | 0
2020-07-19 | 1 | 0 | 0 | 0 | 0 | 0
2020-07-19 | 2 | 0 | 0 | 0 | 0 | 0
2020-07-19 | 3 | 0 | 0 | 0 | 0 | 0
2020-07-19 | 4 | 0 | 0 | 0 | 0 | 0
2020-07-19 | 5 | 0 | 10 | 10 | 0 | 5
2020-07-19 | 6 | 2000 | 20 | 10 | 40 | 518
2020-07-19 | 7 | 18000 | 360 | 510 | 860 | 4933
2020-07-19 | 8 | 57000 | 520 | 1870 | 2510 | 15475
2020-07-19 | 9 | 117000 | 1990 | 4060 | 5500 | 32138
2020-07-19 | 10 | 176000 | 5560 | 6200 | 12580 | 50085
2020-07-19 | 11 | 216000 | 6910 | 7570 | 14440 | 61230
2020-07-19 | 12 | 243000 | 7570 | 8630 | 16730 | 68983
2020-07-19 | 13 | 251000 | 7570 | 9010 | 15660 | 70810
2020-07-19 | 14 | 247000 | 7410 | 8940 | 15400 | 69688
2020-07-19 | 15 | 233000 | 7560 | 8310 | 15640 | 66128
2020-07-19 | 16 | 200000 | 6780 | 7150 | 14090 | 57005
2020-07-19 | 17 | 145000 | 4250 | 4840 | 12710 | 41700
2020-07-19 | 18 | 83000 | 2070 | 2560 | 6820 | 23613
2020-07-19 | 19 | 34000 | 750 | 1180 | 3040 | 9743
2020-07-19 | 20 | 10000 | 240 | 320 | 500 | 2765
2020-07-19 | 21 | 0 | 10 | 10 | 0 | 5
2020-07-19 | 22 | 0 | 0 | 0 | 0 | 0
2020-07-19 | 23 | 0 | 0 | 0 | 0 | 0
2020-07-19 | 24 | 0 | 0 | 0 | 0 | 0
2020-07-20 | 1 | 0 | 0 | 0 | 0 | 0
2020-07-20 | 2 | 0 | 0 | 0 | 0 | 0
2020-07-20 | 3 | 0 | 0 | 0 | 0 | 0
2020-07-20 | 4 | 0 | 0 | 0 | 0 | 0
2020-07-20 | 5 | 0 | 10 | 10 | 0 | 5
2020-07-20 | 6 | 3000 | 20 | 10 | 10 | 760
2020-07-20 | 7 | 16000 | 200 | 370 | 950 | 4380
2020-07-20 | 8 | 36000 | 470 | 1660 | 2660 | 10198
2020-07-20 | 9 | 74000 | 2000 | 4010 | 6270 | 21570
2020-07-20 | 10 | 142000 | 3560 | 6090 | 7860 | 39878
2020-07-20 | 11 | 196000 | 5960 | 7150 | 14160 | 55818
2020-07-20 | 12 | 240000 | 6000 | 8310 | 15440 | 67438
2020-07-20 | 13 | 204000 | 7330 | 8810 | 14760 | 58725
2020-07-20 | 14 | 192000 | 6900 | 8610 | 15310 | 55705
2020-07-20 | 15 | 180000 | 5130 | 6230 | 13410 | 51193
2020-07-20 | 16 | 195000 | 3760 | 7310 | 13380 | 54863
2020-07-20 | 17 | 121000 | 4800 | 4470 | 10780 | 35263
2020-07-20 | 18 | 101000 | 2780 | 3150 | 9880 | 29203
2020-07-20 | 19 | 33000 | 450 | 1050 | 3480 | 9495
2020-07-20 | 20 | 6000 | 170 | 160 | 180 | 1628
2020-07-20 | 21 | 0 | 10 | 10 | 0 | 5
2020-07-20 | 22 | 0 | 0 | 0 | 0 | 0
2020-07-20 | 23 | 0 | 0 | 0 | 0 | 0
2020-07-20 | 24 | 0 | 0 | 0 | 0 | 0
2020-07-21 | 1 | 0 | 0 | 0 | 0 | 0
2020-07-21 | 2 | 0 | 0 | 0 | 0 | 0
2020-07-21 | 3 | 0 | 0 | 0 | 0 | 0
2020-07-21 | 4 | 0 | 0 | 0 | 0 | 0
2020-07-21 | 5 | 0 | 10 | 0 | 0 | 3
2020-07-21 | 6 | 1000 | 20 | 0 | 30 | 263
2020-07-21 | 7 | 14000 | 140 | 0 | 900 | 3760
2020-07-21 | 8 | 63000 | 450 | 0 | 1460 | 16228
2020-07-21 | 9 | 128000 | 2020 | 0 | 5240 | 33815
2020-07-21 | 10 | 184000 | 5870 | 0 | 13110 | 50745
2020-07-21 | 11 | 220000 | 6340 | 0 | 17420 | 60940
2020-07-21 | 12 | 172000 | 6350 | 0 | 17080 | 48858
2020-07-21 | 13 | 215000 | 7220 | 0 | 16140 | 59590
2020-07-21 | 14 | 232000 | 7370 | 0 | 16080 | 63863
2020-07-21 | 15 | 205000 | 6460 | 0 | 15350 | 56703
2020-07-21 | 16 | 188000 | 7240 | 0 | 15400 | 52660
2020-07-21 | 17 | 147000 | 5470 | 0 | 13600 | 41518
2020-07-21 | 18 | 102000 | 3120 | 0 | 9910 | 28758
2020-07-21 | 19 | 33000 | 460 | 0 | 3670 | 9283
2020-07-21 | 20 | 6000 | 180 | 0 | 210 | 1598
2020-07-21 | 21 | 0 | 0 | 0 | 0 | 0
2020-07-21 | 22 | 0 | 0 | 0 | 0 | 0
2020-07-21 | 23 | 0 | 0 | 0 | 0 | 0
2020-07-21 | 24 | 0 | 0 | 0 | 0 | 0
2020-07-22 | 1 | 0 | 0 | 0 | 0 | 0
2020-07-22 | 2 | 0 | 0 | 0 | 0 | 0
2020-07-22 | 3 | 0 | 0 | 0 | 0 | 0
2020-07-22 | 4 | 0 | 0 | 0 | 0 | 0
2020-07-22 | 5 | 0 | 0 | 0 | 10 | 3
2020-07-22 | 6 | 1000 | 10 | 20 | 0 | 258
2020-07-22 | 7 | 12000 | 410 | 510 | 1310 | 3558
2020-07-22 | 8 | 60000 | 980 | 1190 | 3420 | 16398
2020-07-22 | 9 | 131000 | 1160 | 1260 | 3700 | 34280
2020-07-22 | 10 | 57000 | 1890 | 2600 | 5630 | 16780
2020-07-22 | 11 | 74000 | 2720 | 2650 | 5440 | 21203
2020-07-22 | 12 | 57000 | 2070 | 3150 | 9860 | 18020
2020-07-22 | 13 | 80000 | 4080 | 3990 | 12080 | 25038
2020-07-22 | 14 | 74000 | 2440 | 3070 | 10050 | 22390
2020-07-22 | 15 | 125000 | 1890 | 2030 | 13750 | 35668
2020-07-22 | 16 | 97000 | 1790 | 3720 | 14400 | 29228
2020-07-22 | 17 | 145000 | 2720 | 2650 | 14890 | 41315
2020-07-22 | 18 | 69000 | 1360 | 1520 | 10170 | 20513
2020-07-22 | 19 | 41000 | 570 | 620 | 3230 | 11355
2020-07-22 | 20 | 9000 | 210 | 190 | 290 | 2423
2020-07-22 | 21 | 0 | 10 | 10 | 0 | 5
2020-07-22 | 22 | 0 | 0 | 0 | 0 | 0
2020-07-22 | 23 | 0 | 0 | 0 | 0 | 0
2020-07-22 | 24 | 0 | 0 | 0 | 0 | 0
2020-07-23 | 1 | 0 | 0 | 0 | 0 | 0
2020-07-23 | 2 | 0 | 0 | 0 | 0 | 0
2020-07-23 | 3 | 0 | 0 | 0 | 0 | 0
2020-07-23 | 4 | 0 | 0 | 0 | 0 | 0
2020-07-23 | 5 | 0 | 10 | 10 | 0 | 5
2020-07-23 | 6 | 1000 | 20 | 10 | 0 | 258
2020-07-23 | 7 | 12000 | 340 | 330 | 1360 | 3508
2020-07-23 | 8 | 25000 | 720 | 1250 | 2090 | 7265
2020-07-23 | 9 | 61000 | 870 | 1730 | 6880 | 17620
2020-07-23 | 10 | 100000 | 2230 | 2120 | 12730 | 29270
2020-07-23 | 11 | 187000 | 2040 | 2370 | 15500 | 51728
2020-07-23 | 12 | 235000 | 4110 | 5170 | 17200 | 65370
2020-07-23 | 13 | 206000 | 5850 | 6910 | 9000 | 56940
2020-07-23 | 14 | 46000 | 4320 | 2330 | 3690 | 14085
2020-07-23 | 15 | 16000 | 820 | 2960 | 1310 | 5273
2020-07-23 | 16 | 24000 | 3550 | 6510 | 1330 | 8848
2020-07-23 | 17 | 25000 | 3730 | 2320 | 2730 | 8445
2020-07-23 | 18 | 25000 | 620 | 1550 | 2070 | 7310
2020-07-23 | 19 | 12000 | 550 | 520 | 530 | 3400
2020-07-23 | 20 | 8000 | 50 | 10 | 560 | 2155
2020-07-23 | 21 | 1000 | 10 | 10 | 20 | 260
2020-07-23 | 22 | 0 | 0 | 0 | 0 | 0
2020-07-23 | 23 | 0 | 0 | 0 | 0 | 0
2020-07-23 | 24 | 0 | 0 | 0 | 0 | 0
2020-07-24 | 1 | 0 | 0 | 0 | 0 | 0
2020-07-24 | 2 | 0 | 0 | 0 | 0 | 0
2020-07-24 | 3 | 0 | 0 | 0 | 0 | 0
2020-07-24 | 4 | 0 | 0 | 0 | 0 | 0
2020-07-24 | 5 | 0 | 10 | 0 | 10 | 5
2020-07-24 | 6 | 1000 | 30 | 30 | 40 | 275
2020-07-24 | 7 | 18000 | 310 | 530 | 1310 | 5038
2020-07-24 | 8 | 64000 | 620 | 1660 | 3400 | 17420
2020-07-24 | 9 | 120000 | 1950 | 3920 | 7600 | 33368
2020-07-24 | 10 | 185000 | 4610 | 6070 | 13920 | 52400
2020-07-24 | 11 | 192000 | 6710 | 7750 | 16010 | 55618
2020-07-24 | 12 | 218000 | 6980 | 7580 | 15930 | 62123
2020-07-24 | 13 | 194000 | 6930 | 7950 | 15900 | 56195
2020-07-24 | 14 | 249000 | 7480 | 9700 | 17400 | 70895
2020-07-24 | 15 | 178000 | 6740 | 9090 | 13860 | 51923
2020-07-24 | 16 | 144000 | 7210 | 7700 | 13640 | 43138
2020-07-24 | 17 | 125000 | 5810 | 5960 | 13360 | 37533
2020-07-24 | 18 | 79000 | 3310 | 3650 | 10090 | 24013
2020-07-24 | 19 | 39000 | 410 | 1120 | 4100 | 11158
2020-07-24 | 20 | 11000 | 160 | 160 | 900 | 3055
2020-07-24 | 21 | 0 | 0 | 10 | 0 | 3
2020-07-24 | 22 | 0 | 0 | 0 | 0 | 0
2020-07-24 | 23 | 0 | 0 | 0 | 0 | 0
2020-07-24 | 24 | 0 | 0 | 0 | 0 | 0
2020-07-25 | 1 | 0 | 0 | 0 | 0 | 0
2020-07-25 | 2 | 0 | 0 | 0 | 0 | 0
2020-07-25 | 3 | 0 | 0 | 0 | 0 | 0
2020-07-25 | 4 | 0 | 0 | 0 | 0 | 0
2020-07-25 | 5 | 0 | 0 | 10 | 0 | 3
2020-07-25 | 6 | 2000 | 20 | 20 | 40 | 520
2020-07-25 | 7 | 14000 | 210 | 520 | 750 | 3870
2020-07-25 | 8 | 68000 | 720 | 1530 | 2190 | 18110
2020-07-25 | 9 | 103000 | 2390 | 3880 | 6630 | 28975
2020-07-25 | 10 | 162000 | 5250 | 5910 | 12690 | 46463
2020-07-25 | 11 | 212000 | 7030 | 7940 | 15820 | 60698
2020-07-25 | 12 | 235000 | 7420 | 8350 | 16800 | 66893
2020-07-25 | 13 | 262000 | 7560 | 9110 | 17220 | 73973
2020-07-25 | 14 | 253000 | 7300 | 9130 | 15410 | 71210
2020-07-25 | 15 | 227000 | 6730 | 7700 | 15990 | 64355
2020-07-25 | 16 | 178000 | 6190 | 6480 | 13750 | 51105
2020-07-25 | 17 | 130000 | 5100 | 5630 | 12740 | 38368
2020-07-25 | 18 | 100000 | 3230 | 3420 | 10530 | 29295
2020-07-25 | 19 | 33000 | 590 | 1170 | 3700 | 9615
2020-07-25 | 20 | 7000 | 300 | 290 | 190 | 1945
2020-07-25 | 21 | 0 | 10 | 10 | 0 | 5
2020-07-25 | 22 | 0 | 0 | 0 | 0 | 0
2020-07-25 | 23 | 0 | 0 | 0 | 0 | 0
2020-07-25 | 24 | 0 | 0 | 0 | 0 | 0
2020-07-26 | 1 | 0 | 0 | 0 | 0 | 0
2020-07-26 | 2 | 0 | 0 | 0 | 0 | 0
2020-07-26 | 3 | 0 | 0 | 0 | 0 | 0
2020-07-26 | 4 | 0 | 0 | 0 | 0 | 0
2020-07-26 | 5 | 0 | 0 | 10 | 0 | 3
2020-07-26 | 6 | 2000 | 20 | 10 | 40 | 518
2020-07-26 | 7 | 16000 | 400 | 600 | 1310 | 4578
2020-07-26 | 8 | 62000 | 820 | 1300 | 2710 | 16708
2020-07-26 | 9 | 121000 | 1570 | 2290 | 5820 | 32670
2020-07-26 | 10 | 173000 | 1590 | 2570 | 13600 | 47690
2020-07-26 | 11 | 226000 | 2120 | 3610 | 17130 | 62215
2020-07-26 | 12 | 250000 | 4110 | 5800 | 18130 | 69510
2020-07-26 | 13 | 255000 | 6100 | 9090 | 17400 | 71898
2020-07-26 | 14 | 249000 | 5200 | 7880 | 17130 | 69803
2020-07-26 | 15 | 223000 | 6250 | 8440 | 14940 | 63158
2020-07-26 | 16 | 189000 | 6800 | 4910 | 14270 | 53745
2020-07-26 | 17 | 116000 | 1850 | 2760 | 8440 | 32263
2020-07-26 | 18 | 50000 | 1540 | 2200 | 5420 | 14790
2020-07-26 | 19 | 26000 | 560 | 830 | 2180 | 7393
2020-07-26 | 20 | 7000 | 100 | 210 | 220 | 1883
2020-07-26 | 21 | 0 | 10 | 0 | 0 | 3
2020-07-26 | 22 | 0 | 0 | 0 | 0 | 0
2020-07-26 | 23 | 0 | 0 | 0 | 0 | 0
2020-07-26 | 24 | 0 | 0 | 0 | 0 | 0
2020-07-27 | 1 | 0 | 0 | 0 | 0 | 0
2020-07-27 | 2 | 0 | 0 | 0 | 0 | 0
2020-07-27 | 3 | 0 | 0 | 0 | 0 | 0
2020-07-27 | 4 | 0 | 0 | 0 | 0 | 0
2020-07-27 | 5 | 0 | 10 | 10 | 0 | 5
2020-07-27 | 6 | 1000 | 10 | 0 | 40 | 263
2020-07-27 | 7 | 15000 | 90 | 210 | 800 | 4025
2020-07-27 | 8 | 33000 | 480 | 1020 | 2330 | 9208
2020-07-27 | 9 | 57000 | 2250 | 3830 | 6520 | 17400
2020-07-27 | 10 | 154000 | 4620 | 5470 | 12020 | 44028
2020-07-27 | 11 | 189000 | 5220 | 6140 | 14870 | 53808
2020-07-27 | 12 | 239000 | 7570 | 8290 | 16640 | 67875
2020-07-27 | 13 | 246000 | 6340 | 7550 | 13840 | 68433
2020-07-27 | 14 | 245000 | 5410 | 7930 | 13050 | 67848
2020-07-27 | 15 | 211000 | 5850 | 7820 | 14930 | 59900
2020-07-27 | 16 | 193000 | 5960 | 5110 | 11060 | 53783
2020-07-27 | 17 | 148000 | 3870 | 3670 | 10640 | 41545
2020-07-27 | 18 | 90000 | 2320 | 2460 | 8520 | 25825 | peak hour
2020-07-27 | 19 | 30000 | 640 | 1230 | 3040 | 8728
2020-07-27 | 20 | 8000 | 170 | 260 | 240 | 2168
2020-07-27 | 21 | 0 | 10 | 10 | 0 | 5
2020-07-27 | 22 | 0 | 0 | 0 | 0 | 0
2020-07-27 | 23 | 0 | 0 | 0 | 0 | 0
2020-07-27 | 24 | 0 | 0 | 0 | 0 | 0
2020-07-28 | 1 | 0 | 0 | 0 | 0 | 0
2020-07-28 | 2 | 0 | 0 | 0 | 0 | 0
2020-07-28 | 3 | 0 | 0 | 0 | 0 | 0
2020-07-28 | 4 | 0 | 0 | 0 | 0 | 0
2020-07-28 | 5 | 0 | 10 | 0 | 0 | 3
2020-07-28 | 6 | 1000 | 10 | 10 | 10 | 258
2020-07-28 | 7 | 12000 | 150 | 310 | 390 | 3213
2020-07-28 | 8 | 58000 | 620 | 1550 | 1580 | 15438
2020-07-28 | 9 | 111000 | 2490 | 2770 | 6690 | 30738
2020-07-28 | 10 | 148000 | 2510 | 1660 | 11470 | 40910
2020-07-28 | 11 | 133000 | 640 | 1430 | 5620 | 35173
2020-07-28 | 12 | 109000 | 4030 | 5330 | 8480 | 31710
2020-07-28 | 13 | 180000 | 5220 | 5880 | 15270 | 51593
2020-07-28 | 14 | 200000 | 6870 | 8150 | 16220 | 57810
2020-07-28 | 15 | 229000 | 4220 | 7940 | 15200 | 64090
2020-07-28 | 16 | 185000 | 4440 | 4580 | 14280 | 52075
2020-07-28 | 17 | 153000 | 4300 | 5330 | 12910 | 43885
2020-07-28 | 18 | 72000 | 3280 | 3340 | 6090 | 21178
2020-07-28 | 19 | 33000 | 460 | 770 | 3400 | 9408
2020-07-28 | 20 | 5000 | 150 | 240 | 220 | 1403
2020-07-28 | 21 | 0 | 10 | 10 | 0 | 5
2020-07-28 | 22 | 0 | 0 | 0 | 0 | 0
2020-07-28 | 23 | 0 | 0 | 0 | 0 | 0
2020-07-28 | 24 | 0 | 0 | 0 | 0 | 0
2020-07-29 | 1 | 0 | 0 | 0 | 0 | 0
2020-07-29 | 2 | 0 | 0 | 0 | 0 | 0
2020-07-29 | 3 | 0 | 0 | 0 | 0 | 0
2020-07-29 | 4 | 0 | 0 | 0 | 0 | 0
2020-07-29 | 5 | 0 | 10 | 0 | 0 | 3
2020-07-29 | 6 | 1000 | 10 | 10 | 0 | 255
2020-07-29 | 7 | 12000 | 150 | 290 | 630 | 3268
2020-07-29 | 8 | 63000 | 360 | 1610 | 1530 | 16625
2020-07-29 | 9 | 129000 | 2240 | 4160 | 5740 | 35285
2020-07-29 | 10 | 182000 | 5700 | 6400 | 13220 | 51830
2020-07-29 | 11 | 221000 | 7100 | 7920 | 17140 | 63290
2020-07-29 | 12 | 245000 | 7560 | 8820 | 16480 | 69465
2020-07-29 | 13 | 219000 | 6330 | 9600 | 14720 | 62413
2020-07-29 | 14 | 197000 | 6990 | 8510 | 13110 | 56403
2020-07-29 | 15 | 219000 | 5200 | 8720 | 14960 | 61970
2020-07-29 | 16 | 199000 | 5770 | 7100 | 14960 | 56708
2020-07-29 | 17 | 139000 | 4410 | 4120 | 10920 | 39613
2020-07-29 | 18 | 96000 | 1350 | 2280 | 8750 | 27095
2020-07-29 | 19 | 32000 | 440 | 900 | 2240 | 8895
2020-07-29 | 20 | 5000 | 90 | 140 | 240 | 1368
2020-07-29 | 21 | 0 | 0 | 0 | 0 | 0
2020-07-29 | 22 | 0 | 0 | 0 | 0 | 0
2020-07-29 | 23 | 0 | 0 | 0 | 0 | 0
2020-07-29 | 24 | 0 | 0 | 0 | 0 | 0
2020-07-30 | 1 | 0 | 0 | 0 | 0 | 0
2020-07-30 | 2 | 0 | 0 | 0 | 0 | 0
2020-07-30 | 3 | 0 | 0 | 0 | 0 | 0
2020-07-30 | 4 | 0 | 0 | 0 | 0 | 0
2020-07-30 | 5 | 0 | 0 | 10 | 0 | 3
2020-07-30 | 6 | 1000 | 10 | 10 | 120 | 285
2020-07-30 | 7 | 15000 | 220 | 320 | 860 | 4100
2020-07-30 | 8 | 25000 | 470 | 1630 | 2460 | 7390
2020-07-30 | 9 | 31000 | 2280 | 4120 | 3300 | 10175
2020-07-30 | 10 | 113000 | 5710 | 6410 | 10470 | 33898
2020-07-30 | 11 | 209000 | 7220 | 6960 | 17350 | 60133
2020-07-30 | 12 | 242000 | 7300 | 6800 | 17360 | 68365
2020-07-30 | 13 | 178000 | 5880 | 6360 | 12380 | 50655
2020-07-30 | 14 | 228000 | 4620 | 5290 | 14940 | 63213
2020-07-30 | 15 | 179000 | 5010 | 4690 | 16000 | 51175
2020-07-30 | 16 | 142000 | 1840 | 3880 | 9450 | 39293
2020-07-30 | 17 | 134000 | 3080 | 4400 | 8990 | 37618
2020-07-30 | 18 | 73000 | 3460 | 3210 | 8630 | 22075
2020-07-30 | 19 | 47000 | 610 | 1030 | 5100 | 13435
2020-07-30 | 20 | 5000 | 110 | 120 | 210 | 1360
2020-07-30 | 21 | 0 | 10 | 0 | 0 | 3
2020-07-30 | 22 | 0 | 0 | 0 | 0 | 0
2020-07-30 | 23 | 0 | 0 | 0 | 0 | 0
2020-07-30 | 24 | 0 | 0 | 0 | 0 | 0
2020-07-31 | 1 | 0 | 0 | 0 | 0 | 0
2020-07-31 | 2 | 0 | 0 | 0 | 0 | 0
2020-07-31 | 3 | 0 | 0 | 0 | 0 | 0
2020-07-31 | 4 | 0 | 0 | 0 | 0 | 0
2020-07-31 | 5 | 0 | 10 | 10 | 10 | 8
2020-07-31 | 6 | 1000 | 10 | 0 | 0 | 253
2020-07-31 | 7 | 11000 | 130 | 440 | 640 | 3053
2020-07-31 | 8 | 60000 | 340 | 2290 | 1550 | 16045
2020-07-31 | 9 | 123000 | 2300 | 4230 | 5710 | 33810
2020-07-31 | 10 | 184000 | 5780 | 6540 | 13450 | 52443
2020-07-31 | 11 | 223000 | 7270 | 8090 | 17080 | 63860
2020-07-31 | 12 | 257000 | 7570 | 9090 | 15010 | 72168
2020-07-31 | 13 | 192000 | 7560 | 8910 | 17520 | 56498
2020-07-31 | 14 | 214000 | 7570 | 7440 | 15690 | 61175
2020-07-31 | 15 | 233000 | 7570 | 6350 | 14730 | 65413
2020-07-31 | 16 | 210000 | 7100 | 7850 | 15340 | 60073
2020-07-31 | 17 | 161000 | 5180 | 6000 | 14320 | 46625
2020-07-31 | 18 | 94000 | 3480 | 3560 | 10760 | 27950
2020-07-31 | 19 | 29000 | 450 | 940 | 3780 | 8543
2020-07-31 | 20 | 4000 | 140 | 100 | 150 | 1098
2020-07-31 | 21 | 0 | 0 | 10 | 10 | 5
2020-07-31 | 22 | 0 | 0 | 0 | 0 | 0
2020-07-31 | 23 | 0 | 0 | 0 | 0 | 0
2020-07-31 | 24 | 0 | 0 | 0 | 0 | 0
2020-08-01 | 1 | 0 | 0 | 0 | 0 | 0
2020-08-01 | 2 | 0 | 0 | 0 | 0 | 0
2020-08-01 | 3 | 0 | 0 | 0 | 0 | 0
2020-08-01 | 4 | 0 | 0 | 0 | 0 | 0
2020-08-01 | 5 | 0 | 0 | 0 | 0 | 0
2020-08-01 | 6 | 1000 | 10 | 10 | 10 | 258
2020-08-01 | 7 | 12000 | 140 | 260 | 530 | 3233
2020-08-01 | 8 | 59000 | 350 | 1580 | 1440 | 15593
2020-08-01 | 9 | 125000 | 2290 | 4190 | 5600 | 34270
2020-08-01 | 10 | 180000 | 5710 | 6480 | 12810 | 51250
2020-08-01 | 11 | 217000 | 7240 | 8110 | 16980 | 62333
2020-08-01 | 12 | 235000 | 7570 | 8830 | 17190 | 67148
2020-08-01 | 13 | 213000 | 7450 | 7960 | 16280 | 61173
2020-08-01 | 14 | 187000 | 7330 | 9020 | 14600 | 54488
2020-08-01 | 15 | 155000 | 7580 | 8460 | 14170 | 46303
2020-08-01 | 16 | 179000 | 7230 | 7730 | 13460 | 51855
2020-08-01 | 17 | 159000 | 5320 | 5780 | 13400 | 45875
2020-08-01 | 18 | 94000 | 3290 | 3190 | 10370 | 27713
2020-08-01 | 19 | 29000 | 690 | 1170 | 3670 | 8633
2020-08-01 | 20 | 4000 | 180 | 130 | 140 | 1113
2020-08-01 | 21 | 0 | 10 | 10 | 0 | 5
2020-08-01 | 22 | 0 | 0 | 0 | 0 | 0
2020-08-01 | 23 | 0 | 0 | 0 | 0 | 0
2020-08-01 | 24 | 0 | 0 | 0 | 0 | 0
2020-08-02 | 1 | 0 | 0 | 0 | 0 | 0
2020-08-02 | 2 | 0 | 0 | 0 | 0 | 0
2020-08-02 | 3 | 0 | 0 | 0 | 0 | 0
2020-08-02 | 4 | 0 | 0 | 0 | 0 | 0
2020-08-02 | 5 | 0 | 10 | 10 | 0 | 5
2020-08-02 | 6 | 1000 | 20 | 20 | 0 | 260
2020-08-02 | 7 | 17000 | 330 | 390 | 1480 | 4800
2020-08-02 | 8 | 59000 | 860 | 1760 | 3470 | 16273
2020-08-02 | 9 | 55000 | 1550 | 1860 | 5420 | 15958
2020-08-02 | 10 | 102000 | 2580 | 2790 | 9720 | 29273
2020-08-02 | 11 | 104000 | 2460 | 2960 | 7660 | 29270
2020-08-02 | 12 | 125000 | 3470 | 3990 | 13840 | 36575
2020-08-02 | 13 | 168000 | 2740 | 2370 | 9900 | 45753
2020-08-02 | 14 | 94000 | 950 | 1370 | 12970 | 27323
2020-08-02 | 15 | 167000 | 1790 | 2380 | 16470 | 46910
2020-08-02 | 16 | 164000 | 2490 | 3110 | 9770 | 44843
2020-08-02 | 17 | 82000 | 1580 | 1760 | 5570 | 22728
2020-08-02 | 18 | 48000 | 650 | 990 | 4310 | 13488
2020-08-02 | 19 | 37000 | 240 | 450 | 1460 | 9788
2020-08-02 | 20 | 3000 | 10 | 30 | 30 | 768
2020-08-02 | 21 | 0 | 10 | 10 | 0 | 5
2020-08-02 | 22 | 0 | 0 | 0 | 0 | 0
2020-08-02 | 23 | 0 | 0 | 0 | 0 | 0
2020-08-02 | 24 | 0 | 0 | 0 | 0 | 0
2020-08-03 | 1 | 0 | 0 | 0 | 0 | 0
2020-08-03 | 2 | 0 | 0 | 0 | 0 | 0
2020-08-03 | 3 | 0 | 0 | 0 | 0 | 0
2020-08-03 | 4 | 0 | 0 | 0 | 0 | 0
2020-08-03 | 5 | 0 | 10 | 10 | 0 | 5
2020-08-03 | 6 | 0 | 10 | 20 | 0 | 8
2020-08-03 | 7 | 12000 | 240 | 490 | 410 | 3285
2020-08-03 | 8 | 58000 | 810 | 1440 | 2010 | 15565
2020-08-03 | 9 | 114000 | 2600 | 3160 | 6290 | 31513
2020-08-03 | 10 | 150000 | 4290 | 4700 | 13000 | 42998
2020-08-03 | 11 | 195000 | 5960 | 6180 | 17580 | 56180
2020-08-03 | 12 | 242000 | 3860 | 5290 | 21040 | 68048
2020-08-03 | 13 | 253000 | 3230 | 5130 | 18380 | 69935
2020-08-03 | 14 | 250000 | 3370 | 6820 | 17080 | 69318
2020-08-03 | 15 | 242000 | 5980 | 4440 | 16110 | 67133
2020-08-03 | 16 | 179000 | 5040 | 5040 | 15260 | 51085
2020-08-03 | 17 | 163000 | 5220 | 3270 | 13800 | 46323
2020-08-03 | 18 | 82000 | 3300 | 3460 | 10230 | 24748
2020-08-03 | 19 | 25000 | 460 | 930 | 3390 | 7445
2020-08-03 | 20 | 4000 | 110 | 90 | 140 | 1085
2020-08-03 | 21 | 0 | 0 | 10 | 0 | 3
2020-08-03 | 22 | 0 | 0 | 0 | 0 | 0
2020-08-03 | 23 | 0 | 0 | 0 | 0 | 0
2020-08-03 | 24 | 0 | 0 | 0 | 0 | 0
2020-08-04 | 1 | 0 | 0 | 0 | 0 | 0
2020-08-04 | 2 | 0 | 0 | 0 | 0 | 0
2020-08-04 | 3 | 0 | 0 | 0 | 0 | 0
2020-08-04 | 4 | 0 | 0 | 0 | 0 | 0
2020-08-04 | 5 | 0 | 0 | 10 | 0 | 3
2020-08-04 | 6 | 0 | 10 | 10 | 0 | 5
2020-08-04 | 7 | 5000 | 180 | 150 | 250 | 1395
2020-08-04 | 8 | 18000 | 620 | 800 | 1910 | 5333
2020-08-04 | 9 | 50000 | 1520 | 1720 | 4280 | 14380
2020-08-04 | 10 | 64000 | 1420 | 1480 | 6280 | 18295
2020-08-04 | 11 | 76000 | 1430 | 1480 | 5580 | 21123
2020-08-04 | 12 | 58000 | 1760 | 1860 | 5960 | 16895
2020-08-04 | 13 | 50000 | 1380 | 1610 | 7350 | 15085
2020-08-04 | 14 | 35000 | 1130 | 1070 | 2890 | 10023
2020-08-04 | 15 | 26000 | 1070 | 570 | 2240 | 7470
2020-08-04 | 16 | 41000 | 950 | 470 | 5340 | 11940
2020-08-04 | 17 | 41000 | 750 | 380 | 2670 | 11200
2020-08-04 | 18 | 15000 | 160 | 210 | 1250 | 4155
2020-08-04 | 19 | 2000 | 160 | 90 | 1900 | 1038
2020-08-04 | 20 | 0 | 20 | 20 | 10 | 13
2020-08-04 | 21 | 0 | 10 | 10 | 0 | 5
2020-08-04 | 22 | 0 | 0 | 0 | 0 | 0
2020-08-04 | 23 | 0 | 0 | 0 | 0 | 0
2020-08-04 | 24 | 0 | 0 | 0 | 0 | 0
2020-08-05 | 1 | 0 | 0 | 0 | 0 | 0
2020-08-05 | 2 | 0 | 0 | 0 | 0 | 0
2020-08-05 | 3 | 0 | 0 | 0 | 0 | 0
2020-08-05 | 4 | 0 | 0 | 0 | 0 | 0
2020-08-05 | 5 | 0 | 10 | 10 | 10 | 8
2020-08-05 | 6 | 0 | 0 | 10 | 0 | 3
2020-08-05 | 7 | 11000 | 100 | 280 | 330 | 2928
2020-08-05 | 8 | 56000 | 360 | 1470 | 1300 | 14783
2020-08-05 | 9 | 120000 | 2310 | 4050 | 5840 | 33050
2020-08-05 | 10 | 179000 | 5290 | 5020 | 13410 | 50680
2020-08-05 | 11 | 220000 | 5570 | 6630 | 17340 | 62385
2020-08-05 | 12 | 250000 | 4690 | 7720 | 17430 | 69960
2020-08-05 | 13 | 184000 | 5850 | 8020 | 18100 | 53993
2020-08-05 | 14 | 243000 | 3890 | 8740 | 17830 | 68365
2020-08-05 | 15 | 239000 | 3890 | 7870 | 17000 | 66940
2020-08-05 | 16 | 192000 | 5390 | 7450 | 15040 | 54970
2020-08-05 | 17 | 130000 | 4330 | 5670 | 9010 | 37253
2020-08-05 | 18 | 74000 | 3050 | 3510 | 3900 | 21115
2020-08-05 | 19 | 26000 | 560 | 930 | 2550 | 7510
2020-08-05 | 20 | 5000 | 120 | 110 | 280 | 1378
2020-08-05 | 21 | 0 | 10 | 0 | 0 | 3
2020-08-05 | 22 | 0 | 0 | 0 | 0 | 0
2020-08-05 | 23 | 0 | 0 | 0 | 0 | 0
2020-08-05 | 24 | 0 | 0 | 0 | 0 | 0
2020-08-06 | 1 | 0 | 0 | 0 | 0 | 0
2020-08-06 | 2 | 0 | 0 | 0 | 0 | 0
2020-08-06 | 3 | 0 | 0 | 0 | 0 | 0
2020-08-06 | 4 | 0 | 0 | 0 | 0 | 0
2020-08-06 | 5 | 0 | 10 | 10 | 10 | 8
2020-08-06 | 6 | 1000 | 10 | 10 | 0 | 255
2020-08-06 | 7 | 16000 | 340 | 490 | 1030 | 4465
2020-08-06 | 8 | 50000 | 960 | 1170 | 2120 | 13563
2020-08-06 | 9 | 114000 | 2330 | 3840 | 6270 | 31610
2020-08-06 | 10 | 185000 | 5360 | 5740 | 14230 | 52583
2020-08-06 | 11 | 221000 | 6190 | 7810 | 19580 | 63645
2020-08-06 | 12 | 236000 | 5470 | 6470 | 18800 | 66685
2020-08-06 | 13 | 246000 | 6790 | 8710 | 20380 | 70470
2020-08-06 | 14 | 218000 | 6840 | 8710 | 16710 | 62565
2020-08-06 | 15 | 215000 | 7560 | 8600 | 18820 | 62495
2020-08-06 | 16 | 210000 | 7400 | 8020 | 16970 | 60598
2020-08-06 | 17 | 163000 | 5810 | 6070 | 15220 | 47525
2020-08-06 | 18 | 94000 | 3540 | 3450 | 11170 | 28040
2020-08-06 | 19 | 27000 | 530 | 910 | 3680 | 8030
2020-08-06 | 20 | 4000 | 110 | 90 | 180 | 1095
2020-08-06 | 21 | 0 | 0 | 0 | 0 | 0
2020-08-06 | 22 | 0 | 0 | 0 | 0 | 0
2020-08-06 | 23 | 0 | 0 | 0 | 0 | 0
2020-08-06 | 24 | 0 | 0 | 0 | 0 | 0
2020-08-07 | 1 | 0 | 0 | 0 | 0 | 0
2020-08-07 | 2 | 0 | 0 | 0 | 0 | 0
2020-08-07 | 3 | 0 | 0 | 0 | 0 | 0
2020-08-07 | 4 | 0 | 0 | 0 | 0 | 0
2020-08-07 | 5 | 0 | 0 | 10 | 0 | 3
2020-08-07 | 6 | 0 | 10 | 0 | 0 | 3
2020-08-07 | 7 | 17000 | 320 | 370 | 1330 | 4755
2020-08-07 | 8 | 46000 | 890 | 1080 | 4550 | 13130
2020-08-07 | 9 | 105000 | 2060 | 3150 | 6410 | 29155
2020-08-07 | 10 | 168000 | 5160 | 6800 | 10020 | 47495
2020-08-07 | 11 | 226000 | 7330 | 8380 | 13350 | 63765
2020-08-07 | 12 | 228000 | 7500 | 9290 | 17120 | 65478
2020-08-07 | 13 | 261000 | 6550 | 8040 | 16720 | 73078
2020-08-07 | 14 | 252000 | 6930 | 8970 | 17200 | 71275
2020-08-07 | 15 | 230000 | 7500 | 6960 | 18550 | 65753
2020-08-07 | 16 | 179000 | 7130 | 7900 | 16500 | 52633
2020-08-07 | 17 | 154000 | 4070 | 3690 | 16020 | 44445
2020-08-07 | 18 | 88000 | 2090 | 1400 | 8220 | 24928
2020-08-07 | 19 | 35000 | 570 | 920 | 2310 | 9700
2020-08-07 | 20 | 4000 | 150 | 110 | 270 | 1133
2020-08-07 | 21 | 0 | 0 | 10 | 0 | 3
2020-08-07 | 22 | 0 | 0 | 0 | 0 | 0
2020-08-07 | 23 | 0 | 0 | 0 | 0 | 0
2020-08-07 | 24 | 0 | 0 | 0 | 0 | 0
2020-08-08 | 1 | 0 | 0 | 0 | 0 | 0
2020-08-08 | 2 | 0 | 0 | 0 | 0 | 0
2020-08-08 | 3 | 0 | 0 | 0 | 0 | 0
2020-08-08 | 4 | 0 | 0 | 0 | 0 | 0
2020-08-08 | 5 | 0 | 0 | 0 | 0 | 0
2020-08-08 | 6 | 0 | 10 | 30 | 0 | 10
2020-08-08 | 7 | 12000 | 210 | 690 | 930 | 3458
2020-08-08 | 8 | 44000 | 920 | 510 | 3080 | 12128
2020-08-08 | 9 | 81000 | 440 | 210 | 3640 | 21323
2020-08-08 | 10 | 32000 | 1280 | 1070 | 2660 | 9253
2020-08-08 | 11 | 26000 | 2710 | 3630 | 3530 | 8968
2020-08-08 | 12 | 150000 | 4670 | 9070 | 20020 | 45940
2020-08-08 | 13 | 247000 | 7560 | 6830 | 17620 | 69753
2020-08-08 | 14 | 255000 | 7570 | 5800 | 16330 | 71175
2020-08-08 | 15 | 236000 | 7350 | 8920 | 16910 | 67295
2020-08-08 | 16 | 218000 | 7140 | 7360 | 15600 | 62025
2020-08-08 | 17 | 134000 | 5440 | 5060 | 13680 | 39545
2020-08-08 | 18 | 76000 | 3320 | 2530 | 10170 | 23005
2020-08-08 | 19 | 24000 | 560 | 260 | 1530 | 6588
2020-08-08 | 20 | 3000 | 110 | 90 | 190 | 848
2020-08-08 | 21 | 0 | 10 | 10 | 0 | 5
2020-08-08 | 22 | 0 | 0 | 0 | 0 | 0
2020-08-08 | 23 | 0 | 0 | 0 | 0 | 0
2020-08-08 | 24 | 0 | 0 | 0 | 0 | 0
2020-08-09 | 1 | 0 | 0 | 0 | 0 | 0
2020-08-09 | 2 | 0 | 0 | 0 | 0 | 0
2020-08-09 | 3 | 0 | 0 | 0 | 0 | 0
2020-08-09 | 4 | 0 | 0 | 0 | 0 | 0
2020-08-09 | 5 | 0 | 10 | 0 | 0 | 3
2020-08-09 | 6 | 1000 | 0 | 10 | 0 | 253
2020-08-09 | 7 | 12000 | 190 | 380 | 840 | 3353
2020-08-09 | 8 | 54000 | 420 | 1430 | 2510 | 14590
2020-08-09 | 9 | 104000 | 2190 | 4300 | 6920 | 29353
2020-08-09 | 10 | 162000 | 4590 | 5040 | 12070 | 45925
2020-08-09 | 11 | 216000 | 5830 | 5070 | 16540 | 60860
2020-08-09 | 12 | 167000 | 7070 | 6570 | 11920 | 48140
2020-08-09 | 13 | 192000 | 5640 | 7120 | 15680 | 55110
2020-08-09 | 14 | 249000 | 5450 | 8730 | 12320 | 68875
2020-08-09 | 15 | 174000 | 7200 | 8160 | 15090 | 51113
2020-08-09 | 16 | 150000 | 5360 | 4290 | 13830 | 43370
2020-08-09 | 17 | 133000 | 4650 | 3900 | 10390 | 37985
2020-08-09 | 18 | 73000 | 1990 | 1320 | 4370 | 20170
2020-08-09 | 19 | 16000 | 390 | 420 | 1570 | 4595
2020-08-09 | 20 | 3000 | 70 | 130 | 80 | 820
2020-08-09 | 21 | 0 | 10 | 10 | 0 | 5
2020-08-09 | 22 | 0 | 0 | 0 | 0 | 0
2020-08-09 | 23 | 0 | 0 | 0 | 0 | 0
2020-08-09 | 24 | 0 | 0 | 0 | 0 | 0
2020-08-10 | 1 | 0 | 0 | 0 | 0 | 0
2020-08-10 | 2 | 0 | 0 | 0 | 0 | 0
2020-08-10 | 3 | 0 | 0 | 0 | 0 | 0
2020-08-10 | 4 | 0 | 0 | 0 | 0 | 0
2020-08-10 | 5 | 0 | 10 | 0 | 0 | 3
2020-08-10 | 6 | 0 | 0 | 10 | 0 | 3
2020-08-10 | 7 | 8000 | 150 | 180 | 490 | 2205
2020-08-10 | 8 | 48000 | 360 | 1520 | 1650 | 12883
2020-08-10 | 9 | 115000 | 2080 | 3580 | 5820 | 31620
2020-08-10 | 10 | 171000 | 4770 | 4120 | 12310 | 48050
2020-08-10 | 11 | 213000 | 5910 | 8040 | 14800 | 60438
2020-08-10 | 12 | 249000 | 7230 | 7120 | 13360 | 69178
2020-08-10 | 13 | 219000 | 6520 | 8780 | 15530 | 62458
2020-08-10 | 14 | 165000 | 6080 | 8450 | 12870 | 48100
2020-08-10 | 15 | 210000 | 7120 | 8450 | 13620 | 59798
2020-08-10 | 16 | 190000 | 5180 | 6260 | 12170 | 53403
2020-08-10 | 17 | 130000 | 4330 | 4610 | 9040 | 36995
2020-08-10 | 18 | 64000 | 3390 | 3400 | 6620 | 19353
2020-08-10 | 19 | 26000 | 570 | 610 | 2210 | 7348
2020-08-10 | 20 | 2000 | 30 | 20 | 60 | 528
2020-08-10 | 21 | 0 | 0 | 10 | 10 | 5
2020-08-10 | 22 | 0 | 0 | 0 | 0 | 0
2020-08-10 | 23 | 0 | 0 | 0 | 0 | 0
2020-08-10 | 24 | 0 | 0 | 0 | 0 | 0
2020-08-11 | 1 | 0 | 0 | 0 | 0 | 0
2020-08-11 | 2 | 0 | 0 | 0 | 0 | 0
2020-08-11 | 3 | 0 | 0 | 0 | 0 | 0
2020-08-11 | 4 | 0 | 0 | 0 | 0 | 0
2020-08-11 | 5 | 0 | 10 | 10 | 0 | 5
2020-08-11 | 6 | 0 | 10 | 10 | 10 | 8
2020-08-11 | 7 | 10000 | 170 | 330 | 550 | 2763
2020-08-11 | 8 | 52000 | 460 | 1560 | 1690 | 13928
2020-08-11 | 9 | 113000 | 2060 | 3630 | 5970 | 31165
2020-08-11 | 10 | 164000 | 5210 | 6040 | 11190 | 46610
2020-08-11 | 11 | 202000 | 6830 | 7520 | 14240 | 57648
2020-08-11 | 12 | 228000 | 7270 | 8570 | 14910 | 64688
2020-08-11 | 13 | 215000 | 7480 | 7360 | 13580 | 60855
2020-08-11 | 14 | 173000 | 7230 | 9090 | 14820 | 51035
2020-08-11 | 15 | 195000 | 7150 | 6400 | 14640 | 55798
2020-08-11 | 16 | 184000 | 6740 | 6350 | 13420 | 52628
2020-08-11 | 17 | 139000 | 5240 | 5700 | 11620 | 40390
2020-08-11 | 18 | 76000 | 3130 | 2760 | 5900 | 21948
2020-08-11 | 19 | 22000 | 640 | 840 | 1200 | 6170
2020-08-11 | 20 | 5000 | 90 | 80 | 50 | 1305
2020-08-11 | 21 | 0 | 0 | 10 | 0 | 3
2020-08-11 | 22 | 0 | 0 | 0 | 0 | 0
2020-08-11 | 23 | 0 | 0 | 0 | 0 | 0
2020-08-11 | 24 | 0 | 0 | 0 | 0 | 0
2020-08-12 | 1 | 0 | 0 | 0 | 0 | 0
2020-08-12 | 2 | 0 | 0 | 0 | 0 | 0
2020-08-12 | 3 | 0 | 0 | 0 | 0 | 0
2020-08-12 | 4 | 0 | 0 | 0 | 0 | 0
2020-08-12 | 5 | 0 | 0 | 0 | 0 | 0
2020-08-12 | 6 | 0 | 10 | 10 | 0 | 5
2020-08-12 | 7 | 7000 | 140 | 260 | 600 | 2000
2020-08-12 | 8 | 50000 | 360 | 1640 | 2510 | 13628
2020-08-12 | 9 | 115000 | 2060 | 4030 | 6640 | 31933
2020-08-12 | 10 | 156000 | 5370 | 6320 | 11770 | 44865
2020-08-12 | 11 | 212000 | 7170 | 7920 | 16740 | 60958
2020-08-12 | 12 | 204000 | 7390 | 8400 | 16020 | 58953
2020-08-12 | 13 | 247000 | 7330 | 8580 | 15520 | 69608
2020-08-12 | 14 | 253000 | 7550 | 9210 | 13320 | 70770
2020-08-12 | 15 | 173000 | 7250 | 7880 | 12330 | 50115
2020-08-12 | 16 | 191000 | 6590 | 7080 | 12270 | 54235
2020-08-12 | 17 | 145000 | 5740 | 5490 | 10350 | 41645
2020-08-12 | 18 | 76000 | 3370 | 3030 | 7700 | 22525
2020-08-12 | 19 | 23000 | 700 | 910 | 2290 | 6725
2020-08-12 | 20 | 2000 | 160 | 170 | 10 | 585
2020-08-12 | 21 | 0 | 10 | 0 | 0 | 3
2020-08-12 | 22 | 0 | 0 | 0 | 0 | 0
2020-08-12 | 23 | 0 | 0 | 0 | 0 | 0
2020-08-12 | 24 | 0 | 0 | 0 | 0 | 0
2020-08-13 | 1 | 0 | 0 | 0 | 0 | 0
2020-08-13 | 2 | 0 | 0 | 0 | 0 | 0
2020-08-13 | 3 | 0 | 0 | 0 | 0 | 0
2020-08-13 | 4 | 0 | 0 | 0 | 0 | 0
2020-08-13 | 5 | 0 | 10 | 10 | 0 | 5
2020-08-13 | 6 | 0 | 10 | 0 | 0 | 3
2020-08-13 | 7 | 12000 | 220 | 400 | 650 | 3318
2020-08-13 | 8 | 54000 | 630 | 1270 | 1660 | 14390
2020-08-13 | 9 | 118000 | 2080 | 4200 | 5990 | 32568
2020-08-13 | 10 | 164000 | 4890 | 6130 | 12150 | 46793
2020-08-13 | 11 | 184000 | 7070 | 7530 | 15380 | 53495
2020-08-13 | 12 | 188000 | 5650 | 7620 | 14380 | 53913
2020-08-13 | 13 | 208000 | 5420 | 7330 | 13000 | 58438
2020-08-13 | 14 | 141000 | 5000 | 6420 | 14610 | 41758
2020-08-13 | 15 | 186000 | 4650 | 7140 | 12550 | 52585
2020-08-13 | 16 | 84000 | 5310 | 6900 | 7830 | 26010
2020-08-13 | 17 | 63000 | 4490 | 4610 | 6950 | 19763
2020-08-13 | 18 | 40000 | 1970 | 2770 | 3920 | 12165
2020-08-13 | 19 | 19000 | 440 | 990 | 1680 | 5528
2020-08-13 | 20 | 8000 | 80 | 90 | 740 | 2228
2020-08-13 | 21 | 0 | 10 | 0 | 0 | 3
2020-08-13 | 22 | 0 | 0 | 0 | 0 | 0
2020-08-13 | 23 | 0 | 0 | 0 | 0 | 0
2020-08-13 | 24 | 0 | 0 | 0 | 0 | 0
2020-08-14 | 1 | 0 | 0 | 0 | 0 | 0
2020-08-14 | 2 | 0 | 0 | 0 | 0 | 0
2020-08-14 | 3 | 0 | 0 | 0 | 0 | 0
2020-08-14 | 4 | 0 | 0 | 0 | 0 | 0
2020-08-14 | 5 | 0 | 10 | 10 | 0 | 5
2020-08-14 | 6 | 0 | 0 | 0 | 0 | 0
2020-08-14 | 7 | 11000 | 130 | 250 | 870 | 3063
2020-08-14 | 8 | 51000 | 400 | 1530 | 2600 | 13883
2020-08-14 | 9 | 114000 | 1810 | 3820 | 6500 | 31533
2020-08-14 | 10 | 160000 | 3570 | 4380 | 11610 | 44890
2020-08-14 | 11 | 209000 | 5490 | 5410 | 16530 | 59108
2020-08-14 | 12 | 222000 | 7370 | 8630 | 16200 | 63550
2020-08-14 | 13 | 214000 | 7450 | 9290 | 14580 | 61330
2020-08-14 | 14 | 208000 | 7160 | 9340 | 15220 | 59930
2020-08-14 | 15 | 107000 | 7020 | 4270 | 12170 | 32615
2020-08-14 | 16 | 167000 | 6320 | 4440 | 8800 | 46640
2020-08-14 | 17 | 149000 | 4210 | 4520 | 12640 | 42593
2020-08-14 | 18 | 82000 | 950 | 3810 | 9310 | 24018
2020-08-14 | 19 | 28000 | 580 | 1040 | 3340 | 8240
2020-08-14 | 20 | 3000 | 90 | 120 | 80 | 823
2020-08-14 | 21 | 0 | 0 | 10 | 0 | 3
2020-08-14 | 22 | 0 | 0 | 0 | 0 | 0
2020-08-14 | 23 | 0 | 0 | 0 | 0 | 0
2020-08-14 | 24 | 0 | 0 | 0 | 0 | 0
2020-08-15 | 1 | 0 | 0 | 0 | 0 | 0
2020-08-15 | 2 | 0 | 0 | 0 | 0 | 0
2020-08-15 | 3 | 0 | 0 | 0 | 0 | 0
2020-08-15 | 4 | 0 | 0 | 0 | 0 | 0
2020-08-15 | 5 | 0 | 0 | 0 | 10 | 3
2020-08-15 | 6 | 0 | 10 | 10 | 0 | 5
2020-08-15 | 7 | 4000 | 100 | 200 | 570 | 1218
2020-08-15 | 8 | 9000 | 470 | 1790 | 1920 | 3295
2020-08-15 | 9 | 15000 | 1130 | 4130 | 2490 | 5688
2020-08-15 | 10 | 21000 | 1840 | 5250 | 2240 | 7583
2020-08-15 | 11 | 25000 | 1360 | 2680 | 2720 | 7940
2020-08-15 | 12 | 37000 | 1770 | 8830 | 4040 | 12910
2020-08-15 | 13 | 112000 | 1290 | 4530 | 6710 | 31133
2020-08-15 | 14 | 84000 | 2360 | 4100 | 8320 | 24695
2020-08-15 | 15 | 80000 | 2660 | 2320 | 6730 | 22928
2020-08-15 | 16 | 103000 | 2550 | 2740 | 5910 | 28550
2020-08-15 | 17 | 73000 | 1190 | 2970 | 13130 | 22573
2020-08-15 | 18 | 72000 | 770 | 2480 | 7100 | 20588
2020-08-15 | 19 | 25000 | 470 | 750 | 3720 | 7485
2020-08-15 | 20 | 3000 | 50 | 90 | 200 | 835
2020-08-15 | 21 | 0 | 0 | 0 | 0 | 0
2020-08-15 | 22 | 0 | 0 | 0 | 0 | 0
2020-08-15 | 23 | 0 | 0 | 0 | 0 | 0
2020-08-15 | 24 | 0 | 0 | 0 | 0 | 0
2020-08-16 | 1 | 0 | 0 | 0 | 0 | 0
2020-08-16 | 2 | 0 | 0 | 0 | 0 | 0
2020-08-16 | 3 | 0 | 0 | 0 | 0 | 0
2020-08-16 | 4 | 0 | 0 | 0 | 0 | 0
2020-08-16 | 5 | 0 | 0 | 10 | 0 | 3
2020-08-16 | 6 | 0 | 10 | 0 | 10 | 5
2020-08-16 | 7 | 9000 | 210 | 190 | 640 | 2510
2020-08-16 | 8 | 26000 | 830 | 1300 | 2490 | 7655
2020-08-16 | 9 | 32000 | 1470 | 3060 | 3360 | 9973
2020-08-16 | 10 | 47000 | 940 | 2670 | 3800 | 13603
2020-08-16 | 11 | 34000 | 2170 | 4120 | 4420 | 11178
2020-08-16 | 12 | 71000 | 1930 | 2680 | 4500 | 20028
2020-08-16 | 13 | 65000 | 2250 | 3690 | 5870 | 19203
2020-08-16 | 14 | 62000 | 5030 | 2930 | 4830 | 18698
2020-08-16 | 15 | 49000 | 3220 | 3420 | 4800 | 15110
2020-08-16 | 16 | 33000 | 2790 | 3040 | 2480 | 10328
2020-08-16 | 17 | 33000 | 2180 | 2290 | 2440 | 9978
2020-08-16 | 18 | 15000 | 1950 | 1850 | 1300 | 5025
2020-08-16 | 19 | 9000 | 970 | 1370 | 260 | 2900
2020-08-16 | 20 | 0 | 200 | 250 | 0 | 113
2020-08-16 | 21 | 0 | 10 | 10 | 0 | 5
2020-08-16 | 22 | 0 | 0 | 0 | 0 | 0
2020-08-16 | 23 | 0 | 0 | 0 | 0 | 0
2020-08-16 | 24 | 0 | 0 | 0 | 0 | 0
2020-08-17 | 1 | 0 | 0 | 0 | 0 | 0
2020-08-17 | 2 | 0 | 0 | 0 | 0 | 0
2020-08-17 | 3 | 0 | 0 | 0 | 0 | 0
2020-08-17 | 4 | 0 | 0 | 0 | 0 | 0
2020-08-17 | 5 | 0 | 10 | 10 | 0 | 5
2020-08-17 | 6 | 0 | 0 | 10 | 0 | 3
2020-08-17 | 7 | 9000 | 110 | 210 | 570 | 2473
2020-08-17 | 8 | 53000 | 400 | 1460 | 2740 | 14400
2020-08-17 | 9 | 80000 | 1820 | 4160 | 6550 | 23133
2020-08-17 | 10 | 151000 | 5280 | 6560 | 14460 | 44325
2020-08-17 | 11 | 165000 | 7210 | 8210 | 19800 | 50055
2020-08-17 | 12 | 228000 | 7560 | 9170 | 19950 | 66170
2020-08-17 | 13 | 177000 | 7560 | 9220 | 17000 | 52695
2020-08-17 | 14 | 198000 | 7560 | 9190 | 18230 | 58245
2020-08-17 | 15 | 235000 | 7560 | 6780 | 18890 | 67058
2020-08-17 | 16 | 207000 | 6840 | 4060 | 18740 | 59160
2020-08-17 | 17 | 152000 | 4500 | 3250 | 16700 | 44113
2020-08-17 | 18 | 81000 | 1730 | 1380 | 11660 | 23943
2020-08-17 | 19 | 20000 | 390 | 160 | 3090 | 5910
2020-08-17 | 20 | 1000 | 10 | 90 | 100 | 300
2020-08-17 | 21 | 0 | 10 | 0 | 10 | 5
2020-08-17 | 22 | 0 | 0 | 0 | 0 | 0
2020-08-17 | 23 | 0 | 0 | 0 | 0 | 0
2020-08-17 | 24 | 0 | 0 | 0 | 0 | 0
2020-08-18 | 1 | 0 | 0 | 0 | 0 | 0
2020-08-18 | 2 | 0 | 0 | 0 | 0 | 0
2020-08-18 | 3 | 0 | 0 | 0 | 0 | 0
2020-08-18 | 4 | 0 | 0 | 0 | 0 | 0
2020-08-18 | 5 | 0 | 0 | 10 | 10 | 5
2020-08-18 | 6 | 0 | 10 | 0 | 0 | 3
2020-08-18 | 7 | 2000 | 190 | 180 | 60 | 608
2020-08-18 | 8 | 20000 | 430 | 610 | 2220 | 5815
2020-08-18 | 9 | 94000 | 1110 | 2590 | 7020 | 26180
2020-08-18 | 10 | 166000 | 5330 | 6200 | 14330 | 47965
2020-08-18 | 11 | 222000 | 5860 | 5750 | 17770 | 62845
2020-08-18 | 12 | 228000 | 6440 | 7180 | 15490 | 64278
2020-08-18 | 13 | 158000 | 7450 | 10160 | 17000 | 48153
2020-08-18 | 14 | 143000 | 7440 | 9040 | 18300 | 44445
2020-08-18 | 15 | 221000 | 6410 | 9150 | 16560 | 63280
2020-08-18 | 16 | 208000 | 6250 | 7290 | 15570 | 59278
2020-08-18 | 17 | 121000 | 3630 | 4130 | 10010 | 34693
2020-08-18 | 18 | 32000 | 770 | 820 | 5970 | 9890
2020-08-18 | 19 | 5000 | 530 | 850 | 1180 | 1890
2020-08-18 | 20 | 2000 | 80 | 40 | 150 | 568
2020-08-18 | 21 | 0 | 0 | 0 | 0 | 0
2020-08-18 | 22 | 0 | 0 | 0 | 0 | 0
2020-08-18 | 23 | 0 | 0 | 0 | 0 | 0
2020-08-18 | 24 | 0 | 0 | 0 | 0 | 0
2020-08-19 | 1 | 0 | 0 | 0 | 0 | 0
2020-08-19 | 2 | 0 | 0 | 0 | 0 | 0
2020-08-19 | 3 | 0 | 0 | 0 | 0 | 0
2020-08-19 | 4 | 0 | 0 | 0 | 0 | 0
2020-08-19 | 5 | 0 | 10 | 10 | 10 | 8
2020-08-19 | 6 | 0 | 10 | 0 | 0 | 3
2020-08-19 | 7 | 14000 | 90 | 190 | 1100 | 3845
2020-08-19 | 8 | 39000 | 400 | 1470 | 2860 | 10933
2020-08-19 | 9 | 94000 | 1990 | 3720 | 7370 | 26770
2020-08-19 | 10 | 148000 | 3940 | 5520 | 13470 | 42733
2020-08-19 | 11 | 165000 | 5620 | 7500 | 16570 | 48673
2020-08-19 | 12 | 240000 | 5550 | 7570 | 17820 | 67735
2020-08-19 | 13 | 225000 | 5760 | 4640 | 19450 | 63713
2020-08-19 | 14 | 176000 | 3060 | 6200 | 16480 | 50435
2020-08-19 | 15 | 168000 | 5050 | 5890 | 12260 | 47800
2020-08-19 | 16 | 68000 | 4910 | 3110 | 11980 | 22000
2020-08-19 | 17 | 14000 | 2640 | 3230 | 4980 | 6213
2020-08-19 | 18 | 42000 | 2290 | 2530 | 3760 | 12645
2020-08-19 | 19 | 18000 | 660 | 670 | 2070 | 5350
2020-08-19 | 20 | 3000 | 50 | 30 | 100 | 795
2020-08-19 | 21 | 0 | 10 | 10 | 0 | 5
2020-08-19 | 22 | 0 | 0 | 0 | 0 | 0
2020-08-19 | 23 | 0 | 0 | 0 | 0 | 0
2020-08-19 | 24 | 0 | 0 | 0 | 0 | 0
2020-08-20 | 1 | 0 | 0 | 0 | 0 | 0
2020-08-20 | 2 | 0 | 0 | 0 | 0 | 0
2020-08-20 | 3 | 0 | 0 | 0 | 0 | 0
2020-08-20 | 4 | 0 | 0 | 0 | 0 | 0
2020-08-20 | 5 | 0 | 10 | 10 | 10 | 8
2020-08-20 | 6 | 0 | 10 | 10 | 0 | 5
2020-08-20 | 7 | 7000 | 80 | 160 | 370 | 1903
2020-08-20 | 8 | 55000 | 280 | 1640 | 1350 | 14568
2020-08-20 | 9 | 128000 | 1530 | 4470 | 6910 | 35228
2020-08-20 | 10 | 189000 | 5660 | 6970 | 15340 | 54243
2020-08-20 | 11 | 233000 | 7420 | 8730 | 21010 | 67540
2020-08-20 | 12 | 258000 | 7550 | 9880 | 21800 | 74308
2020-08-20 | 13 | 238000 | 5970 | 6880 | 20960 | 67953
2020-08-20 | 14 | 261000 | 6810 | 9570 | 20130 | 74378
2020-08-20 | 15 | 241000 | 7560 | 9240 | 19290 | 69273
2020-08-20 | 16 | 201000 | 7140 | 7770 | 17760 | 58418
2020-08-20 | 17 | 148000 | 5570 | 5800 | 15200 | 43643
2020-08-20 | 18 | 73000 | 3340 | 3130 | 11250 | 22680
2020-08-20 | 19 | 18000 | 570 | 630 | 2760 | 5490
2020-08-20 | 20 | 1000 | 40 | 20 | 50 | 278
2020-08-20 | 21 | 0 | 10 | 10 | 0 | 5
2020-08-20 | 22 | 0 | 0 | 0 | 0 | 0
2020-08-20 | 23 | 0 | 0 | 0 | 0 | 0
2020-08-20 | 24 | 0 | 0 | 0 | 0 | 0
2020-08-21 | 1 | 0 | 0 | 0 | 0 | 0
2020-08-21 | 2 | 0 | 0 | 0 | 0 | 0
2020-08-21 | 3 | 0 | 0 | 0 | 0 | 0
2020-08-21 | 4 | 0 | 0 | 0 | 0 | 0
2020-08-21 | 5 | 0 | 0 | 0 | 10 | 3
2020-08-21 | 6 | 0 | 10 | 10 | 0 | 5
2020-08-21 | 7 | 7000 | 160 | 150 | 370 | 1920
2020-08-21 | 8 | 52000 | 370 | 1540 | 1420 | 13833
2020-08-21 | 9 | 121000 | 1410 | 4220 | 6630 | 33315
2020-08-21 | 10 | 178000 | 5260 | 6600 | 14460 | 51080
2020-08-21 | 11 | 220000 | 7180 | 8420 | 19080 | 63670
2020-08-21 | 12 | 246000 | 7300 | 8190 | 19220 | 70178
2020-08-21 | 13 | 255000 | 3720 | 6610 | 19170 | 71125
2020-08-21 | 14 | 251000 | 2770 | 7500 | 18230 | 69875
2020-08-21 | 15 | 229000 | 4370 | 5530 | 18060 | 64240
2020-08-21 | 16 | 193000 | 2450 | 1450 | 14590 | 52873
2020-08-21 | 17 | 130000 | 1530 | 2050 | 12580 | 36540
2020-08-21 | 18 | 50000 | 510 | 450 | 6200 | 14290
2020-08-21 | 19 | 12000 | 520 | 650 | 240 | 3353
2020-08-21 | 20 | 1000 | 70 | 50 | 10 | 283
2020-08-21 | 21 | 0 | 10 | 0 | 0 | 3
2020-08-21 | 22 | 0 | 0 | 0 | 0 | 0
2020-08-21 | 23 | 0 | 0 | 0 | 0 | 0
2020-08-21 | 24 | 0 | 0 | 0 | 0 | 0
2020-08-22 | 1 | 0 | 0 | 0 | 0 | 0
2020-08-22 | 2 | 0 | 0 | 0 | 0 | 0
2020-08-22 | 3 | 0 | 0 | 0 | 0 | 0
2020-08-22 | 4 | 0 | 0 | 0 | 0 | 0
2020-08-22 | 5 | 0 | 0 | 0 | 0 | 0
2020-08-22 | 6 | 0 | 10 | 10 | 0 | 5
2020-08-22 | 7 | 10000 | 130 | 130 | 520 | 2695
2020-08-22 | 8 | 45000 | 460 | 1060 | 2110 | 12158
2020-08-22 | 9 | 115000 | 1550 | 3450 | 6700 | 31675
2020-08-22 | 10 | 148000 | 4300 | 4410 | 11110 | 41955
2020-08-22 | 11 | 83000 | 4260 | 4130 | 4700 | 24023
2020-08-22 | 12 | 104000 | 3740 | 5450 | 14150 | 31835
2020-08-22 | 13 | 245000 | 3490 | 3810 | 16530 | 67208
2020-08-22 | 14 | 157000 | 4060 | 5700 | 15870 | 45658
2020-08-22 | 15 | 162000 | 4500 | 9290 | 16010 | 47950
2020-08-22 | 16 | 128000 | 6740 | 7570 | 13730 | 39010
2020-08-22 | 17 | 69000 | 4060 | 5470 | 12560 | 22773
2020-08-22 | 18 | 42000 | 2490 | 2070 | 9150 | 13928
2020-08-22 | 19 | 19000 | 430 | 620 | 2570 | 5655
2020-08-22 | 20 | 1000 | 40 | 80 | 10 | 283
2020-08-22 | 21 | 0 | 10 | 0 | 0 | 3
2020-08-22 | 22 | 0 | 0 | 0 | 0 | 0
2020-08-22 | 23 | 0 | 0 | 0 | 0 | 0
2020-08-22 | 24 | 0 | 0 | 0 | 0 | 0
2020-08-23 | 1 | 0 | 0 | 0 | 0 | 0
2020-08-23 | 2 | 0 | 0 | 0 | 0 | 0
2020-08-23 | 3 | 0 | 0 | 0 | 0 | 0
2020-08-23 | 4 | 0 | 0 | 0 | 0 | 0
2020-08-23 | 5 | 0 | 10 | 10 | 0 | 5
2020-08-23 | 6 | 0 | 0 | 0 | 0 | 0
2020-08-23 | 7 | 7000 | 100 | 150 | 340 | 1898
2020-08-23 | 8 | 50000 | 460 | 1560 | 1450 | 13368
2020-08-23 | 9 | 118000 | 1940 | 2400 | 6590 | 32233
2020-08-23 | 10 | 172000 | 4360 | 5080 | 13330 | 48693
2020-08-23 | 11 | 216000 | 5450 | 7030 | 15910 | 61098
2020-08-23 | 12 | 240000 | 4390 | 4320 | 17030 | 66435
2020-08-23 | 13 | 247000 | 4960 | 5180 | 14850 | 67998
2020-08-23 | 14 | 240000 | 4560 | 5880 | 13330 | 65943
2020-08-23 | 15 | 112000 | 7550 | 7400 | 4310 | 32815
2020-08-23 | 16 | 20000 | 6690 | 6830 | 2980 | 9125
2020-08-23 | 17 | 11000 | 5100 | 5470 | 1160 | 5683
2020-08-23 | 18 | 23000 | 2970 | 2870 | 6080 | 8730
2020-08-23 | 19 | 19000 | 340 | 440 | 880 | 5165
2020-08-23 | 20 | 4000 | 60 | 70 | 350 | 1120
2020-08-23 | 21 | 0 | 0 | 0 | 0 | 0
2020-08-23 | 22 | 0 | 0 | 0 | 0 | 0
2020-08-23 | 23 | 0 | 0 | 0 | 0 | 0
2020-08-23 | 24 | 0 | 0 | 0 | 0 | 0
2020-08-24 | 1 | 0 | 0 | 0 | 0 | 0
2020-08-24 | 2 | 0 | 0 | 0 | 0 | 0
2020-08-24 | 3 | 0 | 0 | 0 | 0 | 0
2020-08-24 | 4 | 0 | 0 | 0 | 0 | 0
2020-08-24 | 5 | 0 | 10 | 10 | 0 | 5
2020-08-24 | 6 | 0 | 10 | 0 | 0 | 3
2020-08-24 | 7 | 9000 | 90 | 170 | 440 | 2425
2020-08-24 | 8 | 53000 | 340 | 1300 | 2920 | 14390
2020-08-24 | 9 | 118000 | 1270 | 3490 | 5690 | 32113
2020-08-24 | 10 | 168000 | 4860 | 6090 | 12560 | 47878
2020-08-24 | 11 | 205000 | 6270 | 6330 | 16790 | 58598
2020-08-24 | 12 | 233000 | 6650 | 7320 | 16810 | 65945
2020-08-24 | 13 | 239000 | 5850 | 8400 | 16020 | 67318
2020-08-24 | 14 | 245000 | 7380 | 5910 | 15020 | 68328
2020-08-24 | 15 | 217000 | 7520 | 4910 | 14880 | 61078
2020-08-24 | 16 | 163000 | 5900 | 5360 | 5530 | 44948
2020-08-24 | 17 | 55000 | 4340 | 4550 | 10060 | 18488
2020-08-24 | 18 | 71000 | 790 | 530 | 10080 | 20600
2020-08-24 | 19 | 12000 | 150 | 120 | 660 | 3233
2020-08-24 | 20 | 1000 | 30 | 20 | 0 | 263
2020-08-24 | 21 | 0 | 0 | 10 | 0 | 3
2020-08-24 | 22 | 0 | 0 | 0 | 0 | 0
2020-08-24 | 23 | 0 | 0 | 0 | 0 | 0
2020-08-24 | 24 | 0 | 0 | 0 | 0 | 0
2020-08-25 | 1 | 0 | 0 | 0 | 0 | 0
2020-08-25 | 2 | 0 | 0 | 0 | 0 | 0
2020-08-25 | 3 | 0 | 0 | 0 | 0 | 0
2020-08-25 | 4 | 0 | 0 | 0 | 0 | 0
2020-08-25 | 5 | 0 | 10 | 0 | 0 | 3
2020-08-25 | 6 | 0 | 10 | 10 | 0 | 5
2020-08-25 | 7 | 9000 | 70 | 30 | 290 | 2348
2020-08-25 | 8 | 30000 | 540 | 440 | 2770 | 8438
2020-08-25 | 9 | 56000 | 980 | 1700 | 4750 | 15858
2020-08-25 | 10 | 103000 | 4060 | 5220 | 9050 | 30333
2020-08-25 | 11 | 156000 | 2770 | 3790 | 12040 | 43650
2020-08-25 | 12 | 120000 | 5300 | 5600 | 12460 | 35840
2020-08-25 | 13 | 222000 | 7530 | 6120 | 16620 | 63068
2020-08-25 | 14 | 241000 | 7480 | 6220 | 15920 | 67655
2020-08-25 | 15 | 202000 | 2020 | 3650 | 16440 | 56028
2020-08-25 | 16 | 151000 | 60 | 150 | 13370 | 41145
2020-08-25 | 17 | 55000 | 390 | 1000 | 3760 | 15038
2020-08-25 | 18 | 7000 | 2590 | 3000 | 440 | 3258
2020-08-25 | 19 | 21000 | 470 | 550 | 2310 | 6083
2020-08-25 | 20 | 1000 | 20 | 20 | 50 | 273
2020-08-25 | 21 | 0 | 10 | 10 | 10 | 8
2020-08-25 | 22 | 0 | 0 | 0 | 0 | 0
2020-08-25 | 23 | 0 | 0 | 0 | 0 | 0
2020-08-25 | 24 | 0 | 0 | 0 | 0 | 0
2020-08-26 | 1 | 0 | 0 | 0 | 0 | 0
2020-08-26 | 2 | 0 | 0 | 0 | 0 | 0
2020-08-26 | 3 | 0 | 0 | 0 | 0 | 0
2020-08-26 | 4 | 0 | 0 | 0 | 0 | 0
2020-08-26 | 5 | 0 | 10 | 0 | 10 | 5
2020-08-26 | 6 | 0 | 0 | 10 | 0 | 3
2020-08-26 | 7 | 6000 | 90 | 150 | 280 | 1630
2020-08-26 | 8 | 53000 | 350 | 790 | 1580 | 13930
2020-08-26 | 9 | 122000 | 1470 | 3880 | 7770 | 33780
2020-08-26 | 10 | 191000 | 5490 | 7080 | 13960 | 54383
2020-08-26 | 11 | 241000 | 7130 | 8840 | 22280 | 69813
2020-08-26 | 12 | 262000 | 7550 | 10250 | 24360 | 76040
2020-08-26 | 13 | 268000 | 7540 | 10650 | 24440 | 77658
2020-08-26 | 14 | 265000 | 7560 | 10460 | 24050 | 76768
2020-08-26 | 15 | 249000 | 7550 | 9720 | 22810 | 72270
2020-08-26 | 16 | 212000 | 7430 | 8200 | 20940 | 62143
2020-08-26 | 17 | 151000 | 5860 | 6070 | 18820 | 45438
2020-08-26 | 18 | 75000 | 3430 | 3130 | 12790 | 23588
2020-08-26 | 19 | 15000 | 450 | 510 | 2580 | 4635
2020-08-26 | 20 | 1000 | 10 | 20 | 30 | 265
2020-08-26 | 21 | 0 | 10 | 0 | 0 | 3
2020-08-26 | 22 | 0 | 0 | 0 | 0 | 0
2020-08-26 | 23 | 0 | 0 | 0 | 0 | 0
2020-08-26 | 24 | 0 | 0 | 0 | 0 | 0
2020-08-27 | 1 | 0 | 0 | 0 | 0 | 0
2020-08-27 | 2 | 0 | 0 | 0 | 0 | 0
2020-08-27 | 3 | 0 | 0 | 0 | 0 | 0
2020-08-27 | 4 | 0 | 0 | 0 | 0 | 0
2020-08-27 | 5 | 0 | 10 | 10 | 0 | 5
2020-08-27 | 6 | 0 | 10 | 0 | 10 | 5
2020-08-27 | 7 | 7000 | 120 | 160 | 460 | 1935
2020-08-27 | 8 | 26000 | 750 | 1080 | 2560 | 7598
2020-08-27 | 9 | 48000 | 1360 | 2070 | 4150 | 13895
2020-08-27 | 10 | 77000 | 2390 | 3050 | 6520 | 22240
2020-08-27 | 11 | 98000 | 3170 | 3820 | 6480 | 27868
2020-08-27 | 12 | 38000 | 1770 | 1920 | 5630 | 11830
2020-08-27 | 13 | 16000 | 810 | 1050 | 1800 | 4915
2020-08-27 | 14 | 24000 | 3490 | 3260 | 3180 | 8483
2020-08-27 | 15 | 141000 | 7420 | 8620 | 3740 | 40195
2020-08-27 | 16 | 42000 | 4620 | 3600 | 7150 | 14343
2020-08-27 | 17 | 50000 | 1530 | 2040 | 4840 | 14603
2020-08-27 | 18 | 23000 | 580 | 570 | 2800 | 6738
2020-08-27 | 19 | 7000 | 390 | 340 | 670 | 2100
2020-08-27 | 20 | 0 | 20 | 10 | 0 | 8
2020-08-27 | 21 | 0 | 0 | 10 | 10 | 5
2020-08-27 | 22 | 0 | 0 | 0 | 0 | 0
2020-08-27 | 23 | 0 | 0 | 0 | 0 | 0
2020-08-27 | 24 | 0 | 0 | 0 | 0 | 0
2020-08-28 | 1 | 0 | 0 | 0 | 0 | 0
2020-08-28 | 2 | 0 | 0 | 0 | 0 | 0
2020-08-28 | 3 | 0 | 0 | 0 | 0 | 0
2020-08-28 | 4 | 0 | 0 | 0 | 0 | 0
2020-08-28 | 5 | 0 | 0 | 10 | 0 | 3
2020-08-28 | 6 | 0 | 10 | 10 | 10 | 8
2020-08-28 | 7 | 3000 | 130 | 130 | 30 | 823
2020-08-28 | 8 | 25000 | 430 | 770 | 1540 | 6935
2020-08-28 | 9 | 100000 | 1030 | 1680 | 6210 | 27230
2020-08-28 | 10 | 161000 | 3490 | 6140 | 14220 | 46213
2020-08-28 | 11 | 198000 | 5760 | 7660 | 17890 | 57328
2020-08-28 | 12 | 221000 | 7260 | 9390 | 19540 | 64298
2020-08-28 | 13 | 230000 | 5870 | 7990 | 19980 | 65960
2020-08-28 | 14 | 255000 | 7560 | 9930 | 19270 | 72940
2020-08-28 | 15 | 237000 | 7570 | 9160 | 17530 | 67815
2020-08-28 | 16 | 200000 | 7180 | 7750 | 17100 | 58008
2020-08-28 | 17 | 142000 | 5460 | 5680 | 15130 | 42068
2020-08-28 | 18 | 69000 | 3170 | 2980 | 10940 | 21523
2020-08-28 | 19 | 16000 | 470 | 480 | 2160 | 4778
2020-08-28 | 20 | 1000 | 10 | 10 | 10 | 258
2020-08-28 | 21 | 0 | 0 | 10 | 0 | 3
2020-08-28 | 22 | 0 | 0 | 0 | 0 | 0
2020-08-28 | 23 | 0 | 0 | 0 | 0 | 0
2020-08-28 | 24 | 0 | 0 | 0 | 0 | 0
2020-08-29 | 1 | 0 | 0 | 0 | 0 | 0
2020-08-29 | 2 | 0 | 0 | 0 | 0 | 0
2020-08-29 | 3 | 0 | 0 | 0 | 0 | 0
2020-08-29 | 4 | 0 | 0 | 0 | 0 | 0
2020-08-29 | 5 | 0 | 0 | 10 | 0 | 3
2020-08-29 | 6 | 0 | 10 | 10 | 0 | 5
2020-08-29 | 7 | 1000 | 10 | 10 | 0 | 255
2020-08-29 | 8 | 2000 | 40 | 30 | 110 | 545
2020-08-29 | 9 | 7000 | 160 | 130 | 820 | 2028
2020-08-29 | 10 | 14000 | 310 | 440 | 960 | 3928
2020-08-29 | 11 | 17000 | 650 | 840 | 3250 | 5435
2020-08-29 | 12 | 29000 | 1240 | 1330 | 4360 | 8983
2020-08-29 | 13 | 30000 | 1090 | 1480 | 3710 | 9070
2020-08-29 | 14 | 35000 | 1340 | 1830 | 3260 | 10358
2020-08-29 | 15 | 45000 | 1490 | 1870 | 2270 | 12658
2020-08-29 | 16 | 40000 | 1180 | 1290 | 3000 | 11368
2020-08-29 | 17 | 31000 | 1590 | 1140 | 2310 | 9010
2020-08-29 | 18 | 21000 | 920 | 920 | 2320 | 6290
2020-08-29 | 19 | 14000 | 130 | 50 | 1000 | 3795
2020-08-29 | 20 | 0 | 0 | 10 | 0 | 3
2020-08-29 | 21 | 0 | 10 | 0 | 10 | 5
2020-08-29 | 22 | 0 | 0 | 0 | 0 | 0
2020-08-29 | 23 | 0 | 0 | 0 | 0 | 0
2020-08-29 | 24 | 0 | 0 | 0 | 0 | 0
2020-08-30 | 1 | 0 | 0 | 0 | 0 | 0
2020-08-30 | 2 | 0 | 0 | 0 | 0 | 0
2020-08-30 | 3 | 0 | 0 | 0 | 0 | 0
2020-08-30 | 4 | 0 | 0 | 0 | 0 | 0
2020-08-30 | 5 | 0 | 10 | 10 | 10 | 8
2020-08-30 | 6 | 0 | 0 | 0 | 0 | 0
2020-08-30 | 7 | 4000 | 70 | 100 | 190 | 1090
2020-08-30 | 8 | 49000 | 280 | 1820 | 1080 | 13045
2020-08-30 | 9 | 116000 | 1690 | 2010 | 6470 | 31543
2020-08-30 | 10 | 169000 | 5880 | 3350 | 12110 | 47585
2020-08-30 | 11 | 236000 | 7020 | 9880 | 20290 | 68298
2020-08-30 | 12 | 241000 | 6220 | 9410 | 24940 | 70393
2020-08-30 | 13 | 194000 | 5110 | 9550 | 19620 | 57070
2020-08-30 | 14 | 170000 | 4960 | 10450 | 21970 | 51845
2020-08-30 | 15 | 151000 | 7000 | 9250 | 16600 | 45963
2020-08-30 | 16 | 177000 | 2300 | 5710 | 19250 | 51065
2020-08-30 | 17 | 134000 | 2800 | 4230 | 11610 | 38160
2020-08-30 | 18 | 70000 | 2370 | 1440 | 10930 | 21185
2020-08-30 | 19 | 12000 | 330 | 520 | 2460 | 3828
2020-08-30 | 20 | 0 | 10 | 20 | 20 | 13
2020-08-30 | 21 | 0 | 0 | 0 | 0 | 0
2020-08-30 | 22 | 0 | 0 | 0 | 0 | 0
2020-08-30 | 23 | 0 | 0 | 0 | 0 | 0
2020-08-30 | 24 | 0 | 0 | 0 | 0 | 0
2020-08-31 | 1 | 0 | 0 | 0 | 0 | 0
2020-08-31 | 2 | 0 | 0 | 0 | 0 | 0
2020-08-31 | 3 | 0 | 0 | 0 | 0 | 0
2020-08-31 | 4 | 0 | 0 | 0 | 0 | 0
2020-08-31 | 5 | 0 | 0 | 10 | 10 | 5
2020-08-31 | 6 | 0 | 10 | 0 | 0 | 3
2020-08-31 | 7 | 5000 | 50 | 150 | 250 | 1363
2020-08-31 | 8 | 50000 | 240 | 1650 | 1230 | 13280
2020-08-31 | 9 | 124000 | 930 | 4580 | 7120 | 34158
2020-08-31 | 10 | 183000 | 5610 | 7000 | 15870 | 52870
2020-08-31 | 11 | 226000 | 6710 | 7660 | 20990 | 65340
2020-08-31 | 12 | 230000 | 7270 | 8500 | 21490 | 66815
2020-08-31 | 13 | 199000 | 6560 | 10570 | 20810 | 59235
2020-08-31 | 14 | 122000 | 7340 | 9880 | 15300 | 38630
2020-08-31 | 15 | 151000 | 6990 | 6880 | 19740 | 46153
2020-08-31 | 16 | 135000 | 5850 | 4560 | 15830 | 40310
2020-08-31 | 17 | 113000 | 4080 | 4040 | 13730 | 33713
2020-08-31 | 18 | 56000 | 1870 | 2030 | 7210 | 16778
2020-08-31 | 19 | 13000 | 450 | 520 | 1400 | 3843
2020-08-31 | 20 | 0 | 20 | 20 | 10 | 13
2020-08-31 | 21 | 0 | 0 | 0 | 0 | 0
2020-08-31 | 22 | 0 | 0 | 0 | 0 | 0
2020-08-31 | 23 | 0 | 0 | 0 | 0 | 0
2020-08-31 | 24 | 0 | 0 | 0 | 0 | 0
2020-09-01 | 1 | 0 | 0 | 0 | 0 | 0
2020-09-01 | 2 | 0 | 0 | 0 | 0 | 0
2020-09-01 | 3 | 0 | 0 | 0 | 0 | 0
2020-09-01 | 4 | 0 | 0 | 0 | 0 | 0
2020-09-01 | 5 | 0 | 0 | 0 | 0 | 0
2020-09-01 | 6 | 0 | 10 | 0 | 0 | 3
2020-09-01 | 7 | 5000 | 80 | 150 | 310 | 1385
2020-09-01 | 8 | 48000 | 520 | 690 | 2860 | 13018
2020-09-01 | 9 | 97000 | 1180 | 920 | 7690 | 26698
2020-09-01 | 10 | 136000 | 3300 | 4250 | 11770 | 38830
2020-09-01 | 11 | 169000 | 5190 | 8120 | 18370 | 50170
2020-09-01 | 12 | 210000 | 7080 | 8630 | 18320 | 61008
2020-09-01 | 13 | 255000 | 5670 | 8910 | 21640 | 72805
2020-09-01 | 14 | 217000 | 6970 | 8650 | 21890 | 63628
2020-09-01 | 15 | 234000 | 5370 | 7580 | 21600 | 67138
2020-09-01 | 16 | 200000 | 5330 | 7230 | 20120 | 58170
2020-09-01 | 17 | 140000 | 2240 | 3070 | 12820 | 39533
2020-09-01 | 18 | 63000 | 1350 | 1450 | 9720 | 18880
2020-09-01 | 19 | 13000 | 340 | 330 | 2010 | 3920
2020-09-01 | 20 | 0 | 10 | 10 | 10 | 8
2020-09-01 | 21 | 0 | 0 | 0 | 0 | 0
2020-09-01 | 22 | 0 | 0 | 0 | 0 | 0
2020-09-01 | 23 | 0 | 0 | 0 | 0 | 0
2020-09-01 | 24 | 0 | 0 | 0 | 0 | 0
2020-09-02 | 1 | 0 | 0 | 0 | 0 | 0
2020-09-02 | 2 | 0 | 0 | 0 | 0 | 0
2020-09-02 | 3 | 0 | 0 | 0 | 0 | 0
2020-09-02 | 4 | 0 | 0 | 0 | 0 | 0
2020-09-02 | 5 | 0 | 0 | 0 | 0 | 0
2020-09-02 | 6 | 0 | 0 | 10 | 0 | 3
2020-09-02 | 7 | 3000 | 110 | 100 | 80 | 823
2020-09-02 | 8 | 20000 | 280 | 220 | 550 | 5263
2020-09-02 | 9 | 21000 | 220 | 240 | 1110 | 5643
2020-09-02 | 10 | 19000 | 640 | 530 | 1940 | 5528
2020-09-02 | 11 | 45000 | 390 | 490 | 3910 | 12448
2020-09-02 | 12 | 83000 | 530 | 860 | 5750 | 22535
2020-09-02 | 13 | 78000 | 610 | 760 | 6100 | 21368
2020-09-02 | 14 | 71000 | 510 | 750 | 6670 | 19733
2020-09-02 | 15 | 61000 | 700 | 1330 | 3130 | 16540
2020-09-02 | 16 | 32000 | 330 | 580 | 3400 | 9078
2020-09-02 | 17 | 23000 | 440 | 520 | 2280 | 6560
2020-09-02 | 18 | 12000 | 150 | 120 | 1700 | 3493
2020-09-02 | 19 | 2000 | 20 | 20 | 60 | 525
2020-09-02 | 20 | 0 | 10 | 10 | 0 | 5
2020-09-02 | 21 | 0 | 0 | 0 | 0 | 0
2020-09-02 | 22 | 0 | 0 | 0 | 0 | 0
2020-09-02 | 23 | 0 | 0 | 0 | 0 | 0
2020-09-02 | 24 | 0 | 0 | 0 | 0 | 0
2020-09-03 | 1 | 0 | 0 | 0 | 0 | 0
2020-09-03 | 2 | 0 | 0 | 0 | 0 | 0
2020-09-03 | 3 | 0 | 0 | 0 | 0 | 0
2020-09-03 | 4 | 0 | 0 | 0 | 0 | 0
2020-09-03 | 5 | 0 | 0 | 0 | 0 | 0
2020-09-03 | 6 | 0 | 10 | 10 | 0 | 5
2020-09-03 | 7 | 3000 | 80 | 80 | 20 | 795
2020-09-03 | 8 | 17000 | 430 | 1470 | 1670 | 5143
2020-09-03 | 9 | 33000 | 1070 | 1490 | 3070 | 9658
2020-09-03 | 10 | 30000 | 2260 | 4430 | 2830 | 9880
2020-09-03 | 11 | 41000 | 5170 | 8530 | 5330 | 15008
2020-09-03 | 12 | 57000 | 5890 | 9580 | 7250 | 19930
2020-09-03 | 13 | 123000 | 6860 | 8560 | 9110 | 36883
2020-09-03 | 14 | 145000 | 7460 | 6470 | 5640 | 41143
2020-09-03 | 15 | 129000 | 5490 | 5800 | 14610 | 38725
2020-09-03 | 16 | 113000 | 2910 | 4540 | 15870 | 34080
2020-09-03 | 17 | 65000 | 1160 | 1800 | 4050 | 18003
2020-09-03 | 18 | 21000 | 300 | 540 | 1550 | 5848
2020-09-03 | 19 | 4000 | 180 | 360 | 230 | 1193
2020-09-03 | 20 | 0 | 40 | 30 | 0 | 18
2020-09-03 | 21 | 0 | 0 | 0 | 0 | 0
2020-09-03 | 22 | 0 | 0 | 0 | 0 | 0
2020-09-03 | 23 | 0 | 0 | 0 | 0 | 0
2020-09-03 | 24 | 0 | 0 | 0 | 0 | 0
2020-09-04 | 1 | 0 | 0 | 0 | 0 | 0
2020-09-04 | 2 | 0 | 0 | 0 | 0 | 0
2020-09-04 | 3 | 0 | 0 | 0 | 0 | 0
2020-09-04 | 4 | 0 | 0 | 0 | 0 | 0
2020-09-04 | 5 | 0 | 0 | 0 | 0 | 0
2020-09-04 | 6 | 0 | 0 | 10 | 0 | 3
2020-09-04 | 7 | 4000 | 60 | 60 | 200 | 1080
2020-09-04 | 8 | 44000 | 290 | 740 | 1360 | 11598
2020-09-04 | 9 | 111000 | 960 | 3060 | 6650 | 30418
2020-09-04 | 10 | 168000 | 5400 | 6580 | 14470 | 48613
2020-09-04 | 11 | 215000 | 7300 | 6990 | 18630 | 61980
2020-09-04 | 12 | 247000 | 7510 | 9810 | 19000 | 70830
2020-09-04 | 13 | 254000 | 7560 | 10040 | 19330 | 72733
2020-09-04 | 14 | 255000 | 7560 | 9930 | 18490 | 72745
2020-09-04 | 15 | 235000 | 7470 | 9100 | 18060 | 67408
2020-09-04 | 16 | 198000 | 6860 | 7100 | 17270 | 57308
2020-09-04 | 17 | 137000 | 4170 | 4410 | 15640 | 40305
2020-09-04 | 18 | 60000 | 2320 | 2980 | 10940 | 19060
2020-09-04 | 19 | 8000 | 430 | 350 | 1460 | 2560
2020-09-04 | 20 | 0 | 10 | 10 | 10 | 8
2020-09-04 | 21 | 0 | 0 | 0 | 0 | 0
2020-09-04 | 22 | 0 | 0 | 0 | 0 | 0
2020-09-04 | 23 | 0 | 0 | 0 | 0 | 0
2020-09-04 | 24 | 0 | 0 | 0 | 0 | 0
2020-09-05 | 1 | 0 | 0 | 0 | 0 | 0
2020-09-05 | 2 | 0 | 0 | 0 | 0 | 0
2020-09-05 | 3 | 0 | 0 | 0 | 0 | 0
2020-09-05 | 4 | 0 | 0 | 0 | 0 | 0
2020-09-05 | 5 | 0 | 0 | 0 | 0 | 0
2020-09-05 | 6 | 0 | 0 | 10 | 0 | 3
2020-09-05 | 7 | 4000 | 40 | 70 | 200 | 1078
2020-09-05 | 8 | 49000 | 240 | 1680 | 1230 | 13038
2020-09-05 | 9 | 124000 | 920 | 4610 | 7260 | 34198
2020-09-05 | 10 | 183000 | 5620 | 7050 | 16090 | 52940
2020-09-05 | 11 | 230000 | 7400 | 8770 | 21760 | 66983
2020-09-05 | 12 | 256000 | 7550 | 9670 | 23060 | 74070
2020-09-05 | 13 | 261000 | 7560 | 9170 | 22600 | 75083
2020-09-05 | 14 | 254000 | 7500 | 9100 | 20150 | 72688
2020-09-05 | 15 | 242000 | 7320 | 8850 | 20940 | 69778
2020-09-05 | 16 | 199000 | 7140 | 6930 | 18040 | 57778
2020-09-05 | 17 | 134000 | 4380 | 4740 | 15610 | 39683
2020-09-05 | 18 | 59000 | 2430 | 2990 | 10380 | 18700
2020-09-05 | 19 | 8000 | 300 | 420 | 1350 | 2518
2020-09-05 | 20 | 0 | 10 | 10 | 0 | 5
2020-09-05 | 21 | 0 | 0 | 0 | 0 | 0
2020-09-05 | 22 | 0 | 0 | 0 | 0 | 0
2020-09-05 | 23 | 0 | 0 | 0 | 0 | 0
2020-09-05 | 24 | 0 | 0 | 0 | 0 | 0
2020-09-06 | 1 | 0 | 0 | 0 | 0 | 0
2020-09-06 | 2 | 0 | 0 | 0 | 0 | 0
2020-09-06 | 3 | 0 | 0 | 0 | 0 | 0
2020-09-06 | 4 | 0 | 0 | 0 | 0 | 0
2020-09-06 | 5 | 0 | 0 | 0 | 0 | 0
2020-09-06 | 6 | 0 | 10 | 0 | 0 | 3
2020-09-06 | 7 | 1000 | 50 | 70 | 20 | 285
2020-09-06 | 8 | 25000 | 390 | 1310 | 1780 | 7120
2020-09-06 | 9 | 111000 | 930 | 4360 | 7000 | 30823
2020-09-06 | 10 | 177000 | 5380 | 6940 | 15100 | 51105
2020-09-06 | 11 | 219000 | 7280 | 8630 | 19870 | 63695
2020-09-06 | 12 | 244000 | 7540 | 7550 | 18260 | 69338
2020-09-06 | 13 | 241000 | 6430 | 9000 | 14350 | 67695
2020-09-06 | 14 | 250000 | 7560 | 9340 | 17780 | 71170
2020-09-06 | 15 | 217000 | 7060 | 9230 | 14470 | 61940
2020-09-06 | 16 | 182000 | 6650 | 7010 | 16490 | 53038
2020-09-06 | 17 | 136000 | 4000 | 5400 | 14790 | 40048
2020-09-06 | 18 | 45000 | 1950 | 2440 | 9520 | 14728
2020-09-06 | 19 | 11000 | 390 | 430 | 1610 | 3358
2020-09-06 | 20 | 0 | 10 | 10 | 0 | 5
2020-09-06 | 21 | 0 | 0 | 0 | 0 | 0
2020-09-06 | 22 | 0 | 0 | 0 | 0 | 0
2020-09-06 | 23 | 0 | 0 | 0 | 0 | 0
2020-09-06 | 24 | 0 | 0 | 0 | 0 | 0
2020-09-07 | 1 | 0 | 0 | 0 | 0 | 0
2020-09-07 | 2 | 0 | 0 | 0 | 0 | 0
2020-09-07 | 3 | 0 | 0 | 0 | 0 | 0
2020-09-07 | 4 | 0 | 0 | 0 | 0 | 0
2020-09-07 | 5 | 0 | 0 | 0 | 0 | 0
2020-09-07 | 6 | 0 | 10 | 10 | 0 | 5
2020-09-07 | 7 | 4000 | 20 | 30 | 220 | 1068
2020-09-07 | 8 | 35000 | 350 | 740 | 1820 | 9478
2020-09-07 | 9 | 106000 | 1190 | 2680 | 6830 | 29175
2020-09-07 | 10 | 167000 | 4840 | 6460 | 15060 | 48340
2020-09-07 | 11 | 216000 | 6240 | 4990 | 19670 | 61725
2020-09-07 | 12 | 244000 | 4380 | 3310 | 20490 | 68045
2020-09-07 | 13 | 257000 | 2780 | 8920 | 21420 | 72530
2020-09-07 | 14 | 251000 | 6860 | 9500 | 20960 | 72080
2020-09-07 | 15 | 232000 | 6460 | 7440 | 20990 | 66723
2020-09-07 | 16 | 175000 | 3450 | 3860 | 15560 | 49468
2020-09-07 | 17 | 69000 | 900 | 1800 | 7800 | 19875
2020-09-07 | 18 | 39000 | 330 | 360 | 8520 | 12053
2020-09-07 | 19 | 5000 | 70 | 70 | 950 | 1523
2020-09-07 | 20 | 0 | 10 | 0 | 0 | 3
2020-09-07 | 21 | 0 | 0 | 0 | 0 | 0
2020-09-07 | 22 | 0 | 0 | 0 | 0 | 0
2020-09-07 | 23 | 0 | 0 | 0 | 0 | 0
2020-09-07 | 24 | 0 | 0 | 0 | 0 | 0
2020-09-08 | 1 | 0 | 0 | 0 | 0 | 0
2020-09-08 | 2 | 0 | 0 | 0 | 0 | 0
2020-09-08 | 3 | 0 | 0 | 0 | 0 | 0
2020-09-08 | 4 | 0 | 0 | 0 | 0 | 0
2020-09-08 | 5 | 0 | 0 | 0 | 0 | 0
2020-09-08 | 6 | 0 | 10 | 10 | 0 | 5
2020-09-08 | 7 | 3000 | 80 | 110 | 170 | 840
2020-09-08 | 8 | 29000 | 560 | 930 | 2430 | 8230
2020-09-08 | 9 | 46000 | 1210 | 2700 | 5360 | 13818
2020-09-08 | 10 | 117000 | 4230 | 5650 | 12130 | 34753
2020-09-08 | 11 | 191000 | 6520 | 7700 | 16020 | 55310
2020-09-08 | 12 | 230000 | 7450 | 8640 | 18130 | 66055
2020-09-08 | 13 | 237000 | 7560 | 9050 | 17450 | 67765
2020-09-08 | 14 | 232000 | 6800 | 6950 | 15800 | 65388
2020-09-08 | 15 | 197000 | 5260 | 4650 | 15330 | 55560
2020-09-08 | 16 | 145000 | 4350 | 3600 | 14070 | 41755
2020-09-08 | 17 | 122000 | 3900 | 3290 | 11760 | 35238
2020-09-08 | 18 | 49000 | 2120 | 2010 | 5940 | 14768
2020-09-08 | 19 | 9000 | 330 | 270 | 710 | 2578
2020-09-08 | 20 | 0 | 0 | 10 | 0 | 3
2020-09-08 | 21 | 0 | 0 | 0 | 0 | 0
2020-09-08 | 22 | 0 | 0 | 0 | 0 | 0
2020-09-08 | 23 | 0 | 0 | 0 | 0 | 0
2020-09-08 | 24 | 0 | 0 | 0 | 0 | 0
2020-09-09 | 1 | 0 | 0 | 0 | 0 | 0
2020-09-09 | 2 | 0 | 0 | 0 | 0 | 0
2020-09-09 | 3 | 0 | 0 | 0 | 0 | 0
2020-09-09 | 4 | 0 | 0 | 0 | 0 | 0
2020-09-09 | 5 | 0 | 0 | 0 | 0 | 0
2020-09-09 | 6 | 0 | 10 | 10 | 10 | 8
2020-09-09 | 7 | 3000 | 60 | 30 | 140 | 808
2020-09-09 | 8 | 27000 | 640 | 590 | 2400 | 7658
2020-09-09 | 9 | 48000 | 1540 | 1860 | 6500 | 14475
2020-09-09 | 10 | 117000 | 4420 | 4780 | 13040 | 34810
2020-09-09 | 11 | 185000 | 6300 | 6620 | 15410 | 53333
2020-09-09 | 12 | 181000 | 7460 | 7680 | 14940 | 52770
2020-09-09 | 13 | 193000 | 7360 | 9060 | 17590 | 56753
2020-09-09 | 14 | 196000 | 7390 | 8760 | 15850 | 57000
2020-09-09 | 15 | 131000 | 6400 | 7070 | 14270 | 39685
2020-09-09 | 16 | 106000 | 4000 | 5720 | 11350 | 31768
2020-09-09 | 17 | 60000 | 2480 | 3120 | 5220 | 17705
2020-09-09 | 18 | 36000 | 1320 | 1490 | 3640 | 10613
2020-09-09 | 19 | 7000 | 270 | 300 | 460 | 2008
2020-09-09 | 20 | 0 | 0 | 10 | 0 | 3
2020-09-09 | 21 | 0 | 0 | 0 | 0 | 0
2020-09-09 | 22 | 0 | 0 | 0 | 0 | 0
2020-09-09 | 23 | 0 | 0 | 0 | 0 | 0
2020-09-09 | 24 | 0 | 0 | 0 | 0 | 0
2020-09-10 | 1 | 0 | 0 | 0 | 0 | 0
2020-09-10 | 2 | 0 | 0 | 0 | 0 | 0
2020-09-10 | 3 | 0 | 0 | 0 | 0 | 0
2020-09-10 | 4 | 0 | 0 | 0 | 0 | 0
2020-09-10 | 5 | 0 | 0 | 0 | 0 | 0
2020-09-10 | 6 | 0 | 10 | 10 | 0 | 5
2020-09-10 | 7 | 1000 | 40 | 30 | 50 | 280
2020-09-10 | 8 | 20000 | 410 | 590 | 1810 | 5703
2020-09-10 | 9 | 62000 | 1120 | 1780 | 4320 | 17305
2020-09-10 | 10 | 69000 | 4020 | 4310 | 4450 | 20445
2020-09-10 | 11 | 85000 | 4450 | 5770 | 7070 | 25573
2020-09-10 | 12 | 142000 | 6490 | 7670 | 13130 | 42323
2020-09-10 | 13 | 132000 | 6120 | 8360 | 11700 | 39545
2020-09-10 | 14 | 57000 | 6200 | 7730 | 4340 | 18818
2020-09-10 | 15 | 31000 | 5200 | 8350 | 6380 | 12733
2020-09-10 | 16 | 60000 | 2860 | 4000 | 5260 | 18030
2020-09-10 | 17 | 51000 | 2320 | 2080 | 3280 | 14670
2020-09-10 | 18 | 13000 | 1000 | 1660 | 320 | 3995
2020-09-10 | 19 | 4000 | 290 | 210 | 250 | 1188
2020-09-10 | 20 | 0 | 10 | 10 | 0 | 5
2020-09-10 | 21 | 0 | 0 | 0 | 0 | 0
2020-09-10 | 22 | 0 | 0 | 0 | 0 | 0
2020-09-10 | 23 | 0 | 0 | 0 | 0 | 0
2020-09-10 | 24 | 0 | 0 | 0 | 0 | 0
2020-09-11 | 1 | 0 | 0 | 0 | 0 | 0
2020-09-11 | 2 | 0 | 0 | 0 | 0 | 0
2020-09-11 | 3 | 0 | 0 | 0 | 0 | 0
2020-09-11 | 4 | 0 | 0 | 0 | 0 | 0
2020-09-11 | 5 | 0 | 0 | 0 | 0 | 0
2020-09-11 | 6 | 0 | 10 | 0 | 0 | 3
2020-09-11 | 7 | 0 | 40 | 30 | 160 | 58
2020-09-11 | 8 | 1000 | 560 | 1200 | 2270 | 1258
2020-09-11 | 9 | 10000 | 1180 | 4560 | 1860 | 4400
2020-09-11 | 10 | 42000 | 1990 | 7200 | 3070 | 13565
2020-09-11 | 11 | 65000 | 5580 | 8560 | 4590 | 20933
2020-09-11 | 12 | 105000 | 3850 | 10180 | 4920 | 30988
2020-09-11 | 13 | 170000 | 6500 | 10580 | 15270 | 50588
2020-09-11 | 14 | 211000 | 7550 | 10150 | 16990 | 61423
2020-09-11 | 15 | 136000 | 7560 | 9300 | 19650 | 43128
2020-09-11 | 16 | 166000 | 6940 | 7720 | 20040 | 50175
2020-09-11 | 17 | 110000 | 4940 | 5390 | 16520 | 34213
2020-09-11 | 18 | 49000 | 2500 | 2490 | 5110 | 14775
2020-09-11 | 19 | 7000 | 340 | 190 | 440 | 1993
2020-09-11 | 20 | 0 | 10 | 0 | 0 | 3
2020-09-11 | 21 | 0 | 0 | 0 | 0 | 0
2020-09-11 | 22 | 0 | 0 | 0 | 0 | 0
2020-09-11 | 23 | 0 | 0 | 0 | 0 | 0
2020-09-11 | 24 | 0 | 0 | 0 | 0 | 0
2020-09-12 | 1 | 0 | 0 | 0 | 0 | 0
2020-09-12 | 2 | 0 | 0 | 0 | 0 | 0
2020-09-12 | 3 | 0 | 0 | 0 | 0 | 0
2020-09-12 | 4 | 0 | 0 | 0 | 0 | 0
2020-09-12 | 5 | 0 | 0 | 0 | 0 | 0
2020-09-12 | 6 | 0 | 10 | 10 | 0 | 5
2020-09-12 | 7 | 3000 | 30 | 40 | 110 | 795
2020-09-12 | 8 | 44000 | 240 | 1600 | 1320 | 11790
2020-09-12 | 9 | 120000 | 1100 | 4560 | 7270 | 33233
2020-09-12 | 10 | 182000 | 5500 | 7100 | 16870 | 52868
2020-09-12 | 11 | 226000 | 7300 | 8760 | 21170 | 65808
2020-09-12 | 12 | 258000 | 7540 | 9890 | 21870 | 74325
2020-09-12 | 13 | 263000 | 7560 | 10250 | 20310 | 75280
2020-09-12 | 14 | 261000 | 7550 | 9680 | 21170 | 74850
2020-09-12 | 15 | 239000 | 7550 | 9070 | 22810 | 69608
2020-09-12 | 16 | 194000 | 6870 | 1690 | 21730 | 56073
2020-09-12 | 17 | 118000 | 4860 | 0 | 17890 | 35188
2020-09-12 | 18 | 44000 | 2210 | 1630 | 6110 | 13488
2020-09-12 | 19 | 7000 | 260 | 190 | 1330 | 2195
2020-09-12 | 20 | 0 | 10 | 10 | 0 | 5
2020-09-12 | 21 | 0 | 0 | 0 | 0 | 0
2020-09-12 | 22 | 0 | 0 | 0 | 0 | 0
2020-09-12 | 23 | 0 | 0 | 0 | 0 | 0
2020-09-12 | 24 | 0 | 0 | 0 | 0 | 0
2020-09-13 | 1 | 0 | 0 | 0 | 0 | 0
2020-09-13 | 2 | 0 | 0 | 0 | 0 | 0
2020-09-13 | 3 | 0 | 0 | 0 | 0 | 0
2020-09-13 | 4 | 0 | 0 | 0 | 0 | 0
2020-09-13 | 5 | 0 | 0 | 0 | 0 | 0
2020-09-13 | 6 | 0 | 10 | 0 | 0 | 3
2020-09-13 | 7 | 3000 | 40 | 80 | 120 | 810
2020-09-13 | 8 | 31000 | 570 | 1160 | 1760 | 8623
2020-09-13 | 9 | 70000 | 640 | 1410 | 7320 | 19843
2020-09-13 | 10 | 163000 | 2160 | 2510 | 16380 | 46013
2020-09-13 | 11 | 167000 | 2580 | 4900 | 13890 | 47093
2020-09-13 | 12 | 187000 | 4130 | 7250 | 17240 | 53905
2020-09-13 | 13 | 165000 | 5370 | 5420 | 22060 | 49463
2020-09-13 | 14 | 169000 | 6770 | 5300 | 22040 | 50778
2020-09-13 | 15 | 156000 | 5660 | 7970 | 20730 | 47590
2020-09-13 | 16 | 108000 | 3250 | 4340 | 15150 | 32685
2020-09-13 | 17 | 107000 | 2100 | 2240 | 13170 | 31128
2020-09-13 | 18 | 32000 | 480 | 580 | 3370 | 9108
2020-09-13 | 19 | 5000 | 30 | 30 | 160 | 1305
2020-09-13 | 20 | 0 | 0 | 0 | 10 | 3
2020-09-13 | 21 | 0 | 0 | 0 | 0 | 0
2020-09-13 | 22 | 0 | 0 | 0 | 0 | 0
2020-09-13 | 23 | 0 | 0 | 0 | 0 | 0
2020-09-13 | 24 | 0 | 0 | 0 | 0 | 0
2020-09-14 | 1 | 0 | 0 | 0 | 0 | 0
2020-09-14 | 2 | 0 | 0 | 0 | 0 | 0
2020-09-14 | 3 | 0 | 0 | 0 | 0 | 0
2020-09-14 | 4 | 0 | 0 | 0 | 0 | 0
2020-09-14 | 5 | 0 | 0 | 0 | 0 | 0
2020-09-14 | 6 | 0 | 0 | 10 | 0 | 3
2020-09-14 | 7 | 3000 | 50 | 60 | 160 | 818
2020-09-14 | 8 | 29000 | 500 | 800 | 2350 | 8163
2020-09-14 | 9 | 79000 | 1640 | 2780 | 6660 | 22520
2020-09-14 | 10 | 129000 | 3700 | 4220 | 12100 | 37255
2020-09-14 | 11 | 179000 | 6220 | 6130 | 17670 | 52255
2020-09-14 | 12 | 223000 | 6830 | 7440 | 20610 | 64470
2020-09-14 | 13 | 243000 | 7180 | 9810 | 22500 | 70623
2020-09-14 | 14 | 245000 | 7550 | 9530 | 21770 | 70963
2020-09-14 | 15 | 217000 | 7020 | 8080 | 20950 | 63263
2020-09-14 | 16 | 168000 | 5290 | 6250 | 17950 | 49373
2020-09-14 | 17 | 91000 | 3450 | 4020 | 11750 | 27555
2020-09-14 | 18 | 40000 | 1860 | 2160 | 5570 | 12398
2020-09-14 | 19 | 8000 | 290 | 230 | 850 | 2343
2020-09-14 | 20 | 0 | 10 | 10 | 0 | 5
2020-09-14 | 21 | 0 | 0 | 0 | 0 | 0
2020-09-14 | 22 | 0 | 0 | 0 | 0 | 0
2020-09-14 | 23 | 0 | 0 | 0 | 0 | 0
2020-09-14 | 24 | 0 | 0 | 0 | 0 | 0
2020-09-15 | 1 | 0 | 0 | 0 | 0 | 0
2020-09-15 | 2 | 0 | 0 | 0 | 0 | 0
2020-09-15 | 3 | 0 | 0 | 0 | 0 | 0
2020-09-15 | 4 | 0 | 0 | 0 | 0 | 0
2020-09-15 | 5 | 0 | 0 | 0 | 0 | 0
2020-09-15 | 6 | 0 | 10 | 0 | 0 | 3
2020-09-15 | 7 | 3000 | 40 | 60 | 160 | 815
2020-09-15 | 8 | 28000 | 530 | 1090 | 2470 | 8023
2020-09-15 | 9 | 82000 | 1570 | 3600 | 7000 | 23543
2020-09-15 | 10 | 151000 | 4300 | 5800 | 14590 | 43923
2020-09-15 | 11 | 199000 | 5320 | 6700 | 19940 | 57740
2020-09-15 | 12 | 205000 | 6270 | 7820 | 20950 | 60010
2020-09-15 | 13 | 211000 | 6970 | 8220 | 21350 | 61885
2020-09-15 | 14 | 210000 | 6190 | 7550 | 21270 | 61253
2020-09-15 | 15 | 180000 | 5410 | 6550 | 19560 | 52880
2020-09-15 | 16 | 129000 | 4530 | 5400 | 15270 | 38550
2020-09-15 | 17 | 83000 | 3080 | 3600 | 10900 | 25145
2020-09-15 | 18 | 34000 | 1370 | 1600 | 4040 | 10253
2020-09-15 | 19 | 5000 | 200 | 200 | 540 | 1485
2020-09-15 | 20 | 0 | 0 | 10 | 0 | 3
2020-09-15 | 21 | 0 | 0 | 0 | 0 | 0
2020-09-15 | 22 | 0 | 0 | 0 | 0 | 0
2020-09-15 | 23 | 0 | 0 | 0 | 0 | 0
2020-09-15 | 24 | 0 | 0 | 0 | 0 | 0
2020-09-16 | 1 | 0 | 0 | 0 | 0 | 0
2020-09-16 | 2 | 0 | 0 | 0 | 0 | 0
2020-09-16 | 3 | 0 | 0 | 0 | 0 | 0
2020-09-16 | 4 | 0 | 0 | 0 | 0 | 0
2020-09-16 | 5 | 0 | 0 | 0 | 0 | 0
2020-09-16 | 6 | 0 | 10 | 0 | 0 | 3
2020-09-16 | 7 | 2000 | 30 | 40 | 120 | 548
2020-09-16 | 8 | 27000 | 460 | 1040 | 2250 | 7688
2020-09-16 | 9 | 82000 | 1440 | 3480 | 6790 | 23428
2020-09-16 | 10 | 141000 | 4330 | 5960 | 14130 | 41355
2020-09-16 | 11 | 193000 | 6280 | 7890 | 20410 | 56895
2020-09-16 | 12 | 231000 | 7410 | 8840 | 23650 | 67725
2020-09-16 | 13 | 242000 | 7550 | 9330 | 24430 | 70828
2020-09-16 | 14 | 234000 | 7560 | 9080 | 23680 | 68580
2020-09-16 | 15 | 210000 | 7120 | 8190 | 22640 | 61988
2020-09-16 | 16 | 160000 | 5670 | 6570 | 19360 | 47900
2020-09-16 | 17 | 93000 | 3700 | 3910 | 12630 | 28310
2020-09-16 | 18 | 37000 | 1490 | 1550 | 5200 | 11310
2020-09-16 | 19 | 5000 | 130 | 140 | 500 | 1443
2020-09-16 | 20 | 0 | 0 | 10 | 0 | 3
2020-09-16 | 21 | 0 | 0 | 0 | 0 | 0
2020-09-16 | 22 | 0 | 0 | 0 | 0 | 0
2020-09-16 | 23 | 0 | 0 | 0 | 0 | 0
2020-09-16 | 24 | 0 | 0 | 0 | 0 | 0
2020-09-17 | 1 | 0 | 0 | 0 | 0 | 0
2020-09-17 | 2 | 0 | 0 | 0 | 0 | 0
2020-09-17 | 3 | 0 | 0 | 0 | 0 | 0
2020-09-17 | 4 | 0 | 0 | 0 | 0 | 0
2020-09-17 | 5 | 0 | 0 | 0 | 0 | 0
2020-09-17 | 6 | 0 | 10 | 0 | 10 | 5
2020-09-17 | 7 | 2000 | 30 | 50 | 190 | 568
2020-09-17 | 8 | 28000 | 450 | 1010 | 2500 | 7990
2020-09-17 | 9 | 76000 | 1370 | 2670 | 7380 | 21855
2020-09-17 | 10 | 138000 | 3050 | 4360 | 14150 | 39890
2020-09-17 | 11 | 178000 | 5230 | 6630 | 19090 | 52238
2020-09-17 | 12 | 189000 | 6590 | 6510 | 18480 | 55145
2020-09-17 | 13 | 220000 | 7030 | 3300 | 21030 | 62840
2020-09-17 | 14 | 229000 | 5770 | 1630 | 20180 | 64145
2020-09-17 | 15 | 175000 | 1650 | 520 | 12680 | 47463
2020-09-17 | 16 | 128000 | 760 | 300 | 9120 | 34545
2020-09-17 | 17 | 57000 | 240 | 270 | 4860 | 15593
2020-09-17 | 18 | 21000 | 40 | 160 | 2380 | 5895
2020-09-17 | 19 | 1000 | 0 | 20 | 280 | 325
2020-09-17 | 20 | 0 | 10 | 0 | 10 | 5
2020-09-17 | 21 | 0 | 0 | 0 | 0 | 0
2020-09-17 | 22 | 0 | 0 | 0 | 0 | 0
2020-09-17 | 23 | 0 | 0 | 0 | 0 | 0
2020-09-17 | 24 | 0 | 0 | 0 | 0 | 0
2020-09-18 | 1 | 0 | 0 | 0 | 0 | 0
2020-09-18 | 2 | 0 | 0 | 0 | 0 | 0
2020-09-18 | 3 | 0 | 0 | 0 | 0 | 0
2020-09-18 | 4 | 0 | 0 | 0 | 0 | 0
2020-09-18 | 5 | 0 | 0 | 0 | 0 | 0
2020-09-18 | 6 | 0 | 10 | 10 | 0 | 5
2020-09-18 | 7 | 0 | 10 | 0 | 0 | 3
2020-09-18 | 8 | 3000 | 80 | 20 | 190 | 823
2020-09-18 | 9 | 21000 | 340 | 240 | 2270 | 5963
2020-09-18 | 10 | 44000 | 730 | 870 | 4650 | 12563
2020-09-18 | 11 | 67000 | 2040 | 4040 | 6700 | 19945
2020-09-18 | 12 | 89000 | 6770 | 8960 | 9570 | 28575
2020-09-18 | 13 | 153000 | 7550 | 5870 | 13080 | 44875
2020-09-18 | 14 | 108000 | 7550 | 9720 | 13180 | 34613
2020-09-18 | 15 | 136000 | 7490 | 9300 | 19830 | 43155
2020-09-18 | 16 | 161000 | 6950 | 7680 | 8000 | 45908
2020-09-18 | 17 | 99000 | 4930 | 5530 | 13370 | 30708
2020-09-18 | 18 | 32000 | 2480 | 2130 | 7470 | 11020
2020-09-18 | 19 | 5000 | 250 | 60 | 370 | 1420
2020-09-18 | 20 | 0 | 10 | 10 | 0 | 5
2020-09-18 | 21 | 0 | 0 | 0 | 0 | 0
2020-09-18 | 22 | 0 | 0 | 0 | 0 | 0
2020-09-18 | 23 | 0 | 0 | 0 | 0 | 0
2020-09-18 | 24 | 0 | 0 | 0 | 0 | 0
2020-09-19 | 1 | 0 | 0 | 0 | 0 | 0
2020-09-19 | 2 | 0 | 0 | 0 | 0 | 0
2020-09-19 | 3 | 0 | 0 | 0 | 0 | 0
2020-09-19 | 4 | 0 | 0 | 0 | 0 | 0
2020-09-19 | 5 | 0 | 0 | 0 | 0 | 0
2020-09-19 | 6 | 0 | 10 | 10 | 0 | 5
2020-09-19 | 7 | 3000 | 20 | 30 | 110 | 790
2020-09-19 | 8 | 43000 | 200 | 1790 | 1360 | 11588
2020-09-19 | 9 | 120000 | 1450 | 4860 | 7620 | 33483
2020-09-19 | 10 | 187000 | 5890 | 7410 | 17870 | 54543
2020-09-19 | 11 | 235000 | 7340 | 9120 | 23850 | 68828
2020-09-19 | 12 | 261000 | 7540 | 10280 | 25390 | 76053
2020-09-19 | 13 | 265000 | 7550 | 10640 | 25350 | 77135
2020-09-19 | 14 | 261000 | 7540 | 10370 | 24550 | 75865
2020-09-19 | 15 | 234000 | 7560 | 9540 | 24290 | 68848
2020-09-19 | 16 | 189000 | 6990 | 7890 | 21970 | 56463
2020-09-19 | 17 | 120000 | 5010 | 5490 | 17990 | 37123
2020-09-19 | 18 | 38000 | 2340 | 1950 | 7050 | 12335
2020-09-19 | 19 | 3000 | 230 | 70 | 300 | 900
2020-09-19 | 20 | 0 | 10 | 10 | 0 | 5
2020-09-19 | 21 | 0 | 0 | 0 | 0 | 0
2020-09-19 | 22 | 0 | 0 | 0 | 0 | 0
2020-09-19 | 23 | 0 | 0 | 0 | 0 | 0
2020-09-19 | 24 | 0 | 0 | 0 | 0 | 0
2020-09-20 | 1 | 0 | 0 | 0 | 0 | 0
2020-09-20 | 2 | 0 | 0 | 0 | 0 | 0
2020-09-20 | 3 | 0 | 0 | 0 | 0 | 0
2020-09-20 | 4 | 0 | 0 | 0 | 0 | 0
2020-09-20 | 5 | 0 | 0 | 0 | 0 | 0
2020-09-20 | 6 | 0 | 10 | 0 | 10 | 5
2020-09-20 | 7 | 3000 | 20 | 40 | 100 | 790
2020-09-20 | 8 | 45000 | 400 | 1570 | 1450 | 12105
2020-09-20 | 9 | 118000 | 1750 | 3830 | 7590 | 32793
2020-09-20 | 10 | 182000 | 5720 | 7250 | 17760 | 53183
2020-09-20 | 11 | 231000 | 6230 | 9020 | 23680 | 67483
2020-09-20 | 12 | 222000 | 6020 | 9860 | 24670 | 65638
2020-09-20 | 13 | 198000 | 6150 | 9440 | 20860 | 58613
2020-09-20 | 14 | 192000 | 6900 | 9980 | 21240 | 57530
2020-09-20 | 15 | 230000 | 6650 | 9460 | 21530 | 66910
2020-09-20 | 16 | 190000 | 6870 | 7770 | 18110 | 55688
2020-09-20 | 17 | 122000 | 4300 | 5350 | 17780 | 37358
2020-09-20 | 18 | 37000 | 2350 | 1940 | 6700 | 11998
2020-09-20 | 19 | 3000 | 200 | 70 | 260 | 883
2020-09-20 | 20 | 0 | 10 | 0 | 0 | 3
2020-09-20 | 21 | 0 | 0 | 0 | 0 | 0
2020-09-20 | 22 | 0 | 0 | 0 | 0 | 0
2020-09-20 | 23 | 0 | 0 | 0 | 0 | 0
2020-09-20 | 24 | 0 | 0 | 0 | 0 | 0
2020-09-21 | 1 | 0 | 0 | 0 | 0 | 0
2020-09-21 | 2 | 0 | 0 | 0 | 0 | 0
2020-09-21 | 3 | 0 | 0 | 0 | 0 | 0
2020-09-21 | 4 | 0 | 0 | 0 | 0 | 0
2020-09-21 | 5 | 0 | 0 | 0 | 0 | 0
2020-09-21 | 6 | 0 | 10 | 10 | 0 | 5
2020-09-21 | 7 | 3000 | 30 | 40 | 170 | 810
2020-09-21 | 8 | 40000 | 390 | 1450 | 2260 | 11025
2020-09-21 | 9 | 109000 | 1750 | 4390 | 7780 | 30730
2020-09-21 | 10 | 177000 | 5640 | 7200 | 17170 | 51753
2020-09-21 | 11 | 227000 | 7350 | 9020 | 22480 | 66463
2020-09-21 | 12 | 258000 | 7540 | 9900 | 24110 | 74888
2020-09-21 | 13 | 263000 | 7540 | 10260 | 23280 | 76020
2020-09-21 | 14 | 255000 | 7560 | 9990 | 22800 | 73838
2020-09-21 | 15 | 227000 | 7540 | 9010 | 22190 | 66435
2020-09-21 | 16 | 181000 | 6580 | 7350 | 20800 | 53933
2020-09-21 | 17 | 113000 | 4480 | 4860 | 16370 | 34678
2020-09-21 | 18 | 36000 | 1840 | 1630 | 5820 | 11323
2020-09-21 | 19 | 3000 | 110 | 80 | 240 | 858
2020-09-21 | 20 | 0 | 10 | 10 | 0 | 5
2020-09-21 | 21 | 0 | 0 | 0 | 0 | 0
2020-09-21 | 22 | 0 | 0 | 0 | 0 | 0
2020-09-21 | 23 | 0 | 0 | 0 | 0 | 0
2020-09-21 | 24 | 0 | 0 | 0 | 0 | 0
2020-09-22 | 1 | 0 | 0 | 0 | 0 | 0
2020-09-22 | 2 | 0 | 0 | 0 | 0 | 0
2020-09-22 | 3 | 0 | 0 | 0 | 0 | 0
2020-09-22 | 4 | 0 | 0 | 0 | 0 | 0
2020-09-22 | 5 | 0 | 0 | 0 | 0 | 0
2020-09-22 | 6 | 0 | 0 | 0 | 0 | 0
2020-09-22 | 7 | 0 | 10 | 10 | 40 | 15
2020-09-22 | 8 | 18000 | 270 | 310 | 1690 | 5068
2020-09-22 | 9 | 61000 | 1350 | 1980 | 6220 | 17638
2020-09-22 | 10 | 92000 | 4030 | 5570 | 9610 | 27803
2020-09-22 | 11 | 125000 | 5550 | 7050 | 15250 | 38213
2020-09-22 | 12 | 158000 | 5780 | 7460 | 18680 | 47480
2020-09-22 | 13 | 172000 | 4370 | 5650 | 19400 | 50355
2020-09-22 | 14 | 170000 | 4840 | 4420 | 15250 | 48628
2020-09-22 | 15 | 118000 | 3680 | 4540 | 13060 | 34820
2020-09-22 | 16 | 95000 | 2320 | 3460 | 11440 | 28055
2020-09-22 | 17 | 40000 | 1830 | 2040 | 7670 | 12885
2020-09-22 | 18 | 25000 | 780 | 930 | 2710 | 7355
2020-09-22 | 19 | 3000 | 100 | 160 | 190 | 863
2020-09-22 | 20 | 0 | 10 | 10 | 0 | 5
2020-09-22 | 21 | 0 | 0 | 0 | 0 | 0
2020-09-22 | 22 | 0 | 0 | 0 | 0 | 0
2020-09-22 | 23 | 0 | 0 | 0 | 0 | 0
2020-09-22 | 24 | 0 | 0 | 0 | 0 | 0
2020-09-23 | 1 | 0 | 0 | 0 | 0 | 0
2020-09-23 | 2 | 0 | 0 | 0 | 0 | 0
2020-09-23 | 3 | 0 | 0 | 0 | 0 | 0
2020-09-23 | 4 | 0 | 0 | 0 | 0 | 0
2020-09-23 | 5 | 0 | 0 | 0 | 0 | 0
2020-09-23 | 6 | 0 | 10 | 0 | 0 | 3
2020-09-23 | 7 | 1000 | 10 | 10 | 50 | 268
2020-09-23 | 8 | 30000 | 310 | 1090 | 1570 | 8243
2020-09-23 | 9 | 51000 | 1670 | 3900 | 6140 | 15678
2020-09-23 | 10 | 161000 | 4940 | 6400 | 15350 | 46923
2020-09-23 | 11 | 207000 | 6670 | 8150 | 20500 | 60580
2020-09-23 | 12 | 234000 | 7520 | 9370 | 21120 | 68003
2020-09-23 | 13 | 243000 | 7520 | 9800 | 21510 | 70458
2020-09-23 | 14 | 231000 | 7530 | 8110 | 20620 | 66815
2020-09-23 | 15 | 210000 | 4240 | 7410 | 18820 | 60118
2020-09-23 | 16 | 169000 | 4540 | 7150 | 12580 | 48318
2020-09-23 | 17 | 99000 | 3710 | 4570 | 10260 | 29385
2020-09-23 | 18 | 31000 | 1880 | 1480 | 4250 | 9653
2020-09-23 | 19 | 3000 | 110 | 50 | 160 | 830
2020-09-23 | 20 | 0 | 10 | 0 | 0 | 3
2020-09-23 | 21 | 0 | 0 | 0 | 0 | 0
2020-09-23 | 22 | 0 | 0 | 0 | 0 | 0
2020-09-23 | 23 | 0 | 0 | 0 | 0 | 0
2020-09-23 | 24 | 0 | 0 | 0 | 0 | 0
2020-09-24 | 1 | 0 | 0 | 0 | 0 | 0
2020-09-24 | 2 | 0 | 0 | 0 | 0 | 0
2020-09-24 | 3 | 0 | 0 | 0 | 0 | 0
2020-09-24 | 4 | 0 | 0 | 0 | 0 | 0
2020-09-24 | 5 | 0 | 0 | 0 | 0 | 0
2020-09-24 | 6 | 0 | 10 | 10 | 10 | 8
2020-09-24 | 7 | 2000 | 20 | 20 | 70 | 528
2020-09-24 | 8 | 33000 | 270 | 1200 | 2090 | 9140
2020-09-24 | 9 | 103000 | 1700 | 3930 | 7440 | 29018
2020-09-24 | 10 | 153000 | 4790 | 6130 | 15590 | 44878
2020-09-24 | 11 | 208000 | 6360 | 7770 | 17360 | 59873
2020-09-24 | 12 | 232000 | 7400 | 8920 | 19300 | 66905
2020-09-24 | 13 | 227000 | 7560 | 9130 | 17670 | 65340
2020-09-24 | 14 | 197000 | 7370 | 8640 | 17650 | 57665
2020-09-24 | 15 | 147000 | 6100 | 5800 | 14910 | 43453
2020-09-24 | 16 | 71000 | 3100 | 3540 | 14570 | 23053
2020-09-24 | 17 | 57000 | 2050 | 2180 | 7720 | 17238
2020-09-24 | 18 | 25000 | 580 | 470 | 2610 | 7165
2020-09-24 | 19 | 2000 | 20 | 30 | 110 | 540
2020-09-24 | 20 | 0 | 10 | 10 | 0 | 5
2020-09-24 | 21 | 0 | 0 | 0 | 0 | 0
2020-09-24 | 22 | 0 | 0 | 0 | 0 | 0
2020-09-24 | 23 | 0 | 0 | 0 | 0 | 0
2020-09-24 | 24 | 0 | 0 | 0 | 0 | 0
2020-09-25 | 1 | 0 | 0 | 0 | 0 | 0
2020-09-25 | 2 | 0 | 0 | 0 | 0 | 0
2020-09-25 | 3 | 0 | 0 | 0 | 0 | 0
2020-09-25 | 4 | 0 | 0 | 0 | 0 | 0
2020-09-25 | 5 | 0 | 0 | 0 | 0 | 0
2020-09-25 | 6 | 0 | 10 | 0 | 0 | 3
2020-09-25 | 7 | 1000 | 10 | 20 | 40 | 268
2020-09-25 | 8 | 31000 | 260 | 1080 | 1470 | 8453
2020-09-25 | 9 | 98000 | 1720 | 3900 | 6980 | 27650
2020-09-25 | 10 | 160000 | 4950 | 6380 | 15170 | 46625
2020-09-25 | 11 | 204000 | 6650 | 7940 | 19650 | 59560
2020-09-25 | 12 | 234000 | 7510 | 9110 | 21180 | 67950
2020-09-25 | 13 | 243000 | 7550 | 8940 | 20490 | 69995
2020-09-25 | 14 | 233000 | 7560 | 9250 | 19560 | 67343
2020-09-25 | 15 | 207000 | 7150 | 8210 | 18820 | 60295
2020-09-25 | 16 | 161000 | 5380 | 5610 | 17230 | 47305
2020-09-25 | 17 | 94000 | 3720 | 2990 | 13150 | 28465
2020-09-25 | 18 | 28000 | 1330 | 920 | 4010 | 8565
2020-09-25 | 19 | 2000 | 50 | 50 | 150 | 563
2020-09-25 | 20 | 0 | 10 | 10 | 0 | 5
2020-09-25 | 21 | 0 | 0 | 0 | 0 | 0
2020-09-25 | 22 | 0 | 0 | 0 | 0 | 0
2020-09-25 | 23 | 0 | 0 | 0 | 0 | 0
2020-09-25 | 24 | 0 | 0 | 0 | 0 | 0
2020-09-26 | 1 | 0 | 0 | 0 | 0 | 0
2020-09-26 | 2 | 0 | 0 | 0 | 0 | 0
2020-09-26 | 3 | 0 | 0 | 0 | 0 | 0
2020-09-26 | 4 | 0 | 0 | 0 | 0 | 0
2020-09-26 | 5 | 0 | 0 | 0 | 0 | 0
2020-09-26 | 6 | 0 | 10 | 10 | 0 | 5
2020-09-26 | 7 | 0 | 20 | 10 | 10 | 10
2020-09-26 | 8 | 10000 | 300 | 990 | 1000 | 3073
2020-09-26 | 9 | 27000 | 1720 | 3600 | 2700 | 8755
2020-09-26 | 10 | 41000 | 4690 | 6140 | 4370 | 14050
2020-09-26 | 11 | 66000 | 6390 | 7940 | 6400 | 21683
2020-09-26 | 12 | 131000 | 7460 | 9130 | 18060 | 41413
2020-09-26 | 13 | 210000 | 7560 | 9420 | 22210 | 62298
2020-09-26 | 14 | 234000 | 7560 | 9110 | 20560 | 67808
2020-09-26 | 15 | 206000 | 7080 | 8150 | 20660 | 60473
2020-09-26 | 16 | 162000 | 5710 | 6530 | 17820 | 48015
2020-09-26 | 17 | 95000 | 3660 | 4210 | 13060 | 28983
2020-09-26 | 18 | 26000 | 1410 | 1200 | 3360 | 7993
2020-09-26 | 19 | 1000 | 50 | 50 | 40 | 285
2020-09-26 | 20 | 0 | 10 | 0 | 0 | 3
2020-09-26 | 21 | 0 | 0 | 0 | 0 | 0
2020-09-26 | 22 | 0 | 0 | 0 | 0 | 0
2020-09-26 | 23 | 0 | 0 | 0 | 0 | 0
2020-09-26 | 24 | 0 | 0 | 0 | 0 | 0
2020-09-27 | 1 | 0 | 0 | 0 | 0 | 0
2020-09-27 | 2 | 0 | 0 | 0 | 0 | 0
2020-09-27 | 3 | 0 | 0 | 0 | 0 | 0
2020-09-27 | 4 | 0 | 0 | 0 | 0 | 0
2020-09-27 | 5 | 0 | 0 | 0 | 0 | 0
2020-09-27 | 6 | 0 | 10 | 10 | 10 | 8
2020-09-27 | 7 | 1000 | 0 | 10 | 20 | 258
2020-09-27 | 8 | 31000 | 360 | 810 | 900 | 8268
2020-09-27 | 9 | 31000 | 1110 | 2140 | 1720 | 8993
2020-09-27 | 10 | 35000 | 1540 | 2760 | 3140 | 10610
2020-09-27 | 11 | 62000 | 3440 | 5000 | 4910 | 18838
2020-09-27 | 12 | 66000 | 5720 | 4530 | 4480 | 20183
2020-09-27 | 13 | 72000 | 5200 | 3280 | 12090 | 23143
2020-09-27 | 14 | 81000 | 4520 | 4090 | 7670 | 24320
2020-09-27 | 15 | 89000 | 3750 | 3670 | 12260 | 27170
2020-09-27 | 16 | 76000 | 2110 | 2860 | 10740 | 22928
2020-09-27 | 17 | 52000 | 1640 | 2090 | 5630 | 15340
2020-09-27 | 18 | 17000 | 650 | 600 | 1410 | 4915
2020-09-27 | 19 | 1000 | 30 | 50 | 40 | 280
2020-09-27 | 20 | 0 | 10 | 10 | 0 | 5
2020-09-27 | 21 | 0 | 0 | 0 | 0 | 0
2020-09-27 | 22 | 0 | 0 | 0 | 0 | 0
2020-09-27 | 23 | 0 | 0 | 0 | 0 | 0
2020-09-27 | 24 | 0 | 0 | 0 | 0 | 0
2020-09-28 | 1 | 0 | 0 | 0 | 0 | 0
2020-09-28 | 2 | 0 | 0 | 0 | 0 | 0
2020-09-28 | 3 | 0 | 0 | 0 | 0 | 0
2020-09-28 | 4 | 0 | 0 | 0 | 0 | 0
2020-09-28 | 5 | 0 | 0 | 0 | 0 | 0
2020-09-28 | 6 | 0 | 10 | 0 | 0 | 3
2020-09-28 | 7 | 0 | 0 | 10 | 10 | 5
2020-09-28 | 8 | 8000 | 230 | 310 | 1150 | 2423
2020-09-28 | 9 | 21000 | 890 | 1490 | 7030 | 7603
2020-09-28 | 10 | 59000 | 1350 | 2390 | 10070 | 18203
2020-09-28 | 11 | 168000 | 2800 | 3900 | 13780 | 47120
2020-09-28 | 12 | 133000 | 2390 | 3670 | 14570 | 38408
2020-09-28 | 13 | 59000 | 2690 | 4270 | 11340 | 19325
2020-09-28 | 14 | 79000 | 4890 | 7260 | 16290 | 26860
2020-09-28 | 15 | 105000 | 5580 | 5990 | 15240 | 32953
2020-09-28 | 16 | 69000 | 2470 | 3460 | 8250 | 20795
2020-09-28 | 17 | 53000 | 2730 | 4390 | 7140 | 16815
2020-09-28 | 18 | 29000 | 1470 | 1390 | 3560 | 8855
2020-09-28 | 19 | 3000 | 70 | 30 | 170 | 818
2020-09-28 | 20 | 0 | 10 | 10 | 0 | 5
2020-09-28 | 21 | 0 | 0 | 0 | 0 | 0
2020-09-28 | 22 | 0 | 0 | 0 | 0 | 0
2020-09-28 | 23 | 0 | 0 | 0 | 0 | 0
2020-09-28 | 24 | 0 | 0 | 0 | 0 | 0
2020-09-29 | 1 | 0 | 0 | 0 | 0 | 0
2020-09-29 | 2 | 0 | 0 | 0 | 0 | 0
2020-09-29 | 3 | 0 | 0 | 0 | 0 | 0
2020-09-29 | 4 | 0 | 0 | 0 | 0 | 0
2020-09-29 | 5 | 0 | 0 | 0 | 0 | 0
2020-09-29 | 6 | 0 | 10 | 0 | 0 | 3
2020-09-29 | 7 | 0 | 10 | 20 | 10 | 10
2020-09-29 | 8 | 21000 | 470 | 440 | 690 | 5650
2020-09-29 | 9 | 34000 | 1020 | 790 | 2280 | 9523
2020-09-29 | 10 | 70000 | 1410 | 890 | 7980 | 20070
2020-09-29 | 11 | 121000 | 2750 | 1910 | 14290 | 34988
2020-09-29 | 12 | 212000 | 4600 | 5860 | 21400 | 60965
2020-09-29 | 13 | 220000 | 7370 | 9580 | 21320 | 64568
2020-09-29 | 14 | 229000 | 7570 | 9430 | 18020 | 66005
2020-09-29 | 15 | 129000 | 5450 | 2860 | 12150 | 37365
2020-09-29 | 16 | 81000 | 1830 | 3570 | 12420 | 24705
2020-09-29 | 17 | 44000 | 760 | 1800 | 5920 | 13120
2020-09-29 | 18 | 23000 | 80 | 230 | 1620 | 6233
2020-09-29 | 19 | 1000 | 0 | 10 | 0 | 253
2020-09-29 | 20 | 0 | 10 | 10 | 0 | 5
2020-09-29 | 21 | 0 | 0 | 0 | 0 | 0
2020-09-29 | 22 | 0 | 0 | 0 | 0 | 0
2020-09-29 | 23 | 0 | 0 | 0 | 0 | 0
2020-09-29 | 24 | 0 | 0 | 0 | 0 | 0
2020-09-30 | 1 | 0 | 0 | 0 | 0 | 0
2020-09-30 | 2 | 0 | 0 | 0 | 0 | 0
2020-09-30 | 3 | 0 | 0 | 0 | 0 | 0
2020-09-30 | 4 | 0 | 0 | 0 | 0 | 0
2020-09-30 | 5 | 0 | 0 | 0 | 0 | 0
2020-09-30 | 6 | 0 | 10 | 10 | 0 | 5
2020-09-30 | 7 | 0 | 10 | 0 | 10 | 5
2020-09-30 | 8 | 8000 | 30 | 80 | 320 | 2108
2020-09-30 | 9 | 11000 | 310 | 520 | 1590 | 3355
2020-09-30 | 10 | 58000 | 1030 | 1370 | 5390 | 16448
2020-09-30 | 11 | 51000 | 3120 | 5560 | 7920 | 16900
2020-09-30 | 12 | 118000 | 2640 | 3360 | 13630 | 34408
2020-09-30 | 13 | 154000 | 2780 | 2900 | 19070 | 44688
2020-09-30 | 14 | 167000 | 5330 | 9950 | 19680 | 50490
2020-09-30 | 15 | 217000 | 2730 | 7500 | 21610 | 62210
2020-09-30 | 16 | 168000 | 3560 | 3320 | 21460 | 49085
2020-09-30 | 17 | 88000 | 3820 | 4510 | 13260 | 27398
2020-09-30 | 18 | 24000 | 1570 | 1030 | 3290 | 7473
2020-09-30 | 19 | 1000 | 30 | 20 | 40 | 273
2020-09-30 | 20 | 0 | 10 | 10 | 0 | 5
2020-09-30 | 21 | 0 | 0 | 0 | 0 | 0
2020-09-30 | 22 | 0 | 0 | 0 | 0 | 0
2020-09-30 | 23 | 0 | 0 | 0 | 0 | 0
2020-09-30 | 24 | 0 | 0 | 0 | 0 | 0
2020-10-01 | 1 | 0 | 0 | 0 | 0 | 0
2020-10-01 | 2 | 0 | 0 | 0 | 0 | 0
2020-10-01 | 3 | 0 | 0 | 0 | 0 | 0
2020-10-01 | 4 | 0 | 0 | 0 | 0 | 0
2020-10-01 | 5 | 0 | 0 | 0 | 0 | 0
2020-10-01 | 6 | 0 | 10 | 10 | 10 | 8
2020-10-01 | 7 | 1000 | 10 | 0 | 0 | 253
2020-10-01 | 8 | 34000 | 300 | 400 | 1120 | 8955
2020-10-01 | 9 | 52000 | 1210 | 2110 | 5760 | 15270
2020-10-01 | 10 | 108000 | 3290 | 5630 | 15070 | 32998
2020-10-01 | 11 | 207000 | 5640 | 8420 | 20750 | 60453
2020-10-01 | 12 | 225000 | 6840 | 9500 | 22540 | 65970
2020-10-01 | 13 | 174000 | 5470 | 8760 | 10900 | 49783
2020-10-01 | 14 | 118000 | 6100 | 10090 | 16620 | 37703
2020-10-01 | 15 | 149000 | 6460 | 8900 | 15540 | 44975
2020-10-01 | 16 | 135000 | 2880 | 4030 | 17720 | 39908
2020-10-01 | 17 | 50000 | 4050 | 2670 | 13980 | 17675
2020-10-01 | 18 | 23000 | 1490 | 270 | 2270 | 6758
2020-10-01 | 19 | 1000 | 20 | 20 | 50 | 273
2020-10-01 | 20 | 0 | 0 | 0 | 0 | 0
2020-10-01 | 21 | 0 | 0 | 0 | 0 | 0
2020-10-01 | 22 | 0 | 0 | 0 | 0 | 0
2020-10-01 | 23 | 0 | 0 | 0 | 0 | 0
2020-10-01 | 24 | 0 | 0 | 0 | 0 | 0
2020-10-02 | 1 | 0 | 0 | 0 | 0 | 0
2020-10-02 | 2 | 0 | 0 | 0 | 0 | 0
2020-10-02 | 3 | 0 | 0 | 0 | 0 | 0
2020-10-02 | 4 | 0 | 0 | 0 | 0 | 0
2020-10-02 | 5 | 0 | 0 | 0 | 0 | 0
2020-10-02 | 6 | 0 | 0 | 10 | 10 | 5
2020-10-02 | 7 | 0 | 10 | 10 | 0 | 5
2020-10-02 | 8 | 7000 | 10 | 0 | 110 | 1780
2020-10-02 | 9 | 7000 | 120 | 140 | 730 | 1998
2020-10-02 | 10 | 16000 | 240 | 360 | 1390 | 4498
2020-10-02 | 11 | 23000 | 390 | 800 | 2180 | 6593
2020-10-02 | 12 | 26000 | 500 | 710 | 2050 | 7315
2020-10-02 | 13 | 28000 | 650 | 1130 | 2340 | 8030
2020-10-02 | 14 | 32000 | 800 | 830 | 2430 | 9015
2020-10-02 | 15 | 15000 | 630 | 590 | 1820 | 4510
2020-10-02 | 16 | 14000 | 970 | 1200 | 4470 | 5160
2020-10-02 | 17 | 25000 | 1890 | 2180 | 6140 | 8803
2020-10-02 | 18 | 15000 | 840 | 840 | 3350 | 5008
2020-10-02 | 19 | 1000 | 20 | 10 | 50 | 270
2020-10-02 | 20 | 0 | 0 | 0 | 0 | 0
2020-10-02 | 21 | 0 | 0 | 0 | 0 | 0
2020-10-02 | 22 | 0 | 0 | 0 | 0 | 0
2020-10-02 | 23 | 0 | 0 | 0 | 0 | 0
2020-10-02 | 24 | 0 | 0 | 0 | 0 | 0
2020-10-03 | 1 | 0 | 0 | 0 | 0 | 0
2020-10-03 | 2 | 0 | 0 | 0 | 0 | 0
2020-10-03 | 3 | 0 | 0 | 0 | 0 | 0
2020-10-03 | 4 | 0 | 0 | 0 | 0 | 0
2020-10-03 | 5 | 0 | 0 | 0 | 0 | 0
2020-10-03 | 6 | 0 | 0 | 0 | 0 | 0
2020-10-03 | 7 | 1000 | 10 | 10 | 20 | 260
2020-10-03 | 8 | 33000 | 210 | 440 | 940 | 8648
2020-10-03 | 9 | 89000 | 1940 | 1460 | 8920 | 25330
2020-10-03 | 10 | 158000 | 4550 | 2290 | 14630 | 44868
2020-10-03 | 11 | 213000 | 5840 | 5810 | 22780 | 61858
2020-10-03 | 12 | 144000 | 5300 | 5590 | 20400 | 43823
2020-10-03 | 13 | 165000 | 5980 | 5270 | 21610 | 49465
2020-10-03 | 14 | 157000 | 3670 | 4200 | 23230 | 47025
2020-10-03 | 15 | 100000 | 2620 | 4470 | 17570 | 31165
2020-10-03 | 16 | 115000 | 3010 | 2760 | 9160 | 32483
2020-10-03 | 17 | 62000 | 2030 | 4310 | 11560 | 19975
2020-10-03 | 18 | 24000 | 990 | 830 | 1420 | 6810
2020-10-03 | 19 | 0 | 20 | 10 | 60 | 23
2020-10-03 | 20 | 0 | 0 | 0 | 0 | 0
2020-10-03 | 21 | 0 | 0 | 0 | 0 | 0
2020-10-03 | 22 | 0 | 0 | 0 | 0 | 0
2020-10-03 | 23 | 0 | 0 | 0 | 0 | 0
2020-10-03 | 24 | 0 | 0 | 0 | 0 | 0
2020-10-04 | 1 | 0 | 0 | 0 | 0 | 0
2020-10-04 | 2 | 0 | 0 | 0 | 0 | 0
2020-10-04 | 3 | 0 | 0 | 0 | 0 | 0
2020-10-04 | 4 | 0 | 0 | 0 | 0 | 0
2020-10-04 | 5 | 0 | 0 | 0 | 0 | 0
2020-10-04 | 6 | 0 | 10 | 10 | 0 | 5
2020-10-04 | 7 | 1000 | 10 | 0 | 20 | 258
2020-10-04 | 8 | 32000 | 320 | 250 | 850 | 8355
2020-10-04 | 9 | 105000 | 1540 | 1030 | 8410 | 28995
2020-10-04 | 10 | 158000 | 5270 | 2430 | 16910 | 45653
2020-10-04 | 11 | 184000 | 6620 | 7420 | 21210 | 54813
2020-10-04 | 12 | 199000 | 5460 | 8570 | 22910 | 58985
2020-10-04 | 13 | 218000 | 4850 | 7410 | 21500 | 62940
2020-10-04 | 14 | 222000 | 1260 | 1630 | 21860 | 61688
2020-10-04 | 15 | 138000 | 1440 | 1790 | 12780 | 38503
2020-10-04 | 16 | 66000 | 2460 | 4240 | 7470 | 20043
2020-10-04 | 17 | 18000 | 1310 | 1790 | 1680 | 5695
2020-10-04 | 18 | 11000 | 470 | 780 | 1970 | 3555
2020-10-04 | 19 | 0 | 30 | 30 | 40 | 25
2020-10-04 | 20 | 0 | 0 | 0 | 0 | 0
2020-10-04 | 21 | 0 | 0 | 0 | 0 | 0
2020-10-04 | 22 | 0 | 0 | 0 | 0 | 0
2020-10-04 | 23 | 0 | 0 | 0 | 0 | 0
2020-10-04 | 24 | 0 | 0 | 0 | 0 | 0
2020-10-05 | 1 | 0 | 0 | 0 | 0 | 0
2020-10-05 | 2 | 0 | 0 | 0 | 0 | 0
2020-10-05 | 3 | 0 | 0 | 0 | 0 | 0
2020-10-05 | 4 | 0 | 0 | 0 | 0 | 0
2020-10-05 | 5 | 0 | 0 | 0 | 0 | 0
2020-10-05 | 6 | 0 | 10 | 0 | 0 | 3
2020-10-05 | 7 | 0 | 10 | 10 | 0 | 5
2020-10-05 | 8 | 8000 | 180 | 210 | 660 | 2263
2020-10-05 | 9 | 24000 | 1020 | 2000 | 2570 | 7398
2020-10-05 | 10 | 56000 | 2640 | 6850 | 6240 | 17933
2020-10-05 | 11 | 180000 | 5770 | 8640 | 19330 | 53435
2020-10-05 | 12 | 237000 | 7020 | 9450 | 24000 | 69368
2020-10-05 | 13 | 246000 | 7130 | 7010 | 24000 | 71035
2020-10-05 | 14 | 231000 | 6680 | 9790 | 23170 | 67660
2020-10-05 | 15 | 208000 | 6490 | 5860 | 22960 | 60828
2020-10-05 | 16 | 136000 | 5070 | 5300 | 4030 | 37600
2020-10-05 | 17 | 71000 | 3350 | 2670 | 4290 | 20328
2020-10-05 | 18 | 19000 | 800 | 160 | 1880 | 5460
2020-10-05 | 19 | 0 | 10 | 10 | 10 | 8
2020-10-05 | 20 | 0 | 0 | 0 | 0 | 0
2020-10-05 | 21 | 0 | 0 | 0 | 0 | 0
2020-10-05 | 22 | 0 | 0 | 0 | 0 | 0
2020-10-05 | 23 | 0 | 0 | 0 | 0 | 0
2020-10-05 | 24 | 0 | 0 | 0 | 0 | 0
2020-10-06 | 1 | 0 | 0 | 0 | 0 | 0
2020-10-06 | 2 | 0 | 0 | 0 | 0 | 0
2020-10-06 | 3 | 0 | 0 | 0 | 0 | 0
2020-10-06 | 4 | 0 | 0 | 0 | 0 | 0
2020-10-06 | 5 | 0 | 0 | 0 | 0 | 0
2020-10-06 | 6 | 0 | 10 | 0 | 10 | 5
2020-10-06 | 7 | 0 | 0 | 10 | 0 | 3
2020-10-06 | 8 | 13000 | 100 | 80 | 1490 | 3668
2020-10-06 | 9 | 44000 | 480 | 520 | 3990 | 12248
2020-10-06 | 10 | 81000 | 490 | 3690 | 9970 | 23788
2020-10-06 | 11 | 113000 | 1270 | 4540 | 7270 | 31520
2020-10-06 | 12 | 88000 | 2020 | 5850 | 9400 | 26318
2020-10-06 | 13 | 117000 | 4090 | 2720 | 11180 | 33748
2020-10-06 | 14 | 125000 | 860 | 3970 | 16860 | 36673
2020-10-06 | 15 | 93000 | 3030 | 3030 | 13380 | 28110
2020-10-06 | 16 | 28000 | 2570 | 3250 | 7370 | 10298
2020-10-06 | 17 | 53000 | 2520 | 3250 | 4280 | 15763
2020-10-06 | 18 | 18000 | 260 | 630 | 1150 | 5010
2020-10-06 | 19 | 0 | 10 | 0 | 10 | 5
2020-10-06 | 20 | 0 | 0 | 0 | 0 | 0
2020-10-06 | 21 | 0 | 0 | 0 | 0 | 0
2020-10-06 | 22 | 0 | 0 | 0 | 0 | 0
2020-10-06 | 23 | 0 | 0 | 0 | 0 | 0
2020-10-06 | 24 | 0 | 0 | 0 | 0 | 0
2020-10-07 | 1 | 0 | 0 | 0 | 0 | 0
2020-10-07 | 2 | 0 | 0 | 0 | 0 | 0
2020-10-07 | 3 | 0 | 0 | 0 | 0 | 0
2020-10-07 | 4 | 0 | 0 | 0 | 0 | 0
2020-10-07 | 5 | 0 | 0 | 0 | 0 | 0
2020-10-07 | 6 | 0 | 10 | 10 | 0 | 5
2020-10-07 | 7 | 0 | 0 | 0 | 0 | 0
2020-10-07 | 8 | 8000 | 240 | 230 | 320 | 2198
2020-10-07 | 9 | 45000 | 1280 | 780 | 6260 | 13330
2020-10-07 | 10 | 146000 | 2910 | 2380 | 15820 | 41778
2020-10-07 | 11 | 192000 | 3780 | 3440 | 19130 | 54588
2020-10-07 | 12 | 167000 | 2340 | 2700 | 19750 | 47948
2020-10-07 | 13 | 155000 | 770 | 1460 | 15290 | 43130
2020-10-07 | 14 | 63000 | 460 | 660 | 3420 | 16885
2020-10-07 | 15 | 23000 | 740 | 1150 | 3330 | 7055
2020-10-07 | 16 | 36000 | 670 | 640 | 3940 | 10313
2020-10-07 | 17 | 62000 | 690 | 630 | 9210 | 18133
2020-10-07 | 18 | 9000 | 110 | 120 | 750 | 2495
2020-10-07 | 19 | 0 | 10 | 30 | 10 | 13
2020-10-07 | 20 | 0 | 0 | 0 | 0 | 0
2020-10-07 | 21 | 0 | 0 | 0 | 0 | 0
2020-10-07 | 22 | 0 | 0 | 0 | 0 | 0
2020-10-07 | 23 | 0 | 0 | 0 | 0 | 0
2020-10-07 | 24 | 0 | 0 | 0 | 0 | 0
2020-10-08 | 1 | 0 | 0 | 0 | 0 | 0
2020-10-08 | 2 | 0 | 0 | 0 | 0 | 0
2020-10-08 | 3 | 0 | 0 | 0 | 0 | 0
2020-10-08 | 4 | 0 | 0 | 0 | 0 | 0
2020-10-08 | 5 | 0 | 0 | 0 | 0 | 0
2020-10-08 | 6 | 0 | 10 | 10 | 0 | 5
2020-10-08 | 7 | 0 | 0 | 10 | 10 | 5
2020-10-08 | 8 | 24000 | 240 | 140 | 1060 | 6360
2020-10-08 | 9 | 116000 | 1800 | 780 | 9040 | 31905
2020-10-08 | 10 | 184000 | 4440 | 2020 | 19550 | 52503
2020-10-08 | 11 | 225000 | 7280 | 4140 | 25750 | 65543
2020-10-08 | 12 | 254000 | 7510 | 10280 | 28150 | 74985
2020-10-08 | 13 | 261000 | 7280 | 10910 | 28180 | 76843
2020-10-08 | 14 | 250000 | 7470 | 9340 | 27910 | 73680
2020-10-08 | 15 | 221000 | 5020 | 7930 | 27440 | 65348
2020-10-08 | 16 | 169000 | 1390 | 6530 | 22190 | 49778
2020-10-08 | 17 | 90000 | 1340 | 1550 | 13490 | 26595
2020-10-08 | 18 | 17000 | 410 | 320 | 2460 | 5048
2020-10-08 | 19 | 0 | 10 | 10 | 10 | 8
2020-10-08 | 20 | 0 | 0 | 0 | 0 | 0
2020-10-08 | 21 | 0 | 0 | 0 | 0 | 0
2020-10-08 | 22 | 0 | 0 | 0 | 0 | 0
2020-10-08 | 23 | 0 | 0 | 0 | 0 | 0
2020-10-08 | 24 | 0 | 0 | 0 | 0 | 0
2020-10-09 | 1 | 0 | 0 | 0 | 0 | 0
2020-10-09 | 2 | 0 | 0 | 0 | 0 | 0
2020-10-09 | 3 | 0 | 0 | 0 | 0 | 0
2020-10-09 | 4 | 0 | 0 | 0 | 0 | 0
2020-10-09 | 5 | 0 | 0 | 0 | 0 | 0
2020-10-09 | 6 | 0 | 10 | 10 | 0 | 5
2020-10-09 | 7 | 0 | 0 | 10 | 0 | 3
2020-10-09 | 8 | 30000 | 130 | 810 | 710 | 7913
2020-10-09 | 9 | 106000 | 2300 | 4640 | 8940 | 30470
2020-10-09 | 10 | 173000 | 5620 | 7330 | 19180 | 51283
2020-10-09 | 11 | 222000 | 7300 | 9120 | 25070 | 65873
2020-10-09 | 12 | 250000 | 7530 | 10220 | 27300 | 73763
2020-10-09 | 13 | 258000 | 7530 | 10560 | 27840 | 75983
2020-10-09 | 14 | 247000 | 7550 | 10180 | 27340 | 73018
2020-10-09 | 15 | 217000 | 7480 | 9000 | 25700 | 64795
2020-10-09 | 16 | 165000 | 6110 | 7100 | 21600 | 49953
2020-10-09 | 17 | 83000 | 3530 | 4040 | 12950 | 25880
2020-10-09 | 18 | 15000 | 510 | 330 | 1780 | 4405
2020-10-09 | 19 | 0 | 10 | 10 | 10 | 8
2020-10-09 | 20 | 0 | 0 | 0 | 0 | 0
2020-10-09 | 21 | 0 | 0 | 0 | 0 | 0
2020-10-09 | 22 | 0 | 0 | 0 | 0 | 0
2020-10-09 | 23 | 0 | 0 | 0 | 0 | 0
2020-10-09 | 24 | 0 | 0 | 0 | 0 | 0
2020-10-10 | 1 | 0 | 0 | 0 | 0 | 0
2020-10-10 | 2 | 0 | 0 | 0 | 0 | 0
2020-10-10 | 3 | 0 | 0 | 0 | 0 | 0
2020-10-10 | 4 | 0 | 0 | 0 | 0 | 0
2020-10-10 | 5 | 0 | 0 | 0 | 0 | 0
2020-10-10 | 6 | 0 | 10 | 10 | 0 | 5
2020-10-10 | 7 | 0 | 0 | 0 | 0 | 0
2020-10-10 | 8 | 11000 | 260 | 360 | 670 | 3073
2020-10-10 | 9 | 73000 | 1220 | 1380 | 5790 | 20348
2020-10-10 | 10 | 135000 | 2950 | 2460 | 15560 | 38993
2020-10-10 | 11 | 184000 | 5570 | 7340 | 21790 | 54675
2020-10-10 | 12 | 212000 | 6490 | 8710 | 23630 | 62708
2020-10-10 | 13 | 216000 | 7430 | 9070 | 24090 | 64148
2020-10-10 | 14 | 197000 | 7360 | 6130 | 22230 | 58180
2020-10-10 | 15 | 174000 | 3090 | 5290 | 19710 | 50523
2020-10-10 | 16 | 122000 | 4800 | 5260 | 14790 | 36713
2020-10-10 | 17 | 58000 | 2410 | 2060 | 8850 | 17830
2020-10-10 | 18 | 13000 | 440 | 390 | 1380 | 3803
2020-10-10 | 19 | 0 | 0 | 10 | 0 | 3
2020-10-10 | 20 | 0 | 0 | 0 | 0 | 0
2020-10-10 | 21 | 0 | 0 | 0 | 0 | 0
2020-10-10 | 22 | 0 | 0 | 0 | 0 | 0
2020-10-10 | 23 | 0 | 0 | 0 | 0 | 0
2020-10-10 | 24 | 0 | 0 | 0 | 0 | 0
2020-10-11 | 1 | 0 | 0 | 0 | 0 | 0
2020-10-11 | 2 | 0 | 0 | 0 | 0 | 0
2020-10-11 | 3 | 0 | 0 | 0 | 0 | 0
2020-10-11 | 4 | 0 | 0 | 0 | 0 | 0
2020-10-11 | 5 | 0 | 0 | 0 | 0 | 0
2020-10-11 | 6 | 0 | 10 | 0 | 10 | 5
2020-10-11 | 7 | 0 | 10 | 10 | 0 | 5
2020-10-11 | 8 | 26000 | 110 | 660 | 560 | 6833
2020-10-11 | 9 | 102000 | 2280 | 4550 | 8250 | 29270
2020-10-11 | 10 | 170000 | 5510 | 7270 | 18720 | 50375
2020-10-11 | 11 | 217000 | 7210 | 9210 | 24090 | 64378
2020-10-11 | 12 | 243000 | 7550 | 10200 | 25570 | 71580
2020-10-11 | 13 | 250000 | 7540 | 10530 | 24830 | 73225
2020-10-11 | 14 | 238000 | 7540 | 10140 | 24510 | 70048
2020-10-11 | 15 | 210000 | 7450 | 9080 | 23220 | 62438
2020-10-11 | 16 | 162000 | 6120 | 7270 | 18280 | 48418
2020-10-11 | 17 | 68000 | 3780 | 4170 | 11000 | 21738
2020-10-11 | 18 | 12000 | 370 | 150 | 1430 | 3488
2020-10-11 | 19 | 0 | 0 | 10 | 0 | 3
2020-10-11 | 20 | 0 | 0 | 0 | 0 | 0
2020-10-11 | 21 | 0 | 0 | 0 | 0 | 0
2020-10-11 | 22 | 0 | 0 | 0 | 0 | 0
2020-10-11 | 23 | 0 | 0 | 0 | 0 | 0
2020-10-11 | 24 | 0 | 0 | 0 | 0 | 0
2020-10-12 | 1 | 0 | 0 | 0 | 0 | 0
2020-10-12 | 2 | 0 | 0 | 0 | 0 | 0
2020-10-12 | 3 | 0 | 0 | 0 | 0 | 0
2020-10-12 | 4 | 0 | 0 | 0 | 0 | 0
2020-10-12 | 5 | 0 | 0 | 0 | 0 | 0
2020-10-12 | 6 | 0 | 0 | 10 | 0 | 3
2020-10-12 | 7 | 0 | 10 | 10 | 0 | 5
2020-10-12 | 8 | 7000 | 220 | 260 | 600 | 2020
2020-10-12 | 9 | 29000 | 690 | 910 | 2590 | 8298
2020-10-12 | 10 | 72000 | 2450 | 3980 | 5630 | 21015
2020-10-12 | 11 | 82000 | 3150 | 4290 | 9130 | 24643
2020-10-12 | 12 | 121000 | 4260 | 9160 | 11190 | 36403
2020-10-12 | 13 | 70000 | 7530 | 10310 | 8780 | 24155
2020-10-12 | 14 | 96000 | 7510 | 10140 | 6320 | 29993
2020-10-12 | 15 | 79000 | 7340 | 8780 | 5580 | 25175
2020-10-12 | 16 | 75000 | 5800 | 6840 | 5280 | 23230
2020-10-12 | 17 | 40000 | 3340 | 3670 | 2950 | 12490
2020-10-12 | 18 | 6000 | 340 | 210 | 490 | 1760
2020-10-12 | 19 | 0 | 0 | 10 | 0 | 3
2020-10-12 | 20 | 0 | 0 | 0 | 0 | 0
2020-10-12 | 21 | 0 | 0 | 0 | 0 | 0
2020-10-12 | 22 | 0 | 0 | 0 | 0 | 0
2020-10-12 | 23 | 0 | 0 | 0 | 0 | 0
2020-10-12 | 24 | 0 | 0 | 0 | 0 | 0
2020-10-13 | 1 | 0 | 0 | 0 | 0 | 0
2020-10-13 | 2 | 0 | 0 | 0 | 0 | 0
2020-10-13 | 3 | 0 | 0 | 0 | 0 | 0
2020-10-13 | 4 | 0 | 0 | 0 | 0 | 0
2020-10-13 | 5 | 0 | 0 | 0 | 0 | 0
2020-10-13 | 6 | 0 | 10 | 10 | 0 | 5
2020-10-13 | 7 | 0 | 10 | 10 | 10 | 8
2020-10-13 | 8 | 4000 | 80 | 10 | 330 | 1105
2020-10-13 | 9 | 12000 | 260 | 230 | 940 | 3358
2020-10-13 | 10 | 16000 | 570 | 630 | 3670 | 5218
2020-10-13 | 11 | 39000 | 580 | 720 | 3720 | 11005
2020-10-13 | 12 | 45000 | 480 | 620 | 2430 | 12133
2020-10-13 | 13 | 28000 | 520 | 590 | 1680 | 7698
2020-10-13 | 14 | 39000 | 680 | 800 | 3590 | 11018
2020-10-13 | 15 | 22000 | 150 | 80 | 2530 | 6190
2020-10-13 | 16 | 9000 | 160 | 430 | 870 | 2615
2020-10-13 | 17 | 5000 | 70 | 150 | 470 | 1423
2020-10-13 | 18 | 2000 | 10 | 40 | 50 | 525
2020-10-13 | 19 | 0 | 0 | 10 | 10 | 5
2020-10-13 | 20 | 0 | 0 | 0 | 0 | 0
2020-10-13 | 21 | 0 | 0 | 0 | 0 | 0
2020-10-13 | 22 | 0 | 0 | 0 | 0 | 0
2020-10-13 | 23 | 0 | 0 | 0 | 0 | 0
2020-10-13 | 24 | 0 | 0 | 0 | 0 | 0
2020-10-14 | 1 | 0 | 0 | 0 | 0 | 0
2020-10-14 | 2 | 0 | 0 | 0 | 0 | 0
2020-10-14 | 3 | 0 | 0 | 0 | 0 | 0
2020-10-14 | 4 | 0 | 0 | 0 | 0 | 0
2020-10-14 | 5 | 0 | 0 | 0 | 0 | 0
2020-10-14 | 6 | 0 | 10 | 10 | 0 | 5
2020-10-14 | 7 | 0 | 10 | 10 | 0 | 5
2020-10-14 | 8 | 23000 | 100 | 590 | 500 | 6048
2020-10-14 | 9 | 99000 | 2190 | 4240 | 7760 | 28298
2020-10-14 | 10 | 163000 | 5100 | 6940 | 18090 | 48283
2020-10-14 | 11 | 210000 | 6860 | 8710 | 23010 | 62145
2020-10-14 | 12 | 237000 | 7540 | 9780 | 24530 | 69713
2020-10-14 | 13 | 246000 | 7550 | 10070 | 24970 | 72148
2020-10-14 | 14 | 233000 | 7160 | 6890 | 24310 | 67840
2020-10-14 | 15 | 204000 | 7040 | 4270 | 22640 | 59488
2020-10-14 | 16 | 143000 | 5000 | 7170 | 18660 | 43458
2020-10-14 | 17 | 44000 | 1690 | 3340 | 9160 | 14548
2020-10-14 | 18 | 11000 | 250 | 160 | 1120 | 3133
2020-10-14 | 19 | 0 | 10 | 10 | 10 | 8
2020-10-14 | 20 | 0 | 0 | 0 | 0 | 0
2020-10-14 | 21 | 0 | 0 | 0 | 0 | 0
2020-10-14 | 22 | 0 | 0 | 0 | 0 | 0
2020-10-14 | 23 | 0 | 0 | 0 | 0 | 0
2020-10-14 | 24 | 0 | 0 | 0 | 0 | 0
2020-10-15 | 1 | 0 | 0 | 0 | 0 | 0
2020-10-15 | 2 | 0 | 0 | 0 | 0 | 0
2020-10-15 | 3 | 0 | 0 | 0 | 0 | 0
2020-10-15 | 4 | 0 | 0 | 0 | 0 | 0
2020-10-15 | 5 | 0 | 0 | 0 | 0 | 0
2020-10-15 | 6 | 0 | 10 | 10 | 0 | 5
2020-10-15 | 7 | 0 | 0 | 10 | 0 | 3
2020-10-15 | 8 | 24000 | 60 | 230 | 940 | 6308
2020-10-15 | 9 | 72000 | 2210 | 4200 | 4490 | 20725
2020-10-15 | 10 | 146000 | 4830 | 6380 | 17000 | 43553
2020-10-15 | 11 | 199000 | 6100 | 7880 | 21170 | 58538
2020-10-15 | 12 | 214000 | 6920 | 9010 | 23850 | 63445
2020-10-15 | 13 | 224000 | 7550 | 9750 | 24930 | 66558
2020-10-15 | 14 | 222000 | 7550 | 9480 | 25360 | 66098
2020-10-15 | 15 | 197000 | 6910 | 8310 | 23060 | 58820
2020-10-15 | 16 | 147000 | 5410 | 6530 | 18260 | 44300
2020-10-15 | 17 | 69000 | 2970 | 3220 | 10010 | 21300
2020-10-15 | 18 | 10000 | 250 | 130 | 800 | 2795
2020-10-15 | 19 | 0 | 0 | 10 | 0 | 3
2020-10-15 | 20 | 0 | 0 | 0 | 0 | 0
2020-10-15 | 21 | 0 | 0 | 0 | 0 | 0
2020-10-15 | 22 | 0 | 0 | 0 | 0 | 0
2020-10-15 | 23 | 0 | 0 | 0 | 0 | 0
2020-10-15 | 24 | 0 | 0 | 0 | 0 | 0
2020-10-16 | 1 | 0 | 0 | 0 | 0 | 0
2020-10-16 | 2 | 0 | 0 | 0 | 0 | 0
2020-10-16 | 3 | 0 | 0 | 0 | 0 | 0
2020-10-16 | 4 | 0 | 0 | 0 | 0 | 0
2020-10-16 | 5 | 0 | 0 | 0 | 0 | 0
2020-10-16 | 6 | 0 | 10 | 0 | 10 | 5
2020-10-16 | 7 | 0 | 10 | 10 | 0 | 5
2020-10-16 | 8 | 7000 | 30 | 10 | 860 | 1975
2020-10-16 | 9 | 28000 | 80 | 200 | 2440 | 7680
2020-10-16 | 10 | 51000 | 560 | 490 | 3830 | 13970
2020-10-16 | 11 | 56000 | 380 | 250 | 3380 | 15003
2020-10-16 | 12 | 39000 | 560 | 320 | 1350 | 10308
2020-10-16 | 13 | 25000 | 560 | 450 | 2130 | 7035
2020-10-16 | 14 | 32000 | 810 | 600 | 2860 | 9068
2020-10-16 | 15 | 17000 | 250 | 400 | 940 | 4648
2020-10-16 | 16 | 10000 | 220 | 410 | 860 | 2873
2020-10-16 | 17 | 6000 | 130 | 220 | 300 | 1663
2020-10-16 | 18 | 0 | 10 | 10 | 0 | 5
2020-10-16 | 19 | 0 | 0 | 10 | 10 | 5
2020-10-16 | 20 | 0 | 0 | 0 | 0 | 0
2020-10-16 | 21 | 0 | 0 | 0 | 0 | 0
2020-10-16 | 22 | 0 | 0 | 0 | 0 | 0
2020-10-16 | 23 | 0 | 0 | 0 | 0 | 0
2020-10-16 | 24 | 0 | 0 | 0 | 0 | 0
2020-10-17 | 1 | 0 | 0 | 0 | 0 | 0
2020-10-17 | 2 | 0 | 0 | 0 | 0 | 0
2020-10-17 | 3 | 0 | 0 | 0 | 0 | 0
2020-10-17 | 4 | 0 | 0 | 0 | 0 | 0
2020-10-17 | 5 | 0 | 0 | 0 | 0 | 0
2020-10-17 | 6 | 0 | 10 | 0 | 10 | 5
2020-10-17 | 7 | 0 | 10 | 10 | 0 | 5
2020-10-17 | 8 | 0 | 10 | 10 | 130 | 38
2020-10-17 | 9 | 9000 | 170 | 170 | 1070 | 2603
2020-10-17 | 10 | 14000 | 340 | 930 | 1320 | 4148
2020-10-17 | 11 | 17000 | 410 | 2000 | 4620 | 6008
2020-10-17 | 12 | 77000 | 3240 | 8500 | 26850 | 28898
2020-10-17 | 13 | 246000 | 5440 | 9100 | 24690 | 71308
2020-10-17 | 14 | 232000 | 6310 | 10450 | 27110 | 68968
2020-10-17 | 15 | 209000 | 6710 | 8830 | 26750 | 62823
2020-10-17 | 16 | 157000 | 5160 | 7070 | 21470 | 47675
2020-10-17 | 17 | 72000 | 3100 | 3340 | 10840 | 22320
2020-10-17 | 18 | 9000 | 210 | 110 | 790 | 2528
2020-10-17 | 19 | 0 | 0 | 10 | 0 | 3
2020-10-17 | 20 | 0 | 0 | 0 | 0 | 0
2020-10-17 | 21 | 0 | 0 | 0 | 0 | 0
2020-10-17 | 22 | 0 | 0 | 0 | 0 | 0
2020-10-17 | 23 | 0 | 0 | 0 | 0 | 0
2020-10-17 | 24 | 0 | 0 | 0 | 0 | 0
2020-10-18 | 1 | 0 | 0 | 0 | 0 | 0
2020-10-18 | 2 | 0 | 0 | 0 | 0 | 0
2020-10-18 | 3 | 0 | 0 | 0 | 0 | 0
2020-10-18 | 4 | 0 | 0 | 0 | 0 | 0
2020-10-18 | 5 | 0 | 0 | 0 | 0 | 0
2020-10-18 | 6 | 0 | 10 | 0 | 0 | 3
2020-10-18 | 7 | 0 | 10 | 10 | 0 | 5
2020-10-18 | 8 | 13000 | 120 | 360 | 740 | 3555
2020-10-18 | 9 | 78000 | 940 | 3390 | 6310 | 22160
2020-10-18 | 10 | 131000 | 2990 | 6550 | 15140 | 38920
2020-10-18 | 11 | 201000 | 5810 | 8130 | 22420 | 59340
2020-10-18 | 12 | 226000 | 7370 | 8970 | 25820 | 67040
2020-10-18 | 13 | 207000 | 7480 | 9570 | 23280 | 61833
2020-10-18 | 14 | 195000 | 6280 | 8730 | 24600 | 58653
2020-10-18 | 15 | 172000 | 5300 | 6590 | 21520 | 51353
2020-10-18 | 16 | 99000 | 3240 | 3960 | 13110 | 29828
2020-10-18 | 17 | 45000 | 1210 | 2040 | 7380 | 13908
2020-10-18 | 18 | 14000 | 280 | 370 | 1140 | 3948
2020-10-18 | 19 | 0 | 0 | 10 | 0 | 3
2020-10-18 | 20 | 0 | 0 | 0 | 0 | 0
2020-10-18 | 21 | 0 | 0 | 0 | 0 | 0
2020-10-18 | 22 | 0 | 0 | 0 | 0 | 0
2020-10-18 | 23 | 0 | 0 | 0 | 0 | 0
2020-10-18 | 24 | 0 | 0 | 0 | 0 | 0
2020-10-19 | 1 | 0 | 0 | 0 | 0 | 0
2020-10-19 | 2 | 0 | 0 | 0 | 0 | 0
2020-10-19 | 3 | 0 | 0 | 0 | 0 | 0
2020-10-19 | 4 | 0 | 0 | 0 | 0 | 0
2020-10-19 | 5 | 0 | 0 | 0 | 0 | 0
2020-10-19 | 6 | 0 | 0 | 0 | 0 | 0
2020-10-19 | 7 | 0 | 10 | 10 | 0 | 5
2020-10-19 | 8 | 15000 | 140 | 170 | 790 | 4025
2020-10-19 | 9 | 69000 | 1140 | 1970 | 5910 | 19505
2020-10-19 | 10 | 142000 | 3200 | 4490 | 15110 | 41200
2020-10-19 | 11 | 160000 | 4790 | 4920 | 18740 | 47113
2020-10-19 | 12 | 185000 | 4650 | 6520 | 18870 | 53760
2020-10-19 | 13 | 193000 | 5820 | 7520 | 13110 | 54863
2020-10-19 | 14 | 186000 | 4140 | 5290 | 18820 | 53563
2020-10-19 | 15 | 136000 | 2450 | 3460 | 17820 | 39933
2020-10-19 | 16 | 89000 | 1710 | 2180 | 13170 | 26515
2020-10-19 | 17 | 45000 | 1110 | 1210 | 6600 | 13480
2020-10-19 | 18 | 7000 | 80 | 130 | 770 | 1995
2020-10-19 | 19 | 0 | 10 | 0 | 0 | 3
2020-10-19 | 20 | 0 | 0 | 0 | 0 | 0
2020-10-19 | 21 | 0 | 0 | 0 | 0 | 0
2020-10-19 | 22 | 0 | 0 | 0 | 0 | 0
2020-10-19 | 23 | 0 | 0 | 0 | 0 | 0
2020-10-19 | 24 | 0 | 0 | 0 | 0 | 0
2020-10-20 | 1 | 0 | 0 | 0 | 0 | 0
2020-10-20 | 2 | 0 | 0 | 0 | 0 | 0
2020-10-20 | 3 | 0 | 0 | 0 | 0 | 0
2020-10-20 | 4 | 0 | 0 | 0 | 0 | 0
2020-10-20 | 5 | 0 | 0 | 0 | 0 | 0
2020-10-20 | 6 | 0 | 10 | 10 | 10 | 8
2020-10-20 | 7 | 0 | 0 | 0 | 0 | 0
2020-10-20 | 8 | 3000 | 10 | 20 | 220 | 813
2020-10-20 | 9 | 28000 | 370 | 180 | 1430 | 7495
2020-10-20 | 10 | 44000 | 670 | 590 | 5150 | 12603
2020-10-20 | 11 | 46000 | 600 | 490 | 8030 | 13780
2020-10-20 | 12 | 23000 | 460 | 650 | 4300 | 7103
2020-10-20 | 13 | 80000 | 480 | 450 | 10360 | 22823
2020-10-20 | 14 | 84000 | 440 | 830 | 7700 | 23243
2020-10-20 | 15 | 69000 | 420 | 1200 | 8870 | 19873
2020-10-20 | 16 | 59000 | 2760 | 1750 | 10670 | 18545
2020-10-20 | 17 | 20000 | 700 | 550 | 2370 | 5905
2020-10-20 | 18 | 5000 | 30 | 20 | 330 | 1345
2020-10-20 | 19 | 0 | 0 | 10 | 0 | 3
2020-10-20 | 20 | 0 | 0 | 0 | 0 | 0
2020-10-20 | 21 | 0 | 0 | 0 | 0 | 0
2020-10-20 | 22 | 0 | 0 | 0 | 0 | 0
2020-10-20 | 23 | 0 | 0 | 0 | 0 | 0
2020-10-20 | 24 | 0 | 0 | 0 | 0 | 0
2020-10-21 | 1 | 0 | 0 | 0 | 0 | 0
2020-10-21 | 2 | 0 | 0 | 0 | 0 | 0
2020-10-21 | 3 | 0 | 0 | 0 | 0 | 0
2020-10-21 | 4 | 0 | 0 | 0 | 0 | 0
2020-10-21 | 5 | 0 | 0 | 0 | 0 | 0
2020-10-21 | 6 | 0 | 0 | 10 | 10 | 5
2020-10-21 | 7 | 0 | 10 | 10 | 0 | 5
2020-10-21 | 8 | 2000 | 0 | 0 | 0 | 500
2020-10-21 | 9 | 7000 | 80 | 160 | 390 | 1908
2020-10-21 | 10 | 14000 | 200 | 360 | 1090 | 3913
2020-10-21 | 11 | 32000 | 440 | 400 | 3220 | 9015
2020-10-21 | 12 | 60000 | 700 | 690 | 5950 | 16835
2020-10-21 | 13 | 62000 | 980 | 960 | 8290 | 18058
2020-10-21 | 14 | 50000 | 790 | 790 | 3560 | 13785
2020-10-21 | 15 | 32000 | 680 | 650 | 2890 | 9055
2020-10-21 | 16 | 20000 | 440 | 500 | 1590 | 5633
2020-10-21 | 17 | 10000 | 200 | 340 | 770 | 2828
2020-10-21 | 18 | 2000 | 30 | 20 | 180 | 558
2020-10-21 | 19 | 0 | 0 | 10 | 0 | 3
2020-10-21 | 20 | 0 | 0 | 0 | 0 | 0
2020-10-21 | 21 | 0 | 0 | 0 | 0 | 0
2020-10-21 | 22 | 0 | 0 | 0 | 0 | 0
2020-10-21 | 23 | 0 | 0 | 0 | 0 | 0
2020-10-21 | 24 | 0 | 0 | 0 | 0 | 0
2020-10-22 | 1 | 0 | 0 | 0 | 0 | 0
2020-10-22 | 2 | 0 | 0 | 0 | 0 | 0
2020-10-22 | 3 | 0 | 0 | 0 | 0 | 0
2020-10-22 | 4 | 0 | 0 | 0 | 0 | 0
2020-10-22 | 5 | 0 | 0 | 0 | 0 | 0
2020-10-22 | 6 | 0 | 0 | 10 | 0 | 3
2020-10-22 | 7 | 0 | 10 | 10 | 0 | 5
2020-10-22 | 8 | 12000 | 100 | 150 | 540 | 3198
2020-10-22 | 9 | 75000 | 1430 | 2400 | 5380 | 21053
2020-10-22 | 10 | 139000 | 3880 | 5960 | 15730 | 41143
2020-10-22 | 11 | 177000 | 6050 | 7760 | 19960 | 52693
2020-10-22 | 12 | 218000 | 7200 | 8960 | 22010 | 64043
2020-10-22 | 13 | 225000 | 7500 | 9480 | 21680 | 65915
2020-10-22 | 14 | 218000 | 7490 | 8050 | 21160 | 63675
2020-10-22 | 15 | 187000 | 5210 | 6180 | 19550 | 54485
2020-10-22 | 16 | 137000 | 1490 | 1910 | 15470 | 38968
2020-10-22 | 17 | 57000 | 800 | 920 | 7440 | 16540
2020-10-22 | 18 | 5000 | 140 | 150 | 390 | 1420
2020-10-22 | 19 | 0 | 0 | 10 | 10 | 5
2020-10-22 | 20 | 0 | 0 | 0 | 0 | 0
2020-10-22 | 21 | 0 | 0 | 0 | 0 | 0
2020-10-22 | 22 | 0 | 0 | 0 | 0 | 0
2020-10-22 | 23 | 0 | 0 | 0 | 0 | 0
2020-10-22 | 24 | 0 | 0 | 0 | 0 | 0
2020-10-23 | 1 | 0 | 0 | 0 | 0 | 0
2020-10-23 | 2 | 0 | 0 | 0 | 0 | 0
2020-10-23 | 3 | 0 | 0 | 0 | 0 | 0
2020-10-23 | 4 | 0 | 0 | 0 | 0 | 0
2020-10-23 | 5 | 0 | 0 | 0 | 0 | 0
2020-10-23 | 6 | 0 | 0 | 10 | 0 | 3
2020-10-23 | 7 | 0 | 10 | 0 | 0 | 3
2020-10-23 | 8 | 3000 | 0 | 10 | 130 | 785
2020-10-23 | 9 | 10000 | 90 | 70 | 1720 | 2970
2020-10-23 | 10 | 32000 | 300 | 170 | 4950 | 9355
2020-10-23 | 11 | 53000 | 570 | 450 | 6570 | 15148
2020-10-23 | 12 | 65000 | 810 | 490 | 8320 | 18655
2020-10-23 | 13 | 88000 | 950 | 480 | 15320 | 26188
2020-10-23 | 14 | 72000 | 870 | 530 | 11840 | 21310
2020-10-23 | 15 | 37000 | 570 | 380 | 8570 | 11630
2020-10-23 | 16 | 26000 | 340 | 130 | 3810 | 7570
2020-10-23 | 17 | 23000 | 170 | 20 | 1960 | 6288
2020-10-23 | 18 | 2000 | 10 | 10 | 110 | 533
2020-10-23 | 19 | 0 | 10 | 10 | 0 | 5
2020-10-23 | 20 | 0 | 0 | 0 | 0 | 0
2020-10-23 | 21 | 0 | 0 | 0 | 0 | 0
2020-10-23 | 22 | 0 | 0 | 0 | 0 | 0
2020-10-23 | 23 | 0 | 0 | 0 | 0 | 0
2020-10-23 | 24 | 0 | 0 | 0 | 0 | 0
2020-10-24 | 1 | 0 | 0 | 0 | 0 | 0
2020-10-24 | 2 | 0 | 0 | 0 | 0 | 0
2020-10-24 | 3 | 0 | 0 | 0 | 0 | 0
2020-10-24 | 4 | 0 | 0 | 0 | 0 | 0
2020-10-24 | 5 | 0 | 0 | 0 | 0 | 0
2020-10-24 | 6 | 0 | 0 | 10 | 0 | 3
2020-10-24 | 7 | 0 | 10 | 10 | 10 | 8
2020-10-24 | 8 | 5000 | 10 | 0 | 80 | 1273
2020-10-24 | 9 | 29000 | 80 | 40 | 740 | 7465
2020-10-24 | 10 | 19000 | 330 | 150 | 1640 | 5280
2020-10-24 | 11 | 41000 | 380 | 470 | 5430 | 11820
2020-10-24 | 12 | 84000 | 360 | 400 | 9850 | 23653
2020-10-24 | 13 | 129000 | 580 | 810 | 11380 | 35443
2020-10-24 | 14 | 39000 | 700 | 360 | 4120 | 11045
2020-10-24 | 15 | 31000 | 1730 | 990 | 1470 | 8798
2020-10-24 | 16 | 44000 | 2850 | 5230 | 4470 | 14138
2020-10-24 | 17 | 6000 | 1970 | 2270 | 2530 | 3193
2020-10-24 | 18 | 5000 | 120 | 80 | 460 | 1415
2020-10-24 | 19 | 0 | 10 | 0 | 0 | 3
2020-10-24 | 20 | 0 | 0 | 0 | 0 | 0
2020-10-24 | 21 | 0 | 0 | 0 | 0 | 0
2020-10-24 | 22 | 0 | 0 | 0 | 0 | 0
2020-10-24 | 23 | 0 | 0 | 0 | 0 | 0
2020-10-24 | 24 | 0 | 0 | 0 | 0 | 0
2020-10-25 | 1 | 0 | 0 | 0 | 0 | 0
2020-10-25 | 2 | 0 | 0 | 0 | 0 | 0
2020-10-25 | 3 | 0 | 0 | 0 | 0 | 0
2020-10-25 | 4 | 0 | 0 | 0 | 0 | 0
2020-10-25 | 5 | 0 | 0 | 0 | 0 | 0
2020-10-25 | 6 | 0 | 10 | 10 | 0 | 5
2020-10-25 | 7 | 0 | 0 | 0 | 0 | 0
2020-10-25 | 8 | 2000 | 70 | 220 | 340 | 658
2020-10-25 | 9 | 43000 | 980 | 4000 | 3180 | 12790
2020-10-25 | 10 | 143000 | 4120 | 6960 | 11270 | 41338
2020-10-25 | 11 | 184000 | 6320 | 8520 | 18230 | 54268
2020-10-25 | 12 | 152000 | 6980 | 9670 | 15270 | 45980
2020-10-25 | 13 | 67000 | 7420 | 9930 | 9750 | 23525
2020-10-25 | 14 | 65000 | 7190 | 9390 | 12320 | 23475
2020-10-25 | 15 | 127000 | 6310 | 8140 | 18060 | 39878
2020-10-25 | 16 | 102000 | 4750 | 5970 | 16120 | 32210
2020-10-25 | 17 | 46000 | 1540 | 2080 | 6980 | 14150
2020-10-25 | 18 | 5000 | 140 | 120 | 580 | 1460
2020-10-25 | 19 | 0 | 0 | 10 | 0 | 3
2020-10-25 | 20 | 0 | 0 | 0 | 0 | 0
2020-10-25 | 21 | 0 | 0 | 0 | 0 | 0
2020-10-25 | 22 | 0 | 0 | 0 | 0 | 0
2020-10-25 | 23 | 0 | 0 | 0 | 0 | 0
2020-10-25 | 24 | 0 | 0 | 0 | 0 | 0
2020-10-26 | 1 | 0 | 0 | 0 | 0 | 0
2020-10-26 | 2 | 0 | 0 | 0 | 0 | 0
2020-10-26 | 3 | 0 | 0 | 0 | 0 | 0
2020-10-26 | 4 | 0 | 0 | 0 | 0 | 0
2020-10-26 | 5 | 0 | 0 | 0 | 0 | 0
2020-10-26 | 6 | 0 | 0 | 10 | 10 | 5
2020-10-26 | 7 | 0 | 10 | 10 | 0 | 5
2020-10-26 | 8 | 0 | 10 | 0 | 0 | 3
2020-10-26 | 9 | 6000 | 50 | 40 | 380 | 1618
2020-10-26 | 10 | 11000 | 150 | 240 | 840 | 3058
2020-10-26 | 11 | 15000 | 310 | 410 | 2560 | 4570
2020-10-26 | 12 | 20000 | 540 | 500 | 2310 | 5838
2020-10-26 | 13 | 24000 | 420 | 380 | 2350 | 6788
2020-10-26 | 14 | 25000 | 440 | 390 | 2660 | 7123
2020-10-26 | 15 | 14000 | 360 | 340 | 1730 | 4108
2020-10-26 | 16 | 9000 | 210 | 150 | 700 | 2515
2020-10-26 | 17 | 4000 | 70 | 110 | 270 | 1113
2020-10-26 | 18 | 1000 | 10 | 10 | 20 | 260
2020-10-26 | 19 | 0 | 10 | 0 | 0 | 3
2020-10-26 | 20 | 0 | 0 | 0 | 0 | 0
2020-10-26 | 21 | 0 | 0 | 0 | 0 | 0
2020-10-26 | 22 | 0 | 0 | 0 | 0 | 0
2020-10-26 | 23 | 0 | 0 | 0 | 0 | 0
2020-10-26 | 24 | 0 | 0 | 0 | 0 | 0
2020-10-27 | 1 | 0 | 0 | 0 | 0 | 0
2020-10-27 | 2 | 0 | 0 | 0 | 0 | 0
2020-10-27 | 3 | 0 | 0 | 0 | 0 | 0
2020-10-27 | 4 | 0 | 0 | 0 | 0 | 0
2020-10-27 | 5 | 0 | 0 | 0 | 0 | 0
2020-10-27 | 6 | 0 | 0 | 10 | 0 | 3
2020-10-27 | 7 | 0 | 10 | 0 | 0 | 3
2020-10-27 | 8 | 0 | 20 | 40 | 0 | 15
2020-10-27 | 9 | 7000 | 310 | 310 | 1050 | 2168
2020-10-27 | 10 | 25000 | 3530 | 1080 | 3540 | 8288
2020-10-27 | 11 | 80000 | 6610 | 3850 | 6240 | 24175
2020-10-27 | 12 | 71000 | 7250 | 6220 | 5500 | 22493
2020-10-27 | 13 | 107000 | 6100 | 9500 | 13240 | 33960
2020-10-27 | 14 | 221000 | 7490 | 8990 | 25280 | 65690
2020-10-27 | 15 | 127000 | 4980 | 5330 | 15790 | 38275
2020-10-27 | 16 | 49000 | 1510 | 1770 | 6240 | 14630
2020-10-27 | 17 | 19000 | 570 | 780 | 1990 | 5585
2020-10-27 | 18 | 2000 | 50 | 50 | 160 | 565
2020-10-27 | 19 | 0 | 10 | 0 | 0 | 3
2020-10-27 | 20 | 0 | 0 | 0 | 0 | 0
2020-10-27 | 21 | 0 | 0 | 0 | 0 | 0
2020-10-27 | 22 | 0 | 0 | 0 | 0 | 0
2020-10-27 | 23 | 0 | 0 | 0 | 0 | 0
2020-10-27 | 24 | 0 | 0 | 0 | 0 | 0
2020-10-28 | 1 | 0 | 0 | 0 | 0 | 0
2020-10-28 | 2 | 0 | 0 | 0 | 0 | 0
2020-10-28 | 3 | 0 | 0 | 0 | 0 | 0
2020-10-28 | 4 | 0 | 0 | 0 | 0 | 0
2020-10-28 | 5 | 0 | 0 | 0 | 0 | 0
2020-10-28 | 6 | 0 | 10 | 0 | 10 | 5
2020-10-28 | 7 | 0 | 0 | 10 | 0 | 3
2020-10-28 | 8 | 0 | 10 | 10 | 0 | 5
2020-10-28 | 9 | 8000 | 90 | 60 | 770 | 2230
2020-10-28 | 10 | 18000 | 310 | 230 | 1540 | 5020
2020-10-28 | 11 | 27000 | 660 | 550 | 2010 | 7555
2020-10-28 | 12 | 24000 | 700 | 680 | 2040 | 6855
2020-10-28 | 13 | 31000 | 1130 | 820 | 2190 | 8785
2020-10-28 | 14 | 30000 | 930 | 680 | 2780 | 8598
2020-10-28 | 15 | 22000 | 810 | 950 | 2160 | 6480
2020-10-28 | 16 | 15000 | 630 | 880 | 1180 | 4423
2020-10-28 | 17 | 6000 | 340 | 440 | 830 | 1903
2020-10-28 | 18 | 0 | 30 | 20 | 40 | 23
2020-10-28 | 19 | 0 | 10 | 10 | 0 | 5
2020-10-28 | 20 | 0 | 0 | 0 | 0 | 0
2020-10-28 | 21 | 0 | 0 | 0 | 0 | 0
2020-10-28 | 22 | 0 | 0 | 0 | 0 | 0
2020-10-28 | 23 | 0 | 0 | 0 | 0 | 0
2020-10-28 | 24 | 0 | 0 | 0 | 0 | 0
2020-10-29 | 1 | 0 | 0 | 0 | 0 | 0
2020-10-29 | 2 | 0 | 0 | 0 | 0 | 0
2020-10-29 | 3 | 0 | 0 | 0 | 0 | 0
2020-10-29 | 4 | 0 | 0 | 0 | 0 | 0
2020-10-29 | 5 | 0 | 0 | 0 | 0 | 0
2020-10-29 | 6 | 0 | 10 | 10 | 0 | 5
2020-10-29 | 7 | 0 | 0 | 10 | 0 | 3
2020-10-29 | 8 | 2000 | 70 | 40 | 140 | 563
2020-10-29 | 9 | 15000 | 420 | 340 | 1620 | 4345
2020-10-29 | 10 | 28000 | 700 | 590 | 2360 | 7913
2020-10-29 | 11 | 34000 | 1280 | 1250 | 2720 | 9813
2020-10-29 | 12 | 35000 | 1390 | 1260 | 3760 | 10353
2020-10-29 | 13 | 46000 | 970 | 940 | 3190 | 12775
2020-10-29 | 14 | 21000 | 440 | 500 | 1500 | 5860
2020-10-29 | 15 | 10000 | 400 | 470 | 1250 | 3030
2020-10-29 | 16 | 11000 | 260 | 260 | 1090 | 3153
2020-10-29 | 17 | 5000 | 90 | 90 | 390 | 1393
2020-10-29 | 18 | 0 | 10 | 10 | 0 | 5
2020-10-29 | 19 | 0 | 0 | 10 | 0 | 3
2020-10-29 | 20 | 0 | 0 | 0 | 0 | 0
2020-10-29 | 21 | 0 | 0 | 0 | 0 | 0
2020-10-29 | 22 | 0 | 0 | 0 | 0 | 0
2020-10-29 | 23 | 0 | 0 | 0 | 0 | 0
2020-10-29 | 24 | 0 | 0 | 0 | 0 | 0
2020-10-30 | 1 | 0 | 0 | 0 | 0 | 0
2020-10-30 | 2 | 0 | 0 | 0 | 0 | 0
2020-10-30 | 3 | 0 | 0 | 0 | 0 | 0
2020-10-30 | 4 | 0 | 0 | 0 | 0 | 0
2020-10-30 | 5 | 0 | 0 | 0 | 0 | 0
2020-10-30 | 6 | 0 | 10 | 10 | 0 | 5
2020-10-30 | 7 | 0 | 10 | 10 | 0 | 5
2020-10-30 | 8 | 0 | 0 | 0 | 0 | 0
2020-10-30 | 9 | 2000 | 70 | 20 | 10 | 525
2020-10-30 | 10 | 6000 | 250 | 40 | 0 | 1573
2020-10-30 | 11 | 8000 | 500 | 220 | 40 | 2190
2020-10-30 | 12 | 16000 | 1030 | 980 | 170 | 4545
2020-10-30 | 13 | 39000 | 1790 | 3110 | 320 | 11055
2020-10-30 | 14 | 37000 | 1840 | 4060 | 210 | 10778
2020-10-30 | 15 | 29000 | 3000 | 6070 | 200 | 9568
2020-10-30 | 16 | 47000 | 2610 | 4350 | 1400 | 13840
2020-10-30 | 17 | 22000 | 960 | 1510 | 1240 | 6428
2020-10-30 | 18 | 5000 | 80 | 110 | 170 | 1340
2020-10-30 | 19 | 0 | 0 | 10 | 0 | 3
2020-10-30 | 20 | 0 | 0 | 0 | 0 | 0
2020-10-30 | 21 | 0 | 0 | 0 | 0 | 0
2020-10-30 | 22 | 0 | 0 | 0 | 0 | 0
2020-10-30 | 23 | 0 | 0 | 0 | 0 | 0
2020-10-30 | 24 | 0 | 0 | 0 | 0 | 0
2020-10-31 | 1 | 0 | 0 | 0 | 0 | 0
2020-10-31 | 2 | 0 | 0 | 0 | 0 | 0
2020-10-31 | 3 | 0 | 0 | 0 | 0 | 0
2020-10-31 | 4 | 0 | 0 | 0 | 0 | 0
2020-10-31 | 5 | 0 | 0 | 0 | 0 | 0
2020-10-31 | 6 | 0 | 0 | 10 | 0 | 3
2020-10-31 | 7 | 0 | 10 | 10 | 0 | 5
2020-10-31 | 8 | 8000 | 30 | 60 | 70 | 2040
2020-10-31 | 9 | 77000 | 290 | 3690 | 1460 | 20610
2020-10-31 | 10 | 160000 | 3180 | 7220 | 7140 | 44385
2020-10-31 | 11 | 208000 | 5690 | 9160 | 18640 | 60373
2020-10-31 | 12 | 235000 | 5970 | 10150 | 28270 | 69848
2020-10-31 | 13 | 244000 | 6160 | 10370 | 29380 | 72478
2020-10-31 | 14 | 232000 | 6660 | 9960 | 28230 | 69213
2020-10-31 | 15 | 201000 | 6010 | 8880 | 25600 | 60373
2020-10-31 | 16 | 143000 | 4980 | 6820 | 19860 | 43665
2020-10-31 | 17 | 49000 | 1280 | 1550 | 5970 | 14450
2020-10-31 | 18 | 3000 | 90 | 40 | 230 | 840
2020-10-31 | 19 | 0 | 0 | 10 | 10 | 5
2020-10-31 | 20 | 0 | 0 | 0 | 0 | 0
2020-10-31 | 21 | 0 | 0 | 0 | 0 | 0
2020-10-31 | 22 | 0 | 0 | 0 | 0 | 0
2020-10-31 | 23 | 0 | 0 | 0 | 0 | 0
2020-10-31 | 24 | 0 | 0 | 0 | 0 | 0
2020-11-01 | 1 | 0 | 0 | 0 | 0 | 0
2020-11-01 | 2 | 0 | 0 | 0 | 0 | 0
2020-11-01 | 02X | 0 | 0 | 0 | 0 | 0
2020-11-01 | 3 | 0 | 0 | 0 | 0 | 0
2020-11-01 | 4 | 0 | 0 | 0 | 0 | 0
2020-11-01 | 5 | 0 | 0 | 0 | 0 | 0
2020-11-01 | 6 | 0 | 10 | 10 | 0 | 5
2020-11-01 | 7 | 1000 | 40 | 70 | 180 | 323
2020-11-01 | 8 | 14000 | 440 | 1830 | 1250 | 4380
2020-11-01 | 9 | 23000 | 2560 | 4500 | 7950 | 9503
2020-11-01 | 10 | 111000 | 1700 | 2930 | 14350 | 32495
2020-11-01 | 11 | 111000 | 1740 | 2430 | 10170 | 31335
2020-11-01 | 12 | 89000 | 1460 | 2180 | 15130 | 26943
2020-11-01 | 13 | 80000 | 1610 | 2370 | 10580 | 23640
2020-11-01 | 14 | 73000 | 960 | 1170 | 7280 | 20603
2020-11-01 | 15 | 15000 | 280 | 300 | 1940 | 4380
2020-11-01 | 16 | 3000 | 60 | 110 | 170 | 835
2020-11-01 | 17 | 0 | 10 | 10 | 0 | 5
2020-11-01 | 18 | 0 | 0 | 0 | 0 | 0
2020-11-01 | 19 | 0 | 0 | 0 | 0 | 0
2020-11-01 | 20 | 0 | 0 | 0 | 0 | 0
2020-11-01 | 21 | 0 | 0 | 0 | 0 | 0
2020-11-01 | 22 | 0 | 0 | 0 | 0 | 0
2020-11-01 | 23 | 0 | 0 | 0 | 0 | 0
2020-11-01 | 24 | 0 | 0 | 0 | 0 | 0
2020-11-02 | 1 | 0 | 0 | 0 | 0 | 0
2020-11-02 | 2 | 0 | 0 | 0 | 0 | 0
2020-11-02 | 3 | 0 | 0 | 0 | 0 | 0
2020-11-02 | 4 | 0 | 0 | 0 | 0 | 0
2020-11-02 | 5 | 0 | 0 | 0 | 0 | 0
2020-11-02 | 6 | 0 | 10 | 0 | 0 | 3
2020-11-02 | 7 | 6000 | 50 | 60 | 290 | 1600
2020-11-02 | 8 | 69000 | 460 | 2130 | 4150 | 18935
2020-11-02 | 9 | 147000 | 1610 | 2490 | 17730 | 42208
2020-11-02 | 10 | 99000 | 2010 | 3250 | 8730 | 28248
2020-11-02 | 11 | 69000 | 3950 | 2220 | 10240 | 21353
2020-11-02 | 12 | 57000 | 3820 | 4730 | 15080 | 20158
2020-11-02 | 13 | 103000 | 4540 | 3400 | 16970 | 31978
2020-11-02 | 14 | 155000 | 1880 | 2240 | 10760 | 42470
2020-11-02 | 15 | 61000 | 1550 | 1220 | 3540 | 16828
2020-11-02 | 16 | 37000 | 620 | 840 | 2680 | 10285
2020-11-02 | 17 | 2000 | 50 | 70 | 350 | 618
2020-11-02 | 18 | 0 | 0 | 0 | 0 | 0
2020-11-02 | 19 | 0 | 0 | 0 | 0 | 0
2020-11-02 | 20 | 0 | 0 | 0 | 0 | 0
2020-11-02 | 21 | 0 | 0 | 0 | 0 | 0
2020-11-02 | 22 | 0 | 0 | 0 | 0 | 0
2020-11-02 | 23 | 0 | 0 | 0 | 0 | 0
2020-11-02 | 24 | 0 | 0 | 0 | 0 | 0
2020-11-03 | 1 | 0 | 0 | 0 | 0 | 0
2020-11-03 | 2 | 0 | 0 | 0 | 0 | 0
2020-11-03 | 3 | 0 | 0 | 0 | 0 | 0
2020-11-03 | 4 | 0 | 0 | 0 | 0 | 0
2020-11-03 | 5 | 0 | 0 | 0 | 0 | 0
2020-11-03 | 6 | 0 | 0 | 10 | 0 | 3
2020-11-03 | 7 | 5000 | 20 | 30 | 210 | 1315
2020-11-03 | 8 | 66000 | 230 | 1760 | 3620 | 17903
2020-11-03 | 9 | 153000 | 2900 | 5950 | 12330 | 43545
2020-11-03 | 10 | 207000 | 5320 | 3800 | 25710 | 60458
2020-11-03 | 11 | 234000 | 4080 | 8950 | 27070 | 68525
2020-11-03 | 12 | 224000 | 2990 | 7920 | 29800 | 66178
2020-11-03 | 13 | 243000 | 4100 | 7650 | 31250 | 71500
2020-11-03 | 14 | 196000 | 1920 | 3990 | 17630 | 54885
2020-11-03 | 15 | 103000 | 1200 | 950 | 6210 | 27840
2020-11-03 | 16 | 37000 | 430 | 540 | 3760 | 10433
2020-11-03 | 17 | 2000 | 30 | 30 | 300 | 590
2020-11-03 | 18 | 0 | 0 | 0 | 0 | 0
2020-11-03 | 19 | 0 | 0 | 0 | 0 | 0
2020-11-03 | 20 | 0 | 0 | 0 | 0 | 0
2020-11-03 | 21 | 0 | 0 | 0 | 0 | 0
2020-11-03 | 22 | 0 | 0 | 0 | 0 | 0
2020-11-03 | 23 | 0 | 0 | 0 | 0 | 0
2020-11-03 | 24 | 0 | 0 | 0 | 0 | 0
2020-11-04 | 1 | 0 | 0 | 0 | 0 | 0
2020-11-04 | 2 | 0 | 0 | 0 | 0 | 0
2020-11-04 | 3 | 0 | 0 | 0 | 0 | 0
2020-11-04 | 4 | 0 | 0 | 0 | 0 | 0
2020-11-04 | 5 | 0 | 0 | 0 | 0 | 0
2020-11-04 | 6 | 0 | 10 | 0 | 0 | 3
2020-11-04 | 7 | 1000 | 10 | 10 | 100 | 280
2020-11-04 | 8 | 13000 | 330 | 1350 | 3830 | 4628
2020-11-04 | 9 | 129000 | 3140 | 6200 | 16360 | 38675
2020-11-04 | 10 | 186000 | 5820 | 8330 | 23940 | 56023
2020-11-04 | 11 | 218000 | 6120 | 8330 | 27780 | 65058
2020-11-04 | 12 | 222000 | 6020 | 9050 | 26990 | 66015
2020-11-04 | 13 | 196000 | 6730 | 9220 | 27340 | 59823
2020-11-04 | 14 | 180000 | 6040 | 8170 | 24170 | 54595
2020-11-04 | 15 | 121000 | 4850 | 6220 | 17390 | 37365
2020-11-04 | 16 | 35000 | 1250 | 1080 | 4290 | 10405
2020-11-04 | 17 | 2000 | 60 | 30 | 130 | 555
2020-11-04 | 18 | 0 | 0 | 0 | 0 | 0
2020-11-04 | 19 | 0 | 0 | 0 | 0 | 0
2020-11-04 | 20 | 0 | 0 | 0 | 0 | 0
2020-11-04 | 21 | 0 | 0 | 0 | 0 | 0
2020-11-04 | 22 | 0 | 0 | 0 | 0 | 0
2020-11-04 | 23 | 0 | 0 | 0 | 0 | 0
2020-11-04 | 24 | 0 | 0 | 0 | 0 | 0
2020-11-05 | 1 | 0 | 0 | 0 | 0 | 0
2020-11-05 | 2 | 0 | 0 | 0 | 0 | 0
2020-11-05 | 3 | 0 | 0 | 0 | 0 | 0
2020-11-05 | 4 | 0 | 0 | 0 | 0 | 0
2020-11-05 | 5 | 0 | 0 | 0 | 0 | 0
2020-11-05 | 6 | 0 | 10 | 10 | 0 | 5
2020-11-05 | 7 | 4000 | 30 | 40 | 200 | 1068
2020-11-05 | 8 | 58000 | 280 | 3250 | 3790 | 16330
2020-11-05 | 9 | 138000 | 2960 | 5910 | 16890 | 40940
2020-11-05 | 10 | 185000 | 5790 | 8320 | 22780 | 55473
2020-11-05 | 11 | 213000 | 5950 | 9320 | 25770 | 63510
2020-11-05 | 12 | 214000 | 5980 | 9420 | 26000 | 63850
2020-11-05 | 13 | 197000 | 6630 | 9030 | 24400 | 59265
2020-11-05 | 14 | 178000 | 5900 | 7630 | 21280 | 53203
2020-11-05 | 15 | 123000 | 4510 | 5820 | 15730 | 37265
2020-11-05 | 16 | 34000 | 1220 | 940 | 3790 | 9988
2020-11-05 | 17 | 1000 | 30 | 10 | 30 | 268
2020-11-05 | 18 | 0 | 0 | 0 | 0 | 0
2020-11-05 | 19 | 0 | 0 | 0 | 0 | 0
2020-11-05 | 20 | 0 | 0 | 0 | 0 | 0
2020-11-05 | 21 | 0 | 0 | 0 | 0 | 0
2020-11-05 | 22 | 0 | 0 | 0 | 0 | 0
2020-11-05 | 23 | 0 | 0 | 0 | 0 | 0
2020-11-05 | 24 | 0 | 0 | 0 | 0 | 0
2020-11-06 | 1 | 0 | 0 | 0 | 0 | 0
2020-11-06 | 2 | 0 | 0 | 0 | 0 | 0
2020-11-06 | 3 | 0 | 0 | 0 | 0 | 0
2020-11-06 | 4 | 0 | 0 | 0 | 0 | 0
2020-11-06 | 5 | 0 | 0 | 0 | 0 | 0
2020-11-06 | 6 | 0 | 10 | 10 | 10 | 8
2020-11-06 | 7 | 2000 | 20 | 10 | 30 | 515
2020-11-06 | 8 | 9000 | 160 | 120 | 1010 | 2573
2020-11-06 | 9 | 85000 | 1280 | 2520 | 11610 | 25103
2020-11-06 | 10 | 143000 | 2740 | 6030 | 17300 | 42268
2020-11-06 | 11 | 202000 | 5360 | 8650 | 23180 | 59798
2020-11-06 | 12 | 210000 | 5440 | 8830 | 23160 | 61858
2020-11-06 | 13 | 199000 | 6090 | 8470 | 22920 | 59120
2020-11-06 | 14 | 166000 | 5640 | 7510 | 20350 | 49875
2020-11-06 | 15 | 114000 | 4380 | 5510 | 14610 | 34625
2020-11-06 | 16 | 30000 | 1160 | 910 | 3330 | 8850
2020-11-06 | 17 | 1000 | 60 | 60 | 80 | 300
2020-11-06 | 18 | 0 | 0 | 0 | 0 | 0
2020-11-06 | 19 | 0 | 0 | 0 | 0 | 0
2020-11-06 | 20 | 0 | 0 | 0 | 0 | 0
2020-11-06 | 21 | 0 | 0 | 0 | 0 | 0
2020-11-06 | 22 | 0 | 0 | 0 | 0 | 0
2020-11-06 | 23 | 0 | 0 | 0 | 0 | 0
2020-11-06 | 24 | 0 | 0 | 0 | 0 | 0
2020-11-07 | 1 | 0 | 0 | 0 | 0 | 0
2020-11-07 | 2 | 0 | 0 | 0 | 0 | 0
2020-11-07 | 3 | 0 | 0 | 0 | 0 | 0
2020-11-07 | 4 | 0 | 0 | 0 | 0 | 0
2020-11-07 | 5 | 0 | 0 | 0 | 0 | 0
2020-11-07 | 6 | 0 | 10 | 0 | 0 | 3
2020-11-07 | 7 | 3000 | 30 | 50 | 100 | 795
2020-11-07 | 8 | 42000 | 440 | 2060 | 3630 | 12033
2020-11-07 | 9 | 125000 | 2180 | 5110 | 15020 | 36828
2020-11-07 | 10 | 160000 | 4510 | 6980 | 16930 | 47105
2020-11-07 | 11 | 188000 | 5000 | 8160 | 21530 | 55673
2020-11-07 | 12 | 200000 | 5200 | 8760 | 21090 | 58763
2020-11-07 | 13 | 189000 | 5650 | 7710 | 19940 | 55575
2020-11-07 | 14 | 156000 | 3620 | 5420 | 17510 | 45638
2020-11-07 | 15 | 87000 | 2980 | 4190 | 12090 | 26565
2020-11-07 | 16 | 30000 | 900 | 910 | 3270 | 8770
2020-11-07 | 17 | 2000 | 50 | 60 | 150 | 565
2020-11-07 | 18 | 0 | 0 | 0 | 0 | 0
2020-11-07 | 19 | 0 | 0 | 0 | 0 | 0
2020-11-07 | 20 | 0 | 0 | 0 | 0 | 0
2020-11-07 | 21 | 0 | 0 | 0 | 0 | 0
2020-11-07 | 22 | 0 | 0 | 0 | 0 | 0
2020-11-07 | 23 | 0 | 0 | 0 | 0 | 0
2020-11-07 | 24 | 0 | 0 | 0 | 0 | 0
2020-11-08 | 1 | 0 | 0 | 0 | 0 | 0
2020-11-08 | 2 | 0 | 0 | 0 | 0 | 0
2020-11-08 | 3 | 0 | 0 | 0 | 0 | 0
2020-11-08 | 4 | 0 | 0 | 0 | 0 | 0
2020-11-08 | 5 | 0 | 0 | 0 | 0 | 0
2020-11-08 | 6 | 0 | 0 | 0 | 10 | 3
2020-11-08 | 7 | 2000 | 30 | 40 | 160 | 558
2020-11-08 | 8 | 44000 | 290 | 2530 | 3500 | 12580
2020-11-08 | 9 | 126000 | 2340 | 5420 | 11860 | 36405
2020-11-08 | 10 | 163000 | 4710 | 7370 | 18760 | 48460
2020-11-08 | 11 | 196000 | 4970 | 8670 | 21040 | 57670
2020-11-08 | 12 | 206000 | 5100 | 8840 | 21070 | 60253
2020-11-08 | 13 | 195000 | 6050 | 8470 | 20690 | 57553
2020-11-08 | 14 | 166000 | 5490 | 7350 | 17730 | 49143
2020-11-08 | 15 | 112000 | 4230 | 5510 | 12910 | 33663
2020-11-08 | 16 | 26000 | 1180 | 750 | 2770 | 7675
2020-11-08 | 17 | 1000 | 40 | 20 | 80 | 285
2020-11-08 | 18 | 0 | 0 | 0 | 0 | 0
2020-11-08 | 19 | 0 | 0 | 0 | 0 | 0
2020-11-08 | 20 | 0 | 0 | 0 | 0 | 0
2020-11-08 | 21 | 0 | 0 | 0 | 0 | 0
2020-11-08 | 22 | 0 | 0 | 0 | 0 | 0
2020-11-08 | 23 | 0 | 0 | 0 | 0 | 0
2020-11-08 | 24 | 0 | 0 | 0 | 0 | 0
2020-11-09 | 1 | 0 | 0 | 0 | 0 | 0
2020-11-09 | 2 | 0 | 0 | 0 | 0 | 0
2020-11-09 | 3 | 0 | 0 | 0 | 0 | 0
2020-11-09 | 4 | 0 | 0 | 0 | 0 | 0
2020-11-09 | 5 | 0 | 0 | 0 | 0 | 0
2020-11-09 | 6 | 0 | 10 | 10 | 0 | 5
2020-11-09 | 7 | 1000 | 20 | 20 | 140 | 295
2020-11-09 | 8 | 19000 | 250 | 1860 | 3010 | 6030
2020-11-09 | 9 | 60000 | 2330 | 6220 | 16380 | 21233
2020-11-09 | 10 | 181000 | 4870 | 7960 | 21180 | 53753
2020-11-09 | 11 | 205000 | 5030 | 8870 | 22930 | 60458
2020-11-09 | 12 | 218000 | 5030 | 9030 | 22340 | 63600
2020-11-09 | 13 | 201000 | 6030 | 8710 | 20930 | 59168
2020-11-09 | 14 | 169000 | 5310 | 7620 | 18930 | 50215
2020-11-09 | 15 | 114000 | 4140 | 5510 | 13360 | 34253
2020-11-09 | 16 | 24000 | 1180 | 670 | 2800 | 7163
2020-11-09 | 17 | 1000 | 30 | 30 | 100 | 290
2020-11-09 | 18 | 0 | 0 | 0 | 0 | 0
2020-11-09 | 19 | 0 | 0 | 0 | 0 | 0
2020-11-09 | 20 | 0 | 0 | 0 | 0 | 0
2020-11-09 | 21 | 0 | 0 | 0 | 0 | 0
2020-11-09 | 22 | 0 | 0 | 0 | 0 | 0
2020-11-09 | 23 | 0 | 0 | 0 | 0 | 0
2020-11-09 | 24 | 0 | 0 | 0 | 0 | 0
2020-11-10 | 1 | 0 | 0 | 0 | 0 | 0
2020-11-10 | 2 | 0 | 0 | 0 | 0 | 0
2020-11-10 | 3 | 0 | 0 | 0 | 0 | 0
2020-11-10 | 4 | 0 | 0 | 0 | 0 | 0
2020-11-10 | 5 | 0 | 0 | 0 | 0 | 0
2020-11-10 | 6 | 0 | 10 | 10 | 0 | 5
2020-11-10 | 7 | 3000 | 20 | 20 | 130 | 793
2020-11-10 | 8 | 44000 | 240 | 1990 | 2810 | 12260
2020-11-10 | 9 | 131000 | 2120 | 6140 | 15680 | 38735
2020-11-10 | 10 | 177000 | 4510 | 7980 | 20740 | 52558
2020-11-10 | 11 | 202000 | 5020 | 8900 | 22480 | 59600
2020-11-10 | 12 | 209000 | 5050 | 9050 | 21720 | 61205
2020-11-10 | 13 | 198000 | 5980 | 8540 | 20770 | 58323
2020-11-10 | 14 | 168000 | 5520 | 7460 | 18260 | 49810
2020-11-10 | 15 | 110000 | 4120 | 5480 | 13140 | 33185
2020-11-10 | 16 | 22000 | 1120 | 580 | 2490 | 6548
2020-11-10 | 17 | 1000 | 20 | 10 | 30 | 265
2020-11-10 | 18 | 0 | 0 | 0 | 0 | 0
2020-11-10 | 19 | 0 | 0 | 0 | 0 | 0
2020-11-10 | 20 | 0 | 0 | 0 | 0 | 0
2020-11-10 | 21 | 0 | 0 | 0 | 0 | 0
2020-11-10 | 22 | 0 | 0 | 0 | 0 | 0
2020-11-10 | 23 | 0 | 0 | 0 | 0 | 0
2020-11-10 | 24 | 0 | 0 | 0 | 0 | 0
2020-11-11 | 1 | 0 | 0 | 0 | 0 | 0
2020-11-11 | 2 | 0 | 0 | 0 | 0 | 0
2020-11-11 | 3 | 0 | 0 | 0 | 0 | 0
2020-11-11 | 4 | 0 | 0 | 0 | 0 | 0
2020-11-11 | 5 | 0 | 0 | 0 | 0 | 0
2020-11-11 | 6 | 0 | 10 | 10 | 0 | 5
2020-11-11 | 7 | 1000 | 20 | 30 | 80 | 283
2020-11-11 | 8 | 14000 | 490 | 1030 | 2690 | 4553
2020-11-11 | 9 | 119000 | 1000 | 3210 | 11860 | 33768
2020-11-11 | 10 | 170000 | 2520 | 2400 | 19360 | 48570
2020-11-11 | 11 | 184000 | 3330 | 4100 | 12370 | 50950
2020-11-11 | 12 | 108000 | 1470 | 2420 | 12070 | 30990
2020-11-11 | 13 | 50000 | 1190 | 1140 | 6670 | 14750
2020-11-11 | 14 | 26000 | 430 | 400 | 2240 | 7268
2020-11-11 | 15 | 22000 | 310 | 210 | 1850 | 6093
2020-11-11 | 16 | 7000 | 80 | 50 | 350 | 1870
2020-11-11 | 17 | 0 | 0 | 10 | 10 | 5
2020-11-11 | 18 | 0 | 0 | 0 | 0 | 0
2020-11-11 | 19 | 0 | 0 | 0 | 0 | 0
2020-11-11 | 20 | 0 | 0 | 0 | 0 | 0
2020-11-11 | 21 | 0 | 0 | 0 | 0 | 0
2020-11-11 | 22 | 0 | 0 | 0 | 0 | 0
2020-11-11 | 23 | 0 | 0 | 0 | 0 | 0
2020-11-11 | 24 | 0 | 0 | 0 | 0 | 0
2020-11-12 | 1 | 0 | 0 | 0 | 0 | 0
2020-11-12 | 2 | 0 | 0 | 0 | 0 | 0
2020-11-12 | 3 | 0 | 0 | 0 | 0 | 0
2020-11-12 | 4 | 0 | 0 | 0 | 0 | 0
2020-11-12 | 5 | 0 | 0 | 0 | 0 | 0
2020-11-12 | 6 | 0 | 0 | 10 | 0 | 3
2020-11-12 | 7 | 0 | 10 | 10 | 10 | 8
2020-11-12 | 8 | 6000 | 110 | 120 | 460 | 1673
2020-11-12 | 9 | 7000 | 90 | 120 | 560 | 1943
2020-11-12 | 10 | 9000 | 190 | 600 | 520 | 2578
2020-11-12 | 11 | 9000 | 570 | 780 | 720 | 2768
2020-11-12 | 12 | 10000 | 900 | 1050 | 1480 | 3358
2020-11-12 | 13 | 11000 | 670 | 890 | 1570 | 3533
2020-11-12 | 14 | 12000 | 530 | 1070 | 1130 | 3683
2020-11-12 | 15 | 12000 | 450 | 780 | 1200 | 3608
2020-11-12 | 16 | 3000 | 110 | 220 | 300 | 908
2020-11-12 | 17 | 0 | 10 | 0 | 0 | 3
2020-11-12 | 18 | 0 | 0 | 0 | 0 | 0
2020-11-12 | 19 | 0 | 0 | 0 | 0 | 0
2020-11-12 | 20 | 0 | 0 | 0 | 0 | 0
2020-11-12 | 21 | 0 | 0 | 0 | 0 | 0
2020-11-12 | 22 | 0 | 0 | 0 | 0 | 0
2020-11-12 | 23 | 0 | 0 | 0 | 0 | 0
2020-11-12 | 24 | 0 | 0 | 0 | 0 | 0
2020-11-13 | 1 | 0 | 0 | 0 | 0 | 0
2020-11-13 | 2 | 0 | 0 | 0 | 0 | 0
2020-11-13 | 3 | 0 | 0 | 0 | 0 | 0
2020-11-13 | 4 | 0 | 0 | 0 | 0 | 0
2020-11-13 | 5 | 0 | 0 | 0 | 0 | 0
2020-11-13 | 6 | 0 | 10 | 10 | 0 | 5
2020-11-13 | 7 | 0 | 10 | 20 | 0 | 8
2020-11-13 | 8 | 6000 | 370 | 410 | 340 | 1780
2020-11-13 | 9 | 9000 | 710 | 900 | 850 | 2865
2020-11-13 | 10 | 17000 | 920 | 1340 | 2000 | 5315
2020-11-13 | 11 | 21000 | 480 | 700 | 1860 | 6010
2020-11-13 | 12 | 17000 | 440 | 670 | 1620 | 4933
2020-11-13 | 13 | 12000 | 550 | 750 | 1840 | 3785
2020-11-13 | 14 | 9000 | 400 | 570 | 1320 | 2823
2020-11-13 | 15 | 6000 | 270 | 170 | 790 | 1808
2020-11-13 | 16 | 2000 | 70 | 60 | 460 | 648
2020-11-13 | 17 | 0 | 0 | 10 | 10 | 5
2020-11-13 | 18 | 0 | 0 | 0 | 0 | 0
2020-11-13 | 19 | 0 | 0 | 0 | 0 | 0
2020-11-13 | 20 | 0 | 0 | 0 | 0 | 0
2020-11-13 | 21 | 0 | 0 | 0 | 0 | 0
2020-11-13 | 22 | 0 | 0 | 0 | 0 | 0
2020-11-13 | 23 | 0 | 0 | 0 | 0 | 0
2020-11-13 | 24 | 0 | 0 | 0 | 0 | 0
2020-11-14 | 1 | 0 | 0 | 0 | 0 | 0
2020-11-14 | 2 | 0 | 0 | 0 | 0 | 0
2020-11-14 | 3 | 0 | 0 | 0 | 0 | 0
2020-11-14 | 4 | 0 | 0 | 0 | 0 | 0
2020-11-14 | 5 | 0 | 0 | 0 | 0 | 0
2020-11-14 | 6 | 0 | 0 | 10 | 10 | 5
2020-11-14 | 7 | 2000 | 20 | 10 | 130 | 540
2020-11-14 | 8 | 36000 | 290 | 1000 | 2820 | 10028
2020-11-14 | 9 | 116000 | 1800 | 5670 | 11710 | 33795
2020-11-14 | 10 | 178000 | 3220 | 8500 | 22520 | 53060
2020-11-14 | 11 | 201000 | 5210 | 5270 | 14750 | 56558
2020-11-14 | 12 | 228000 | 2810 | 5420 | 13300 | 62383
2020-11-14 | 13 | 103000 | 5920 | 4430 | 7910 | 30315
2020-11-14 | 14 | 115000 | 3140 | 1610 | 21150 | 35225
2020-11-14 | 15 | 99000 | 800 | 1050 | 17730 | 29645
2020-11-14 | 16 | 17000 | 190 | 470 | 1660 | 4830
2020-11-14 | 17 | 1000 | 10 | 10 | 80 | 275
2020-11-14 | 18 | 0 | 0 | 0 | 0 | 0
2020-11-14 | 19 | 0 | 0 | 0 | 0 | 0
2020-11-14 | 20 | 0 | 0 | 0 | 0 | 0
2020-11-14 | 21 | 0 | 0 | 0 | 0 | 0
2020-11-14 | 22 | 0 | 0 | 0 | 0 | 0
2020-11-14 | 23 | 0 | 0 | 0 | 0 | 0
2020-11-14 | 24 | 0 | 0 | 0 | 0 | 0
2020-11-15 | 1 | 0 | 0 | 0 | 0 | 0
2020-11-15 | 2 | 0 | 0 | 0 | 0 | 0
2020-11-15 | 3 | 0 | 0 | 0 | 0 | 0
2020-11-15 | 4 | 0 | 0 | 0 | 0 | 0
2020-11-15 | 5 | 0 | 0 | 0 | 0 | 0
2020-11-15 | 6 | 0 | 0 | 0 | 0 | 0
2020-11-15 | 7 | 2000 | 20 | 30 | 160 | 553
2020-11-15 | 8 | 38000 | 540 | 1120 | 2240 | 10475
2020-11-15 | 9 | 119000 | 1760 | 4730 | 16280 | 35443
2020-11-15 | 10 | 182000 | 3040 | 6300 | 23110 | 53613
2020-11-15 | 11 | 203000 | 3240 | 3350 | 22460 | 58013
2020-11-15 | 12 | 78000 | 980 | 1100 | 4420 | 21125
2020-11-15 | 13 | 30000 | 1240 | 1400 | 2200 | 8710
2020-11-15 | 14 | 29000 | 980 | 1160 | 3920 | 8765
2020-11-15 | 15 | 21000 | 450 | 440 | 1700 | 5898
2020-11-15 | 16 | 10000 | 210 | 130 | 1490 | 2958
2020-11-15 | 17 | 0 | 10 | 10 | 50 | 18
2020-11-15 | 18 | 0 | 0 | 0 | 0 | 0
2020-11-15 | 19 | 0 | 0 | 0 | 0 | 0
2020-11-15 | 20 | 0 | 0 | 0 | 0 | 0
2020-11-15 | 21 | 0 | 0 | 0 | 0 | 0
2020-11-15 | 22 | 0 | 0 | 0 | 0 | 0
2020-11-15 | 23 | 0 | 0 | 0 | 0 | 0
2020-11-15 | 24 | 0 | 0 | 0 | 0 | 0
2020-11-16 | 1 | 0 | 0 | 0 | 0 | 0
2020-11-16 | 2 | 0 | 0 | 0 | 0 | 0
2020-11-16 | 3 | 0 | 0 | 0 | 0 | 0
2020-11-16 | 4 | 0 | 0 | 0 | 0 | 0
2020-11-16 | 5 | 0 | 0 | 0 | 0 | 0
2020-11-16 | 6 | 0 | 10 | 0 | 0 | 3
2020-11-16 | 7 | 0 | 0 | 10 | 30 | 10
2020-11-16 | 8 | 30000 | 300 | 1100 | 1150 | 8138
2020-11-16 | 9 | 124000 | 580 | 610 | 13910 | 34775
2020-11-16 | 10 | 146000 | 870 | 1520 | 22060 | 42613
2020-11-16 | 11 | 186000 | 660 | 5170 | 22540 | 53593
2020-11-16 | 12 | 200000 | 1460 | 2410 | 5230 | 52275
2020-11-16 | 13 | 80000 | 1170 | 2560 | 8560 | 23073
2020-11-16 | 14 | 37000 | 790 | 1230 | 10100 | 12280
2020-11-16 | 15 | 42000 | 280 | 430 | 2090 | 11200
2020-11-16 | 16 | 9000 | 110 | 190 | 940 | 2560
2020-11-16 | 17 | 0 | 0 | 0 | 30 | 8
2020-11-16 | 18 | 0 | 0 | 0 | 0 | 0
2020-11-16 | 19 | 0 | 0 | 0 | 0 | 0
2020-11-16 | 20 | 0 | 0 | 0 | 0 | 0
2020-11-16 | 21 | 0 | 0 | 0 | 0 | 0
2020-11-16 | 22 | 0 | 0 | 0 | 0 | 0
2020-11-16 | 23 | 0 | 0 | 0 | 0 | 0
2020-11-16 | 24 | 0 | 0 | 0 | 0 | 0
2020-11-17 | 1 | 0 | 0 | 0 | 0 | 0
2020-11-17 | 2 | 0 | 0 | 0 | 0 | 0
2020-11-17 | 3 | 0 | 0 | 0 | 0 | 0
2020-11-17 | 4 | 0 | 0 | 0 | 0 | 0
2020-11-17 | 5 | 0 | 0 | 0 | 0 | 0
2020-11-17 | 6 | 0 | 0 | 10 | 0 | 3
2020-11-17 | 7 | 1000 | 20 | 10 | 50 | 270
2020-11-17 | 8 | 14000 | 290 | 320 | 1180 | 3948
2020-11-17 | 9 | 67000 | 1300 | 1840 | 10920 | 20265
2020-11-17 | 10 | 176000 | 1240 | 1960 | 22780 | 50495
2020-11-17 | 11 | 195000 | 1770 | 2180 | 25310 | 56065
2020-11-17 | 12 | 101000 | 3310 | 5340 | 16210 | 31465
2020-11-17 | 13 | 56000 | 1730 | 2990 | 18950 | 19918
2020-11-17 | 14 | 172000 | 2550 | 1510 | 11300 | 46840
2020-11-17 | 15 | 76000 | 1190 | 1120 | 9300 | 21903
2020-11-17 | 16 | 17000 | 300 | 370 | 1360 | 4758
2020-11-17 | 17 | 0 | 10 | 10 | 30 | 13
2020-11-17 | 18 | 0 | 0 | 0 | 0 | 0
2020-11-17 | 19 | 0 | 0 | 0 | 0 | 0
2020-11-17 | 20 | 0 | 0 | 0 | 0 | 0
2020-11-17 | 21 | 0 | 0 | 0 | 0 | 0
2020-11-17 | 22 | 0 | 0 | 0 | 0 | 0
2020-11-17 | 23 | 0 | 0 | 0 | 0 | 0
2020-11-17 | 24 | 0 | 0 | 0 | 0 | 0
2020-11-18 | 1 | 0 | 0 | 0 | 0 | 0
2020-11-18 | 2 | 0 | 0 | 0 | 0 | 0
2020-11-18 | 3 | 0 | 0 | 0 | 0 | 0
2020-11-18 | 4 | 0 | 0 | 0 | 0 | 0
2020-11-18 | 5 | 0 | 0 | 0 | 0 | 0
2020-11-18 | 6 | 0 | 0 | 10 | 0 | 3
2020-11-18 | 7 | 1000 | 20 | 10 | 60 | 273
2020-11-18 | 8 | 32000 | 330 | 1430 | 1840 | 8900
2020-11-18 | 9 | 123000 | 1450 | 1990 | 15580 | 35505
2020-11-18 | 10 | 163000 | 3360 | 6540 | 20100 | 48250
2020-11-18 | 11 | 120000 | 4050 | 10300 | 20970 | 38830
2020-11-18 | 12 | 170000 | 6260 | 5190 | 28580 | 52508
2020-11-18 | 13 | 177000 | 1610 | 4930 | 29830 | 53343
2020-11-18 | 14 | 187000 | 960 | 2720 | 23360 | 53510
2020-11-18 | 15 | 110000 | 980 | 820 | 16350 | 32038
2020-11-18 | 16 | 20000 | 650 | 340 | 2750 | 5935
2020-11-18 | 17 | 1000 | 10 | 10 | 80 | 275
2020-11-18 | 18 | 0 | 0 | 0 | 0 | 0
2020-11-18 | 19 | 0 | 0 | 0 | 0 | 0
2020-11-18 | 20 | 0 | 0 | 0 | 0 | 0
2020-11-18 | 21 | 0 | 0 | 0 | 0 | 0
2020-11-18 | 22 | 0 | 0 | 0 | 0 | 0
2020-11-18 | 23 | 0 | 0 | 0 | 0 | 0
2020-11-18 | 24 | 0 | 0 | 0 | 0 | 0
2020-11-19 | 1 | 0 | 0 | 0 | 0 | 0
2020-11-19 | 2 | 0 | 0 | 0 | 0 | 0
2020-11-19 | 3 | 0 | 0 | 0 | 0 | 0
2020-11-19 | 4 | 0 | 0 | 0 | 0 | 0
2020-11-19 | 5 | 0 | 0 | 0 | 0 | 0
2020-11-19 | 6 | 0 | 0 | 0 | 0 | 0
2020-11-19 | 7 | 1000 | 10 | 10 | 60 | 270
2020-11-19 | 8 | 34000 | 230 | 270 | 2480 | 9245
2020-11-19 | 9 | 80000 | 1110 | 2590 | 8520 | 23055
2020-11-19 | 10 | 108000 | 2140 | 3300 | 10990 | 31108
2020-11-19 | 11 | 87000 | 2980 | 4780 | 12150 | 26728
2020-11-19 | 12 | 99000 | 2180 | 3120 | 12740 | 29260
2020-11-19 | 13 | 130000 | 3340 | 7230 | 17820 | 39598
2020-11-19 | 14 | 160000 | 3600 | 5020 | 23450 | 48018
2020-11-19 | 15 | 77000 | 730 | 670 | 8850 | 21813
2020-11-19 | 16 | 11000 | 210 | 260 | 2300 | 3443
2020-11-19 | 17 | 1000 | 20 | 20 | 90 | 283
2020-11-19 | 18 | 0 | 0 | 0 | 0 | 0
2020-11-19 | 19 | 0 | 0 | 0 | 0 | 0
2020-11-19 | 20 | 0 | 0 | 0 | 0 | 0
2020-11-19 | 21 | 0 | 0 | 0 | 0 | 0
2020-11-19 | 22 | 0 | 0 | 0 | 0 | 0
2020-11-19 | 23 | 0 | 0 | 0 | 0 | 0
2020-11-19 | 24 | 0 | 0 | 0 | 0 | 0
2020-11-20 | 1 | 0 | 0 | 0 | 0 | 0
2020-11-20 | 2 | 0 | 0 | 0 | 0 | 0
2020-11-20 | 3 | 0 | 0 | 0 | 0 | 0
2020-11-20 | 4 | 0 | 0 | 0 | 0 | 0
2020-11-20 | 5 | 0 | 0 | 0 | 0 | 0
2020-11-20 | 6 | 0 | 10 | 0 | 0 | 3
2020-11-20 | 7 | 0 | 10 | 10 | 10 | 8
2020-11-20 | 8 | 8000 | 80 | 50 | 880 | 2253
2020-11-20 | 9 | 18000 | 280 | 310 | 1790 | 5095
2020-11-20 | 10 | 32000 | 480 | 690 | 2640 | 8953
2020-11-20 | 11 | 54000 | 1550 | 2270 | 3390 | 15303
2020-11-20 | 12 | 30000 | 1750 | 2360 | 2700 | 9203
2020-11-20 | 13 | 89000 | 1300 | 1680 | 7790 | 24943
2020-11-20 | 14 | 164000 | 1030 | 1790 | 18890 | 46428
2020-11-20 | 15 | 91000 | 1290 | 3370 | 11450 | 26778
2020-11-20 | 16 | 19000 | 430 | 510 | 1710 | 5413
2020-11-20 | 17 | 0 | 10 | 10 | 90 | 28
2020-11-20 | 18 | 0 | 0 | 0 | 0 | 0
2020-11-20 | 19 | 0 | 0 | 0 | 0 | 0
2020-11-20 | 20 | 0 | 0 | 0 | 0 | 0
2020-11-20 | 21 | 0 | 0 | 0 | 0 | 0
2020-11-20 | 22 | 0 | 0 | 0 | 0 | 0
2020-11-20 | 23 | 0 | 0 | 0 | 0 | 0
2020-11-20 | 24 | 0 | 0 | 0 | 0 | 0
2020-11-21 | 1 | 0 | 0 | 0 | 0 | 0
2020-11-21 | 2 | 0 | 0 | 0 | 0 | 0
2020-11-21 | 3 | 0 | 0 | 0 | 0 | 0
2020-11-21 | 4 | 0 | 0 | 0 | 0 | 0
2020-11-21 | 5 | 0 | 0 | 0 | 0 | 0
2020-11-21 | 6 | 0 | 10 | 10 | 0 | 5
2020-11-21 | 7 | 0 | 10 | 10 | 10 | 8
2020-11-21 | 8 | 10000 | 240 | 620 | 1260 | 3030
2020-11-21 | 9 | 30000 | 850 | 3390 | 3730 | 9493
2020-11-21 | 10 | 133000 | 1990 | 5510 | 14720 | 38805
2020-11-21 | 11 | 154000 | 2390 | 3580 | 20810 | 45195
2020-11-21 | 12 | 197000 | 3420 | 6990 | 26390 | 58450
2020-11-21 | 13 | 196000 | 4090 | 8930 | 22160 | 57795
2020-11-21 | 14 | 167000 | 4470 | 7050 | 19310 | 49458
2020-11-21 | 15 | 92000 | 2340 | 4460 | 12800 | 27900
2020-11-21 | 16 | 15000 | 400 | 440 | 1440 | 4320
2020-11-21 | 17 | 0 | 10 | 10 | 20 | 10
2020-11-21 | 18 | 0 | 0 | 0 | 0 | 0
2020-11-21 | 19 | 0 | 0 | 0 | 0 | 0
2020-11-21 | 20 | 0 | 0 | 0 | 0 | 0
2020-11-21 | 21 | 0 | 0 | 0 | 0 | 0
2020-11-21 | 22 | 0 | 0 | 0 | 0 | 0
2020-11-21 | 23 | 0 | 0 | 0 | 0 | 0
2020-11-21 | 24 | 0 | 0 | 0 | 0 | 0
2020-11-22 | 1 | 0 | 0 | 0 | 0 | 0
2020-11-22 | 2 | 0 | 0 | 0 | 0 | 0
2020-11-22 | 3 | 0 | 0 | 0 | 0 | 0
2020-11-22 | 4 | 0 | 0 | 0 | 0 | 0
2020-11-22 | 5 | 0 | 0 | 0 | 0 | 0
2020-11-22 | 6 | 0 | 0 | 10 | 0 | 3
2020-11-22 | 7 | 1000 | 10 | 0 | 60 | 268
2020-11-22 | 8 | 30000 | 140 | 760 | 1670 | 8143
2020-11-22 | 9 | 96000 | 770 | 5360 | 10480 | 28153
2020-11-22 | 10 | 72000 | 1790 | 7900 | 6470 | 22040
2020-11-22 | 11 | 62000 | 3040 | 6700 | 4820 | 19140
2020-11-22 | 12 | 44000 | 1990 | 2250 | 4720 | 13240
2020-11-22 | 13 | 31000 | 1310 | 1050 | 3010 | 9093
2020-11-22 | 14 | 16000 | 830 | 700 | 1690 | 4805
2020-11-22 | 15 | 9000 | 310 | 370 | 850 | 2633
2020-11-22 | 16 | 2000 | 60 | 30 | 150 | 560
2020-11-22 | 17 | 0 | 0 | 10 | 0 | 3
2020-11-22 | 18 | 0 | 0 | 0 | 0 | 0
2020-11-22 | 19 | 0 | 0 | 0 | 0 | 0
2020-11-22 | 20 | 0 | 0 | 0 | 0 | 0
2020-11-22 | 21 | 0 | 0 | 0 | 0 | 0
2020-11-22 | 22 | 0 | 0 | 0 | 0 | 0
2020-11-22 | 23 | 0 | 0 | 0 | 0 | 0
2020-11-22 | 24 | 0 | 0 | 0 | 0 | 0
2020-11-23 | 1 | 0 | 0 | 0 | 0 | 0
2020-11-23 | 2 | 0 | 0 | 0 | 0 | 0
2020-11-23 | 3 | 0 | 0 | 0 | 0 | 0
2020-11-23 | 4 | 0 | 0 | 0 | 0 | 0
2020-11-23 | 5 | 0 | 0 | 0 | 0 | 0
2020-11-23 | 6 | 0 | 0 | 10 | 0 | 3
2020-11-23 | 7 | 0 | 10 | 0 | 10 | 5
2020-11-23 | 8 | 0 | 10 | 10 | 0 | 5
2020-11-23 | 9 | 0 | 80 | 270 | 20 | 93
2020-11-23 | 10 | 2000 | 150 | 190 | 60 | 600
2020-11-23 | 11 | 2000 | 220 | 260 | 400 | 720
2020-11-23 | 12 | 3000 | 210 | 340 | 440 | 998
2020-11-23 | 13 | 8000 | 430 | 690 | 1810 | 2733
2020-11-23 | 14 | 17000 | 650 | 800 | 2560 | 5253
2020-11-23 | 15 | 11000 | 610 | 1370 | 1590 | 3643
2020-11-23 | 16 | 5000 | 740 | 650 | 1670 | 2015
2020-11-23 | 17 | 1000 | 30 | 30 | 100 | 290
2020-11-23 | 18 | 0 | 0 | 0 | 0 | 0
2020-11-23 | 19 | 0 | 0 | 0 | 0 | 0
2020-11-23 | 20 | 0 | 0 | 0 | 0 | 0
2020-11-23 | 21 | 0 | 0 | 0 | 0 | 0
2020-11-23 | 22 | 0 | 0 | 0 | 0 | 0
2020-11-23 | 23 | 0 | 0 | 0 | 0 | 0
2020-11-23 | 24 | 0 | 0 | 0 | 0 | 0
2020-11-24 | 1 | 0 | 0 | 0 | 0 | 0
2020-11-24 | 2 | 0 | 0 | 0 | 0 | 0
2020-11-24 | 3 | 0 | 0 | 0 | 0 | 0
2020-11-24 | 4 | 0 | 0 | 0 | 0 | 0
2020-11-24 | 5 | 0 | 0 | 0 | 0 | 0
2020-11-24 | 6 | 0 | 10 | 10 | 0 | 5
2020-11-24 | 7 | 0 | 0 | 0 | 0 | 0
2020-11-24 | 8 | 31000 | 130 | 260 | 430 | 7955
2020-11-24 | 9 | 45000 | 1120 | 1950 | 8710 | 14195
2020-11-24 | 10 | 143000 | 1790 | 4470 | 24370 | 43408
2020-11-24 | 11 | 224000 | 3220 | 6090 | 29580 | 65723
2020-11-24 | 12 | 222000 | 3440 | 8030 | 30870 | 66085
2020-11-24 | 13 | 213000 | 4530 | 9350 | 28530 | 63853
2020-11-24 | 14 | 178000 | 4440 | 8920 | 23970 | 53833
2020-11-24 | 15 | 88000 | 2190 | 5590 | 13460 | 27310
2020-11-24 | 16 | 18000 | 740 | 360 | 2050 | 5288
2020-11-24 | 17 | 0 | 20 | 20 | 50 | 23
2020-11-24 | 18 | 0 | 0 | 0 | 0 | 0
2020-11-24 | 19 | 0 | 0 | 0 | 0 | 0
2020-11-24 | 20 | 0 | 0 | 0 | 0 | 0
2020-11-24 | 21 | 0 | 0 | 0 | 0 | 0
2020-11-24 | 22 | 0 | 0 | 0 | 0 | 0
2020-11-24 | 23 | 0 | 0 | 0 | 0 | 0
2020-11-24 | 24 | 0 | 0 | 0 | 0 | 0
2020-11-25 | 1 | 0 | 0 | 0 | 0 | 0
2020-11-25 | 2 | 0 | 0 | 0 | 0 | 0
2020-11-25 | 3 | 0 | 0 | 0 | 0 | 0
2020-11-25 | 4 | 0 | 0 | 0 | 0 | 0
2020-11-25 | 5 | 0 | 0 | 0 | 0 | 0
2020-11-25 | 6 | 0 | 10 | 0 | 0 | 3
2020-11-25 | 7 | 0 | 10 | 10 | 10 | 8
2020-11-25 | 8 | 5000 | 70 | 10 | 440 | 1380
2020-11-25 | 9 | 11000 | 130 | 40 | 1140 | 3078
2020-11-25 | 10 | 19000 | 220 | 180 | 2510 | 5478
2020-11-25 | 11 | 26000 | 420 | 360 | 3360 | 7535
2020-11-25 | 12 | 36000 | 410 | 460 | 2830 | 9925
2020-11-25 | 13 | 25000 | 590 | 780 | 2910 | 7320
2020-11-25 | 14 | 20000 | 790 | 840 | 2810 | 6110
2020-11-25 | 15 | 15000 | 410 | 330 | 1720 | 4365
2020-11-25 | 16 | 7000 | 70 | 50 | 550 | 1918
2020-11-25 | 17 | 0 | 0 | 0 | 0 | 0
2020-11-25 | 18 | 0 | 0 | 0 | 0 | 0
2020-11-25 | 19 | 0 | 0 | 0 | 0 | 0
2020-11-25 | 20 | 0 | 0 | 0 | 0 | 0
2020-11-25 | 21 | 0 | 0 | 0 | 0 | 0
2020-11-25 | 22 | 0 | 0 | 0 | 0 | 0
2020-11-25 | 23 | 0 | 0 | 0 | 0 | 0
2020-11-25 | 24 | 0 | 0 | 0 | 0 | 0
2020-11-26 | 1 | 0 | 0 | 0 | 0 | 0
2020-11-26 | 2 | 0 | 0 | 0 | 0 | 0
2020-11-26 | 3 | 0 | 0 | 0 | 0 | 0
2020-11-26 | 4 | 0 | 0 | 0 | 0 | 0
2020-11-26 | 5 | 0 | 0 | 0 | 0 | 0
2020-11-26 | 6 | 0 | 10 | 10 | 0 | 5
2020-11-26 | 7 | 0 | 0 | 10 | 0 | 3
2020-11-26 | 8 | 0 | 10 | 10 | 0 | 5
2020-11-26 | 9 | 4000 | 140 | 40 | 500 | 1170
2020-11-26 | 10 | 6000 | 180 | 130 | 540 | 1713
2020-11-26 | 11 | 10000 | 420 | 690 | 1240 | 3088
2020-11-26 | 12 | 13000 | 450 | 600 | 1900 | 3988
2020-11-26 | 13 | 14000 | 470 | 450 | 2000 | 4230
2020-11-26 | 14 | 13000 | 410 | 380 | 1260 | 3763
2020-11-26 | 15 | 5000 | 170 | 130 | 610 | 1478
2020-11-26 | 16 | 2000 | 150 | 140 | 90 | 595
2020-11-26 | 17 | 0 | 10 | 10 | 10 | 8
2020-11-26 | 18 | 0 | 0 | 0 | 0 | 0
2020-11-26 | 19 | 0 | 0 | 0 | 0 | 0
2020-11-26 | 20 | 0 | 0 | 0 | 0 | 0
2020-11-26 | 21 | 0 | 0 | 0 | 0 | 0
2020-11-26 | 22 | 0 | 0 | 0 | 0 | 0
2020-11-26 | 23 | 0 | 0 | 0 | 0 | 0
2020-11-26 | 24 | 0 | 0 | 0 | 0 | 0
2020-11-27 | 1 | 0 | 0 | 0 | 0 | 0
2020-11-27 | 2 | 0 | 0 | 0 | 0 | 0
2020-11-27 | 3 | 0 | 0 | 0 | 0 | 0
2020-11-27 | 4 | 0 | 0 | 0 | 0 | 0
2020-11-27 | 5 | 0 | 0 | 0 | 0 | 0
2020-11-27 | 6 | 0 | 10 | 0 | 10 | 5
2020-11-27 | 7 | 0 | 10 | 10 | 0 | 5
2020-11-27 | 8 | 23000 | 200 | 240 | 910 | 6088
2020-11-27 | 9 | 87000 | 660 | 4290 | 11820 | 25943
2020-11-27 | 10 | 54000 | 1030 | 3250 | 7850 | 16533
2020-11-27 | 11 | 30000 | 2200 | 1410 | 4940 | 9638
2020-11-27 | 12 | 32000 | 920 | 1050 | 2920 | 9223
2020-11-27 | 13 | 27000 | 590 | 1030 | 2900 | 7880
2020-11-27 | 14 | 21000 | 590 | 910 | 3040 | 6385
2020-11-27 | 15 | 15000 | 320 | 490 | 2340 | 4538
2020-11-27 | 16 | 7000 | 120 | 110 | 490 | 1930
2020-11-27 | 17 | 0 | 0 | 10 | 0 | 3
2020-11-27 | 18 | 0 | 0 | 0 | 0 | 0
2020-11-27 | 19 | 0 | 0 | 0 | 0 | 0
2020-11-27 | 20 | 0 | 0 | 0 | 0 | 0
2020-11-27 | 21 | 0 | 0 | 0 | 0 | 0
2020-11-27 | 22 | 0 | 0 | 0 | 0 | 0
2020-11-27 | 23 | 0 | 0 | 0 | 0 | 0
2020-11-27 | 24 | 0 | 0 | 0 | 0 | 0
2020-11-28 | 1 | 0 | 0 | 0 | 0 | 0
2020-11-28 | 2 | 0 | 0 | 0 | 0 | 0
2020-11-28 | 3 | 0 | 0 | 0 | 0 | 0
2020-11-28 | 4 | 0 | 0 | 0 | 0 | 0
2020-11-28 | 5 | 0 | 0 | 0 | 0 | 0
2020-11-28 | 6 | 0 | 0 | 0 | 0 | 0
2020-11-28 | 7 | 0 | 10 | 10 | 0 | 5
2020-11-28 | 8 | 3000 | 40 | 30 | 320 | 848
2020-11-28 | 9 | 16000 | 210 | 290 | 1660 | 4540
2020-11-28 | 10 | 30000 | 550 | 750 | 2210 | 8378
2020-11-28 | 11 | 37000 | 550 | 960 | 7870 | 11595
2020-11-28 | 12 | 68000 | 730 | 930 | 7160 | 19205
2020-11-28 | 13 | 32000 | 1220 | 1090 | 7050 | 10340
2020-11-28 | 14 | 46000 | 1270 | 1970 | 3110 | 13088
2020-11-28 | 15 | 18000 | 1090 | 480 | 7560 | 6783
2020-11-28 | 16 | 16000 | 280 | 430 | 690 | 4350
2020-11-28 | 17 | 0 | 10 | 10 | 30 | 13
2020-11-28 | 18 | 0 | 0 | 0 | 0 | 0
2020-11-28 | 19 | 0 | 0 | 0 | 0 | 0
2020-11-28 | 20 | 0 | 0 | 0 | 0 | 0
2020-11-28 | 21 | 0 | 0 | 0 | 0 | 0
2020-11-28 | 22 | 0 | 0 | 0 | 0 | 0
2020-11-28 | 23 | 0 | 0 | 0 | 0 | 0
2020-11-28 | 24 | 0 | 0 | 0 | 0 | 0
2020-11-29 | 1 | 0 | 0 | 0 | 0 | 0
2020-11-29 | 2 | 0 | 0 | 0 | 0 | 0
2020-11-29 | 3 | 0 | 0 | 0 | 0 | 0
2020-11-29 | 4 | 0 | 0 | 0 | 0 | 0
2020-11-29 | 5 | 0 | 0 | 0 | 0 | 0
2020-11-29 | 6 | 0 | 0 | 10 | 10 | 5
2020-11-29 | 7 | 0 | 10 | 0 | 0 | 3
2020-11-29 | 8 | 21000 | 120 | 980 | 880 | 5745
2020-11-29 | 9 | 81000 | 490 | 5230 | 11450 | 24543
2020-11-29 | 10 | 164000 | 850 | 7530 | 21450 | 48458
2020-11-29 | 11 | 195000 | 2350 | 8610 | 26410 | 58093
2020-11-29 | 12 | 204000 | 3810 | 9020 | 27660 | 61123
2020-11-29 | 13 | 194000 | 2340 | 8680 | 25860 | 57720
2020-11-29 | 14 | 163000 | 2350 | 7550 | 21020 | 48480
2020-11-29 | 15 | 74000 | 1320 | 4970 | 11090 | 22845
2020-11-29 | 16 | 15000 | 530 | 170 | 1200 | 4225
2020-11-29 | 17 | 0 | 10 | 10 | 20 | 10
2020-11-29 | 18 | 0 | 0 | 0 | 0 | 0
2020-11-29 | 19 | 0 | 0 | 0 | 0 | 0
2020-11-29 | 20 | 0 | 0 | 0 | 0 | 0
2020-11-29 | 21 | 0 | 0 | 0 | 0 | 0
2020-11-29 | 22 | 0 | 0 | 0 | 0 | 0
2020-11-29 | 23 | 0 | 0 | 0 | 0 | 0
2020-11-29 | 24 | 0 | 0 | 0 | 0 | 0
2020-11-30 | 1 | 0 | 0 | 0 | 0 | 0
2020-11-30 | 2 | 0 | 0 | 0 | 0 | 0
2020-11-30 | 3 | 0 | 0 | 0 | 0 | 0
2020-11-30 | 4 | 0 | 0 | 0 | 0 | 0
2020-11-30 | 5 | 0 | 0 | 0 | 0 | 0
2020-11-30 | 6 | 0 | 10 | 10 | 10 | 8
2020-11-30 | 7 | 0 | 0 | 0 | 0 | 0
2020-11-30 | 8 | 4000 | 70 | 50 | 370 | 1123
2020-11-30 | 9 | 16000 | 340 | 430 | 1710 | 4620
2020-11-30 | 10 | 26000 | 530 | 600 | 4000 | 7783
2020-11-30 | 11 | 28000 | 800 | 760 | 3790 | 8338
2020-11-30 | 12 | 13000 | 470 | 510 | 1030 | 3753
2020-11-30 | 13 | 8000 | 220 | 130 | 710 | 2265
2020-11-30 | 14 | 4000 | 130 | 80 | 150 | 1090
2020-11-30 | 15 | 4000 | 70 | 20 | 170 | 1065
2020-11-30 | 16 | 0 | 0 | 10 | 0 | 3
2020-11-30 | 17 | 0 | 10 | 10 | 0 | 5
2020-11-30 | 18 | 0 | 0 | 0 | 0 | 0
2020-11-30 | 19 | 0 | 0 | 0 | 0 | 0
2020-11-30 | 20 | 0 | 0 | 0 | 0 | 0
2020-11-30 | 21 | 0 | 0 | 0 | 0 | 0
2020-11-30 | 22 | 0 | 0 | 0 | 0 | 0
2020-11-30 | 23 | 0 | 0 | 0 | 0 | 0
2020-11-30 | 24 | 0 | 0 | 0 | 0 | 0
2020-12-01 | 1 | 0 | 0 | 0 | 0 | 0
2020-12-01 | 2 | 0 | 0 | 0 | 0 | 0
2020-12-01 | 3 | 0 | 0 | 0 | 0 | 0
2020-12-01 | 4 | 0 | 0 | 0 | 0 | 0
2020-12-01 | 5 | 0 | 0 | 0 | 0 | 0
2020-12-01 | 6 | 0 | 0 | 0 | 0 | 0
2020-12-01 | 7 | 0 | 0 | 10 | 0 | 3
2020-12-01 | 8 | 1000 | 120 | 170 | 280 | 393
2020-12-01 | 9 | 8000 | 260 | 330 | 680 | 2318
2020-12-01 | 10 | 17000 | 760 | 770 | 1980 | 5128
2020-12-01 | 11 | 21000 | 1190 | 940 | 3510 | 6660
2020-12-01 | 12 | 23000 | 1780 | 460 | 4160 | 7350
2020-12-01 | 13 | 13000 | 1290 | 1310 | 2450 | 4513
2020-12-01 | 14 | 13000 | 1420 | 820 | 2290 | 4383
2020-12-01 | 15 | 18000 | 970 | 830 | 4290 | 6023
2020-12-01 | 16 | 16000 | 310 | 440 | 1600 | 4588
2020-12-01 | 17 | 1000 | 10 | 10 | 10 | 258
2020-12-01 | 18 | 0 | 0 | 0 | 0 | 0
2020-12-01 | 19 | 0 | 0 | 0 | 0 | 0
2020-12-01 | 20 | 0 | 0 | 0 | 0 | 0
2020-12-01 | 21 | 0 | 0 | 0 | 0 | 0
2020-12-01 | 22 | 0 | 0 | 0 | 0 | 0
2020-12-01 | 23 | 0 | 0 | 0 | 0 | 0
2020-12-01 | 24 | 0 | 0 | 0 | 0 | 0
2020-12-02 | 1 | 0 | 0 | 0 | 0 | 0
2020-12-02 | 2 | 0 | 0 | 0 | 0 | 0
2020-12-02 | 3 | 0 | 0 | 0 | 0 | 0
2020-12-02 | 4 | 0 | 0 | 0 | 0 | 0
2020-12-02 | 5 | 0 | 0 | 0 | 0 | 0
2020-12-02 | 6 | 0 | 0 | 0 | 0 | 0
2020-12-02 | 7 | 0 | 10 | 10 | 0 | 5
2020-12-02 | 8 | 19000 | 90 | 1630 | 640 | 5340
2020-12-02 | 9 | 75000 | 480 | 5400 | 10240 | 22780
2020-12-02 | 10 | 165000 | 1590 | 2850 | 21340 | 47695
2020-12-02 | 11 | 192000 | 1630 | 1290 | 22570 | 54373
2020-12-02 | 12 | 139000 | 760 | 1100 | 7400 | 37065
2020-12-02 | 13 | 53000 | 1210 | 2250 | 10770 | 16808
2020-12-02 | 14 | 43000 | 1050 | 670 | 3320 | 12010
2020-12-02 | 15 | 16000 | 280 | 460 | 1430 | 4543
2020-12-02 | 16 | 6000 | 60 | 20 | 350 | 1608
2020-12-02 | 17 | 0 | 10 | 10 | 0 | 5
2020-12-02 | 18 | 0 | 0 | 0 | 0 | 0
2020-12-02 | 19 | 0 | 0 | 0 | 0 | 0
2020-12-02 | 20 | 0 | 0 | 0 | 0 | 0
2020-12-02 | 21 | 0 | 0 | 0 | 0 | 0
2020-12-02 | 22 | 0 | 0 | 0 | 0 | 0
2020-12-02 | 23 | 0 | 0 | 0 | 0 | 0
2020-12-02 | 24 | 0 | 0 | 0 | 0 | 0
2020-12-03 | 1 | 0 | 0 | 0 | 0 | 0
2020-12-03 | 2 | 0 | 0 | 0 | 0 | 0
2020-12-03 | 3 | 0 | 0 | 0 | 0 | 0
2020-12-03 | 4 | 0 | 0 | 0 | 0 | 0
2020-12-03 | 5 | 0 | 0 | 0 | 0 | 0
2020-12-03 | 6 | 0 | 0 | 0 | 0 | 0
2020-12-03 | 7 | 0 | 10 | 10 | 0 | 5
2020-12-03 | 8 | 21000 | 100 | 1160 | 730 | 5748
2020-12-03 | 9 | 73000 | 610 | 5220 | 10260 | 22273
2020-12-03 | 10 | 164000 | 730 | 7560 | 21260 | 48388
2020-12-03 | 11 | 198000 | 2110 | 8050 | 26990 | 58788
2020-12-03 | 12 | 208000 | 3580 | 8300 | 28690 | 62143
2020-12-03 | 13 | 197000 | 2060 | 8060 | 26480 | 58400
2020-12-03 | 14 | 165000 | 1600 | 7700 | 21230 | 48883
2020-12-03 | 15 | 70000 | 1090 | 4820 | 10700 | 21653
2020-12-03 | 16 | 15000 | 490 | 190 | 1150 | 4208
2020-12-03 | 17 | 0 | 10 | 10 | 20 | 10
2020-12-03 | 18 | 0 | 0 | 0 | 0 | 0
2020-12-03 | 19 | 0 | 0 | 0 | 0 | 0
2020-12-03 | 20 | 0 | 0 | 0 | 0 | 0
2020-12-03 | 21 | 0 | 0 | 0 | 0 | 0
2020-12-03 | 22 | 0 | 0 | 0 | 0 | 0
2020-12-03 | 23 | 0 | 0 | 0 | 0 | 0
2020-12-03 | 24 | 0 | 0 | 0 | 0 | 0
2020-12-04 | 1 | 0 | 0 | 0 | 0 | 0
2020-12-04 | 2 | 0 | 0 | 0 | 0 | 0
2020-12-04 | 3 | 0 | 0 | 0 | 0 | 0
2020-12-04 | 4 | 0 | 0 | 0 | 0 | 0
2020-12-04 | 5 | 0 | 0 | 0 | 0 | 0
2020-12-04 | 6 | 0 | 0 | 0 | 0 | 0
2020-12-04 | 7 | 0 | 0 | 10 | 0 | 3
2020-12-04 | 8 | 3000 | 40 | 30 | 520 | 898
2020-12-04 | 9 | 25000 | 280 | 470 | 2550 | 7075
2020-12-04 | 10 | 33000 | 1110 | 1440 | 5090 | 10160
2020-12-04 | 11 | 101000 | 2000 | 3230 | 17360 | 30898
2020-12-04 | 12 | 162000 | 2780 | 5430 | 19000 | 47303
2020-12-04 | 13 | 52000 | 2350 | 2890 | 14050 | 17823
2020-12-04 | 14 | 31000 | 870 | 1280 | 3690 | 9210
2020-12-04 | 15 | 18000 | 160 | 240 | 1890 | 5073
2020-12-04 | 16 | 9000 | 50 | 50 | 1280 | 2595
2020-12-04 | 17 | 0 | 0 | 10 | 10 | 5
2020-12-04 | 18 | 0 | 0 | 0 | 0 | 0
2020-12-04 | 19 | 0 | 0 | 0 | 0 | 0
2020-12-04 | 20 | 0 | 0 | 0 | 0 | 0
2020-12-04 | 21 | 0 | 0 | 0 | 0 | 0
2020-12-04 | 22 | 0 | 0 | 0 | 0 | 0
2020-12-04 | 23 | 0 | 0 | 0 | 0 | 0
2020-12-04 | 24 | 0 | 0 | 0 | 0 | 0
2020-12-05 | 1 | 0 | 0 | 0 | 0 | 0
2020-12-05 | 2 | 0 | 0 | 0 | 0 | 0
2020-12-05 | 3 | 0 | 0 | 0 | 0 | 0
2020-12-05 | 4 | 0 | 0 | 0 | 0 | 0
2020-12-05 | 5 | 0 | 0 | 0 | 0 | 0
2020-12-05 | 6 | 0 | 0 | 0 | 0 | 0
2020-12-05 | 7 | 0 | 10 | 10 | 0 | 5
2020-12-05 | 8 | 0 | 20 | 10 | 10 | 10
2020-12-05 | 9 | 1000 | 30 | 60 | 50 | 285
2020-12-05 | 10 | 2000 | 80 | 130 | 130 | 585
2020-12-05 | 11 | 2000 | 110 | 140 | 240 | 623
2020-12-05 | 12 | 4000 | 140 | 170 | 230 | 1135
2020-12-05 | 13 | 3000 | 110 | 140 | 120 | 843
2020-12-05 | 14 | 1000 | 90 | 40 | 20 | 288
2020-12-05 | 15 | 0 | 30 | 10 | 0 | 10
2020-12-05 | 16 | 0 | 0 | 10 | 0 | 3
2020-12-05 | 17 | 0 | 10 | 10 | 0 | 5
2020-12-05 | 18 | 0 | 0 | 0 | 0 | 0
2020-12-05 | 19 | 0 | 0 | 0 | 0 | 0
2020-12-05 | 20 | 0 | 0 | 0 | 0 | 0
2020-12-05 | 21 | 0 | 0 | 0 | 0 | 0
2020-12-05 | 22 | 0 | 0 | 0 | 0 | 0
2020-12-05 | 23 | 0 | 0 | 0 | 0 | 0
2020-12-05 | 24 | 0 | 0 | 0 | 0 | 0
2020-12-06 | 1 | 0 | 0 | 0 | 0 | 0
2020-12-06 | 2 | 0 | 0 | 0 | 0 | 0
2020-12-06 | 3 | 0 | 0 | 0 | 0 | 0
2020-12-06 | 4 | 0 | 0 | 0 | 0 | 0
2020-12-06 | 5 | 0 | 0 | 0 | 0 | 0
2020-12-06 | 6 | 0 | 0 | 0 | 0 | 0
2020-12-06 | 7 | 0 | 10 | 10 | 0 | 5
2020-12-06 | 8 | 0 | 90 | 40 | 80 | 53
2020-12-06 | 9 | 3000 | 570 | 510 | 460 | 1135
2020-12-06 | 10 | 7000 | 1160 | 1180 | 470 | 2453
2020-12-06 | 11 | 15000 | 1570 | 1550 | 640 | 4690
2020-12-06 | 12 | 36000 | 1070 | 1050 | 290 | 9603
2020-12-06 | 13 | 47000 | 650 | 960 | 280 | 12223
2020-12-06 | 14 | 43000 | 340 | 790 | 200 | 11083
2020-12-06 | 15 | 14000 | 250 | 320 | 100 | 3668
2020-12-06 | 16 | 3000 | 70 | 30 | 10 | 778
2020-12-06 | 17 | 0 | 0 | 10 | 0 | 3
2020-12-06 | 18 | 0 | 0 | 0 | 0 | 0
2020-12-06 | 19 | 0 | 0 | 0 | 0 | 0
2020-12-06 | 20 | 0 | 0 | 0 | 0 | 0
2020-12-06 | 21 | 0 | 0 | 0 | 0 | 0
2020-12-06 | 22 | 0 | 0 | 0 | 0 | 0
2020-12-06 | 23 | 0 | 0 | 0 | 0 | 0
2020-12-06 | 24 | 0 | 0 | 0 | 0 | 0
2020-12-07 | 1 | 0 | 0 | 0 | 0 | 0
2020-12-07 | 2 | 0 | 0 | 0 | 0 | 0
2020-12-07 | 3 | 0 | 0 | 0 | 0 | 0
2020-12-07 | 4 | 0 | 0 | 0 | 0 | 0
2020-12-07 | 5 | 0 | 0 | 0 | 0 | 0
2020-12-07 | 6 | 0 | 0 | 0 | 0 | 0
2020-12-07 | 7 | 0 | 10 | 0 | 0 | 3
2020-12-07 | 8 | 8000 | 130 | 50 | 30 | 2053
2020-12-07 | 9 | 32000 | 460 | 610 | 360 | 8358
2020-12-07 | 10 | 75000 | 600 | 1210 | 530 | 19335
2020-12-07 | 11 | 80000 | 1770 | 1840 | 540 | 21038
2020-12-07 | 12 | 52000 | 2880 | 2630 | 970 | 14620
2020-12-07 | 13 | 55000 | 1750 | 1620 | 830 | 14800
2020-12-07 | 14 | 19000 | 1320 | 1820 | 240 | 5595
2020-12-07 | 15 | 7000 | 1070 | 1090 | 100 | 2315
2020-12-07 | 16 | 1000 | 130 | 130 | 10 | 318
2020-12-07 | 17 | 0 | 10 | 0 | 10 | 5
2020-12-07 | 18 | 0 | 0 | 0 | 0 | 0
2020-12-07 | 19 | 0 | 0 | 0 | 0 | 0
2020-12-07 | 20 | 0 | 0 | 0 | 0 | 0
2020-12-07 | 21 | 0 | 0 | 0 | 0 | 0
2020-12-07 | 22 | 0 | 0 | 0 | 0 | 0
2020-12-07 | 23 | 0 | 0 | 0 | 0 | 0
2020-12-07 | 24 | 0 | 0 | 0 | 0 | 0
2020-12-08 | 1 | 0 | 0 | 0 | 0 | 0
2020-12-08 | 2 | 0 | 0 | 0 | 0 | 0
2020-12-08 | 3 | 0 | 0 | 0 | 0 | 0
2020-12-08 | 4 | 0 | 0 | 0 | 0 | 0
2020-12-08 | 5 | 0 | 0 | 0 | 0 | 0
2020-12-08 | 6 | 0 | 0 | 0 | 0 | 0
2020-12-08 | 7 | 0 | 0 | 10 | 10 | 5
2020-12-08 | 8 | 2000 | 40 | 80 | 0 | 530
2020-12-08 | 9 | 22000 | 540 | 720 | 40 | 5825
2020-12-08 | 10 | 14000 | 1330 | 2100 | 250 | 4420
2020-12-08 | 11 | 23000 | 2410 | 4230 | 410 | 7513
2020-12-08 | 12 | 51000 | 3370 | 4600 | 1630 | 15150
2020-12-08 | 13 | 32000 | 2400 | 4240 | 910 | 9888
2020-12-08 | 14 | 18000 | 1400 | 7120 | 640 | 6790
2020-12-08 | 15 | 21000 | 1140 | 3620 | 360 | 6530
2020-12-08 | 16 | 8000 | 260 | 330 | 100 | 2173
2020-12-08 | 17 | 0 | 0 | 0 | 0 | 0
2020-12-08 | 18 | 0 | 0 | 0 | 0 | 0
2020-12-08 | 19 | 0 | 0 | 0 | 0 | 0
2020-12-08 | 20 | 0 | 0 | 0 | 0 | 0
2020-12-08 | 21 | 0 | 0 | 0 | 0 | 0
2020-12-08 | 22 | 0 | 0 | 0 | 0 | 0
2020-12-08 | 23 | 0 | 0 | 0 | 0 | 0
2020-12-08 | 24 | 0 | 0 | 0 | 0 | 0
2020-12-09 | 1 | 0 | 0 | 0 | 0 | 0
2020-12-09 | 2 | 0 | 0 | 0 | 0 | 0
2020-12-09 | 3 | 0 | 0 | 0 | 0 | 0
2020-12-09 | 4 | 0 | 0 | 0 | 0 | 0
2020-12-09 | 5 | 0 | 0 | 0 | 0 | 0
2020-12-09 | 6 | 0 | 0 | 0 | 0 | 0
2020-12-09 | 7 | 0 | 10 | 10 | 10 | 8
2020-12-09 | 8 | 2000 | 130 | 220 | 0 | 588
2020-12-09 | 9 | 17000 | 720 | 1150 | 460 | 4833
2020-12-09 | 10 | 60000 | 1190 | 1910 | 1280 | 16095
2020-12-09 | 11 | 60000 | 2160 | 4370 | 1550 | 17020
2020-12-09 | 12 | 66000 | 2760 | 4210 | 1740 | 18678
2020-12-09 | 13 | 36000 | 2500 | 2370 | 1010 | 10470
2020-12-09 | 14 | 29000 | 920 | 1120 | 810 | 7963
2020-12-09 | 15 | 18000 | 720 | 630 | 390 | 4935
2020-12-09 | 16 | 5000 | 210 | 160 | 40 | 1353
2020-12-09 | 17 | 0 | 0 | 10 | 0 | 3
2020-12-09 | 18 | 0 | 0 | 0 | 0 | 0
2020-12-09 | 19 | 0 | 0 | 0 | 0 | 0
2020-12-09 | 20 | 0 | 0 | 0 | 0 | 0
2020-12-09 | 21 | 0 | 0 | 0 | 0 | 0
2020-12-09 | 22 | 0 | 0 | 0 | 0 | 0
2020-12-09 | 23 | 0 | 0 | 0 | 0 | 0
2020-12-09 | 24 | 0 | 0 | 0 | 0 | 0
2020-12-10 | 1 | 0 | 0 | 0 | 0 | 0
2020-12-10 | 2 | 0 | 0 | 0 | 0 | 0
2020-12-10 | 3 | 0 | 0 | 0 | 0 | 0
2020-12-10 | 4 | 0 | 0 | 0 | 0 | 0
2020-12-10 | 5 | 0 | 0 | 0 | 0 | 0
2020-12-10 | 6 | 0 | 0 | 0 | 0 | 0
2020-12-10 | 7 | 0 | 10 | 10 | 0 | 5
2020-12-10 | 8 | 10000 | 20 | 40 | 70 | 2533
2020-12-10 | 9 | 43000 | 230 | 2680 | 570 | 11620
2020-12-10 | 10 | 120000 | 1120 | 8050 | 3600 | 33193
2020-12-10 | 11 | 177000 | 920 | 4820 | 10930 | 48418
2020-12-10 | 12 | 130000 | 1390 | 580 | 3360 | 33833
2020-12-10 | 13 | 60000 | 1840 | 700 | 3790 | 16583
2020-12-10 | 14 | 25000 | 1980 | 660 | 3190 | 7708
2020-12-10 | 15 | 27000 | 1210 | 670 | 2250 | 7783
2020-12-10 | 16 | 9000 | 190 | 280 | 990 | 2615
2020-12-10 | 17 | 0 | 10 | 10 | 0 | 5
2020-12-10 | 18 | 0 | 0 | 0 | 0 | 0
2020-12-10 | 19 | 0 | 0 | 0 | 0 | 0
2020-12-10 | 20 | 0 | 0 | 0 | 0 | 0
2020-12-10 | 21 | 0 | 0 | 0 | 0 | 0
2020-12-10 | 22 | 0 | 0 | 0 | 0 | 0
2020-12-10 | 23 | 0 | 0 | 0 | 0 | 0
2020-12-10 | 24 | 0 | 0 | 0 | 0 | 0
2020-12-11 | 1 | 0 | 0 | 0 | 0 | 0
2020-12-11 | 2 | 0 | 0 | 0 | 0 | 0
2020-12-11 | 3 | 0 | 0 | 0 | 0 | 0
2020-12-11 | 4 | 0 | 0 | 0 | 0 | 0
2020-12-11 | 5 | 0 | 0 | 0 | 0 | 0
2020-12-11 | 6 | 0 | 0 | 0 | 0 | 0
2020-12-11 | 7 | 0 | 10 | 10 | 0 | 5
2020-12-11 | 8 | 17000 | 80 | 230 | 750 | 4515
2020-12-11 | 9 | 56000 | 800 | 2950 | 8100 | 16963
2020-12-11 | 10 | 123000 | 1310 | 5360 | 9750 | 34855
2020-12-11 | 11 | 136000 | 2180 | 6640 | 12960 | 39445
2020-12-11 | 12 | 169000 | 3220 | 7470 | 17150 | 49210
2020-12-11 | 13 | 151000 | 2290 | 4990 | 20130 | 44603
2020-12-11 | 14 | 74000 | 1590 | 5670 | 11300 | 23140
2020-12-11 | 15 | 31000 | 1150 | 4460 | 7370 | 10995
2020-12-11 | 16 | 11000 | 500 | 420 | 1130 | 3263
2020-12-11 | 17 | 0 | 10 | 10 | 10 | 8
2020-12-11 | 18 | 0 | 0 | 0 | 0 | 0
2020-12-11 | 19 | 0 | 0 | 0 | 0 | 0
2020-12-11 | 20 | 0 | 0 | 0 | 0 | 0
2020-12-11 | 21 | 0 | 0 | 0 | 0 | 0
2020-12-11 | 22 | 0 | 0 | 0 | 0 | 0
2020-12-11 | 23 | 0 | 0 | 0 | 0 | 0
2020-12-11 | 24 | 0 | 0 | 0 | 0 | 0
2020-12-12 | 1 | 0 | 0 | 0 | 0 | 0
2020-12-12 | 2 | 0 | 0 | 0 | 0 | 0
2020-12-12 | 3 | 0 | 0 | 0 | 0 | 0
2020-12-12 | 4 | 0 | 0 | 0 | 0 | 0
2020-12-12 | 5 | 0 | 0 | 0 | 0 | 0
2020-12-12 | 6 | 0 | 0 | 0 | 0 | 0
2020-12-12 | 7 | 0 | 10 | 10 | 0 | 5
2020-12-12 | 8 | 9000 | 140 | 150 | 930 | 2555
2020-12-12 | 9 | 30000 | 780 | 1440 | 5490 | 9428
2020-12-12 | 10 | 125000 | 1270 | 4460 | 12750 | 35870
2020-12-12 | 11 | 64000 | 1120 | 1240 | 5780 | 18035
2020-12-12 | 12 | 41000 | 1630 | 1860 | 3320 | 11953
2020-12-12 | 13 | 25000 | 1000 | 1370 | 2540 | 7478
2020-12-12 | 14 | 11000 | 370 | 480 | 650 | 3125
2020-12-12 | 15 | 3000 | 70 | 60 | 290 | 855
2020-12-12 | 16 | 0 | 0 | 10 | 10 | 5
2020-12-12 | 17 | 0 | 10 | 10 | 10 | 8
2020-12-12 | 18 | 0 | 0 | 0 | 0 | 0
2020-12-12 | 19 | 0 | 0 | 0 | 0 | 0
2020-12-12 | 20 | 0 | 0 | 0 | 0 | 0
2020-12-12 | 21 | 0 | 0 | 0 | 0 | 0
2020-12-12 | 22 | 0 | 0 | 0 | 0 | 0
2020-12-12 | 23 | 0 | 0 | 0 | 0 | 0
2020-12-12 | 24 | 0 | 0 | 0 | 0 | 0
2020-12-13 | 1 | 0 | 0 | 0 | 0 | 0
2020-12-13 | 2 | 0 | 0 | 0 | 0 | 0
2020-12-13 | 3 | 0 | 0 | 0 | 0 | 0
2020-12-13 | 4 | 0 | 0 | 0 | 0 | 0
2020-12-13 | 5 | 0 | 0 | 0 | 0 | 0
2020-12-13 | 6 | 0 | 0 | 0 | 0 | 0
2020-12-13 | 7 | 0 | 10 | 10 | 0 | 5
2020-12-13 | 8 | 0 | 10 | 30 | 10 | 13
2020-12-13 | 9 | 13000 | 310 | 280 | 1290 | 3720
2020-12-13 | 10 | 26000 | 560 | 420 | 2980 | 7490
2020-12-13 | 11 | 41000 | 760 | 910 | 5000 | 11918
2020-12-13 | 12 | 40000 | 860 | 570 | 4180 | 11403
2020-12-13 | 13 | 28000 | 390 | 400 | 4500 | 8323
2020-12-13 | 14 | 27000 | 570 | 610 | 3640 | 7955
2020-12-13 | 15 | 28000 | 1020 | 630 | 4340 | 8498
2020-12-13 | 16 | 10000 | 150 | 150 | 1370 | 2918
2020-12-13 | 17 | 0 | 10 | 0 | 10 | 5
2020-12-13 | 18 | 0 | 0 | 0 | 0 | 0
2020-12-13 | 19 | 0 | 0 | 0 | 0 | 0
2020-12-13 | 20 | 0 | 0 | 0 | 0 | 0
2020-12-13 | 21 | 0 | 0 | 0 | 0 | 0
2020-12-13 | 22 | 0 | 0 | 0 | 0 | 0
2020-12-13 | 23 | 0 | 0 | 0 | 0 | 0
2020-12-13 | 24 | 0 | 0 | 0 | 0 | 0
2020-12-14 | 1 | 0 | 0 | 0 | 0 | 0
2020-12-14 | 2 | 0 | 0 | 0 | 0 | 0
2020-12-14 | 3 | 0 | 0 | 0 | 0 | 0
2020-12-14 | 4 | 0 | 0 | 0 | 0 | 0
2020-12-14 | 5 | 0 | 0 | 0 | 0 | 0
2020-12-14 | 6 | 0 | 0 | 0 | 0 | 0
2020-12-14 | 7 | 0 | 0 | 10 | 0 | 3
2020-12-14 | 8 | 2000 | 30 | 10 | 80 | 530
2020-12-14 | 9 | 9000 | 240 | 230 | 920 | 2598
2020-12-14 | 10 | 16000 | 730 | 830 | 2420 | 4995
2020-12-14 | 11 | 25000 | 1820 | 3990 | 2500 | 8328
2020-12-14 | 12 | 37000 | 1750 | 4110 | 4350 | 11803
2020-12-14 | 13 | 27000 | 1010 | 1260 | 2310 | 7895
2020-12-14 | 14 | 26000 | 610 | 770 | 2780 | 7540
2020-12-14 | 15 | 16000 | 340 | 330 | 1730 | 4600
2020-12-14 | 16 | 2000 | 50 | 60 | 320 | 608
2020-12-14 | 17 | 0 | 10 | 10 | 10 | 8
2020-12-14 | 18 | 0 | 0 | 0 | 0 | 0
2020-12-14 | 19 | 0 | 0 | 0 | 0 | 0
2020-12-14 | 20 | 0 | 0 | 0 | 0 | 0
2020-12-14 | 21 | 0 | 0 | 0 | 0 | 0
2020-12-14 | 22 | 0 | 0 | 0 | 0 | 0
2020-12-14 | 23 | 0 | 0 | 0 | 0 | 0
2020-12-14 | 24 | 0 | 0 | 0 | 0 | 0
2020-12-15 | 1 | 0 | 0 | 0 | 0 | 0
2020-12-15 | 2 | 0 | 0 | 0 | 0 | 0
2020-12-15 | 3 | 0 | 0 | 0 | 0 | 0
2020-12-15 | 4 | 0 | 0 | 0 | 0 | 0
2020-12-15 | 5 | 0 | 0 | 0 | 0 | 0
2020-12-15 | 6 | 0 | 0 | 0 | 0 | 0
2020-12-15 | 7 | 0 | 0 | 10 | 0 | 3
2020-12-15 | 8 | 12000 | 190 | 600 | 380 | 3293
2020-12-15 | 9 | 58000 | 850 | 4910 | 7740 | 17875
2020-12-15 | 10 | 152000 | 1410 | 7170 | 20920 | 45375
2020-12-15 | 11 | 188000 | 2010 | 9740 | 28330 | 57020
2020-12-15 | 12 | 210000 | 3120 | 2970 | 31550 | 61910
2020-12-15 | 13 | 209000 | 1520 | 4470 | 28890 | 60970
2020-12-15 | 14 | 174000 | 990 | 7860 | 23470 | 51580
2020-12-15 | 15 | 67000 | 1050 | 5420 | 12250 | 21430
2020-12-15 | 16 | 16000 | 490 | 170 | 1090 | 4438
2020-12-15 | 17 | 0 | 10 | 10 | 20 | 10
2020-12-15 | 18 | 0 | 0 | 0 | 0 | 0
2020-12-15 | 19 | 0 | 0 | 0 | 0 | 0
2020-12-15 | 20 | 0 | 0 | 0 | 0 | 0
2020-12-15 | 21 | 0 | 0 | 0 | 0 | 0
2020-12-15 | 22 | 0 | 0 | 0 | 0 | 0
2020-12-15 | 23 | 0 | 0 | 0 | 0 | 0
2020-12-15 | 24 | 0 | 0 | 0 | 0 | 0
2020-12-16 | 1 | 0 | 0 | 0 | 0 | 0
2020-12-16 | 2 | 0 | 0 | 0 | 0 | 0
2020-12-16 | 3 | 0 | 0 | 0 | 0 | 0
2020-12-16 | 4 | 0 | 0 | 0 | 0 | 0
2020-12-16 | 5 | 0 | 0 | 0 | 0 | 0
2020-12-16 | 6 | 0 | 0 | 0 | 0 | 0
2020-12-16 | 7 | 0 | 10 | 10 | 0 | 5
2020-12-16 | 8 | 11000 | 60 | 410 | 440 | 2978
2020-12-16 | 9 | 55000 | 630 | 2720 | 5490 | 15960
2020-12-16 | 10 | 93000 | 1070 | 1380 | 10780 | 26558
2020-12-16 | 11 | 132000 | 1270 | 1990 | 13190 | 37113
2020-12-16 | 12 | 127000 | 2530 | 3920 | 19840 | 38323
2020-12-16 | 13 | 122000 | 2480 | 4510 | 22870 | 37965
2020-12-16 | 14 | 95000 | 1630 | 2610 | 10750 | 27498
2020-12-16 | 15 | 34000 | 970 | 1740 | 3620 | 10083
2020-12-16 | 16 | 7000 | 140 | 130 | 660 | 1983
2020-12-16 | 17 | 0 | 0 | 10 | 0 | 3
2020-12-16 | 18 | 0 | 0 | 0 | 0 | 0
2020-12-16 | 19 | 0 | 0 | 0 | 0 | 0
2020-12-16 | 20 | 0 | 0 | 0 | 0 | 0
2020-12-16 | 21 | 0 | 0 | 0 | 0 | 0
2020-12-16 | 22 | 0 | 0 | 0 | 0 | 0
2020-12-16 | 23 | 0 | 0 | 0 | 0 | 0
2020-12-16 | 24 | 0 | 0 | 0 | 0 | 0
2020-12-17 | 1 | 0 | 0 | 0 | 0 | 0
2020-12-17 | 2 | 0 | 0 | 0 | 0 | 0
2020-12-17 | 3 | 0 | 0 | 0 | 0 | 0
2020-12-17 | 4 | 0 | 0 | 0 | 0 | 0
2020-12-17 | 5 | 0 | 0 | 0 | 0 | 0
2020-12-17 | 6 | 0 | 0 | 0 | 0 | 0
2020-12-17 | 7 | 0 | 10 | 10 | 10 | 8
2020-12-17 | 8 | 0 | 10 | 10 | 0 | 5
2020-12-17 | 9 | 0 | 0 | 0 | 0 | 0
2020-12-17 | 10 | 0 | 10 | 10 | 0 | 5
2020-12-17 | 11 | 0 | 10 | 10 | 0 | 5
2020-12-17 | 12 | 0 | 0 | 0 | 10 | 3
2020-12-17 | 13 | 0 | 10 | 10 | 0 | 5
2020-12-17 | 14 | 0 | 10 | 10 | 0 | 5
2020-12-17 | 15 | 0 | 10 | 0 | 0 | 3
2020-12-17 | 16 | 0 | 0 | 10 | 0 | 3
2020-12-17 | 17 | 0 | 10 | 10 | 10 | 8
2020-12-17 | 18 | 0 | 0 | 0 | 0 | 0
2020-12-17 | 19 | 0 | 0 | 0 | 0 | 0
2020-12-17 | 20 | 0 | 0 | 0 | 0 | 0
2020-12-17 | 21 | 0 | 0 | 0 | 0 | 0
2020-12-17 | 22 | 0 | 0 | 0 | 0 | 0
2020-12-17 | 23 | 0 | 0 | 0 | 0 | 0
2020-12-17 | 24 | 0 | 0 | 0 | 0 | 0
2020-12-18 | 1 | 0 | 0 | 0 | 0 | 0
2020-12-18 | 2 | 0 | 0 | 0 | 0 | 0
2020-12-18 | 3 | 0 | 0 | 0 | 0 | 0
2020-12-18 | 4 | 0 | 0 | 0 | 0 | 0
2020-12-18 | 5 | 0 | 0 | 0 | 0 | 0
2020-12-18 | 6 | 0 | 0 | 0 | 0 | 0
2020-12-18 | 7 | 0 | 10 | 10 | 0 | 5
2020-12-18 | 8 | 0 | 0 | 10 | 0 | 3
2020-12-18 | 9 | 0 | 10 | 0 | 0 | 3
2020-12-18 | 10 | 0 | 10 | 10 | 10 | 8
2020-12-18 | 11 | 0 | 30 | 10 | 90 | 33
2020-12-18 | 12 | 1000 | 110 | 10 | 2370 | 873
2020-12-18 | 13 | 2000 | 30 | 910 | 9140 | 3020
2020-12-18 | 14 | 5000 | 10 | 3040 | 14070 | 5530
2020-12-18 | 15 | 4000 | 0 | 1980 | 10290 | 4068
2020-12-18 | 16 | 1000 | 10 | 40 | 1070 | 530
2020-12-18 | 17 | 0 | 10 | 10 | 30 | 13
2020-12-18 | 18 | 0 | 0 | 0 | 0 | 0
2020-12-18 | 19 | 0 | 0 | 0 | 0 | 0
2020-12-18 | 20 | 0 | 0 | 0 | 0 | 0
2020-12-18 | 21 | 0 | 0 | 0 | 0 | 0
2020-12-18 | 22 | 0 | 0 | 0 | 0 | 0
2020-12-18 | 23 | 0 | 0 | 0 | 0 | 0
2020-12-18 | 24 | 0 | 0 | 0 | 0 | 0
2020-12-19 | 1 | 0 | 0 | 0 | 0 | 0
2020-12-19 | 2 | 0 | 0 | 0 | 0 | 0
2020-12-19 | 3 | 0 | 0 | 0 | 0 | 0
2020-12-19 | 4 | 0 | 0 | 0 | 0 | 0
2020-12-19 | 5 | 0 | 0 | 0 | 0 | 0
2020-12-19 | 6 | 0 | 0 | 0 | 0 | 0
2020-12-19 | 7 | 0 | 10 | 0 | 10 | 5
2020-12-19 | 8 | 1000 | 0 | 160 | 390 | 388
2020-12-19 | 9 | 3000 | 10 | 1880 | 7160 | 3013
2020-12-19 | 10 | 8000 | 0 | 2930 | 19450 | 7595
2020-12-19 | 11 | 10000 | 40 | 3090 | 25420 | 9638
2020-12-19 | 12 | 14000 | 100 | 3410 | 29240 | 11688
2020-12-19 | 13 | 17000 | 90 | 3080 | 23840 | 11003
2020-12-19 | 14 | 11000 | 940 | 2070 | 17890 | 7975
2020-12-19 | 15 | 7000 | 820 | 1310 | 7020 | 4038
2020-12-19 | 16 | 1000 | 190 | 110 | 1790 | 773
2020-12-19 | 17 | 0 | 10 | 10 | 10 | 8
2020-12-19 | 18 | 0 | 0 | 0 | 0 | 0
2020-12-19 | 19 | 0 | 0 | 0 | 0 | 0
2020-12-19 | 20 | 0 | 0 | 0 | 0 | 0
2020-12-19 | 21 | 0 | 0 | 0 | 0 | 0
2020-12-19 | 22 | 0 | 0 | 0 | 0 | 0
2020-12-19 | 23 | 0 | 0 | 0 | 0 | 0
2020-12-19 | 24 | 0 | 0 | 0 | 0 | 0
2020-12-20 | 1 | 0 | 0 | 0 | 0 | 0
2020-12-20 | 2 | 0 | 0 | 0 | 0 | 0
2020-12-20 | 3 | 0 | 0 | 0 | 0 | 0
2020-12-20 | 4 | 0 | 0 | 0 | 0 | 0
2020-12-20 | 5 | 0 | 0 | 0 | 0 | 0
2020-12-20 | 6 | 0 | 0 | 0 | 0 | 0
2020-12-20 | 7 | 0 | 0 | 10 | 0 | 3
2020-12-20 | 8 | 0 | 10 | 10 | 420 | 110
2020-12-20 | 9 | 2000 | 240 | 520 | 2660 | 1355
2020-12-20 | 10 | 5000 | 640 | 500 | 4060 | 2550
2020-12-20 | 11 | 6000 | 820 | 420 | 4600 | 2960
2020-12-20 | 12 | 4000 | 1050 | 720 | 3250 | 2255
2020-12-20 | 13 | 3000 | 730 | 400 | 2420 | 1638
2020-12-20 | 14 | 2000 | 510 | 300 | 1990 | 1200
2020-12-20 | 15 | 1000 | 180 | 90 | 1510 | 695
2020-12-20 | 16 | 1000 | 30 | 30 | 40 | 275
2020-12-20 | 17 | 0 | 10 | 10 | 0 | 5
2020-12-20 | 18 | 0 | 0 | 0 | 0 | 0
2020-12-20 | 19 | 0 | 0 | 0 | 0 | 0
2020-12-20 | 20 | 0 | 0 | 0 | 0 | 0
2020-12-20 | 21 | 0 | 0 | 0 | 0 | 0
2020-12-20 | 22 | 0 | 0 | 0 | 0 | 0
2020-12-20 | 23 | 0 | 0 | 0 | 0 | 0
2020-12-20 | 24 | 0 | 0 | 0 | 0 | 0
2020-12-21 | 1 | 0 | 0 | 0 | 0 | 0
2020-12-21 | 2 | 0 | 0 | 0 | 0 | 0
2020-12-21 | 3 | 0 | 0 | 0 | 0 | 0
2020-12-21 | 4 | 0 | 0 | 0 | 0 | 0
2020-12-21 | 5 | 0 | 0 | 0 | 0 | 0
2020-12-21 | 6 | 0 | 0 | 0 | 0 | 0
2020-12-21 | 7 | 0 | 10 | 10 | 0 | 5
2020-12-21 | 8 | 0 | 0 | 10 | 10 | 5
2020-12-21 | 9 | 0 | 80 | 20 | 60 | 40
2020-12-21 | 10 | 0 | 210 | 120 | 250 | 145
2020-12-21 | 11 | 1000 | 530 | 4330 | 440 | 1575
2020-12-21 | 12 | 1000 | 1390 | 8930 | 820 | 3035
2020-12-21 | 13 | 1000 | 1170 | 8700 | 1120 | 2998
2020-12-21 | 14 | 2000 | 920 | 5410 | 1670 | 2500
2020-12-21 | 15 | 2000 | 890 | 3040 | 1840 | 1943
2020-12-21 | 16 | 0 | 280 | 410 | 730 | 355
2020-12-21 | 17 | 0 | 10 | 10 | 10 | 8
2020-12-21 | 18 | 0 | 0 | 0 | 0 | 0
2020-12-21 | 19 | 0 | 0 | 0 | 0 | 0
2020-12-21 | 20 | 0 | 0 | 0 | 0 | 0
2020-12-21 | 21 | 0 | 0 | 0 | 0 | 0
2020-12-21 | 22 | 0 | 0 | 0 | 0 | 0
2020-12-21 | 23 | 0 | 0 | 0 | 0 | 0
2020-12-21 | 24 | 0 | 0 | 0 | 0 | 0
2020-12-22 | 1 | 0 | 0 | 0 | 0 | 0
2020-12-22 | 2 | 0 | 0 | 0 | 0 | 0
2020-12-22 | 3 | 0 | 0 | 0 | 0 | 0
2020-12-22 | 4 | 0 | 0 | 0 | 0 | 0
2020-12-22 | 5 | 0 | 0 | 0 | 0 | 0
2020-12-22 | 6 | 0 | 0 | 0 | 0 | 0
2020-12-22 | 7 | 0 | 0 | 10 | 0 | 3
2020-12-22 | 8 | 1000 | 90 | 250 | 490 | 458
2020-12-22 | 9 | 7000 | 430 | 2260 | 4910 | 3650
2020-12-22 | 10 | 18000 | 900 | 1170 | 14860 | 8733
2020-12-22 | 11 | 30000 | 1380 | 1830 | 23990 | 14300
2020-12-22 | 12 | 55000 | 2570 | 2970 | 24910 | 21363
2020-12-22 | 13 | 43000 | 1600 | 4220 | 17250 | 16518
2020-12-22 | 14 | 38000 | 420 | 3260 | 11040 | 13180
2020-12-22 | 15 | 18000 | 770 | 1340 | 8910 | 7255
2020-12-22 | 16 | 7000 | 210 | 150 | 1830 | 2298
2020-12-22 | 17 | 0 | 10 | 10 | 40 | 15
2020-12-22 | 18 | 0 | 0 | 0 | 0 | 0
2020-12-22 | 19 | 0 | 0 | 0 | 0 | 0
2020-12-22 | 20 | 0 | 0 | 0 | 0 | 0
2020-12-22 | 21 | 0 | 0 | 0 | 0 | 0
2020-12-22 | 22 | 0 | 0 | 0 | 0 | 0
2020-12-22 | 23 | 0 | 0 | 0 | 0 | 0
2020-12-22 | 24 | 0 | 0 | 0 | 0 | 0
2020-12-23 | 1 | 0 | 0 | 0 | 0 | 0
2020-12-23 | 2 | 0 | 0 | 0 | 0 | 0
2020-12-23 | 3 | 0 | 0 | 0 | 0 | 0
2020-12-23 | 4 | 0 | 0 | 0 | 0 | 0
2020-12-23 | 5 | 0 | 0 | 0 | 0 | 0
2020-12-23 | 6 | 0 | 0 | 0 | 0 | 0
2020-12-23 | 7 | 0 | 10 | 10 | 0 | 5
2020-12-23 | 8 | 6000 | 50 | 410 | 320 | 1695
2020-12-23 | 9 | 32000 | 410 | 4650 | 6590 | 10913
2020-12-23 | 10 | 81000 | 520 | 7910 | 20230 | 27415
2020-12-23 | 11 | 117000 | 1330 | 9370 | 27280 | 38745
2020-12-23 | 12 | 129000 | 2900 | 9930 | 27270 | 42275
2020-12-23 | 13 | 107000 | 2110 | 9830 | 13860 | 33200
2020-12-23 | 14 | 38000 | 1660 | 7840 | 4830 | 13083
2020-12-23 | 15 | 24000 | 890 | 1750 | 3520 | 7540
2020-12-23 | 16 | 6000 | 160 | 140 | 1680 | 1995
2020-12-23 | 17 | 0 | 10 | 10 | 30 | 13
2020-12-23 | 18 | 0 | 0 | 0 | 0 | 0
2020-12-23 | 19 | 0 | 0 | 0 | 0 | 0
2020-12-23 | 20 | 0 | 0 | 0 | 0 | 0
2020-12-23 | 21 | 0 | 0 | 0 | 0 | 0
2020-12-23 | 22 | 0 | 0 | 0 | 0 | 0
2020-12-23 | 23 | 0 | 0 | 0 | 0 | 0
2020-12-23 | 24 | 0 | 0 | 0 | 0 | 0
2020-12-24 | 1 | 0 | 0 | 0 | 0 | 0
2020-12-24 | 2 | 0 | 0 | 0 | 0 | 0
2020-12-24 | 3 | 0 | 0 | 0 | 0 | 0
2020-12-24 | 4 | 0 | 0 | 0 | 0 | 0
2020-12-24 | 5 | 0 | 0 | 0 | 0 | 0
2020-12-24 | 6 | 0 | 0 | 0 | 0 | 0
2020-12-24 | 7 | 0 | 10 | 10 | 0 | 5
2020-12-24 | 8 | 3000 | 10 | 10 | 300 | 830
2020-12-24 | 9 | 27000 | 120 | 160 | 2420 | 7425
2020-12-24 | 10 | 33000 | 440 | 800 | 5600 | 9960
2020-12-24 | 11 | 83000 | 1160 | 1390 | 17140 | 25673
2020-12-24 | 12 | 73000 | 710 | 1220 | 5420 | 20088
2020-12-24 | 13 | 43000 | 1100 | 1000 | 7210 | 13078
2020-12-24 | 14 | 34000 | 730 | 460 | 5270 | 10115
2020-12-24 | 15 | 20000 | 100 | 80 | 2170 | 5588
2020-12-24 | 16 | 4000 | 10 | 10 | 430 | 1113
2020-12-24 | 17 | 0 | 10 | 0 | 10 | 5
2020-12-24 | 18 | 0 | 0 | 0 | 0 | 0
2020-12-24 | 19 | 0 | 0 | 0 | 0 | 0
2020-12-24 | 20 | 0 | 0 | 0 | 0 | 0
2020-12-24 | 21 | 0 | 0 | 0 | 0 | 0
2020-12-24 | 22 | 0 | 0 | 0 | 0 | 0
2020-12-24 | 23 | 0 | 0 | 0 | 0 | 0
2020-12-24 | 24 | 0 | 0 | 0 | 0 | 0
2020-12-25 | 1 | 0 | 0 | 0 | 0 | 0
2020-12-25 | 2 | 0 | 0 | 0 | 0 | 0
2020-12-25 | 3 | 0 | 0 | 0 | 0 | 0
2020-12-25 | 4 | 0 | 0 | 0 | 0 | 0
2020-12-25 | 5 | 0 | 0 | 0 | 0 | 0
2020-12-25 | 6 | 0 | 0 | 0 | 0 | 0
2020-12-25 | 7 | 0 | 10 | 0 | 0 | 3
2020-12-25 | 8 | 0 | 0 | 10 | 0 | 3
2020-12-25 | 9 | 2000 | 20 | 30 | 130 | 545
2020-12-25 | 10 | 6000 | 190 | 150 | 660 | 1750
2020-12-25 | 11 | 7000 | 150 | 130 | 660 | 1985
2020-12-25 | 12 | 14000 | 350 | 480 | 1510 | 4085
2020-12-25 | 13 | 19000 | 420 | 580 | 1840 | 5460
2020-12-25 | 14 | 14000 | 370 | 310 | 2130 | 4203
2020-12-25 | 15 | 5000 | 90 | 90 | 300 | 1370
2020-12-25 | 16 | 0 | 0 | 10 | 20 | 8
2020-12-25 | 17 | 0 | 10 | 0 | 0 | 3
2020-12-25 | 18 | 0 | 0 | 0 | 0 | 0
2020-12-25 | 19 | 0 | 0 | 0 | 0 | 0
2020-12-25 | 20 | 0 | 0 | 0 | 0 | 0
2020-12-25 | 21 | 0 | 0 | 0 | 0 | 0
2020-12-25 | 22 | 0 | 0 | 0 | 0 | 0
2020-12-25 | 23 | 0 | 0 | 0 | 0 | 0
2020-12-25 | 24 | 0 | 0 | 0 | 0 | 0
2020-12-26 | 1 | 0 | 0 | 0 | 0 | 0
2020-12-26 | 2 | 0 | 0 | 0 | 0 | 0
2020-12-26 | 3 | 0 | 0 | 0 | 0 | 0
2020-12-26 | 4 | 0 | 0 | 0 | 0 | 0
2020-12-26 | 5 | 0 | 0 | 0 | 0 | 0
2020-12-26 | 6 | 0 | 0 | 0 | 0 | 0
2020-12-26 | 7 | 0 | 10 | 10 | 0 | 5
2020-12-26 | 8 | 7000 | 60 | 40 | 320 | 1855
2020-12-26 | 9 | 49000 | 400 | 3720 | 5920 | 14760
2020-12-26 | 10 | 82000 | 550 | 6160 | 21230 | 27485
2020-12-26 | 11 | 136000 | 1620 | 8880 | 4230 | 37683
2020-12-26 | 12 | 210000 | 2650 | 5130 | 30750 | 62133
2020-12-26 | 13 | 207000 | 2040 | 8930 | 29750 | 61930
2020-12-26 | 14 | 167000 | 1290 | 6600 | 23060 | 49488
2020-12-26 | 15 | 71000 | 1190 | 5180 | 13080 | 22613
2020-12-26 | 16 | 19000 | 600 | 500 | 1440 | 5385
2020-12-26 | 17 | 0 | 20 | 10 | 50 | 20
2020-12-26 | 18 | 0 | 0 | 0 | 0 | 0
2020-12-26 | 19 | 0 | 0 | 0 | 0 | 0
2020-12-26 | 20 | 0 | 0 | 0 | 0 | 0
2020-12-26 | 21 | 0 | 0 | 0 | 0 | 0
2020-12-26 | 22 | 0 | 0 | 0 | 0 | 0
2020-12-26 | 23 | 0 | 0 | 0 | 0 | 0
2020-12-26 | 24 | 0 | 0 | 0 | 0 | 0
2020-12-27 | 1 | 0 | 0 | 0 | 0 | 0
2020-12-27 | 2 | 0 | 0 | 0 | 0 | 0
2020-12-27 | 3 | 0 | 0 | 0 | 0 | 0
2020-12-27 | 4 | 0 | 0 | 0 | 0 | 0
2020-12-27 | 5 | 0 | 0 | 0 | 0 | 0
2020-12-27 | 6 | 0 | 0 | 0 | 0 | 0
2020-12-27 | 7 | 0 | 0 | 10 | 10 | 5
2020-12-27 | 8 | 10000 | 130 | 140 | 320 | 2648
2020-12-27 | 9 | 54000 | 710 | 640 | 6280 | 15408
2020-12-27 | 10 | 137000 | 1020 | 1600 | 19390 | 39753
2020-12-27 | 11 | 193000 | 1490 | 2650 | 26660 | 55950
2020-12-27 | 12 | 209000 | 1370 | 6360 | 29140 | 61468
2020-12-27 | 13 | 204000 | 780 | 3130 | 27870 | 58945
2020-12-27 | 14 | 165000 | 1010 | 3930 | 21030 | 47743
2020-12-27 | 15 | 60000 | 910 | 1670 | 11480 | 18515
2020-12-27 | 16 | 18000 | 560 | 590 | 1920 | 5268
2020-12-27 | 17 | 0 | 10 | 20 | 70 | 25
2020-12-27 | 18 | 0 | 0 | 0 | 0 | 0
2020-12-27 | 19 | 0 | 0 | 0 | 0 | 0
2020-12-27 | 20 | 0 | 0 | 0 | 0 | 0
2020-12-27 | 21 | 0 | 0 | 0 | 0 | 0
2020-12-27 | 22 | 0 | 0 | 0 | 0 | 0
2020-12-27 | 23 | 0 | 0 | 0 | 0 | 0
2020-12-27 | 24 | 0 | 0 | 0 | 0 | 0
2020-12-28 | 1 | 0 | 0 | 0 | 0 | 0
2020-12-28 | 2 | 0 | 0 | 0 | 0 | 0
2020-12-28 | 3 | 0 | 0 | 0 | 0 | 0
2020-12-28 | 4 | 0 | 0 | 0 | 0 | 0
2020-12-28 | 5 | 0 | 0 | 0 | 0 | 0
2020-12-28 | 6 | 0 | 0 | 0 | 0 | 0
2020-12-28 | 7 | 0 | 0 | 0 | 0 | 0
2020-12-28 | 8 | 2000 | 30 | 10 | 190 | 558
2020-12-28 | 9 | 14000 | 130 | 140 | 1420 | 3923
2020-12-28 | 10 | 26000 | 170 | 390 | 1950 | 7128
2020-12-28 | 11 | 17000 | 340 | 1210 | 2960 | 5378
2020-12-28 | 12 | 42000 | 180 | 220 | 3060 | 11365
2020-12-28 | 13 | 22000 | 50 | 70 | 1730 | 5963
2020-12-28 | 14 | 12000 | 150 | 420 | 3170 | 3935
2020-12-28 | 15 | 44000 | 420 | 490 | 8620 | 13383
2020-12-28 | 16 | 16000 | 180 | 140 | 1810 | 4533
2020-12-28 | 17 | 1000 | 0 | 10 | 60 | 268
2020-12-28 | 18 | 0 | 0 | 0 | 0 | 0
2020-12-28 | 19 | 0 | 0 | 0 | 0 | 0
2020-12-28 | 20 | 0 | 0 | 0 | 0 | 0
2020-12-28 | 21 | 0 | 0 | 0 | 0 | 0
2020-12-28 | 22 | 0 | 0 | 0 | 0 | 0
2020-12-28 | 23 | 0 | 0 | 0 | 0 | 0
2020-12-28 | 24 | 0 | 0 | 0 | 0 | 0
2020-12-29 | 1 | 0 | 0 | 0 | 0 | 0
2020-12-29 | 2 | 0 | 0 | 0 | 0 | 0
2020-12-29 | 3 | 0 | 0 | 0 | 0 | 0
2020-12-29 | 4 | 0 | 0 | 0 | 0 | 0
2020-12-29 | 5 | 0 | 0 | 0 | 0 | 0
2020-12-29 | 6 | 0 | 0 | 0 | 0 | 0
2020-12-29 | 7 | 0 | 10 | 0 | 0 | 3
2020-12-29 | 8 | 9000 | 20 | 240 | 280 | 2385
2020-12-29 | 9 | 53000 | 320 | 4400 | 6120 | 15960
2020-12-29 | 10 | 143000 | 770 | 7530 | 20280 | 42895
2020-12-29 | 11 | 176000 | 1910 | 9230 | 24870 | 53003
2020-12-29 | 12 | 214000 | 2630 | 9780 | 28580 | 63748
2020-12-29 | 13 | 218000 | 1830 | 9610 | 30360 | 64950
2020-12-29 | 14 | 186000 | 1840 | 8900 | 24770 | 55378
2020-12-29 | 15 | 84000 | 1040 | 6460 | 15020 | 26630
2020-12-29 | 16 | 21000 | 650 | 450 | 1640 | 5935
2020-12-29 | 17 | 1000 | 20 | 10 | 80 | 278
2020-12-29 | 18 | 0 | 0 | 0 | 0 | 0
2020-12-29 | 19 | 0 | 0 | 0 | 0 | 0
2020-12-29 | 20 | 0 | 0 | 0 | 0 | 0
2020-12-29 | 21 | 0 | 0 | 0 | 0 | 0
2020-12-29 | 22 | 0 | 0 | 0 | 0 | 0
2020-12-29 | 23 | 0 | 0 | 0 | 0 | 0
2020-12-29 | 24 | 0 | 0 | 0 | 0 | 0
2020-12-30 | 1 | 0 | 0 | 0 | 0 | 0
2020-12-30 | 2 | 0 | 0 | 0 | 0 | 0
2020-12-30 | 3 | 0 | 0 | 0 | 0 | 0
2020-12-30 | 4 | 0 | 0 | 0 | 0 | 0
2020-12-30 | 5 | 0 | 0 | 0 | 0 | 0
2020-12-30 | 6 | 0 | 0 | 0 | 0 | 0
2020-12-30 | 7 | 0 | 10 | 10 | 0 | 5
2020-12-30 | 8 | 5000 | 90 | 280 | 320 | 1423
2020-12-30 | 9 | 28000 | 620 | 1620 | 2560 | 8200
2020-12-30 | 10 | 41000 | 970 | 2590 | 8320 | 13220
2020-12-30 | 11 | 61000 | 1210 | 1640 | 4760 | 17153
2020-12-30 | 12 | 60000 | 1710 | 2030 | 9280 | 18255
2020-12-30 | 13 | 63000 | 1600 | 2320 | 9110 | 19008
2020-12-30 | 14 | 38000 | 1030 | 1120 | 3580 | 10933
2020-12-30 | 15 | 15000 | 340 | 630 | 3000 | 4743
2020-12-30 | 16 | 8000 | 160 | 140 | 1010 | 2328
2020-12-30 | 17 | 0 | 10 | 10 | 70 | 23
2020-12-30 | 18 | 0 | 0 | 0 | 0 | 0
2020-12-30 | 19 | 0 | 0 | 0 | 0 | 0
2020-12-30 | 20 | 0 | 0 | 0 | 0 | 0
2020-12-30 | 21 | 0 | 0 | 0 | 0 | 0
2020-12-30 | 22 | 0 | 0 | 0 | 0 | 0
2020-12-30 | 23 | 0 | 0 | 0 | 0 | 0
2020-12-30 | 24 | 0 | 0 | 0 | 0 | 0
2020-12-31 | 1 | 0 | 0 | 0 | 0 | 0
2020-12-31 | 2 | 0 | 0 | 0 | 0 | 0
2020-12-31 | 3 | 0 | 0 | 0 | 0 | 0
2020-12-31 | 4 | 0 | 0 | 0 | 0 | 0
2020-12-31 | 5 | 0 | 0 | 0 | 0 | 0
2020-12-31 | 6 | 0 | 0 | 0 | 0 | 0
2020-12-31 | 7 | 0 | 10 | 0 | 10 | 5
2020-12-31 | 8 | 0 | 20 | 10 | 0 | 8
2020-12-31 | 9 | 13000 | 310 | 220 | 1260 | 3698
2020-12-31 | 10 | 40000 | 750 | 1150 | 4490 | 11598
2020-12-31 | 11 | 38000 | 1650 | 2030 | 4440 | 11530
2020-12-31 | 12 | 68000 | 1230 | 3620 | 5900 | 19688
2020-12-31 | 13 | 59000 | 590 | 1120 | 5200 | 16478
2020-12-31 | 14 | 26000 | 1120 | 1360 | 1910 | 7598
2020-12-31 | 15 | 26000 | 780 | 1000 | 2840 | 7655
2020-12-31 | 16 | 7000 | 210 | 240 | 930 | 2095
2020-12-31 | 17 | 0 | 10 | 10 | 10 | 8
2020-12-31 | 18 | 0 | 0 | 0 | 0 | 0
2020-12-31 | 19 | 0 | 0 | 0 | 0 | 0
2020-12-31 | 20 | 0 | 0 | 0 | 0 | 0
2020-12-31 | 21 | 0 | 0 | 0 | 0 | 0
2020-12-31 | 22 | 0 | 0 | 0 | 0 | 0
2020-12-31 | 23 | 0 | 0 | 0 | 0 | 0
2020-12-31 | 24 | 0 | 0 | 0 | 0 | 0
2021-01-01 | 1 | 0 | 0 | 0 | 0 | 0
2021-01-01 | 2 | 0 | 0 | 0 | 0 | 0
2021-01-01 | 3 | 0 | 0 | 0 | 0 | 0
2021-01-01 | 4 | 0 | 0 | 0 | 0 | 0
2021-01-01 | 5 | 0 | 0 | 0 | 0 | 0
2021-01-01 | 6 | 0 | 0 | 0 | 0 | 0
2021-01-01 | 7 | 0 | 0 | 0 | 0 | 0
2021-01-01 | 8 | 10000 | 40 | 270 | 290 | 2650
2021-01-01 | 9 | 55000 | 350 | 4520 | 6480 | 16588
2021-01-01 | 10 | 143000 | 490 | 7670 | 19910 | 42768
2021-01-01 | 11 | 194000 | 1230 | 9230 | 25530 | 57498
2021-01-01 | 12 | 188000 | 3020 | 8970 | 25850 | 56460
2021-01-01 | 13 | 139000 | 2550 | 6030 | 17320 | 41225
2021-01-01 | 14 | 88000 | 1840 | 4910 | 11470 | 26555
2021-01-01 | 15 | 38000 | 1110 | 1760 | 4480 | 11338
2021-01-01 | 16 | 10000 | 270 | 350 | 1390 | 3003
2021-01-01 | 17 | 0 | 10 | 10 | 60 | 20
2021-01-01 | 18 | 0 | 0 | 0 | 0 | 0
2021-01-01 | 19 | 0 | 0 | 0 | 0 | 0
2021-01-01 | 20 | 0 | 0 | 0 | 0 | 0
2021-01-01 | 21 | 0 | 0 | 0 | 0 | 0
2021-01-01 | 22 | 0 | 0 | 0 | 0 | 0
2021-01-01 | 23 | 0 | 0 | 0 | 0 | 0
2021-01-01 | 24 | 0 | 0 | 0 | 0 | 0
2021-01-02 | 1 | 0 | 0 | 0 | 0 | 0
2021-01-02 | 2 | 0 | 0 | 0 | 0 | 0
2021-01-02 | 3 | 0 | 0 | 0 | 0 | 0
2021-01-02 | 4 | 0 | 0 | 0 | 0 | 0
2021-01-02 | 5 | 0 | 0 | 0 | 0 | 0
2021-01-02 | 6 | 0 | 0 | 0 | 0 | 0
2021-01-02 | 7 | 0 | 10 | 0 | 10 | 5
2021-01-02 | 8 | 0 | 10 | 10 | 0 | 5
2021-01-02 | 9 | 0 | 10 | 20 | 320 | 88
2021-01-02 | 10 | 2000 | 10 | 10 | 1120 | 785
2021-01-02 | 11 | 7000 | 110 | 20 | 2660 | 2448
2021-01-02 | 12 | 12000 | 200 | 460 | 5030 | 4423
2021-01-02 | 13 | 17000 | 1160 | 1980 | 5850 | 6498
2021-01-02 | 14 | 23000 | 970 | 2630 | 6290 | 8223
2021-01-02 | 15 | 35000 | 1340 | 700 | 8810 | 11463
2021-01-02 | 16 | 18000 | 360 | 300 | 1520 | 5045
2021-01-02 | 17 | 1000 | 10 | 10 | 30 | 263
2021-01-02 | 18 | 0 | 0 | 0 | 0 | 0
2021-01-02 | 19 | 0 | 0 | 0 | 0 | 0
2021-01-02 | 20 | 0 | 0 | 0 | 0 | 0
2021-01-02 | 21 | 0 | 0 | 0 | 0 | 0
2021-01-02 | 22 | 0 | 0 | 0 | 0 | 0
2021-01-02 | 23 | 0 | 0 | 0 | 0 | 0
2021-01-02 | 24 | 0 | 0 | 0 | 0 | 0
2021-01-03 | 1 | 0 | 0 | 0 | 0 | 0
2021-01-03 | 2 | 0 | 0 | 0 | 0 | 0
2021-01-03 | 3 | 0 | 0 | 0 | 0 | 0
2021-01-03 | 4 | 0 | 0 | 0 | 0 | 0
2021-01-03 | 5 | 0 | 0 | 0 | 0 | 0
2021-01-03 | 6 | 0 | 0 | 0 | 0 | 0
2021-01-03 | 7 | 0 | 0 | 10 | 10 | 5
2021-01-03 | 8 | 7000 | 50 | 40 | 350 | 1860
2021-01-03 | 9 | 40000 | 360 | 350 | 3310 | 11005
2021-01-03 | 10 | 41000 | 1320 | 810 | 4670 | 11950
2021-01-03 | 11 | 32000 | 1950 | 2560 | 5070 | 10395
2021-01-03 | 12 | 40000 | 1740 | 2030 | 3990 | 11940
2021-01-03 | 13 | 32000 | 980 | 890 | 3380 | 9313
2021-01-03 | 14 | 26000 | 710 | 470 | 2160 | 7335
2021-01-03 | 15 | 16000 | 450 | 440 | 1540 | 4608
2021-01-03 | 16 | 4000 | 150 | 110 | 300 | 1140
2021-01-03 | 17 | 0 | 10 | 0 | 0 | 3
2021-01-03 | 18 | 0 | 0 | 0 | 0 | 0
2021-01-03 | 19 | 0 | 0 | 0 | 0 | 0
2021-01-03 | 20 | 0 | 0 | 0 | 0 | 0
2021-01-03 | 21 | 0 | 0 | 0 | 0 | 0
2021-01-03 | 22 | 0 | 0 | 0 | 0 | 0
2021-01-03 | 23 | 0 | 0 | 0 | 0 | 0
2021-01-03 | 24 | 0 | 0 | 0 | 0 | 0
2021-01-04 | 1 | 0 | 0 | 0 | 0 | 0
2021-01-04 | 2 | 0 | 0 | 0 | 0 | 0
2021-01-04 | 3 | 0 | 0 | 0 | 0 | 0
2021-01-04 | 4 | 0 | 0 | 0 | 0 | 0
2021-01-04 | 5 | 0 | 0 | 0 | 0 | 0
2021-01-04 | 6 | 0 | 0 | 0 | 0 | 0
2021-01-04 | 7 | 0 | 10 | 10 | 0 | 5
2021-01-04 | 8 | 8000 | 10 | 0 | 680 | 2173
2021-01-04 | 9 | 51000 | 180 | 20 | 5540 | 14185
2021-01-04 | 10 | 34000 | 520 | 750 | 8540 | 10953
2021-01-04 | 11 | 64000 | 1380 | 6320 | 7050 | 19688
2021-01-04 | 12 | 128000 | 2240 | 4430 | 7290 | 35490
2021-01-04 | 13 | 92000 | 1880 | 3290 | 7580 | 26188
2021-01-04 | 14 | 46000 | 1160 | 1930 | 10150 | 14810
2021-01-04 | 15 | 44000 | 1030 | 1430 | 5780 | 13060
2021-01-04 | 16 | 21000 | 410 | 850 | 2010 | 6068
2021-01-04 | 17 | 1000 | 30 | 30 | 110 | 293
2021-01-04 | 18 | 0 | 0 | 0 | 0 | 0
2021-01-04 | 19 | 0 | 0 | 0 | 0 | 0
2021-01-04 | 20 | 0 | 0 | 0 | 0 | 0
2021-01-04 | 21 | 0 | 0 | 0 | 0 | 0
2021-01-04 | 22 | 0 | 0 | 0 | 0 | 0
2021-01-04 | 23 | 0 | 0 | 0 | 0 | 0
2021-01-04 | 24 | 0 | 0 | 0 | 0 | 0
2021-01-05 | 1 | 0 | 0 | 0 | 0 | 0
2021-01-05 | 2 | 0 | 0 | 0 | 0 | 0
2021-01-05 | 3 | 0 | 0 | 0 | 0 | 0
2021-01-05 | 4 | 0 | 0 | 0 | 0 | 0
2021-01-05 | 5 | 0 | 0 | 0 | 0 | 0
2021-01-05 | 6 | 0 | 0 | 0 | 0 | 0
2021-01-05 | 7 | 0 | 0 | 0 | 0 | 0
2021-01-05 | 8 | 1000 | 50 | 40 | 130 | 305
2021-01-05 | 9 | 4000 | 290 | 370 | 780 | 1360
2021-01-05 | 10 | 9000 | 690 | 1180 | 2450 | 3330
2021-01-05 | 11 | 20000 | 880 | 1310 | 4940 | 6783
2021-01-05 | 12 | 38000 | 1150 | 1410 | 5440 | 11500
2021-01-05 | 13 | 42000 | 1240 | 1620 | 5210 | 12518
2021-01-05 | 14 | 31000 | 810 | 1160 | 3770 | 9185
2021-01-05 | 15 | 21000 | 630 | 740 | 2400 | 6193
2021-01-05 | 16 | 10000 | 220 | 200 | 830 | 2813
2021-01-05 | 17 | 0 | 20 | 0 | 20 | 10
2021-01-05 | 18 | 0 | 0 | 0 | 0 | 0
2021-01-05 | 19 | 0 | 0 | 0 | 0 | 0
2021-01-05 | 20 | 0 | 0 | 0 | 0 | 0
2021-01-05 | 21 | 0 | 0 | 0 | 0 | 0
2021-01-05 | 22 | 0 | 0 | 0 | 0 | 0
2021-01-05 | 23 | 0 | 0 | 0 | 0 | 0
2021-01-05 | 24 | 0 | 0 | 0 | 0 | 0
2021-01-06 | 1 | 0 | 0 | 0 | 0 | 0
2021-01-06 | 2 | 0 | 0 | 0 | 0 | 0
2021-01-06 | 3 | 0 | 0 | 0 | 0 | 0
2021-01-06 | 4 | 0 | 0 | 0 | 0 | 0
2021-01-06 | 5 | 0 | 0 | 0 | 0 | 0
2021-01-06 | 6 | 0 | 0 | 0 | 0 | 0
2021-01-06 | 7 | 0 | 10 | 10 | 0 | 5
2021-01-06 | 8 | 1000 | 20 | 10 | 60 | 273
2021-01-06 | 9 | 10000 | 250 | 360 | 610 | 2805
2021-01-06 | 10 | 51000 | 580 | 2010 | 2100 | 13923
2021-01-06 | 11 | 86000 | 1140 | 3510 | 5740 | 24098
2021-01-06 | 12 | 84000 | 2720 | 4620 | 11180 | 25630
2021-01-06 | 13 | 89000 | 2890 | 4610 | 19840 | 29085
2021-01-06 | 14 | 82000 | 2320 | 2940 | 13130 | 25098
2021-01-06 | 15 | 53000 | 1520 | 1770 | 9300 | 16398
2021-01-06 | 16 | 15000 | 470 | 680 | 2860 | 4753
2021-01-06 | 17 | 1000 | 20 | 40 | 130 | 298
2021-01-06 | 18 | 0 | 0 | 0 | 0 | 0
2021-01-06 | 19 | 0 | 0 | 0 | 0 | 0
2021-01-06 | 20 | 0 | 0 | 0 | 0 | 0
2021-01-06 | 21 | 0 | 0 | 0 | 0 | 0
2021-01-06 | 22 | 0 | 0 | 0 | 0 | 0
2021-01-06 | 23 | 0 | 0 | 0 | 0 | 0
2021-01-06 | 24 | 0 | 0 | 0 | 0 | 0
2021-01-07 | 1 | 0 | 0 | 0 | 0 | 0
2021-01-07 | 2 | 0 | 0 | 0 | 0 | 0
2021-01-07 | 3 | 0 | 0 | 0 | 0 | 0
2021-01-07 | 4 | 0 | 0 | 0 | 0 | 0
2021-01-07 | 5 | 0 | 0 | 0 | 0 | 0
2021-01-07 | 6 | 0 | 0 | 0 | 0 | 0
2021-01-07 | 7 | 0 | 10 | 10 | 0 | 5
2021-01-07 | 8 | 10000 | 150 | 110 | 810 | 2768
2021-01-07 | 9 | 22000 | 930 | 1560 | 4090 | 7145
2021-01-07 | 10 | 141000 | 1550 | 4200 | 15850 | 40650
2021-01-07 | 11 | 205000 | 1870 | 8790 | 14260 | 57480
2021-01-07 | 12 | 181000 | 3490 | 9180 | 31170 | 56210
2021-01-07 | 13 | 160000 | 2950 | 5510 | 26800 | 48815
2021-01-07 | 14 | 170000 | 2130 | 6940 | 20610 | 49920
2021-01-07 | 15 | 69000 | 1830 | 3520 | 9240 | 20898
2021-01-07 | 16 | 30000 | 950 | 1140 | 2700 | 8698
2021-01-07 | 17 | 2000 | 40 | 30 | 240 | 578
2021-01-07 | 18 | 0 | 0 | 0 | 0 | 0
2021-01-07 | 19 | 0 | 0 | 0 | 0 | 0
2021-01-07 | 20 | 0 | 0 | 0 | 0 | 0
2021-01-07 | 21 | 0 | 0 | 0 | 0 | 0
2021-01-07 | 22 | 0 | 0 | 0 | 0 | 0
2021-01-07 | 23 | 0 | 0 | 0 | 0 | 0
2021-01-07 | 24 | 0 | 0 | 0 | 0 | 0
2021-01-08 | 1 | 0 | 0 | 0 | 0 | 0
2021-01-08 | 2 | 0 | 0 | 0 | 0 | 0
2021-01-08 | 3 | 0 | 0 | 0 | 0 | 0
2021-01-08 | 4 | 0 | 0 | 0 | 0 | 0
2021-01-08 | 5 | 0 | 0 | 0 | 0 | 0
2021-01-08 | 6 | 0 | 0 | 0 | 0 | 0
2021-01-08 | 7 | 0 | 10 | 0 | 0 | 3
2021-01-08 | 8 | 10000 | 50 | 430 | 320 | 2700
2021-01-08 | 9 | 56000 | 390 | 4670 | 6600 | 16915
2021-01-08 | 10 | 153000 | 750 | 7870 | 20380 | 45500
2021-01-08 | 11 | 202000 | 1710 | 9540 | 27900 | 60288
2021-01-08 | 12 | 219000 | 3600 | 10300 | 30670 | 65893
2021-01-08 | 13 | 214000 | 2980 | 10180 | 29780 | 64235
2021-01-08 | 14 | 189000 | 1510 | 9260 | 25260 | 56258
2021-01-08 | 15 | 108000 | 1660 | 6930 | 17230 | 33455
2021-01-08 | 16 | 27000 | 950 | 1170 | 2590 | 7928
2021-01-08 | 17 | 1000 | 40 | 20 | 130 | 298
2021-01-08 | 18 | 0 | 0 | 0 | 0 | 0
2021-01-08 | 19 | 0 | 0 | 0 | 0 | 0
2021-01-08 | 20 | 0 | 0 | 0 | 0 | 0
2021-01-08 | 21 | 0 | 0 | 0 | 0 | 0
2021-01-08 | 22 | 0 | 0 | 0 | 0 | 0
2021-01-08 | 23 | 0 | 0 | 0 | 0 | 0
2021-01-08 | 24 | 0 | 0 | 0 | 0 | 0
2021-01-09 | 1 | 0 | 0 | 0 | 0 | 0
2021-01-09 | 2 | 0 | 0 | 0 | 0 | 0
2021-01-09 | 3 | 0 | 0 | 0 | 0 | 0
2021-01-09 | 4 | 0 | 0 | 0 | 0 | 0
2021-01-09 | 5 | 0 | 0 | 0 | 0 | 0
2021-01-09 | 6 | 0 | 0 | 0 | 0 | 0
2021-01-09 | 7 | 0 | 10 | 10 | 0 | 5
2021-01-09 | 8 | 11000 | 120 | 170 | 420 | 2928
2021-01-09 | 9 | 57000 | 830 | 1180 | 7760 | 16693
2021-01-09 | 10 | 89000 | 760 | 7350 | 16470 | 28395
2021-01-09 | 11 | 200000 | 2240 | 4070 | 18940 | 56313
2021-01-09 | 12 | 132000 | 2880 | 3000 | 14060 | 37985
2021-01-09 | 13 | 71000 | 3820 | 6220 | 7360 | 22100
2021-01-09 | 14 | 65000 | 1840 | 8890 | 6410 | 20535
2021-01-09 | 15 | 53000 | 1690 | 6940 | 10130 | 17940
2021-01-09 | 16 | 17000 | 950 | 570 | 3260 | 5445
2021-01-09 | 17 | 1000 | 30 | 30 | 210 | 318
2021-01-09 | 18 | 0 | 0 | 0 | 0 | 0
2021-01-09 | 19 | 0 | 0 | 0 | 0 | 0
2021-01-09 | 20 | 0 | 0 | 0 | 0 | 0
2021-01-09 | 21 | 0 | 0 | 0 | 0 | 0
2021-01-09 | 22 | 0 | 0 | 0 | 0 | 0
2021-01-09 | 23 | 0 | 0 | 0 | 0 | 0
2021-01-09 | 24 | 0 | 0 | 0 | 0 | 0
2021-01-10 | 1 | 0 | 0 | 0 | 0 | 0
2021-01-10 | 2 | 0 | 0 | 0 | 0 | 0
2021-01-10 | 3 | 0 | 0 | 0 | 0 | 0
2021-01-10 | 4 | 0 | 0 | 0 | 0 | 0
2021-01-10 | 5 | 0 | 0 | 0 | 0 | 0
2021-01-10 | 6 | 0 | 0 | 0 | 0 | 0
2021-01-10 | 7 | 0 | 0 | 0 | 0 | 0
2021-01-10 | 8 | 12000 | 150 | 510 | 370 | 3258
2021-01-10 | 9 | 64000 | 540 | 3070 | 7210 | 18705
2021-01-10 | 10 | 158000 | 780 | 7970 | 20570 | 46830
2021-01-10 | 11 | 202000 | 1770 | 9610 | 26900 | 60070
2021-01-10 | 12 | 216000 | 3700 | 10300 | 30100 | 65025
2021-01-10 | 13 | 215000 | 3380 | 10200 | 29920 | 64625
2021-01-10 | 14 | 181000 | 1720 | 9160 | 23650 | 53883
2021-01-10 | 15 | 75000 | 1980 | 7030 | 12210 | 24055
2021-01-10 | 16 | 30000 | 1080 | 1360 | 3280 | 8930
2021-01-10 | 17 | 2000 | 40 | 30 | 160 | 558
2021-01-10 | 18 | 0 | 0 | 0 | 0 | 0
2021-01-10 | 19 | 0 | 0 | 0 | 0 | 0
2021-01-10 | 20 | 0 | 0 | 0 | 0 | 0
2021-01-10 | 21 | 0 | 0 | 0 | 0 | 0
2021-01-10 | 22 | 0 | 0 | 0 | 0 | 0
2021-01-10 | 23 | 0 | 0 | 0 | 0 | 0
2021-01-10 | 24 | 0 | 0 | 0 | 0 | 0
2021-01-11 | 1 | 0 | 0 | 0 | 0 | 0
2021-01-11 | 2 | 0 | 0 | 0 | 0 | 0
2021-01-11 | 3 | 0 | 0 | 0 | 0 | 0
2021-01-11 | 4 | 0 | 0 | 0 | 0 | 0
2021-01-11 | 5 | 0 | 0 | 0 | 0 | 0
2021-01-11 | 6 | 0 | 0 | 0 | 0 | 0
2021-01-11 | 7 | 0 | 10 | 10 | 0 | 5
2021-01-11 | 8 | 6000 | 90 | 200 | 410 | 1675
2021-01-11 | 9 | 55000 | 750 | 2550 | 5970 | 16068
2021-01-11 | 10 | 73000 | 1700 | 4010 | 7820 | 21633
2021-01-11 | 11 | 107000 | 2050 | 3510 | 14130 | 31673
2021-01-11 | 12 | 68000 | 1970 | 2290 | 6510 | 19693
2021-01-11 | 13 | 43000 | 1300 | 1690 | 4060 | 12513
2021-01-11 | 14 | 24000 | 1030 | 1120 | 2460 | 7153
2021-01-11 | 15 | 14000 | 590 | 610 | 1950 | 4288
2021-01-11 | 16 | 10000 | 260 | 310 | 1420 | 2998
2021-01-11 | 17 | 1000 | 30 | 30 | 40 | 275
2021-01-11 | 18 | 0 | 0 | 0 | 0 | 0
2021-01-11 | 19 | 0 | 0 | 0 | 0 | 0
2021-01-11 | 20 | 0 | 0 | 0 | 0 | 0
2021-01-11 | 21 | 0 | 0 | 0 | 0 | 0
2021-01-11 | 22 | 0 | 0 | 0 | 0 | 0
2021-01-11 | 23 | 0 | 0 | 0 | 0 | 0
2021-01-11 | 24 | 0 | 0 | 0 | 0 | 0
2021-01-12 | 1 | 0 | 0 | 0 | 0 | 0
2021-01-12 | 2 | 0 | 0 | 0 | 0 | 0
2021-01-12 | 3 | 0 | 0 | 0 | 0 | 0
2021-01-12 | 4 | 0 | 0 | 0 | 0 | 0
2021-01-12 | 5 | 0 | 0 | 0 | 0 | 0
2021-01-12 | 6 | 0 | 0 | 0 | 0 | 0
2021-01-12 | 7 | 0 | 10 | 10 | 0 | 5
2021-01-12 | 8 | 9000 | 50 | 80 | 950 | 2520
2021-01-12 | 9 | 43000 | 420 | 1750 | 7110 | 13070
2021-01-12 | 10 | 82000 | 930 | 6150 | 20660 | 27435
2021-01-12 | 11 | 167000 | 2010 | 8960 | 27000 | 51243
2021-01-12 | 12 | 208000 | 3940 | 8610 | 29320 | 62468
2021-01-12 | 13 | 205000 | 3940 | 9200 | 27610 | 61438
2021-01-12 | 14 | 187000 | 2550 | 8010 | 19410 | 54243
2021-01-12 | 15 | 86000 | 2240 | 3610 | 4100 | 23988
2021-01-12 | 16 | 27000 | 590 | 1360 | 2160 | 7778
2021-01-12 | 17 | 2000 | 90 | 70 | 100 | 565
2021-01-12 | 18 | 0 | 0 | 0 | 0 | 0
2021-01-12 | 19 | 0 | 0 | 0 | 0 | 0
2021-01-12 | 20 | 0 | 0 | 0 | 0 | 0
2021-01-12 | 21 | 0 | 0 | 0 | 0 | 0
2021-01-12 | 22 | 0 | 0 | 0 | 0 | 0
2021-01-12 | 23 | 0 | 0 | 0 | 0 | 0
2021-01-12 | 24 | 0 | 0 | 0 | 0 | 0
2021-01-13 | 1 | 0 | 0 | 0 | 0 | 0
2021-01-13 | 2 | 0 | 0 | 0 | 0 | 0
2021-01-13 | 3 | 0 | 0 | 0 | 0 | 0
2021-01-13 | 4 | 0 | 0 | 0 | 0 | 0
2021-01-13 | 5 | 0 | 0 | 0 | 0 | 0
2021-01-13 | 6 | 0 | 0 | 0 | 0 | 0
2021-01-13 | 7 | 0 | 10 | 10 | 0 | 5
2021-01-13 | 8 | 2000 | 20 | 10 | 310 | 585
2021-01-13 | 9 | 10000 | 240 | 250 | 1620 | 3028
2021-01-13 | 10 | 41000 | 540 | 650 | 5860 | 12013
2021-01-13 | 11 | 75000 | 720 | 800 | 5430 | 20488
2021-01-13 | 12 | 46000 | 760 | 1070 | 5560 | 13348
2021-01-13 | 13 | 64000 | 850 | 1020 | 16990 | 20715
2021-01-13 | 14 | 125000 | 940 | 1420 | 15320 | 35670
2021-01-13 | 15 | 49000 | 710 | 710 | 2500 | 13230
2021-01-13 | 16 | 7000 | 180 | 180 | 960 | 2080
2021-01-13 | 17 | 0 | 20 | 20 | 10 | 13
2021-01-13 | 18 | 0 | 0 | 0 | 0 | 0
2021-01-13 | 19 | 0 | 0 | 0 | 0 | 0
2021-01-13 | 20 | 0 | 0 | 0 | 0 | 0
2021-01-13 | 21 | 0 | 0 | 0 | 0 | 0
2021-01-13 | 22 | 0 | 0 | 0 | 0 | 0
2021-01-13 | 23 | 0 | 0 | 0 | 0 | 0
2021-01-13 | 24 | 0 | 0 | 0 | 0 | 0
2021-01-14 | 1 | 0 | 0 | 0 | 0 | 0
2021-01-14 | 2 | 0 | 0 | 0 | 0 | 0
2021-01-14 | 3 | 0 | 0 | 0 | 0 | 0
2021-01-14 | 4 | 0 | 0 | 0 | 0 | 0
2021-01-14 | 5 | 0 | 0 | 0 | 0 | 0
2021-01-14 | 6 | 0 | 0 | 0 | 0 | 0
2021-01-14 | 7 | 0 | 10 | 10 | 0 | 5
2021-01-14 | 8 | 3000 | 10 | 10 | 200 | 805
2021-01-14 | 9 | 17000 | 190 | 230 | 2340 | 4940
2021-01-14 | 10 | 50000 | 440 | 370 | 6950 | 14440
2021-01-14 | 11 | 63000 | 500 | 440 | 8860 | 18200
2021-01-14 | 12 | 56000 | 430 | 590 | 7570 | 16148
2021-01-14 | 13 | 41000 | 540 | 720 | 4300 | 11640
2021-01-14 | 14 | 33000 | 400 | 500 | 3050 | 9238
2021-01-14 | 15 | 22000 | 210 | 310 | 2220 | 6185
2021-01-14 | 16 | 7000 | 90 | 100 | 600 | 1948
2021-01-14 | 17 | 0 | 10 | 10 | 70 | 23
2021-01-14 | 18 | 0 | 0 | 0 | 0 | 0
2021-01-14 | 19 | 0 | 0 | 0 | 0 | 0
2021-01-14 | 20 | 0 | 0 | 0 | 0 | 0
2021-01-14 | 21 | 0 | 0 | 0 | 0 | 0
2021-01-14 | 22 | 0 | 0 | 0 | 0 | 0
2021-01-14 | 23 | 0 | 0 | 0 | 0 | 0
2021-01-14 | 24 | 0 | 0 | 0 | 0 | 0
2021-01-15 | 1 | 0 | 0 | 0 | 0 | 0
2021-01-15 | 2 | 0 | 0 | 0 | 0 | 0
2021-01-15 | 3 | 0 | 0 | 0 | 0 | 0
2021-01-15 | 4 | 0 | 0 | 0 | 0 | 0
2021-01-15 | 5 | 0 | 0 | 0 | 0 | 0
2021-01-15 | 6 | 0 | 0 | 0 | 0 | 0
2021-01-15 | 7 | 0 | 10 | 10 | 0 | 5
2021-01-15 | 8 | 10000 | 100 | 140 | 240 | 2620
2021-01-15 | 9 | 62000 | 640 | 920 | 5920 | 17370
2021-01-15 | 10 | 152000 | 1340 | 1470 | 18450 | 43315
2021-01-15 | 11 | 195000 | 2440 | 2980 | 25210 | 56408
2021-01-15 | 12 | 214000 | 4040 | 6020 | 27540 | 62900
2021-01-15 | 13 | 202000 | 4470 | 8560 | 23200 | 59558
2021-01-15 | 14 | 123000 | 2750 | 5290 | 12490 | 35883
2021-01-15 | 15 | 52000 | 1410 | 1900 | 6500 | 15453
2021-01-15 | 16 | 16000 | 560 | 650 | 1730 | 4735
2021-01-15 | 17 | 1000 | 40 | 50 | 180 | 318
2021-01-15 | 18 | 0 | 0 | 0 | 0 | 0
2021-01-15 | 19 | 0 | 0 | 0 | 0 | 0
2021-01-15 | 20 | 0 | 0 | 0 | 0 | 0
2021-01-15 | 21 | 0 | 0 | 0 | 0 | 0
2021-01-15 | 22 | 0 | 0 | 0 | 0 | 0
2021-01-15 | 23 | 0 | 0 | 0 | 0 | 0
2021-01-15 | 24 | 0 | 0 | 0 | 0 | 0
2021-01-16 | 1 | 0 | 0 | 0 | 0 | 0
2021-01-16 | 2 | 0 | 0 | 0 | 0 | 0
2021-01-16 | 3 | 0 | 0 | 0 | 0 | 0
2021-01-16 | 4 | 0 | 0 | 0 | 0 | 0
2021-01-16 | 5 | 0 | 0 | 0 | 0 | 0
2021-01-16 | 6 | 0 | 0 | 0 | 0 | 0
2021-01-16 | 7 | 0 | 0 | 0 | 0 | 0
2021-01-16 | 8 | 0 | 10 | 10 | 0 | 5
2021-01-16 | 9 | 0 | 20 | 20 | 0 | 10
2021-01-16 | 10 | 1000 | 30 | 10 | 10 | 263
2021-01-16 | 11 | 2000 | 80 | 20 | 120 | 555
2021-01-16 | 12 | 4000 | 110 | 110 | 300 | 1130
2021-01-16 | 13 | 6000 | 230 | 460 | 640 | 1833
2021-01-16 | 14 | 13000 | 500 | 550 | 1350 | 3850
2021-01-16 | 15 | 16000 | 320 | 410 | 770 | 4375
2021-01-16 | 16 | 9000 | 150 | 120 | 770 | 2510
2021-01-16 | 17 | 2000 | 30 | 10 | 100 | 535
2021-01-16 | 18 | 0 | 0 | 0 | 0 | 0
2021-01-16 | 19 | 0 | 0 | 0 | 0 | 0
2021-01-16 | 20 | 0 | 0 | 0 | 0 | 0
2021-01-16 | 21 | 0 | 0 | 0 | 0 | 0
2021-01-16 | 22 | 0 | 0 | 0 | 0 | 0
2021-01-16 | 23 | 0 | 0 | 0 | 0 | 0
2021-01-16 | 24 | 0 | 0 | 0 | 0 | 0
2021-01-17 | 1 | 0 | 0 | 0 | 0 | 0
2021-01-17 | 2 | 0 | 0 | 0 | 0 | 0
2021-01-17 | 3 | 0 | 0 | 0 | 0 | 0
2021-01-17 | 4 | 0 | 0 | 0 | 0 | 0
2021-01-17 | 5 | 0 | 0 | 0 | 0 | 0
2021-01-17 | 6 | 0 | 0 | 0 | 0 | 0
2021-01-17 | 7 | 0 | 10 | 0 | 0 | 3
2021-01-17 | 8 | 11000 | 20 | 140 | 900 | 3015
2021-01-17 | 9 | 61000 | 190 | 2680 | 6480 | 17588
2021-01-17 | 10 | 150000 | 360 | 7710 | 13330 | 42850
2021-01-17 | 11 | 163000 | 1300 | 6740 | 10020 | 45265
2021-01-17 | 12 | 71000 | 2190 | 5350 | 9430 | 21993
2021-01-17 | 13 | 64000 | 2260 | 6550 | 6280 | 19773
2021-01-17 | 14 | 37000 | 1630 | 5110 | 4920 | 12165
2021-01-17 | 15 | 85000 | 710 | 2040 | 9170 | 24230
2021-01-17 | 16 | 44000 | 520 | 700 | 5180 | 12600
2021-01-17 | 17 | 3000 | 90 | 70 | 190 | 838
2021-01-17 | 18 | 0 | 0 | 0 | 0 | 0
2021-01-17 | 19 | 0 | 0 | 0 | 0 | 0
2021-01-17 | 20 | 0 | 0 | 0 | 0 | 0
2021-01-17 | 21 | 0 | 0 | 0 | 0 | 0
2021-01-17 | 22 | 0 | 0 | 0 | 0 | 0
2021-01-17 | 23 | 0 | 0 | 0 | 0 | 0
2021-01-17 | 24 | 0 | 0 | 0 | 0 | 0
2021-01-18 | 1 | 0 | 0 | 0 | 0 | 0
2021-01-18 | 2 | 0 | 0 | 0 | 0 | 0
2021-01-18 | 3 | 0 | 0 | 0 | 0 | 0
2021-01-18 | 4 | 0 | 0 | 0 | 0 | 0
2021-01-18 | 5 | 0 | 0 | 0 | 0 | 0
2021-01-18 | 6 | 0 | 0 | 0 | 0 | 0
2021-01-18 | 7 | 0 | 0 | 0 | 0 | 0
2021-01-18 | 8 | 13000 | 120 | 280 | 840 | 3560
2021-01-18 | 9 | 69000 | 580 | 1410 | 7450 | 19610
2021-01-18 | 10 | 103000 | 1540 | 3900 | 16830 | 31318
2021-01-18 | 11 | 135000 | 1390 | 2510 | 17080 | 38995
2021-01-18 | 12 | 153000 | 1120 | 2580 | 15890 | 43148
2021-01-18 | 13 | 109000 | 710 | 1310 | 10800 | 30455
2021-01-18 | 14 | 92000 | 1370 | 1880 | 7460 | 25678
2021-01-18 | 15 | 45000 | 1210 | 1580 | 2860 | 12663
2021-01-18 | 16 | 22000 | 740 | 910 | 2180 | 6458
2021-01-18 | 17 | 2000 | 110 | 130 | 370 | 653
2021-01-18 | 18 | 0 | 0 | 0 | 0 | 0
2021-01-18 | 19 | 0 | 0 | 0 | 0 | 0
2021-01-18 | 20 | 0 | 0 | 0 | 0 | 0
2021-01-18 | 21 | 0 | 0 | 0 | 0 | 0
2021-01-18 | 22 | 0 | 0 | 0 | 0 | 0
2021-01-18 | 23 | 0 | 0 | 0 | 0 | 0
2021-01-18 | 24 | 0 | 0 | 0 | 0 | 0
2021-01-19 | 1 | 0 | 0 | 0 | 0 | 0
2021-01-19 | 2 | 0 | 0 | 0 | 0 | 0
2021-01-19 | 3 | 0 | 0 | 0 | 0 | 0
2021-01-19 | 4 | 0 | 0 | 0 | 0 | 0
2021-01-19 | 5 | 0 | 0 | 0 | 0 | 0
2021-01-19 | 6 | 0 | 0 | 0 | 0 | 0
2021-01-19 | 7 | 0 | 10 | 0 | 0 | 3
2021-01-19 | 8 | 10000 | 140 | 160 | 520 | 2705
2021-01-19 | 9 | 79000 | 770 | 1260 | 6330 | 21840
2021-01-19 | 10 | 102000 | 1790 | 3220 | 10590 | 29400
2021-01-19 | 11 | 178000 | 3140 | 9260 | 26010 | 54103
2021-01-19 | 12 | 196000 | 3610 | 7210 | 29190 | 59003
2021-01-19 | 13 | 128000 | 3360 | 6120 | 14810 | 38073
2021-01-19 | 14 | 90000 | 2750 | 3090 | 14450 | 27573
2021-01-19 | 15 | 64000 | 1410 | 1700 | 9310 | 19105
2021-01-19 | 16 | 25000 | 770 | 820 | 2460 | 7263
2021-01-19 | 17 | 3000 | 80 | 120 | 490 | 923
2021-01-19 | 18 | 0 | 0 | 0 | 0 | 0
2021-01-19 | 19 | 0 | 0 | 0 | 0 | 0
2021-01-19 | 20 | 0 | 0 | 0 | 0 | 0
2021-01-19 | 21 | 0 | 0 | 0 | 0 | 0
2021-01-19 | 22 | 0 | 0 | 0 | 0 | 0
2021-01-19 | 23 | 0 | 0 | 0 | 0 | 0
2021-01-19 | 24 | 0 | 0 | 0 | 0 | 0
2021-01-20 | 1 | 0 | 0 | 0 | 0 | 0
2021-01-20 | 2 | 0 | 0 | 0 | 0 | 0
2021-01-20 | 3 | 0 | 0 | 0 | 0 | 0
2021-01-20 | 4 | 0 | 0 | 0 | 0 | 0
2021-01-20 | 5 | 0 | 0 | 0 | 0 | 0
2021-01-20 | 6 | 0 | 0 | 0 | 0 | 0
2021-01-20 | 7 | 0 | 10 | 10 | 0 | 5
2021-01-20 | 8 | 7000 | 140 | 180 | 450 | 1943
2021-01-20 | 9 | 35000 | 750 | 3100 | 3230 | 10520
2021-01-20 | 10 | 119000 | 1990 | 6360 | 14190 | 35385
2021-01-20 | 11 | 187000 | 3390 | 8480 | 21790 | 55165
2021-01-20 | 12 | 214000 | 4030 | 9530 | 28370 | 63983
2021-01-20 | 13 | 202000 | 4680 | 6530 | 22090 | 58825
2021-01-20 | 14 | 80000 | 1980 | 4610 | 8710 | 23825
2021-01-20 | 15 | 65000 | 3740 | 2070 | 10580 | 20348
2021-01-20 | 16 | 20000 | 950 | 1710 | 3960 | 6655
2021-01-20 | 17 | 4000 | 70 | 60 | 500 | 1158
2021-01-20 | 18 | 0 | 0 | 0 | 0 | 0
2021-01-20 | 19 | 0 | 0 | 0 | 0 | 0
2021-01-20 | 20 | 0 | 0 | 0 | 0 | 0
2021-01-20 | 21 | 0 | 0 | 0 | 0 | 0
2021-01-20 | 22 | 0 | 0 | 0 | 0 | 0
2021-01-20 | 23 | 0 | 0 | 0 | 0 | 0
2021-01-20 | 24 | 0 | 0 | 0 | 0 | 0
2021-01-21 | 1 | 0 | 0 | 0 | 0 | 0
2021-01-21 | 2 | 0 | 0 | 0 | 0 | 0
2021-01-21 | 3 | 0 | 0 | 0 | 0 | 0
2021-01-21 | 4 | 0 | 0 | 0 | 0 | 0
2021-01-21 | 5 | 0 | 0 | 0 | 0 | 0
2021-01-21 | 6 | 0 | 0 | 0 | 0 | 0
2021-01-21 | 7 | 0 | 10 | 10 | 0 | 5
2021-01-21 | 8 | 3000 | 20 | 30 | 250 | 825
2021-01-21 | 9 | 25000 | 660 | 990 | 1580 | 7058
2021-01-21 | 10 | 68000 | 1570 | 1560 | 4220 | 18838
2021-01-21 | 11 | 117000 | 1050 | 1030 | 5950 | 31258
2021-01-21 | 12 | 123000 | 480 | 400 | 7850 | 32933
2021-01-21 | 13 | 63000 | 340 | 350 | 4430 | 17030
2021-01-21 | 14 | 35000 | 470 | 370 | 3010 | 9713
2021-01-21 | 15 | 61000 | 310 | 220 | 4020 | 16388
2021-01-21 | 16 | 22000 | 80 | 20 | 1930 | 6008
2021-01-21 | 17 | 2000 | 10 | 10 | 150 | 543
2021-01-21 | 18 | 0 | 0 | 0 | 0 | 0
2021-01-21 | 19 | 0 | 0 | 0 | 0 | 0
2021-01-21 | 20 | 0 | 0 | 0 | 0 | 0
2021-01-21 | 21 | 0 | 0 | 0 | 0 | 0
2021-01-21 | 22 | 0 | 0 | 0 | 0 | 0
2021-01-21 | 23 | 0 | 0 | 0 | 0 | 0
2021-01-21 | 24 | 0 | 0 | 0 | 0 | 0
2021-01-22 | 1 | 0 | 0 | 0 | 0 | 0
2021-01-22 | 2 | 0 | 0 | 0 | 0 | 0
2021-01-22 | 3 | 0 | 0 | 0 | 0 | 0
2021-01-22 | 4 | 0 | 0 | 0 | 0 | 0
2021-01-22 | 5 | 0 | 0 | 0 | 0 | 0
2021-01-22 | 6 | 0 | 0 | 0 | 0 | 0
2021-01-22 | 7 | 0 | 0 | 0 | 10 | 3
2021-01-22 | 8 | 9000 | 30 | 10 | 360 | 2350
2021-01-22 | 9 | 46000 | 140 | 30 | 2770 | 12235
2021-01-22 | 10 | 105000 | 340 | 560 | 12010 | 29478
2021-01-22 | 11 | 110000 | 1010 | 2220 | 14490 | 31930
2021-01-22 | 12 | 219000 | 3900 | 6210 | 28850 | 64490
2021-01-22 | 13 | 215000 | 3910 | 4820 | 28610 | 63085
2021-01-22 | 14 | 190000 | 3340 | 2620 | 5880 | 50460
2021-01-22 | 15 | 70000 | 2350 | 1930 | 3030 | 19328
2021-01-22 | 16 | 39000 | 770 | 620 | 1060 | 10363
2021-01-22 | 17 | 3000 | 80 | 40 | 30 | 788
2021-01-22 | 18 | 0 | 0 | 0 | 0 | 0
2021-01-22 | 19 | 0 | 0 | 0 | 0 | 0
2021-01-22 | 20 | 0 | 0 | 0 | 0 | 0
2021-01-22 | 21 | 0 | 0 | 0 | 0 | 0
2021-01-22 | 22 | 0 | 0 | 0 | 0 | 0
2021-01-22 | 23 | 0 | 0 | 0 | 0 | 0
2021-01-22 | 24 | 0 | 0 | 0 | 0 | 0
2021-01-23 | 1 | 0 | 0 | 0 | 0 | 0
2021-01-23 | 2 | 0 | 0 | 0 | 0 | 0
2021-01-23 | 3 | 0 | 0 | 0 | 0 | 0
2021-01-23 | 4 | 0 | 0 | 0 | 0 | 0
2021-01-23 | 5 | 0 | 0 | 0 | 0 | 0
2021-01-23 | 6 | 0 | 0 | 0 | 0 | 0
2021-01-23 | 7 | 0 | 0 | 10 | 0 | 3
2021-01-23 | 8 | 9000 | 180 | 620 | 710 | 2628
2021-01-23 | 9 | 72000 | 670 | 4010 | 8200 | 21220
2021-01-23 | 10 | 164000 | 2670 | 5620 | 21160 | 48363
2021-01-23 | 11 | 215000 | 4850 | 6400 | 29420 | 63918
2021-01-23 | 12 | 238000 | 5430 | 6040 | 33550 | 70755
2021-01-23 | 13 | 238000 | 5240 | 8910 | 33700 | 71463
2021-01-23 | 14 | 212000 | 6040 | 7030 | 29200 | 63568
2021-01-23 | 15 | 160000 | 4990 | 7930 | 22520 | 48860
2021-01-23 | 16 | 49000 | 2470 | 3280 | 8900 | 15913
2021-01-23 | 17 | 5000 | 250 | 230 | 410 | 1473
2021-01-23 | 18 | 0 | 0 | 0 | 0 | 0
2021-01-23 | 19 | 0 | 0 | 0 | 0 | 0
2021-01-23 | 20 | 0 | 0 | 0 | 0 | 0
2021-01-23 | 21 | 0 | 0 | 0 | 0 | 0
2021-01-23 | 22 | 0 | 0 | 0 | 0 | 0
2021-01-23 | 23 | 0 | 0 | 0 | 0 | 0
2021-01-23 | 24 | 0 | 0 | 0 | 0 | 0
2021-01-24 | 1 | 0 | 0 | 0 | 0 | 0
2021-01-24 | 2 | 0 | 0 | 0 | 0 | 0
2021-01-24 | 3 | 0 | 0 | 0 | 0 | 0
2021-01-24 | 4 | 0 | 0 | 0 | 0 | 0
2021-01-24 | 5 | 0 | 0 | 0 | 0 | 0
2021-01-24 | 6 | 0 | 0 | 0 | 0 | 0
2021-01-24 | 7 | 0 | 10 | 10 | 0 | 5
2021-01-24 | 8 | 15000 | 80 | 870 | 400 | 4088
2021-01-24 | 9 | 87000 | 650 | 5550 | 9630 | 25708
2021-01-24 | 10 | 178000 | 2950 | 8640 | 22810 | 53100
2021-01-24 | 11 | 223000 | 5000 | 10410 | 30430 | 67210
2021-01-24 | 12 | 242000 | 6070 | 11190 | 34310 | 73393
2021-01-24 | 13 | 240000 | 7100 | 11090 | 34500 | 73173
2021-01-24 | 14 | 214000 | 6620 | 10180 | 30430 | 65308
2021-01-24 | 15 | 164000 | 5930 | 7970 | 23250 | 50288
2021-01-24 | 16 | 45000 | 3040 | 2450 | 10120 | 15153
2021-01-24 | 17 | 4000 | 130 | 130 | 490 | 1188
2021-01-24 | 18 | 0 | 0 | 0 | 0 | 0
2021-01-24 | 19 | 0 | 0 | 0 | 0 | 0
2021-01-24 | 20 | 0 | 0 | 0 | 0 | 0
2021-01-24 | 21 | 0 | 0 | 0 | 0 | 0
2021-01-24 | 22 | 0 | 0 | 0 | 0 | 0
2021-01-24 | 23 | 0 | 0 | 0 | 0 | 0
2021-01-24 | 24 | 0 | 0 | 0 | 0 | 0
2021-01-25 | 1 | 0 | 0 | 0 | 0 | 0
2021-01-25 | 2 | 0 | 0 | 0 | 0 | 0
2021-01-25 | 3 | 0 | 0 | 0 | 0 | 0
2021-01-25 | 4 | 0 | 0 | 0 | 0 | 0
2021-01-25 | 5 | 0 | 0 | 0 | 0 | 0
2021-01-25 | 6 | 0 | 0 | 0 | 0 | 0
2021-01-25 | 7 | 0 | 10 | 0 | 0 | 3
2021-01-25 | 8 | 15000 | 80 | 850 | 420 | 4088
2021-01-25 | 9 | 88000 | 670 | 5330 | 9480 | 25870
2021-01-25 | 10 | 175000 | 2990 | 8300 | 21810 | 52025
2021-01-25 | 11 | 229000 | 5050 | 10020 | 29200 | 68318
2021-01-25 | 12 | 236000 | 6140 | 10830 | 32680 | 71413
2021-01-25 | 13 | 235000 | 7180 | 10820 | 32300 | 71325
2021-01-25 | 14 | 210000 | 6630 | 9960 | 29270 | 63965
2021-01-25 | 15 | 162000 | 6110 | 8010 | 22770 | 49723
2021-01-25 | 16 | 58000 | 3190 | 3080 | 9400 | 18418
2021-01-25 | 17 | 5000 | 190 | 80 | 370 | 1410
2021-01-25 | 18 | 0 | 0 | 0 | 0 | 0
2021-01-25 | 19 | 0 | 0 | 0 | 0 | 0
2021-01-25 | 20 | 0 | 0 | 0 | 0 | 0
2021-01-25 | 21 | 0 | 0 | 0 | 0 | 0
2021-01-25 | 22 | 0 | 0 | 0 | 0 | 0
2021-01-25 | 23 | 0 | 0 | 0 | 0 | 0
2021-01-25 | 24 | 0 | 0 | 0 | 0 | 0
2021-01-26 | 1 | 0 | 0 | 0 | 0 | 0
2021-01-26 | 2 | 0 | 0 | 0 | 0 | 0
2021-01-26 | 3 | 0 | 0 | 0 | 0 | 0
2021-01-26 | 4 | 0 | 0 | 0 | 0 | 0
2021-01-26 | 5 | 0 | 0 | 0 | 0 | 0
2021-01-26 | 6 | 0 | 0 | 0 | 0 | 0
2021-01-26 | 7 | 0 | 10 | 10 | 10 | 8
2021-01-26 | 8 | 17000 | 90 | 940 | 450 | 4620
2021-01-26 | 9 | 92000 | 680 | 5450 | 9900 | 27008
2021-01-26 | 10 | 173000 | 3160 | 8200 | 21620 | 51495
2021-01-26 | 11 | 213000 | 5150 | 9630 | 20250 | 62008
2021-01-26 | 12 | 189000 | 5830 | 9880 | 8700 | 53353
2021-01-26 | 13 | 67000 | 4260 | 4930 | 7910 | 21025
2021-01-26 | 14 | 64000 | 1510 | 1940 | 7010 | 18615
2021-01-26 | 15 | 33000 | 1360 | 1470 | 3140 | 9743
2021-01-26 | 16 | 9000 | 180 | 210 | 970 | 2590
2021-01-26 | 17 | 2000 | 20 | 10 | 220 | 563
2021-01-26 | 18 | 0 | 0 | 0 | 0 | 0
2021-01-26 | 19 | 0 | 0 | 0 | 0 | 0
2021-01-26 | 20 | 0 | 0 | 0 | 0 | 0
2021-01-26 | 21 | 0 | 0 | 0 | 0 | 0
2021-01-26 | 22 | 0 | 0 | 0 | 0 | 0
2021-01-26 | 23 | 0 | 0 | 0 | 0 | 0
2021-01-26 | 24 | 0 | 0 | 0 | 0 | 0
2021-01-27 | 1 | 0 | 0 | 0 | 0 | 0
2021-01-27 | 2 | 0 | 0 | 0 | 0 | 0
2021-01-27 | 3 | 0 | 0 | 0 | 0 | 0
2021-01-27 | 4 | 0 | 0 | 0 | 0 | 0
2021-01-27 | 5 | 0 | 0 | 0 | 0 | 0
2021-01-27 | 6 | 0 | 0 | 0 | 0 | 0
2021-01-27 | 7 | 0 | 0 | 10 | 0 | 3
2021-01-27 | 8 | 0 | 20 | 0 | 10 | 8
2021-01-27 | 9 | 1000 | 150 | 40 | 140 | 333
2021-01-27 | 10 | 5000 | 600 | 300 | 1150 | 1763
2021-01-27 | 11 | 34000 | 3190 | 4730 | 6520 | 12110
2021-01-27 | 12 | 28000 | 4110 | 5290 | 8700 | 11525
2021-01-27 | 13 | 30000 | 5070 | 9300 | 7780 | 13038
2021-01-27 | 14 | 31000 | 2510 | 2640 | 10840 | 11748
2021-01-27 | 15 | 23000 | 810 | 1100 | 1490 | 6600
2021-01-27 | 16 | 15000 | 260 | 640 | 1900 | 4450
2021-01-27 | 17 | 2000 | 100 | 110 | 890 | 775
2021-01-27 | 18 | 0 | 0 | 0 | 0 | 0
2021-01-27 | 19 | 0 | 0 | 0 | 0 | 0
2021-01-27 | 20 | 0 | 0 | 0 | 0 | 0
2021-01-27 | 21 | 0 | 0 | 0 | 0 | 0
2021-01-27 | 22 | 0 | 0 | 0 | 0 | 0
2021-01-27 | 23 | 0 | 0 | 0 | 0 | 0
2021-01-27 | 24 | 0 | 0 | 0 | 0 | 0
2021-01-28 | 1 | 0 | 0 | 0 | 0 | 0
2021-01-28 | 2 | 0 | 0 | 0 | 0 | 0
2021-01-28 | 3 | 0 | 0 | 0 | 0 | 0
2021-01-28 | 4 | 0 | 0 | 0 | 0 | 0
2021-01-28 | 5 | 0 | 0 | 0 | 0 | 0
2021-01-28 | 6 | 0 | 0 | 0 | 0 | 0
2021-01-28 | 7 | 0 | 0 | 10 | 0 | 3
2021-01-28 | 8 | 0 | 30 | 50 | 140 | 55
2021-01-28 | 9 | 1000 | 110 | 250 | 760 | 530
2021-01-28 | 10 | 2000 | 330 | 740 | 1570 | 1160
2021-01-28 | 11 | 2000 | 730 | 1250 | 1440 | 1355
2021-01-28 | 12 | 2000 | 1850 | 4520 | 1730 | 2525
2021-01-28 | 13 | 2000 | 3660 | 10290 | 2040 | 4498
2021-01-28 | 14 | 2000 | 3170 | 7890 | 4720 | 4445
2021-01-28 | 15 | 3000 | 6010 | 7030 | 10380 | 6605
2021-01-28 | 16 | 2000 | 950 | 1680 | 6840 | 2868
2021-01-28 | 17 | 0 | 90 | 70 | 890 | 263
2021-01-28 | 18 | 0 | 0 | 0 | 0 | 0
2021-01-28 | 19 | 0 | 0 | 0 | 0 | 0
2021-01-28 | 20 | 0 | 0 | 0 | 0 | 0
2021-01-28 | 21 | 0 | 0 | 0 | 0 | 0
2021-01-28 | 22 | 0 | 0 | 0 | 0 | 0
2021-01-28 | 23 | 0 | 0 | 0 | 0 | 0
2021-01-28 | 24 | 0 | 0 | 0 | 0 | 0
2021-01-29 | 1 | 0 | 0 | 0 | 0 | 0
2021-01-29 | 2 | 0 | 0 | 0 | 0 | 0
2021-01-29 | 3 | 0 | 0 | 0 | 0 | 0
2021-01-29 | 4 | 0 | 0 | 0 | 0 | 0
2021-01-29 | 5 | 0 | 0 | 0 | 0 | 0
2021-01-29 | 6 | 0 | 0 | 0 | 0 | 0
2021-01-29 | 7 | 0 | 0 | 0 | 0 | 0
2021-01-29 | 8 | 0 | 200 | 580 | 1110 | 473
2021-01-29 | 9 | 3000 | 860 | 4870 | 4510 | 3310
2021-01-29 | 10 | 12000 | 4080 | 5930 | 15750 | 9440
2021-01-29 | 11 | 11000 | 4220 | 7560 | 20520 | 10825
2021-01-29 | 12 | 13000 | 3590 | 6700 | 11030 | 8580
2021-01-29 | 13 | 14000 | 6590 | 8070 | 21330 | 12498
2021-01-29 | 14 | 14000 | 7430 | 10360 | 24680 | 14118
2021-01-29 | 15 | 8000 | 6960 | 8470 | 19990 | 10855
2021-01-29 | 16 | 7000 | 3970 | 3730 | 10270 | 6243
2021-01-29 | 17 | 1000 | 260 | 120 | 520 | 475
2021-01-29 | 18 | 0 | 0 | 0 | 0 | 0
2021-01-29 | 19 | 0 | 0 | 0 | 0 | 0
2021-01-29 | 20 | 0 | 0 | 0 | 0 | 0
2021-01-29 | 21 | 0 | 0 | 0 | 0 | 0
2021-01-29 | 22 | 0 | 0 | 0 | 0 | 0
2021-01-29 | 23 | 0 | 0 | 0 | 0 | 0
2021-01-29 | 24 | 0 | 0 | 0 | 0 | 0
2021-01-30 | 1 | 0 | 0 | 0 | 0 | 0
2021-01-30 | 2 | 0 | 0 | 0 | 0 | 0
2021-01-30 | 3 | 0 | 0 | 0 | 0 | 0
2021-01-30 | 4 | 0 | 0 | 0 | 0 | 0
2021-01-30 | 5 | 0 | 0 | 0 | 0 | 0
2021-01-30 | 6 | 0 | 0 | 0 | 0 | 0
2021-01-30 | 7 | 0 | 10 | 10 | 0 | 5
2021-01-30 | 8 | 1000 | 280 | 220 | 470 | 493
2021-01-30 | 9 | 12000 | 1330 | 1300 | 10910 | 6385
2021-01-30 | 10 | 23000 | 4370 | 2730 | 23990 | 13523
2021-01-30 | 11 | 32000 | 7060 | 5130 | 31200 | 18848
2021-01-30 | 12 | 37000 | 7390 | 9570 | 34680 | 22160
2021-01-30 | 13 | 42000 | 7520 | 11410 | 35130 | 24015
2021-01-30 | 14 | 42000 | 7520 | 10430 | 32140 | 23023
2021-01-30 | 15 | 34000 | 7100 | 8580 | 25570 | 18813
2021-01-30 | 16 | 15000 | 4160 | 3900 | 12940 | 9000
2021-01-30 | 17 | 2000 | 280 | 120 | 650 | 763
2021-01-30 | 18 | 0 | 0 | 0 | 0 | 0
2021-01-30 | 19 | 0 | 0 | 0 | 0 | 0
2021-01-30 | 20 | 0 | 0 | 0 | 0 | 0
2021-01-30 | 21 | 0 | 0 | 0 | 0 | 0
2021-01-30 | 22 | 0 | 0 | 0 | 0 | 0
2021-01-30 | 23 | 0 | 0 | 0 | 0 | 0
2021-01-30 | 24 | 0 | 0 | 0 | 0 | 0
2021-01-31 | 1 | 0 | 0 | 0 | 0 | 0
2021-01-31 | 2 | 0 | 0 | 0 | 0 | 0
2021-01-31 | 3 | 0 | 0 | 0 | 0 | 0
2021-01-31 | 4 | 0 | 0 | 0 | 0 | 0
2021-01-31 | 5 | 0 | 0 | 0 | 0 | 0
2021-01-31 | 6 | 0 | 0 | 0 | 0 | 0
2021-01-31 | 7 | 0 | 10 | 10 | 0 | 5
2021-01-31 | 8 | 4000 | 120 | 1170 | 620 | 1478
2021-01-31 | 9 | 23000 | 990 | 5910 | 11320 | 10305
2021-01-31 | 10 | 43000 | 5060 | 8580 | 23430 | 20018
2021-01-31 | 11 | 59000 | 7080 | 10160 | 29860 | 26525
2021-01-31 | 12 | 66000 | 7410 | 10810 | 32760 | 29245
2021-01-31 | 13 | 95000 | 7520 | 10700 | 32150 | 36343
2021-01-31 | 14 | 110000 | 7460 | 9760 | 27190 | 38603
2021-01-31 | 15 | 85000 | 6650 | 7750 | 18500 | 29475
2021-01-31 | 16 | 26000 | 1730 | 1880 | 5310 | 8730
2021-01-31 | 17 | 10000 | 210 | 270 | 1710 | 3048
2021-01-31 | 18 | 0 | 0 | 0 | 0 | 0
2021-01-31 | 19 | 0 | 0 | 0 | 0 | 0
2021-01-31 | 20 | 0 | 0 | 0 | 0 | 0
2021-01-31 | 21 | 0 | 0 | 0 | 0 | 0
2021-01-31 | 22 | 0 | 0 | 0 | 0 | 0
2021-01-31 | 23 | 0 | 0 | 0 | 0 | 0
2021-01-31 | 24 | 0 | 0 | 0 | 0 | 0
2021-02-01 | 1 | 0 | 0 | 0 | 0 | 0
2021-02-01 | 2 | 0 | 0 | 0 | 0 | 0
2021-02-01 | 3 | 0 | 0 | 0 | 0 | 0
2021-02-01 | 4 | 0 | 0 | 0 | 0 | 0
2021-02-01 | 5 | 0 | 0 | 0 | 0 | 0
2021-02-01 | 6 | 0 | 0 | 0 | 0 | 0
2021-02-01 | 7 | 0 | 10 | 10 | 0 | 5
2021-02-01 | 8 | 5000 | 220 | 470 | 670 | 1590
2021-02-01 | 9 | 21000 | 900 | 2090 | 3600 | 6898
2021-02-01 | 10 | 35000 | 2710 | 2600 | 3210 | 10880
2021-02-01 | 11 | 45000 | 4900 | 6090 | 4650 | 15160
2021-02-01 | 12 | 56000 | 4170 | 7140 | 4010 | 17830
2021-02-01 | 13 | 24000 | 1530 | 1950 | 2750 | 7558
2021-02-01 | 14 | 19000 | 690 | 960 | 2160 | 5703
2021-02-01 | 15 | 12000 | 720 | 840 | 1350 | 3728
2021-02-01 | 16 | 6000 | 390 | 700 | 550 | 1910
2021-02-01 | 17 | 1000 | 40 | 40 | 10 | 273
2021-02-01 | 18 | 0 | 0 | 0 | 0 | 0
2021-02-01 | 19 | 0 | 0 | 0 | 0 | 0
2021-02-01 | 20 | 0 | 0 | 0 | 0 | 0
2021-02-01 | 21 | 0 | 0 | 0 | 0 | 0
2021-02-01 | 22 | 0 | 0 | 0 | 0 | 0
2021-02-01 | 23 | 0 | 0 | 0 | 0 | 0
2021-02-01 | 24 | 0 | 0 | 0 | 0 | 0
2021-02-02 | 1 | 0 | 0 | 0 | 0 | 0
2021-02-02 | 2 | 0 | 0 | 0 | 0 | 0
2021-02-02 | 3 | 0 | 0 | 0 | 0 | 0
2021-02-02 | 4 | 0 | 0 | 0 | 0 | 0
2021-02-02 | 5 | 0 | 0 | 0 | 0 | 0
2021-02-02 | 6 | 0 | 0 | 0 | 0 | 0
2021-02-02 | 7 | 0 | 10 | 0 | 0 | 3
2021-02-02 | 8 | 0 | 0 | 10 | 0 | 3
2021-02-02 | 9 | 0 | 90 | 0 | 10 | 25
2021-02-02 | 10 | 1000 | 240 | 20 | 70 | 333
2021-02-02 | 11 | 1000 | 400 | 60 | 370 | 458
2021-02-02 | 12 | 1000 | 820 | 280 | 330 | 608
2021-02-02 | 13 | 2000 | 680 | 660 | 760 | 1025
2021-02-02 | 14 | 1000 | 830 | 1200 | 750 | 945
2021-02-02 | 15 | 1000 | 770 | 1070 | 1500 | 1085
2021-02-02 | 16 | 2000 | 250 | 750 | 660 | 915
2021-02-02 | 17 | 0 | 80 | 200 | 100 | 95
2021-02-02 | 18 | 0 | 0 | 0 | 0 | 0
2021-02-02 | 19 | 0 | 0 | 0 | 0 | 0
2021-02-02 | 20 | 0 | 0 | 0 | 0 | 0
2021-02-02 | 21 | 0 | 0 | 0 | 0 | 0
2021-02-02 | 22 | 0 | 0 | 0 | 0 | 0
2021-02-02 | 23 | 0 | 0 | 0 | 0 | 0
2021-02-02 | 24 | 0 | 0 | 0 | 0 | 0
2021-02-03 | 1 | 0 | 0 | 0 | 0 | 0
2021-02-03 | 2 | 0 | 0 | 0 | 0 | 0
2021-02-03 | 3 | 0 | 0 | 0 | 0 | 0
2021-02-03 | 4 | 0 | 0 | 0 | 0 | 0
2021-02-03 | 5 | 0 | 0 | 0 | 0 | 0
2021-02-03 | 6 | 0 | 0 | 0 | 0 | 0
2021-02-03 | 7 | 0 | 0 | 0 | 0 | 0
2021-02-03 | 8 | 0 | 90 | 560 | 240 | 223
2021-02-03 | 9 | 2000 | 410 | 4420 | 1300 | 2033
2021-02-03 | 10 | 3000 | 3980 | 4940 | 2890 | 3703
2021-02-03 | 11 | 5000 | 7190 | 5790 | 3870 | 5463
2021-02-03 | 12 | 9000 | 6280 | 4450 | 4820 | 6138
2021-02-03 | 13 | 11000 | 2930 | 2870 | 4170 | 5243
2021-02-03 | 14 | 12000 | 1620 | 1620 | 3300 | 4635
2021-02-03 | 15 | 8000 | 840 | 1050 | 2240 | 3033
2021-02-03 | 16 | 4000 | 450 | 500 | 1680 | 1658
2021-02-03 | 17 | 1000 | 80 | 60 | 410 | 388
2021-02-03 | 18 | 0 | 0 | 0 | 0 | 0
2021-02-03 | 19 | 0 | 0 | 0 | 0 | 0
2021-02-03 | 20 | 0 | 0 | 0 | 0 | 0
2021-02-03 | 21 | 0 | 0 | 0 | 0 | 0
2021-02-03 | 22 | 0 | 0 | 0 | 0 | 0
2021-02-03 | 23 | 0 | 0 | 0 | 0 | 0
2021-02-03 | 24 | 0 | 0 | 0 | 0 | 0
2021-02-04 | 1 | 0 | 0 | 0 | 0 | 0
2021-02-04 | 2 | 0 | 0 | 0 | 0 | 0
2021-02-04 | 3 | 0 | 0 | 0 | 0 | 0
2021-02-04 | 4 | 0 | 0 | 0 | 0 | 0
2021-02-04 | 5 | 0 | 0 | 0 | 0 | 0
2021-02-04 | 6 | 0 | 0 | 0 | 0 | 0
2021-02-04 | 7 | 0 | 10 | 0 | 0 | 3
2021-02-04 | 8 | 2000 | 190 | 160 | 640 | 748
2021-02-04 | 9 | 10000 | 890 | 940 | 2610 | 3610
2021-02-04 | 10 | 32000 | 2800 | 3180 | 7190 | 11293
2021-02-04 | 11 | 54000 | 6310 | 2610 | 11820 | 18685
2021-02-04 | 12 | 48000 | 2920 | 1780 | 12260 | 16240
2021-02-04 | 13 | 43000 | 1740 | 3510 | 10710 | 14740
2021-02-04 | 14 | 31000 | 6980 | 6250 | 4260 | 12123
2021-02-04 | 15 | 23000 | 7280 | 6700 | 3320 | 10075
2021-02-04 | 16 | 29000 | 4440 | 2420 | 8030 | 10973
2021-02-04 | 17 | 7000 | 290 | 190 | 870 | 2088
2021-02-04 | 18 | 0 | 0 | 0 | 0 | 0
2021-02-04 | 19 | 0 | 0 | 0 | 0 | 0
2021-02-04 | 20 | 0 | 0 | 0 | 0 | 0
2021-02-04 | 21 | 0 | 0 | 0 | 0 | 0
2021-02-04 | 22 | 0 | 0 | 0 | 0 | 0
2021-02-04 | 23 | 0 | 0 | 0 | 0 | 0
2021-02-04 | 24 | 0 | 0 | 0 | 0 | 0
2021-02-05 | 1 | 0 | 0 | 0 | 0 | 0
2021-02-05 | 2 | 0 | 0 | 0 | 0 | 0
2021-02-05 | 3 | 0 | 0 | 0 | 0 | 0
2021-02-05 | 4 | 0 | 0 | 0 | 0 | 0
2021-02-05 | 5 | 0 | 0 | 0 | 0 | 0
2021-02-05 | 6 | 0 | 0 | 0 | 0 | 0
2021-02-05 | 7 | 0 | 10 | 0 | 0 | 3
2021-02-05 | 8 | 7000 | 230 | 260 | 1030 | 2130
2021-02-05 | 9 | 16000 | 530 | 450 | 1920 | 4725
2021-02-05 | 10 | 16000 | 340 | 110 | 1540 | 4498
2021-02-05 | 11 | 3000 | 70 | 10 | 270 | 838
2021-02-05 | 12 | 1000 | 10 | 10 | 300 | 330
2021-02-05 | 13 | 1000 | 0 | 10 | 440 | 363
2021-02-05 | 14 | 3000 | 10 | 10 | 1170 | 1048
2021-02-05 | 15 | 10000 | 10 | 0 | 1260 | 2818
2021-02-05 | 16 | 6000 | 10 | 10 | 660 | 1670
2021-02-05 | 17 | 2000 | 10 | 10 | 310 | 583
2021-02-05 | 18 | 0 | 0 | 0 | 0 | 0
2021-02-05 | 19 | 0 | 0 | 0 | 0 | 0
2021-02-05 | 20 | 0 | 0 | 0 | 0 | 0
2021-02-05 | 21 | 0 | 0 | 0 | 0 | 0
2021-02-05 | 22 | 0 | 0 | 0 | 0 | 0
2021-02-05 | 23 | 0 | 0 | 0 | 0 | 0
2021-02-05 | 24 | 0 | 0 | 0 | 0 | 0
2021-02-06 | 1 | 0 | 0 | 0 | 0 | 0
2021-02-06 | 2 | 0 | 0 | 0 | 0 | 0
2021-02-06 | 3 | 0 | 0 | 0 | 0 | 0
2021-02-06 | 4 | 0 | 0 | 0 | 0 | 0
2021-02-06 | 5 | 0 | 0 | 0 | 0 | 0
2021-02-06 | 6 | 0 | 0 | 0 | 0 | 0
2021-02-06 | 7 | 0 | 10 | 10 | 0 | 5
2021-02-06 | 8 | 14000 | 10 | 20 | 570 | 3650
2021-02-06 | 9 | 56000 | 40 | 200 | 8300 | 16135
2021-02-06 | 10 | 100000 | 1090 | 720 | 21180 | 30748
2021-02-06 | 11 | 140000 | 3120 | 3860 | 28420 | 43850
2021-02-06 | 12 | 139000 | 4210 | 6040 | 22920 | 43043
2021-02-06 | 13 | 151000 | 3930 | 9420 | 11700 | 44013
2021-02-06 | 14 | 83000 | 3150 | 6250 | 9680 | 25520
2021-02-06 | 15 | 97000 | 3680 | 2660 | 22540 | 31470
2021-02-06 | 16 | 74000 | 1970 | 2170 | 15270 | 23353
2021-02-06 | 17 | 12000 | 560 | 330 | 1330 | 3555
2021-02-06 | 18 | 0 | 0 | 0 | 0 | 0
2021-02-06 | 19 | 0 | 0 | 0 | 0 | 0
2021-02-06 | 20 | 0 | 0 | 0 | 0 | 0
2021-02-06 | 21 | 0 | 0 | 0 | 0 | 0
2021-02-06 | 22 | 0 | 0 | 0 | 0 | 0
2021-02-06 | 23 | 0 | 0 | 0 | 0 | 0
2021-02-06 | 24 | 0 | 0 | 0 | 0 | 0
2021-02-07 | 1 | 0 | 0 | 0 | 0 | 0
2021-02-07 | 2 | 0 | 0 | 0 | 0 | 0
2021-02-07 | 3 | 0 | 0 | 0 | 0 | 0
2021-02-07 | 4 | 0 | 0 | 0 | 0 | 0
2021-02-07 | 5 | 0 | 0 | 0 | 0 | 0
2021-02-07 | 6 | 0 | 0 | 0 | 0 | 0
2021-02-07 | 7 | 0 | 10 | 0 | 0 | 3
2021-02-07 | 8 | 5000 | 200 | 240 | 670 | 1528
2021-02-07 | 9 | 24000 | 810 | 1100 | 3510 | 7355
2021-02-07 | 10 | 36000 | 1440 | 1590 | 3630 | 10665
2021-02-07 | 11 | 20000 | 950 | 1020 | 1940 | 5978
2021-02-07 | 12 | 29000 | 680 | 680 | 3040 | 8350
2021-02-07 | 13 | 24000 | 640 | 430 | 1990 | 6765
2021-02-07 | 14 | 5000 | 180 | 90 | 490 | 1440
2021-02-07 | 15 | 0 | 60 | 10 | 30 | 25
2021-02-07 | 16 | 0 | 10 | 10 | 0 | 5
2021-02-07 | 17 | 0 | 0 | 10 | 0 | 3
2021-02-07 | 18 | 0 | 0 | 0 | 0 | 0
2021-02-07 | 19 | 0 | 0 | 0 | 0 | 0
2021-02-07 | 20 | 0 | 0 | 0 | 0 | 0
2021-02-07 | 21 | 0 | 0 | 0 | 0 | 0
2021-02-07 | 22 | 0 | 0 | 0 | 0 | 0
2021-02-07 | 23 | 0 | 0 | 0 | 0 | 0
2021-02-07 | 24 | 0 | 0 | 0 | 0 | 0
2021-02-08 | 1 | 0 | 0 | 0 | 0 | 0
2021-02-08 | 2 | 0 | 0 | 0 | 0 | 0
2021-02-08 | 3 | 0 | 0 | 0 | 0 | 0
2021-02-08 | 4 | 0 | 0 | 0 | 0 | 0
2021-02-08 | 5 | 0 | 0 | 0 | 0 | 0
2021-02-08 | 6 | 0 | 0 | 0 | 0 | 0
2021-02-08 | 7 | 0 | 0 | 10 | 0 | 3
2021-02-08 | 8 | 0 | 10 | 540 | 0 | 138
2021-02-08 | 9 | 2000 | 180 | 2990 | 300 | 1368
2021-02-08 | 10 | 5000 | 2390 | 5060 | 810 | 3315
2021-02-08 | 11 | 6000 | 4310 | 5780 | 1140 | 4308
2021-02-08 | 12 | 7000 | 4290 | 5800 | 1330 | 4605
2021-02-08 | 13 | 8000 | 5950 | 7570 | 2010 | 5883
2021-02-08 | 14 | 7000 | 6760 | 7230 | 4740 | 6433
2021-02-08 | 15 | 5000 | 6730 | 6170 | 8970 | 6718
2021-02-08 | 16 | 2000 | 4280 | 3510 | 8600 | 4598
2021-02-08 | 17 | 0 | 370 | 100 | 980 | 363
2021-02-08 | 18 | 0 | 0 | 0 | 0 | 0
2021-02-08 | 19 | 0 | 0 | 0 | 0 | 0
2021-02-08 | 20 | 0 | 0 | 0 | 0 | 0
2021-02-08 | 21 | 0 | 0 | 0 | 0 | 0
2021-02-08 | 22 | 0 | 0 | 0 | 0 | 0
2021-02-08 | 23 | 0 | 0 | 0 | 0 | 0
2021-02-08 | 24 | 0 | 0 | 0 | 0 | 0
2021-02-09 | 1 | 0 | 0 | 0 | 0 | 0
2021-02-09 | 2 | 0 | 0 | 0 | 0 | 0
2021-02-09 | 3 | 0 | 0 | 0 | 0 | 0
2021-02-09 | 4 | 0 | 0 | 0 | 0 | 0
2021-02-09 | 5 | 0 | 0 | 0 | 0 | 0
2021-02-09 | 6 | 0 | 0 | 0 | 0 | 0
2021-02-09 | 7 | 0 | 10 | 0 | 0 | 3
2021-02-09 | 8 | 0 | 80 | 30 | 50 | 40
2021-02-09 | 9 | 0 | 410 | 210 | 530 | 288
2021-02-09 | 10 | 1000 | 540 | 260 | 1370 | 793
2021-02-09 | 11 | 1000 | 240 | 90 | 1220 | 638
2021-02-09 | 12 | 1000 | 180 | 80 | 1390 | 663
2021-02-09 | 13 | 1000 | 210 | 60 | 1250 | 630
2021-02-09 | 14 | 1000 | 120 | 20 | 900 | 510
2021-02-09 | 15 | 0 | 120 | 20 | 450 | 148
2021-02-09 | 16 | 0 | 60 | 20 | 130 | 53
2021-02-09 | 17 | 0 | 10 | 10 | 10 | 8
2021-02-09 | 18 | 0 | 0 | 0 | 0 | 0
2021-02-09 | 19 | 0 | 0 | 0 | 0 | 0
2021-02-09 | 20 | 0 | 0 | 0 | 0 | 0
2021-02-09 | 21 | 0 | 0 | 0 | 0 | 0
2021-02-09 | 22 | 0 | 0 | 0 | 0 | 0
2021-02-09 | 23 | 0 | 0 | 0 | 0 | 0
2021-02-09 | 24 | 0 | 0 | 0 | 0 | 0
2021-02-10 | 1 | 0 | 0 | 0 | 0 | 0
2021-02-10 | 2 | 0 | 0 | 0 | 0 | 0
2021-02-10 | 3 | 0 | 0 | 0 | 0 | 0
2021-02-10 | 4 | 0 | 0 | 0 | 0 | 0
2021-02-10 | 5 | 0 | 0 | 0 | 0 | 0
2021-02-10 | 6 | 0 | 0 | 0 | 0 | 0
2021-02-10 | 7 | 0 | 10 | 10 | 0 | 5
2021-02-10 | 8 | 0 | 0 | 60 | 20 | 20
2021-02-10 | 9 | 2000 | 140 | 430 | 1060 | 908
2021-02-10 | 10 | 4000 | 900 | 260 | 2440 | 1900
2021-02-10 | 11 | 5000 | 2160 | 600 | 6620 | 3595
2021-02-10 | 12 | 6000 | 980 | 330 | 16040 | 5838
2021-02-10 | 13 | 6000 | 2080 | 1010 | 19560 | 7163
2021-02-10 | 14 | 5000 | 3120 | 1150 | 16650 | 6480
2021-02-10 | 15 | 3000 | 1880 | 1230 | 7170 | 3320
2021-02-10 | 16 | 2000 | 1850 | 300 | 6840 | 2748
2021-02-10 | 17 | 0 | 260 | 10 | 1300 | 393
2021-02-10 | 18 | 0 | 0 | 0 | 0 | 0
2021-02-10 | 19 | 0 | 0 | 0 | 0 | 0
2021-02-10 | 20 | 0 | 0 | 0 | 0 | 0
2021-02-10 | 21 | 0 | 0 | 0 | 0 | 0
2021-02-10 | 22 | 0 | 0 | 0 | 0 | 0
2021-02-10 | 23 | 0 | 0 | 0 | 0 | 0
2021-02-10 | 24 | 0 | 0 | 0 | 0 | 0
2021-02-11 | 1 | 0 | 0 | 0 | 0 | 0
2021-02-11 | 2 | 0 | 0 | 0 | 0 | 0
2021-02-11 | 3 | 0 | 0 | 0 | 0 | 0
2021-02-11 | 4 | 0 | 0 | 0 | 0 | 0
2021-02-11 | 5 | 0 | 0 | 0 | 0 | 0
2021-02-11 | 6 | 0 | 0 | 0 | 0 | 0
2021-02-11 | 7 | 0 | 10 | 10 | 10 | 8
2021-02-11 | 8 | 0 | 270 | 90 | 2230 | 648
2021-02-11 | 9 | 3000 | 770 | 230 | 7990 | 2998
2021-02-11 | 10 | 7000 | 1250 | 500 | 18840 | 6898
2021-02-11 | 11 | 6000 | 2690 | 1060 | 14840 | 6148
2021-02-11 | 12 | 6000 | 4760 | 1730 | 15370 | 6965
2021-02-11 | 13 | 11000 | 4970 | 2480 | 30610 | 12265
2021-02-11 | 14 | 12000 | 6070 | 1940 | 24090 | 11025
2021-02-11 | 15 | 7000 | 3840 | 1800 | 21140 | 8445
2021-02-11 | 16 | 5000 | 3210 | 1040 | 12480 | 5433
2021-02-11 | 17 | 1000 | 370 | 30 | 1550 | 738
2021-02-11 | 18 | 0 | 0 | 0 | 0 | 0
2021-02-11 | 19 | 0 | 0 | 0 | 0 | 0
2021-02-11 | 20 | 0 | 0 | 0 | 0 | 0
2021-02-11 | 21 | 0 | 0 | 0 | 0 | 0
2021-02-11 | 22 | 0 | 0 | 0 | 0 | 0
2021-02-11 | 23 | 0 | 0 | 0 | 0 | 0
2021-02-11 | 24 | 0 | 0 | 0 | 0 | 0
2021-02-12 | 1 | 0 | 0 | 0 | 0 | 0
2021-02-12 | 2 | 0 | 0 | 0 | 0 | 0
2021-02-12 | 3 | 0 | 0 | 0 | 0 | 0
2021-02-12 | 4 | 0 | 0 | 0 | 0 | 0
2021-02-12 | 5 | 0 | 0 | 0 | 0 | 0
2021-02-12 | 6 | 0 | 0 | 0 | 0 | 0
2021-02-12 | 7 | 0 | 10 | 10 | 30 | 13
2021-02-12 | 8 | 1000 | 340 | 410 | 1100 | 713
2021-02-12 | 9 | 6000 | 1590 | 1860 | 13920 | 5843
2021-02-12 | 10 | 11000 | 4670 | 2300 | 24880 | 10713
2021-02-12 | 11 | 15000 | 3330 | 2070 | 31130 | 12883
2021-02-12 | 12 | 17000 | 4100 | 2090 | 33370 | 14140
2021-02-12 | 13 | 16000 | 3700 | 1740 | 33270 | 13678
2021-02-12 | 14 | 16000 | 2730 | 1350 | 23350 | 10858
2021-02-12 | 15 | 9000 | 2900 | 1500 | 13990 | 6848
2021-02-12 | 16 | 3000 | 2370 | 1060 | 8160 | 3648
2021-02-12 | 17 | 1000 | 290 | 70 | 1480 | 710
2021-02-12 | 18 | 0 | 0 | 0 | 0 | 0
2021-02-12 | 19 | 0 | 0 | 0 | 0 | 0
2021-02-12 | 20 | 0 | 0 | 0 | 0 | 0
2021-02-12 | 21 | 0 | 0 | 0 | 0 | 0
2021-02-12 | 22 | 0 | 0 | 0 | 0 | 0
2021-02-12 | 23 | 0 | 0 | 0 | 0 | 0
2021-02-12 | 24 | 0 | 0 | 0 | 0 | 0
2021-02-13 | 1 | 0 | 0 | 0 | 0 | 0
2021-02-13 | 2 | 0 | 0 | 0 | 0 | 0
2021-02-13 | 3 | 0 | 0 | 0 | 0 | 0
2021-02-13 | 4 | 0 | 0 | 0 | 0 | 0
2021-02-13 | 5 | 0 | 0 | 0 | 0 | 0
2021-02-13 | 6 | 0 | 0 | 0 | 0 | 0
2021-02-13 | 7 | 0 | 10 | 10 | 50 | 18
2021-02-13 | 8 | 2000 | 450 | 240 | 2170 | 1215
2021-02-13 | 9 | 16000 | 1570 | 1200 | 12520 | 7823
2021-02-13 | 10 | 24000 | 4300 | 2510 | 23130 | 13485
2021-02-13 | 11 | 43000 | 6690 | 4350 | 30170 | 21053
2021-02-13 | 12 | 61000 | 6070 | 4840 | 28390 | 25075
2021-02-13 | 13 | 92000 | 5980 | 5540 | 32140 | 33915
2021-02-13 | 14 | 112000 | 5930 | 4880 | 29490 | 38075
2021-02-13 | 15 | 95000 | 5120 | 4530 | 24160 | 32203
2021-02-13 | 16 | 50000 | 2910 | 2600 | 14360 | 17468
2021-02-13 | 17 | 8000 | 650 | 540 | 1830 | 2755
2021-02-13 | 18 | 0 | 0 | 0 | 0 | 0
2021-02-13 | 19 | 0 | 0 | 0 | 0 | 0
2021-02-13 | 20 | 0 | 0 | 0 | 0 | 0
2021-02-13 | 21 | 0 | 0 | 0 | 0 | 0
2021-02-13 | 22 | 0 | 0 | 0 | 0 | 0
2021-02-13 | 23 | 0 | 0 | 0 | 0 | 0
2021-02-13 | 24 | 0 | 0 | 0 | 0 | 0
2021-02-14 | 1 | 0 | 0 | 0 | 0 | 0
2021-02-14 | 2 | 0 | 0 | 0 | 0 | 0
2021-02-14 | 3 | 0 | 0 | 0 | 0 | 0
2021-02-14 | 4 | 0 | 0 | 0 | 0 | 0
2021-02-14 | 5 | 0 | 0 | 0 | 0 | 0
2021-02-14 | 6 | 0 | 0 | 0 | 0 | 0
2021-02-14 | 7 | 0 | 10 | 10 | 0 | 5
2021-02-14 | 8 | 3000 | 170 | 90 | 350 | 903
2021-02-14 | 9 | 12000 | 590 | 460 | 2240 | 3823
2021-02-14 | 10 | 21000 | 850 | 570 | 3970 | 6598
2021-02-14 | 11 | 34000 | 1060 | 1110 | 7300 | 10868
2021-02-14 | 12 | 48000 | 1440 | 1410 | 9350 | 15050
2021-02-14 | 13 | 49000 | 1750 | 1870 | 7980 | 15150
2021-02-14 | 14 | 41000 | 2070 | 2180 | 6500 | 12938
2021-02-14 | 15 | 32000 | 1730 | 1680 | 5730 | 10285
2021-02-14 | 16 | 23000 | 1320 | 1080 | 8230 | 8408
2021-02-14 | 17 | 10000 | 660 | 200 | 2910 | 3443
2021-02-14 | 18 | 0 | 0 | 0 | 0 | 0
2021-02-14 | 19 | 0 | 0 | 0 | 0 | 0
2021-02-14 | 20 | 0 | 0 | 0 | 0 | 0
2021-02-14 | 21 | 0 | 0 | 0 | 0 | 0
2021-02-14 | 22 | 0 | 0 | 0 | 0 | 0
2021-02-14 | 23 | 0 | 0 | 0 | 0 | 0
2021-02-14 | 24 | 0 | 0 | 0 | 0 | 0
2021-02-15 | 1 | 0 | 0 | 0 | 0 | 0
2021-02-15 | 2 | 0 | 0 | 0 | 0 | 0
2021-02-15 | 3 | 0 | 0 | 0 | 0 | 0
2021-02-15 | 4 | 0 | 0 | 0 | 0 | 0
2021-02-15 | 5 | 0 | 0 | 0 | 0 | 0
2021-02-15 | 6 | 0 | 0 | 0 | 0 | 0
2021-02-15 | 7 | 0 | 20 | 10 | 10 | 10
2021-02-15 | 8 | 18000 | 310 | 840 | 1430 | 5145
2021-02-15 | 9 | 61000 | 1060 | 830 | 4760 | 16913
2021-02-15 | 10 | 48000 | 1040 | 770 | 2970 | 13195
2021-02-15 | 11 | 23000 | 1570 | 1350 | 2950 | 7218
2021-02-15 | 12 | 36000 | 1530 | 1160 | 4700 | 10848
2021-02-15 | 13 | 30000 | 1170 | 1040 | 3660 | 8968
2021-02-15 | 14 | 21000 | 1280 | 1360 | 2490 | 6533
2021-02-15 | 15 | 19000 | 660 | 1010 | 2580 | 5813
2021-02-15 | 16 | 10000 | 270 | 630 | 1170 | 3018
2021-02-15 | 17 | 2000 | 40 | 40 | 420 | 625
2021-02-15 | 18 | 0 | 0 | 0 | 0 | 0
2021-02-15 | 19 | 0 | 0 | 0 | 0 | 0
2021-02-15 | 20 | 0 | 0 | 0 | 0 | 0
2021-02-15 | 21 | 0 | 0 | 0 | 0 | 0
2021-02-15 | 22 | 0 | 0 | 0 | 0 | 0
2021-02-15 | 23 | 0 | 0 | 0 | 0 | 0
2021-02-15 | 24 | 0 | 0 | 0 | 0 | 0
2021-02-16 | 1 | 0 | 0 | 0 | 0 | 0
2021-02-16 | 2 | 0 | 0 | 0 | 0 | 0
2021-02-16 | 3 | 0 | 0 | 0 | 0 | 0
2021-02-16 | 4 | 0 | 0 | 0 | 0 | 0
2021-02-16 | 5 | 0 | 0 | 0 | 0 | 0
2021-02-16 | 6 | 0 | 0 | 0 | 0 | 0
2021-02-16 | 7 | 0 | 10 | 0 | 0 | 3
2021-02-16 | 8 | 1000 | 0 | 10 | 80 | 273
2021-02-16 | 9 | 4000 | 10 | 10 | 420 | 1110
2021-02-16 | 10 | 13000 | 80 | 40 | 2300 | 3855
2021-02-16 | 11 | 48000 | 320 | 270 | 6290 | 13720
2021-02-16 | 12 | 55000 | 360 | 510 | 5800 | 15418
2021-02-16 | 13 | 37000 | 450 | 1870 | 4130 | 10863
2021-02-16 | 14 | 35000 | 1320 | 1830 | 3820 | 10493
2021-02-16 | 15 | 22000 | 1550 | 1660 | 3330 | 7135
2021-02-16 | 16 | 20000 | 710 | 830 | 2320 | 5965
2021-02-16 | 17 | 8000 | 90 | 170 | 590 | 2213
2021-02-16 | 18 | 0 | 0 | 0 | 0 | 0
2021-02-16 | 19 | 0 | 0 | 0 | 0 | 0
2021-02-16 | 20 | 0 | 0 | 0 | 0 | 0
2021-02-16 | 21 | 0 | 0 | 0 | 0 | 0
2021-02-16 | 22 | 0 | 0 | 0 | 0 | 0
2021-02-16 | 23 | 0 | 0 | 0 | 0 | 0
2021-02-16 | 24 | 0 | 0 | 0 | 0 | 0
2021-02-17 | 1 | 0 | 0 | 0 | 0 | 0
2021-02-17 | 2 | 0 | 0 | 0 | 0 | 0
2021-02-17 | 3 | 0 | 0 | 0 | 0 | 0
2021-02-17 | 4 | 0 | 0 | 0 | 0 | 0
2021-02-17 | 5 | 0 | 0 | 0 | 0 | 0
2021-02-17 | 6 | 0 | 0 | 0 | 0 | 0
2021-02-17 | 7 | 1000 | 20 | 30 | 70 | 280
2021-02-17 | 8 | 42000 | 1070 | 2160 | 1670 | 11725
2021-02-17 | 9 | 113000 | 3240 | 6540 | 15380 | 34540
2021-02-17 | 10 | 169000 | 7320 | 9570 | 26330 | 53055
2021-02-17 | 11 | 212000 | 7530 | 11290 | 33080 | 65975
2021-02-17 | 12 | 235000 | 7530 | 11830 | 35960 | 72580
2021-02-17 | 13 | 242000 | 7520 | 11800 | 35810 | 74283
2021-02-17 | 14 | 221000 | 7540 | 11060 | 32570 | 68043
2021-02-17 | 15 | 166000 | 7510 | 9230 | 27290 | 52508
2021-02-17 | 16 | 94000 | 5210 | 6450 | 15390 | 30263
2021-02-17 | 17 | 30000 | 1150 | 270 | 3720 | 8785
2021-02-17 | 18 | 1000 | 0 | 0 | 0 | 250
2021-02-17 | 19 | 0 | 0 | 0 | 0 | 0
2021-02-17 | 20 | 0 | 0 | 0 | 0 | 0
2021-02-17 | 21 | 0 | 0 | 0 | 0 | 0
2021-02-17 | 22 | 0 | 0 | 0 | 0 | 0
2021-02-17 | 23 | 0 | 0 | 0 | 0 | 0
2021-02-17 | 24 | 0 | 0 | 0 | 0 | 0
2021-02-18 | 1 | 0 | 0 | 0 | 0 | 0
2021-02-18 | 2 | 0 | 0 | 0 | 0 | 0
2021-02-18 | 3 | 0 | 0 | 0 | 0 | 0
2021-02-18 | 4 | 0 | 0 | 0 | 0 | 0
2021-02-18 | 5 | 0 | 0 | 0 | 0 | 0
2021-02-18 | 6 | 0 | 0 | 0 | 0 | 0
2021-02-18 | 7 | 0 | 10 | 0 | 20 | 8
2021-02-18 | 8 | 9000 | 340 | 380 | 830 | 2638
2021-02-18 | 9 | 30000 | 1230 | 1480 | 2860 | 8893
2021-02-18 | 10 | 60000 | 2470 | 3270 | 6080 | 17955
2021-02-18 | 11 | 83000 | 3030 | 3400 | 7270 | 24175
2021-02-18 | 12 | 105000 | 2640 | 3010 | 10670 | 30330
2021-02-18 | 13 | 87000 | 2260 | 2470 | 9260 | 25248
2021-02-18 | 14 | 40000 | 1110 | 1310 | 3230 | 11413
2021-02-18 | 15 | 39000 | 1340 | 1440 | 4120 | 11475
2021-02-18 | 16 | 14000 | 820 | 900 | 1710 | 4358
2021-02-18 | 17 | 7000 | 370 | 450 | 920 | 2185
2021-02-18 | 18 | 0 | 0 | 0 | 0 | 0
2021-02-18 | 19 | 0 | 0 | 0 | 0 | 0
2021-02-18 | 20 | 0 | 0 | 0 | 0 | 0
2021-02-18 | 21 | 0 | 0 | 0 | 0 | 0
2021-02-18 | 22 | 0 | 0 | 0 | 0 | 0
2021-02-18 | 23 | 0 | 0 | 0 | 0 | 0
2021-02-18 | 24 | 0 | 0 | 0 | 0 | 0
2021-02-19 | 1 | 0 | 0 | 0 | 0 | 0
2021-02-19 | 2 | 0 | 0 | 0 | 0 | 0
2021-02-19 | 3 | 0 | 0 | 0 | 0 | 0
2021-02-19 | 4 | 0 | 0 | 0 | 0 | 0
2021-02-19 | 5 | 0 | 0 | 0 | 0 | 0
2021-02-19 | 6 | 0 | 0 | 0 | 0 | 0
2021-02-19 | 7 | 0 | 10 | 10 | 0 | 5
2021-02-19 | 8 | 1000 | 60 | 30 | 30 | 280
2021-02-19 | 9 | 5000 | 200 | 110 | 450 | 1440
2021-02-19 | 10 | 8000 | 240 | 240 | 740 | 2305
2021-02-19 | 11 | 13000 | 490 | 430 | 1120 | 3760
2021-02-19 | 12 | 12000 | 840 | 600 | 800 | 3560
2021-02-19 | 13 | 9000 | 1150 | 650 | 850 | 2913
2021-02-19 | 14 | 6000 | 1000 | 880 | 630 | 2128
2021-02-19 | 15 | 3000 | 970 | 830 | 400 | 1300
2021-02-19 | 16 | 1000 | 470 | 490 | 170 | 533
2021-02-19 | 17 | 0 | 120 | 100 | 10 | 58
2021-02-19 | 18 | 0 | 0 | 0 | 0 | 0
2021-02-19 | 19 | 0 | 0 | 0 | 0 | 0
2021-02-19 | 20 | 0 | 0 | 0 | 0 | 0
2021-02-19 | 21 | 0 | 0 | 0 | 0 | 0
2021-02-19 | 22 | 0 | 0 | 0 | 0 | 0
2021-02-19 | 23 | 0 | 0 | 0 | 0 | 0
2021-02-19 | 24 | 0 | 0 | 0 | 0 | 0
2021-02-20 | 1 | 0 | 0 | 0 | 0 | 0
2021-02-20 | 2 | 0 | 0 | 0 | 0 | 0
2021-02-20 | 3 | 0 | 0 | 0 | 0 | 0
2021-02-20 | 4 | 0 | 0 | 0 | 0 | 0
2021-02-20 | 5 | 0 | 0 | 0 | 0 | 0
2021-02-20 | 6 | 0 | 0 | 0 | 0 | 0
2021-02-20 | 7 | 0 | 10 | 0 | 0 | 3
2021-02-20 | 8 | 0 | 210 | 250 | 10 | 118
2021-02-20 | 9 | 3000 | 840 | 700 | 290 | 1208
2021-02-20 | 10 | 6000 | 3180 | 2800 | 1220 | 3300
2021-02-20 | 11 | 14000 | 6810 | 6720 | 2990 | 7630
2021-02-20 | 12 | 22000 | 7530 | 8830 | 14310 | 13168
2021-02-20 | 13 | 40000 | 7500 | 9500 | 30030 | 21758
2021-02-20 | 14 | 66000 | 4880 | 6630 | 25250 | 25690
2021-02-20 | 15 | 42000 | 1970 | 4100 | 25300 | 18343
2021-02-20 | 16 | 24000 | 1940 | 5980 | 14510 | 11608
2021-02-20 | 17 | 22000 | 680 | 650 | 2640 | 6493
2021-02-20 | 18 | 1000 | 0 | 0 | 0 | 250
2021-02-20 | 19 | 0 | 0 | 0 | 0 | 0
2021-02-20 | 20 | 0 | 0 | 0 | 0 | 0
2021-02-20 | 21 | 0 | 0 | 0 | 0 | 0
2021-02-20 | 22 | 0 | 0 | 0 | 0 | 0
2021-02-20 | 23 | 0 | 0 | 0 | 0 | 0
2021-02-20 | 24 | 0 | 0 | 0 | 0 | 0
2021-02-21 | 1 | 0 | 0 | 0 | 0 | 0
2021-02-21 | 2 | 0 | 0 | 0 | 0 | 0
2021-02-21 | 3 | 0 | 0 | 0 | 0 | 0
2021-02-21 | 4 | 0 | 0 | 0 | 0 | 0
2021-02-21 | 5 | 0 | 0 | 0 | 0 | 0
2021-02-21 | 6 | 0 | 0 | 0 | 0 | 0
2021-02-21 | 7 | 2000 | 30 | 40 | 130 | 550
2021-02-21 | 8 | 39000 | 1280 | 2400 | 2570 | 11313
2021-02-21 | 9 | 96000 | 4550 | 6660 | 15700 | 30728
2021-02-21 | 10 | 155000 | 7280 | 9490 | 25710 | 49370
2021-02-21 | 11 | 207000 | 7530 | 8720 | 31250 | 63625
2021-02-21 | 12 | 236000 | 7530 | 11500 | 33720 | 72188
2021-02-21 | 13 | 245000 | 7530 | 11500 | 34310 | 74585
2021-02-21 | 14 | 228000 | 7540 | 10720 | 32780 | 69760
2021-02-21 | 15 | 192000 | 7510 | 9080 | 28640 | 59308
2021-02-21 | 16 | 123000 | 5660 | 6450 | 20750 | 38965
2021-02-21 | 17 | 35000 | 1750 | 700 | 4480 | 10483
2021-02-21 | 18 | 1000 | 0 | 0 | 0 | 250
2021-02-21 | 19 | 0 | 0 | 0 | 0 | 0
2021-02-21 | 20 | 0 | 0 | 0 | 0 | 0
2021-02-21 | 21 | 0 | 0 | 0 | 0 | 0
2021-02-21 | 22 | 0 | 0 | 0 | 0 | 0
2021-02-21 | 23 | 0 | 0 | 0 | 0 | 0
2021-02-21 | 24 | 0 | 0 | 0 | 0 | 0
2021-02-22 | 1 | 0 | 0 | 0 | 0 | 0
2021-02-22 | 2 | 0 | 0 | 0 | 0 | 0
2021-02-22 | 3 | 0 | 0 | 0 | 0 | 0
2021-02-22 | 4 | 0 | 0 | 0 | 0 | 0
2021-02-22 | 5 | 0 | 0 | 0 | 0 | 0
2021-02-22 | 6 | 0 | 0 | 0 | 0 | 0
2021-02-22 | 7 | 0 | 0 | 10 | 40 | 13
2021-02-22 | 8 | 13000 | 200 | 160 | 1320 | 3670
2021-02-22 | 9 | 30000 | 550 | 450 | 2470 | 8368
2021-02-22 | 10 | 42000 | 760 | 1030 | 4780 | 12143
2021-02-22 | 11 | 70000 | 1500 | 1640 | 6770 | 19978
2021-02-22 | 12 | 91000 | 1900 | 2100 | 10460 | 26365
2021-02-22 | 13 | 61000 | 1060 | 1330 | 5190 | 17145
2021-02-22 | 14 | 36000 | 890 | 880 | 3740 | 10378
2021-02-22 | 15 | 27000 | 220 | 80 | 1960 | 7315
2021-02-22 | 16 | 12000 | 20 | 10 | 530 | 3140
2021-02-22 | 17 | 3000 | 0 | 10 | 50 | 765
2021-02-22 | 18 | 0 | 0 | 0 | 0 | 0
2021-02-22 | 19 | 0 | 0 | 0 | 0 | 0
2021-02-22 | 20 | 0 | 0 | 0 | 0 | 0
2021-02-22 | 21 | 0 | 0 | 0 | 0 | 0
2021-02-22 | 22 | 0 | 0 | 0 | 0 | 0
2021-02-22 | 23 | 0 | 0 | 0 | 0 | 0
2021-02-22 | 24 | 0 | 0 | 0 | 0 | 0
2021-02-23 | 1 | 0 | 0 | 0 | 0 | 0
2021-02-23 | 2 | 0 | 0 | 0 | 0 | 0
2021-02-23 | 3 | 0 | 0 | 0 | 0 | 0
2021-02-23 | 4 | 0 | 0 | 0 | 0 | 0
2021-02-23 | 5 | 0 | 0 | 0 | 0 | 0
2021-02-23 | 6 | 0 | 0 | 0 | 0 | 0
2021-02-23 | 7 | 3000 | 0 | 10 | 0 | 753
2021-02-23 | 8 | 26000 | 10 | 10 | 60 | 6520
2021-02-23 | 9 | 101000 | 10 | 0 | 580 | 25398
2021-02-23 | 10 | 195000 | 370 | 60 | 4760 | 50048
2021-02-23 | 11 | 205000 | 4030 | 1000 | 16670 | 56675
2021-02-23 | 12 | 101000 | 4520 | 5380 | 24820 | 33930
2021-02-23 | 13 | 125000 | 6040 | 5270 | 23170 | 39870
2021-02-23 | 14 | 166000 | 3920 | 3460 | 16780 | 47540
2021-02-23 | 15 | 77000 | 1970 | 2060 | 5570 | 21650
2021-02-23 | 16 | 52000 | 1780 | 1200 | 8970 | 15988
2021-02-23 | 17 | 22000 | 370 | 430 | 1550 | 6088
2021-02-23 | 18 | 1000 | 0 | 0 | 0 | 250
2021-02-23 | 19 | 0 | 0 | 0 | 0 | 0
2021-02-23 | 20 | 0 | 0 | 0 | 0 | 0
2021-02-23 | 21 | 0 | 0 | 0 | 0 | 0
2021-02-23 | 22 | 0 | 0 | 0 | 0 | 0
2021-02-23 | 23 | 0 | 0 | 0 | 0 | 0
2021-02-23 | 24 | 0 | 0 | 0 | 0 | 0
2021-02-24 | 1 | 0 | 0 | 0 | 0 | 0
2021-02-24 | 2 | 0 | 0 | 0 | 0 | 0
2021-02-24 | 3 | 0 | 0 | 0 | 0 | 0
2021-02-24 | 4 | 0 | 0 | 0 | 0 | 0
2021-02-24 | 5 | 0 | 0 | 0 | 0 | 0
2021-02-24 | 6 | 0 | 0 | 0 | 0 | 0
2021-02-24 | 7 | 2000 | 30 | 50 | 150 | 558
2021-02-24 | 8 | 60000 | 1370 | 1420 | 3480 | 16568
2021-02-24 | 9 | 143000 | 760 | 7210 | 15620 | 41648
2021-02-24 | 10 | 168000 | 5200 | 6670 | 24070 | 50985
2021-02-24 | 11 | 242000 | 7400 | 9410 | 28070 | 71720
2021-02-24 | 12 | 232000 | 5490 | 6150 | 25360 | 67250
2021-02-24 | 13 | 192000 | 3780 | 3750 | 19300 | 54708
2021-02-24 | 14 | 130000 | 2290 | 2320 | 10130 | 36185
2021-02-24 | 15 | 81000 | 1160 | 1270 | 9750 | 23295
2021-02-24 | 16 | 64000 | 800 | 920 | 6120 | 17960
2021-02-24 | 17 | 18000 | 370 | 380 | 2920 | 5418
2021-02-24 | 18 | 1000 | 0 | 0 | 0 | 250
2021-02-24 | 19 | 0 | 0 | 0 | 0 | 0
2021-02-24 | 20 | 0 | 0 | 0 | 0 | 0
2021-02-24 | 21 | 0 | 0 | 0 | 0 | 0
2021-02-24 | 22 | 0 | 0 | 0 | 0 | 0
2021-02-24 | 23 | 0 | 0 | 0 | 0 | 0
2021-02-24 | 24 | 0 | 0 | 0 | 0 | 0
2021-02-25 | 1 | 0 | 0 | 0 | 0 | 0
2021-02-25 | 2 | 0 | 0 | 0 | 0 | 0
2021-02-25 | 3 | 0 | 0 | 0 | 0 | 0
2021-02-25 | 4 | 0 | 0 | 0 | 0 | 0
2021-02-25 | 5 | 0 | 0 | 0 | 0 | 0
2021-02-25 | 6 | 0 | 0 | 0 | 0 | 0
2021-02-25 | 7 | 4000 | 30 | 40 | 470 | 1135
2021-02-25 | 8 | 68000 | 1490 | 960 | 3950 | 18600
2021-02-25 | 9 | 154000 | 3480 | 2160 | 16250 | 43973
2021-02-25 | 10 | 219000 | 6070 | 5640 | 25400 | 64028
2021-02-25 | 11 | 222000 | 4250 | 6530 | 27110 | 64973
2021-02-25 | 12 | 202000 | 4970 | 4290 | 21750 | 58253
2021-02-25 | 13 | 240000 | 4320 | 5540 | 32930 | 70698
2021-02-25 | 14 | 245000 | 6680 | 6520 | 32710 | 72728
2021-02-25 | 15 | 210000 | 7270 | 4330 | 27090 | 62173
2021-02-25 | 16 | 114000 | 5560 | 5040 | 19860 | 36115
2021-02-25 | 17 | 46000 | 2140 | 1070 | 5370 | 13645
2021-02-25 | 18 | 2000 | 0 | 0 | 0 | 500
2021-02-25 | 19 | 0 | 0 | 0 | 0 | 0
2021-02-25 | 20 | 0 | 0 | 0 | 0 | 0
2021-02-25 | 21 | 0 | 0 | 0 | 0 | 0
2021-02-25 | 22 | 0 | 0 | 0 | 0 | 0
2021-02-25 | 23 | 0 | 0 | 0 | 0 | 0
2021-02-25 | 24 | 0 | 0 | 0 | 0 | 0
2021-02-26 | 1 | 0 | 0 | 0 | 0 | 0
2021-02-26 | 2 | 0 | 0 | 0 | 0 | 0
2021-02-26 | 3 | 0 | 0 | 0 | 0 | 0
2021-02-26 | 4 | 0 | 0 | 0 | 0 | 0
2021-02-26 | 5 | 0 | 0 | 0 | 0 | 0
2021-02-26 | 6 | 0 | 0 | 0 | 0 | 0
2021-02-26 | 7 | 5000 | 40 | 50 | 200 | 1323
2021-02-26 | 8 | 69000 | 1490 | 3010 | 4090 | 19398
2021-02-26 | 9 | 155000 | 5270 | 6990 | 16300 | 45890
2021-02-26 | 10 | 222000 | 7390 | 9630 | 25890 | 66228
2021-02-26 | 11 | 259000 | 7530 | 11090 | 31530 | 77288
2021-02-26 | 12 | 268000 | 7530 | 11810 | 32770 | 80028
2021-02-26 | 13 | 267000 | 7530 | 11720 | 32320 | 79643
2021-02-26 | 14 | 252000 | 7540 | 10820 | 30490 | 75213
2021-02-26 | 15 | 205000 | 7530 | 9140 | 27560 | 62308
2021-02-26 | 16 | 135000 | 6000 | 6560 | 20890 | 42113
2021-02-26 | 17 | 41000 | 2220 | 1060 | 5430 | 12428
2021-02-26 | 18 | 1000 | 0 | 0 | 0 | 250
2021-02-26 | 19 | 0 | 0 | 0 | 0 | 0
2021-02-26 | 20 | 0 | 0 | 0 | 0 | 0
2021-02-26 | 21 | 0 | 0 | 0 | 0 | 0
2021-02-26 | 22 | 0 | 0 | 0 | 0 | 0
2021-02-26 | 23 | 0 | 0 | 0 | 0 | 0
2021-02-26 | 24 | 0 | 0 | 0 | 0 | 0
2021-02-27 | 1 | 0 | 0 | 0 | 0 | 0
2021-02-27 | 2 | 0 | 0 | 0 | 0 | 0
2021-02-27 | 3 | 0 | 0 | 0 | 0 | 0
2021-02-27 | 4 | 0 | 0 | 0 | 0 | 0
2021-02-27 | 5 | 0 | 0 | 0 | 0 | 0
2021-02-27 | 6 | 0 | 0 | 0 | 0 | 0
2021-02-27 | 7 | 1000 | 20 | 10 | 20 | 263
2021-02-27 | 8 | 7000 | 200 | 70 | 280 | 1888
2021-02-27 | 9 | 3000 | 90 | 30 | 240 | 840
2021-02-27 | 10 | 2000 | 60 | 20 | 220 | 575
2021-02-27 | 11 | 1000 | 30 | 20 | 200 | 313
2021-02-27 | 12 | 2000 | 80 | 10 | 190 | 570
2021-02-27 | 13 | 1000 | 30 | 10 | 220 | 315
2021-02-27 | 14 | 6000 | 130 | 10 | 790 | 1733
2021-02-27 | 15 | 10000 | 260 | 0 | 1180 | 2860
2021-02-27 | 16 | 11000 | 410 | 10 | 910 | 3083
2021-02-27 | 17 | 9000 | 150 | 10 | 1130 | 2573
2021-02-27 | 18 | 1000 | 0 | 0 | 0 | 250
2021-02-27 | 19 | 0 | 0 | 0 | 0 | 0
2021-02-27 | 20 | 0 | 0 | 0 | 0 | 0
2021-02-27 | 21 | 0 | 0 | 0 | 0 | 0
2021-02-27 | 22 | 0 | 0 | 0 | 0 | 0
2021-02-27 | 23 | 0 | 0 | 0 | 0 | 0
2021-02-27 | 24 | 0 | 0 | 0 | 0 | 0
2021-02-28 | 1 | 0 | 0 | 0 | 0 | 0
2021-02-28 | 2 | 0 | 0 | 0 | 0 | 0
2021-02-28 | 3 | 0 | 0 | 0 | 0 | 0
2021-02-28 | 4 | 0 | 0 | 0 | 0 | 0
2021-02-28 | 5 | 0 | 0 | 0 | 0 | 0
2021-02-28 | 6 | 0 | 0 | 0 | 0 | 0
2021-02-28 | 7 | 2000 | 70 | 50 | 190 | 578
2021-02-28 | 8 | 22000 | 480 | 500 | 2260 | 6310
2021-02-28 | 9 | 59000 | 1450 | 1840 | 5750 | 17010
2021-02-28 | 10 | 102000 | 2730 | 3600 | 10040 | 29593
2021-02-28 | 11 | 127000 | 3240 | 4020 | 13670 | 36983
2021-02-28 | 12 | 109000 | 3340 | 3980 | 11410 | 31933
2021-02-28 | 13 | 92000 | 3320 | 3990 | 9510 | 27205
2021-02-28 | 14 | 85000 | 2820 | 3350 | 7910 | 24770
2021-02-28 | 15 | 61000 | 2220 | 2550 | 5300 | 17768
2021-02-28 | 16 | 37000 | 1070 | 1190 | 3480 | 10685
2021-02-28 | 17 | 13000 | 360 | 360 | 1390 | 3778
2021-02-28 | 18 | 1000 | 0 | 0 | 0 | 250
2021-02-28 | 19 | 0 | 0 | 0 | 0 | 0
2021-02-28 | 20 | 0 | 0 | 0 | 0 | 0
2021-02-28 | 21 | 0 | 0 | 0 | 0 | 0
2021-02-28 | 22 | 0 | 0 | 0 | 0 | 0
2021-02-28 | 23 | 0 | 0 | 0 | 0 | 0
2021-02-28 | 24 | 0 | 0 | 0 | 0 | 0
2021-03-01 | 1 | 0 | 0 | 0 | 0 | 0
2021-03-01 | 2 | 0 | 0 | 0 | 0 | 0
2021-03-01 | 3 | 0 | 0 | 0 | 0 | 0
2021-03-01 | 4 | 0 | 0 | 0 | 0 | 0
2021-03-01 | 5 | 0 | 0 | 0 | 0 | 0
2021-03-01 | 6 | 0 | 0 | 10 | 0 | 3
2021-03-01 | 7 | 0 | 10 | 10 | 0 | 5
2021-03-01 | 8 | 3000 | 270 | 180 | 380 | 958
2021-03-01 | 9 | 18000 | 400 | 270 | 2310 | 5245
2021-03-01 | 10 | 36000 | 390 | 430 | 3500 | 10080
2021-03-01 | 11 | 41000 | 930 | 950 | 4010 | 11723
2021-03-01 | 12 | 26000 | 990 | 1200 | 2860 | 7763
2021-03-01 | 13 | 32000 | 940 | 1390 | 3620 | 9488
2021-03-01 | 14 | 45000 | 970 | 1170 | 4540 | 12920
2021-03-01 | 15 | 32000 | 980 | 1730 | 3720 | 9608
2021-03-01 | 16 | 42000 | 1360 | 3340 | 6730 | 13358
2021-03-01 | 17 | 37000 | 310 | 520 | 1170 | 9750
2021-03-01 | 18 | 3000 | 80 | 60 | 140 | 820
2021-03-01 | 19 | 0 | 0 | 0 | 0 | 0
2021-03-01 | 20 | 0 | 0 | 0 | 0 | 0
2021-03-01 | 21 | 0 | 0 | 0 | 0 | 0
2021-03-01 | 22 | 0 | 0 | 0 | 0 | 0
2021-03-01 | 23 | 0 | 0 | 0 | 0 | 0
2021-03-01 | 24 | 0 | 0 | 0 | 0 | 0
2021-03-02 | 1 | 0 | 0 | 0 | 0 | 0
2021-03-02 | 2 | 0 | 0 | 0 | 0 | 0
2021-03-02 | 3 | 0 | 0 | 0 | 0 | 0
2021-03-02 | 4 | 0 | 0 | 0 | 0 | 0
2021-03-02 | 5 | 0 | 0 | 0 | 0 | 0
2021-03-02 | 6 | 0 | 0 | 10 | 0 | 3
2021-03-02 | 7 | 9000 | 80 | 10 | 280 | 2343
2021-03-02 | 8 | 81000 | 1260 | 310 | 5040 | 21903
2021-03-02 | 9 | 171000 | 4920 | 3140 | 17850 | 49228
2021-03-02 | 10 | 238000 | 7260 | 8030 | 27790 | 70270
2021-03-02 | 11 | 266000 | 6850 | 9730 | 34550 | 79283
2021-03-02 | 12 | 267000 | 7530 | 11770 | 36690 | 80748
2021-03-02 | 13 | 230000 | 7530 | 11820 | 36810 | 71540
2021-03-02 | 14 | 264000 | 7530 | 11470 | 36650 | 79913
2021-03-02 | 15 | 225000 | 7530 | 9800 | 32730 | 68765
2021-03-02 | 16 | 149000 | 6540 | 7080 | 24180 | 46700
2021-03-02 | 17 | 49000 | 2950 | 1810 | 7610 | 15343
2021-03-02 | 18 | 3000 | 130 | 50 | 230 | 853
2021-03-02 | 19 | 0 | 0 | 0 | 0 | 0
2021-03-02 | 20 | 0 | 0 | 0 | 0 | 0
2021-03-02 | 21 | 0 | 0 | 0 | 0 | 0
2021-03-02 | 22 | 0 | 0 | 0 | 0 | 0
2021-03-02 | 23 | 0 | 0 | 0 | 0 | 0
2021-03-02 | 24 | 0 | 0 | 0 | 0 | 0
2021-03-03 | 1 | 0 | 0 | 0 | 0 | 0
2021-03-03 | 2 | 0 | 0 | 0 | 0 | 0
2021-03-03 | 3 | 0 | 0 | 0 | 0 | 0
2021-03-03 | 4 | 0 | 0 | 0 | 0 | 0
2021-03-03 | 5 | 0 | 0 | 0 | 0 | 0
2021-03-03 | 6 | 0 | 10 | 10 | 0 | 5
2021-03-03 | 7 | 4000 | 70 | 150 | 320 | 1135
2021-03-03 | 8 | 25000 | 1280 | 2830 | 2770 | 7970
2021-03-03 | 9 | 128000 | 4990 | 5540 | 14350 | 38220
2021-03-03 | 10 | 210000 | 5900 | 8160 | 24190 | 62063
2021-03-03 | 11 | 253000 | 7480 | 2940 | 24050 | 71868
2021-03-03 | 12 | 239000 | 4740 | 1430 | 18250 | 65855
2021-03-03 | 13 | 171000 | 2790 | 2240 | 14410 | 47610
2021-03-03 | 14 | 147000 | 3810 | 2460 | 20880 | 43538
2021-03-03 | 15 | 155000 | 2580 | 1840 | 26680 | 46525
2021-03-03 | 16 | 72000 | 1500 | 1330 | 13210 | 22010
2021-03-03 | 17 | 51000 | 760 | 510 | 2070 | 13585
2021-03-03 | 18 | 1000 | 60 | 20 | 50 | 283
2021-03-03 | 19 | 0 | 0 | 0 | 0 | 0
2021-03-03 | 20 | 0 | 0 | 0 | 0 | 0
2021-03-03 | 21 | 0 | 0 | 0 | 0 | 0
2021-03-03 | 22 | 0 | 0 | 0 | 0 | 0
2021-03-03 | 23 | 0 | 0 | 0 | 0 | 0
2021-03-03 | 24 | 0 | 0 | 0 | 0 | 0
2021-03-04 | 1 | 0 | 0 | 0 | 0 | 0
2021-03-04 | 2 | 0 | 0 | 0 | 0 | 0
2021-03-04 | 3 | 0 | 0 | 0 | 0 | 0
2021-03-04 | 4 | 0 | 0 | 0 | 0 | 0
2021-03-04 | 5 | 0 | 0 | 0 | 0 | 0
2021-03-04 | 6 | 0 | 10 | 10 | 0 | 5
2021-03-04 | 7 | 9000 | 70 | 170 | 350 | 2398
2021-03-04 | 8 | 77000 | 1600 | 3460 | 5050 | 21778
2021-03-04 | 9 | 161000 | 5420 | 4700 | 16680 | 46950
2021-03-04 | 10 | 225000 | 7420 | 9640 | 26020 | 67020
2021-03-04 | 11 | 262000 | 7530 | 11210 | 31760 | 78125
2021-03-04 | 12 | 268000 | 7530 | 11820 | 34470 | 80455
2021-03-04 | 13 | 268000 | 7530 | 11840 | 35640 | 80753
2021-03-04 | 14 | 258000 | 7550 | 11170 | 34640 | 77840
2021-03-04 | 15 | 214000 | 7530 | 9430 | 30590 | 65388
2021-03-04 | 16 | 143000 | 6190 | 6730 | 22880 | 44700
2021-03-04 | 17 | 50000 | 2900 | 2020 | 7850 | 15693
2021-03-04 | 18 | 3000 | 150 | 70 | 290 | 878
2021-03-04 | 19 | 0 | 0 | 0 | 0 | 0
2021-03-04 | 20 | 0 | 0 | 0 | 0 | 0
2021-03-04 | 21 | 0 | 0 | 0 | 0 | 0
2021-03-04 | 22 | 0 | 0 | 0 | 0 | 0
2021-03-04 | 23 | 0 | 0 | 0 | 0 | 0
2021-03-04 | 24 | 0 | 0 | 0 | 0 | 0
2021-03-05 | 1 | 0 | 0 | 0 | 0 | 0
2021-03-05 | 2 | 0 | 0 | 0 | 0 | 0
2021-03-05 | 3 | 0 | 0 | 0 | 0 | 0
2021-03-05 | 4 | 0 | 0 | 0 | 0 | 0
2021-03-05 | 5 | 0 | 0 | 0 | 0 | 0
2021-03-05 | 6 | 0 | 10 | 10 | 0 | 5
2021-03-05 | 7 | 4000 | 90 | 110 | 330 | 1133
2021-03-05 | 8 | 30000 | 730 | 1580 | 2950 | 8815
2021-03-05 | 9 | 77000 | 2490 | 4280 | 8780 | 23138
2021-03-05 | 10 | 105000 | 3690 | 3910 | 11670 | 31068
2021-03-05 | 11 | 121000 | 5010 | 5220 | 15810 | 36760
2021-03-05 | 12 | 115000 | 5320 | 6980 | 17270 | 36143
2021-03-05 | 13 | 134000 | 7370 | 8380 | 14000 | 40938
2021-03-05 | 14 | 169000 | 5930 | 8170 | 20640 | 50935
2021-03-05 | 15 | 159000 | 3340 | 3240 | 18920 | 46125
2021-03-05 | 16 | 147000 | 1380 | 1600 | 14490 | 41118
2021-03-05 | 17 | 32000 | 760 | 780 | 3930 | 9368
2021-03-05 | 18 | 4000 | 70 | 80 | 410 | 1140
2021-03-05 | 19 | 0 | 0 | 0 | 0 | 0
2021-03-05 | 20 | 0 | 0 | 0 | 0 | 0
2021-03-05 | 21 | 0 | 0 | 0 | 0 | 0
2021-03-05 | 22 | 0 | 0 | 0 | 0 | 0
2021-03-05 | 23 | 0 | 0 | 0 | 0 | 0
2021-03-05 | 24 | 0 | 0 | 0 | 0 | 0
2021-03-06 | 1 | 0 | 0 | 0 | 0 | 0
2021-03-06 | 2 | 0 | 0 | 0 | 0 | 0
2021-03-06 | 3 | 0 | 0 | 0 | 0 | 0
2021-03-06 | 4 | 0 | 0 | 0 | 0 | 0
2021-03-06 | 5 | 0 | 0 | 0 | 0 | 0
2021-03-06 | 6 | 0 | 10 | 10 | 0 | 5
2021-03-06 | 7 | 12000 | 80 | 260 | 400 | 3185
2021-03-06 | 8 | 85000 | 1690 | 3840 | 5580 | 24028
2021-03-06 | 9 | 170000 | 5720 | 7420 | 17640 | 50195
2021-03-06 | 10 | 233000 | 7480 | 10020 | 27240 | 69435
2021-03-06 | 11 | 264000 | 7530 | 11530 | 33140 | 79050
2021-03-06 | 12 | 269000 | 7530 | 10900 | 34980 | 80603
2021-03-06 | 13 | 268000 | 7530 | 11650 | 35180 | 80590
2021-03-06 | 14 | 259000 | 6730 | 10990 | 33280 | 77500
2021-03-06 | 15 | 217000 | 5210 | 6040 | 29210 | 64365
2021-03-06 | 16 | 127000 | 2300 | 4020 | 14070 | 36848
2021-03-06 | 17 | 37000 | 2070 | 2360 | 4710 | 11535
2021-03-06 | 18 | 4000 | 170 | 110 | 650 | 1233
2021-03-06 | 19 | 0 | 0 | 0 | 0 | 0
2021-03-06 | 20 | 0 | 0 | 0 | 0 | 0
2021-03-06 | 21 | 0 | 0 | 0 | 0 | 0
2021-03-06 | 22 | 0 | 0 | 0 | 0 | 0
2021-03-06 | 23 | 0 | 0 | 0 | 0 | 0
2021-03-06 | 24 | 0 | 0 | 0 | 0 | 0
2021-03-07 | 1 | 0 | 0 | 0 | 0 | 0
2021-03-07 | 2 | 0 | 0 | 0 | 0 | 0
2021-03-07 | 3 | 0 | 0 | 0 | 0 | 0
2021-03-07 | 4 | 0 | 0 | 0 | 0 | 0
2021-03-07 | 5 | 0 | 0 | 0 | 0 | 0
2021-03-07 | 6 | 0 | 0 | 10 | 10 | 5
2021-03-07 | 7 | 14000 | 120 | 320 | 430 | 3718
2021-03-07 | 8 | 87000 | 1480 | 2520 | 5600 | 24150
2021-03-07 | 9 | 171000 | 5510 | 6920 | 17560 | 50248
2021-03-07 | 10 | 223000 | 7400 | 9600 | 26480 | 66620
2021-03-07 | 11 | 258000 | 7530 | 11170 | 31520 | 77055
2021-03-07 | 12 | 268000 | 7530 | 11790 | 33110 | 80108
2021-03-07 | 13 | 268000 | 7540 | 11820 | 32680 | 80010
2021-03-07 | 14 | 256000 | 7540 | 10980 | 31960 | 76620
2021-03-07 | 15 | 214000 | 7540 | 9250 | 29130 | 64980
2021-03-07 | 16 | 144000 | 6230 | 6690 | 22790 | 44928
2021-03-07 | 17 | 52000 | 3150 | 2370 | 8500 | 16505
2021-03-07 | 18 | 4000 | 220 | 70 | 340 | 1158
2021-03-07 | 19 | 0 | 0 | 0 | 0 | 0
2021-03-07 | 20 | 0 | 0 | 0 | 0 | 0
2021-03-07 | 21 | 0 | 0 | 0 | 0 | 0
2021-03-07 | 22 | 0 | 0 | 0 | 0 | 0
2021-03-07 | 23 | 0 | 0 | 0 | 0 | 0
2021-03-07 | 24 | 0 | 0 | 0 | 0 | 0
2021-03-08 | 1 | 0 | 0 | 0 | 0 | 0
2021-03-08 | 2 | 0 | 0 | 0 | 0 | 0
2021-03-08 | 3 | 0 | 0 | 0 | 0 | 0
2021-03-08 | 4 | 0 | 0 | 0 | 0 | 0
2021-03-08 | 5 | 0 | 0 | 0 | 0 | 0
2021-03-08 | 6 | 0 | 0 | 0 | 10 | 3
2021-03-08 | 7 | 15000 | 90 | 350 | 440 | 3970
2021-03-08 | 8 | 90000 | 1680 | 4000 | 5620 | 25325
2021-03-08 | 9 | 168000 | 5640 | 7420 | 17280 | 49585
2021-03-08 | 10 | 226000 | 7460 | 9830 | 25810 | 67275
2021-03-08 | 11 | 260000 | 7530 | 11160 | 29650 | 77085
2021-03-08 | 12 | 268000 | 7530 | 11670 | 30530 | 79433
2021-03-08 | 13 | 267000 | 7540 | 11530 | 30690 | 79190
2021-03-08 | 14 | 253000 | 7540 | 10870 | 29860 | 75318
2021-03-08 | 15 | 212000 | 7550 | 9330 | 27100 | 63995
2021-03-08 | 16 | 145000 | 6120 | 6510 | 21670 | 44825
2021-03-08 | 17 | 49000 | 2770 | 2200 | 7810 | 15445
2021-03-08 | 18 | 4000 | 170 | 110 | 500 | 1195
2021-03-08 | 19 | 0 | 0 | 0 | 0 | 0
2021-03-08 | 20 | 0 | 0 | 0 | 0 | 0
2021-03-08 | 21 | 0 | 0 | 0 | 0 | 0
2021-03-08 | 22 | 0 | 0 | 0 | 0 | 0
2021-03-08 | 23 | 0 | 0 | 0 | 0 | 0
2021-03-08 | 24 | 0 | 0 | 0 | 0 | 0
2021-03-09 | 1 | 0 | 0 | 0 | 0 | 0
2021-03-09 | 2 | 0 | 0 | 0 | 0 | 0
2021-03-09 | 3 | 0 | 0 | 0 | 0 | 0
2021-03-09 | 4 | 0 | 0 | 0 | 0 | 0
2021-03-09 | 5 | 0 | 0 | 0 | 0 | 0
2021-03-09 | 6 | 0 | 10 | 10 | 0 | 5
2021-03-09 | 7 | 8000 | 80 | 90 | 680 | 2213
2021-03-09 | 8 | 24000 | 1430 | 3010 | 2640 | 7770
2021-03-09 | 9 | 149000 | 3200 | 4760 | 15400 | 43090
2021-03-09 | 10 | 213000 | 5310 | 5540 | 23380 | 61808
2021-03-09 | 11 | 238000 | 5560 | 6970 | 27510 | 69510
2021-03-09 | 12 | 253000 | 5330 | 10720 | 29070 | 74530
2021-03-09 | 13 | 265000 | 4800 | 9180 | 30330 | 77328
2021-03-09 | 14 | 247000 | 5750 | 9710 | 30100 | 73140
2021-03-09 | 15 | 210000 | 7130 | 9140 | 26580 | 63213
2021-03-09 | 16 | 137000 | 6420 | 5870 | 21760 | 42763
2021-03-09 | 17 | 51000 | 1360 | 690 | 8410 | 15365
2021-03-09 | 18 | 4000 | 70 | 120 | 300 | 1123
2021-03-09 | 19 | 0 | 0 | 0 | 0 | 0
2021-03-09 | 20 | 0 | 0 | 0 | 0 | 0
2021-03-09 | 21 | 0 | 0 | 0 | 0 | 0
2021-03-09 | 22 | 0 | 0 | 0 | 0 | 0
2021-03-09 | 23 | 0 | 0 | 0 | 0 | 0
2021-03-09 | 24 | 0 | 0 | 0 | 0 | 0
2021-03-10 | 1 | 0 | 0 | 0 | 0 | 0
2021-03-10 | 2 | 0 | 0 | 0 | 0 | 0
2021-03-10 | 3 | 0 | 0 | 0 | 0 | 0
2021-03-10 | 4 | 0 | 0 | 0 | 0 | 0
2021-03-10 | 5 | 0 | 0 | 0 | 0 | 0
2021-03-10 | 6 | 0 | 10 | 0 | 0 | 3
2021-03-10 | 7 | 16000 | 100 | 440 | 630 | 4293
2021-03-10 | 8 | 85000 | 1670 | 3900 | 6040 | 24153
2021-03-10 | 9 | 161000 | 5340 | 6890 | 16580 | 47453
2021-03-10 | 10 | 217000 | 7360 | 9110 | 23850 | 64330
2021-03-10 | 11 | 257000 | 7540 | 10450 | 28070 | 75765
2021-03-10 | 12 | 263000 | 7540 | 10890 | 28550 | 77495
2021-03-10 | 13 | 254000 | 7540 | 11140 | 28580 | 75315
2021-03-10 | 14 | 251000 | 7560 | 10400 | 28550 | 74378
2021-03-10 | 15 | 208000 | 7490 | 8770 | 25420 | 62420
2021-03-10 | 16 | 139000 | 5700 | 6070 | 20460 | 42808
2021-03-10 | 17 | 51000 | 2850 | 2410 | 8280 | 16135
2021-03-10 | 18 | 6000 | 250 | 110 | 540 | 1725
2021-03-10 | 19 | 0 | 0 | 0 | 0 | 0
2021-03-10 | 20 | 0 | 0 | 0 | 0 | 0
2021-03-10 | 21 | 0 | 0 | 0 | 0 | 0
2021-03-10 | 22 | 0 | 0 | 0 | 0 | 0
2021-03-10 | 23 | 0 | 0 | 0 | 0 | 0
2021-03-10 | 24 | 0 | 0 | 0 | 0 | 0
2021-03-11 | 1 | 0 | 0 | 0 | 0 | 0
2021-03-11 | 2 | 0 | 0 | 0 | 0 | 0
2021-03-11 | 3 | 0 | 0 | 0 | 0 | 0
2021-03-11 | 4 | 0 | 0 | 0 | 0 | 0
2021-03-11 | 5 | 0 | 0 | 0 | 0 | 0
2021-03-11 | 6 | 0 | 10 | 10 | 0 | 5
2021-03-11 | 7 | 9000 | 220 | 220 | 700 | 2535
2021-03-11 | 8 | 33000 | 1120 | 1340 | 3580 | 9760
2021-03-11 | 9 | 73000 | 2780 | 2420 | 7380 | 21395
2021-03-11 | 10 | 94000 | 5190 | 7200 | 11150 | 29385
2021-03-11 | 11 | 151000 | 4390 | 4630 | 14200 | 43555
2021-03-11 | 12 | 124000 | 3560 | 7700 | 15420 | 37670
2021-03-11 | 13 | 219000 | 6850 | 8150 | 25030 | 64758
2021-03-11 | 14 | 223000 | 7060 | 8850 | 23870 | 65695
2021-03-11 | 15 | 177000 | 6740 | 7440 | 21910 | 53273
2021-03-11 | 16 | 96000 | 4280 | 4330 | 15730 | 30085
2021-03-11 | 17 | 39000 | 1840 | 2120 | 3660 | 11655
2021-03-11 | 18 | 6000 | 380 | 230 | 710 | 1830
2021-03-11 | 19 | 0 | 0 | 0 | 0 | 0
2021-03-11 | 20 | 0 | 0 | 0 | 0 | 0
2021-03-11 | 21 | 0 | 0 | 0 | 0 | 0
2021-03-11 | 22 | 0 | 0 | 0 | 0 | 0
2021-03-11 | 23 | 0 | 0 | 0 | 0 | 0
2021-03-11 | 24 | 0 | 0 | 0 | 0 | 0
2021-03-12 | 1 | 0 | 0 | 0 | 0 | 0
2021-03-12 | 2 | 0 | 0 | 0 | 0 | 0
2021-03-12 | 3 | 0 | 0 | 0 | 0 | 0
2021-03-12 | 4 | 0 | 0 | 0 | 0 | 0
2021-03-12 | 5 | 0 | 0 | 0 | 0 | 0
2021-03-12 | 6 | 0 | 10 | 0 | 0 | 3
2021-03-12 | 7 | 10000 | 110 | 500 | 440 | 2763
2021-03-12 | 8 | 81000 | 1660 | 3930 | 5300 | 22973
2021-03-12 | 9 | 150000 | 5590 | 7140 | 15800 | 44633
2021-03-12 | 10 | 227000 | 7430 | 9420 | 24410 | 67065
2021-03-12 | 11 | 260000 | 7540 | 10870 | 28010 | 76605
2021-03-12 | 12 | 267000 | 7550 | 11430 | 29930 | 78978
2021-03-12 | 13 | 267000 | 7550 | 11290 | 29390 | 78808
2021-03-12 | 14 | 254000 | 7550 | 10490 | 28170 | 75053
2021-03-12 | 15 | 212000 | 7550 | 8950 | 25550 | 63513
2021-03-12 | 16 | 144000 | 6160 | 6540 | 21290 | 44498
2021-03-12 | 17 | 56000 | 3310 | 2690 | 9200 | 17800
2021-03-12 | 18 | 5000 | 330 | 80 | 330 | 1435
2021-03-12 | 19 | 0 | 0 | 0 | 0 | 0
2021-03-12 | 20 | 0 | 0 | 0 | 0 | 0
2021-03-12 | 21 | 0 | 0 | 0 | 0 | 0
2021-03-12 | 22 | 0 | 0 | 0 | 0 | 0
2021-03-12 | 23 | 0 | 0 | 0 | 0 | 0
2021-03-12 | 24 | 0 | 0 | 0 | 0 | 0
2021-03-13 | 1 | 0 | 0 | 0 | 0 | 0
2021-03-13 | 2 | 0 | 0 | 0 | 0 | 0
2021-03-13 | 3 | 0 | 0 | 0 | 0 | 0
2021-03-13 | 4 | 0 | 0 | 0 | 0 | 0
2021-03-13 | 5 | 0 | 0 | 0 | 0 | 0
2021-03-13 | 6 | 0 | 10 | 10 | 10 | 8
2021-03-13 | 7 | 19000 | 200 | 460 | 660 | 5080
2021-03-13 | 8 | 96000 | 1760 | 3930 | 5910 | 26900
2021-03-13 | 9 | 177000 | 5740 | 6740 | 17730 | 51803
2021-03-13 | 10 | 236000 | 7470 | 10000 | 26660 | 70033
2021-03-13 | 11 | 265000 | 7530 | 11410 | 31560 | 78875
2021-03-13 | 12 | 269000 | 7540 | 11830 | 33200 | 80393
2021-03-13 | 13 | 269000 | 7540 | 11770 | 34040 | 80588
2021-03-13 | 14 | 260000 | 7540 | 10920 | 32180 | 77660
2021-03-13 | 15 | 217000 | 7540 | 9220 | 28320 | 65520
2021-03-13 | 16 | 146000 | 6180 | 6510 | 21410 | 45025
2021-03-13 | 17 | 54000 | 3390 | 2880 | 7610 | 16970
2021-03-13 | 18 | 5000 | 360 | 80 | 430 | 1468
2021-03-13 | 19 | 0 | 0 | 0 | 0 | 0
2021-03-13 | 20 | 0 | 0 | 0 | 0 | 0
2021-03-13 | 21 | 0 | 0 | 0 | 0 | 0
2021-03-13 | 22 | 0 | 0 | 0 | 0 | 0
2021-03-13 | 23 | 0 | 0 | 0 | 0 | 0
2021-03-13 | 24 | 0 | 0 | 0 | 0 | 0
2021-03-14 | 1 | 0 | 0 | 0 | 0 | 0
2021-03-14 | 3 | 0 | 0 | 0 | 0 | 0
2021-03-14 | 4 | 0 | 0 | 0 | 0 | 0
2021-03-14 | 5 | 0 | 0 | 0 | 0 | 0
2021-03-14 | 6 | 0 | 10 | 10 | 0 | 5
2021-03-14 | 7 | 0 | 10 | 0 | 10 | 5
2021-03-14 | 8 | 22000 | 140 | 300 | 760 | 5800
2021-03-14 | 9 | 94000 | 1420 | 1700 | 5800 | 25730
2021-03-14 | 10 | 167000 | 2430 | 2790 | 14790 | 46753
2021-03-14 | 11 | 149000 | 3790 | 3990 | 16990 | 43443
2021-03-14 | 12 | 220000 | 5550 | 5430 | 23930 | 63728
2021-03-14 | 13 | 182000 | 6030 | 6120 | 19220 | 53343
2021-03-14 | 14 | 114000 | 6270 | 6100 | 21080 | 36863
2021-03-14 | 15 | 79000 | 4090 | 5890 | 20520 | 27375
2021-03-14 | 16 | 150000 | 2470 | 4070 | 19010 | 43888
2021-03-14 | 17 | 149000 | 3730 | 1870 | 16050 | 42663
2021-03-14 | 18 | 49000 | 1540 | 390 | 9120 | 15013
2021-03-14 | 19 | 4000 | 210 | 70 | 680 | 1240
2021-03-14 | 20 | 0 | 0 | 0 | 0 | 0
2021-03-14 | 21 | 0 | 0 | 0 | 0 | 0
2021-03-14 | 22 | 0 | 0 | 0 | 0 | 0
2021-03-14 | 23 | 0 | 0 | 0 | 0 | 0
2021-03-14 | 24 | 0 | 0 | 0 | 0 | 0
2021-03-15 | 1 | 0 | 0 | 0 | 0 | 0
2021-03-15 | 2 | 0 | 0 | 0 | 0 | 0
2021-03-15 | 3 | 0 | 0 | 0 | 0 | 0
2021-03-15 | 4 | 0 | 0 | 0 | 0 | 0
2021-03-15 | 5 | 0 | 0 | 0 | 0 | 0
2021-03-15 | 6 | 0 | 0 | 10 | 10 | 5
2021-03-15 | 7 | 0 | 10 | 10 | 0 | 5
2021-03-15 | 8 | 22000 | 260 | 570 | 1280 | 6028
2021-03-15 | 9 | 103000 | 2000 | 4500 | 5270 | 28693
2021-03-15 | 10 | 190000 | 5820 | 7920 | 17240 | 55245
2021-03-15 | 11 | 250000 | 7520 | 10470 | 28500 | 74123
2021-03-15 | 12 | 268000 | 7520 | 11840 | 34650 | 80503
2021-03-15 | 13 | 269000 | 7520 | 11860 | 36660 | 81260
2021-03-15 | 14 | 269000 | 7530 | 11830 | 36730 | 81273
2021-03-15 | 15 | 267000 | 7540 | 11570 | 36390 | 80625
2021-03-15 | 16 | 232000 | 7510 | 9740 | 32120 | 70343
2021-03-15 | 17 | 159000 | 6530 | 7050 | 24560 | 49285
2021-03-15 | 18 | 64000 | 3520 | 3010 | 10820 | 20338
2021-03-15 | 19 | 7000 | 410 | 130 | 550 | 2023
2021-03-15 | 20 | 0 | 0 | 0 | 0 | 0
2021-03-15 | 21 | 0 | 0 | 0 | 0 | 0
2021-03-15 | 22 | 0 | 0 | 0 | 0 | 0
2021-03-15 | 23 | 0 | 0 | 0 | 0 | 0
2021-03-15 | 24 | 0 | 0 | 0 | 0 | 0
2021-03-16 | 1 | 0 | 0 | 0 | 0 | 0
2021-03-16 | 2 | 0 | 0 | 0 | 0 | 0
2021-03-16 | 3 | 0 | 0 | 0 | 0 | 0
2021-03-16 | 4 | 0 | 0 | 0 | 0 | 0
2021-03-16 | 5 | 0 | 0 | 0 | 0 | 0
2021-03-16 | 6 | 0 | 10 | 10 | 0 | 5
2021-03-16 | 7 | 0 | 0 | 10 | 10 | 5
2021-03-16 | 8 | 24000 | 170 | 760 | 1010 | 6485
2021-03-16 | 9 | 104000 | 1800 | 4370 | 6420 | 29148
2021-03-16 | 10 | 182000 | 5720 | 4750 | 15390 | 51965
2021-03-16 | 11 | 213000 | 5950 | 6240 | 19840 | 61258
2021-03-16 | 12 | 192000 | 6460 | 8450 | 26140 | 58263
2021-03-16 | 13 | 192000 | 5730 | 6300 | 23960 | 56998
2021-03-16 | 14 | 184000 | 5750 | 6200 | 13380 | 52333
2021-03-16 | 15 | 174000 | 6720 | 6750 | 11380 | 49713
2021-03-16 | 16 | 152000 | 5750 | 8230 | 23900 | 47470
2021-03-16 | 17 | 105000 | 4880 | 5760 | 20340 | 33995
2021-03-16 | 18 | 34000 | 1590 | 2070 | 9800 | 11865
2021-03-16 | 19 | 7000 | 250 | 190 | 770 | 2053
2021-03-16 | 20 | 0 | 0 | 0 | 0 | 0
2021-03-16 | 21 | 0 | 0 | 0 | 0 | 0
2021-03-16 | 22 | 0 | 0 | 0 | 0 | 0
2021-03-16 | 23 | 0 | 0 | 0 | 0 | 0
2021-03-16 | 24 | 0 | 0 | 0 | 0 | 0
2021-03-17 | 1 | 0 | 0 | 0 | 0 | 0
2021-03-17 | 2 | 0 | 0 | 0 | 0 | 0
2021-03-17 | 3 | 0 | 0 | 0 | 0 | 0
2021-03-17 | 4 | 0 | 0 | 0 | 0 | 0
2021-03-17 | 5 | 0 | 0 | 0 | 0 | 0
2021-03-17 | 6 | 0 | 10 | 0 | 10 | 5
2021-03-17 | 7 | 0 | 10 | 10 | 0 | 5
2021-03-17 | 8 | 26000 | 150 | 960 | 850 | 6990
2021-03-17 | 9 | 98000 | 1620 | 4220 | 5910 | 27438
2021-03-17 | 10 | 171000 | 5640 | 6590 | 16970 | 50050
2021-03-17 | 11 | 226000 | 7410 | 9260 | 23980 | 66663
2021-03-17 | 12 | 258000 | 7540 | 10390 | 26690 | 75655
2021-03-17 | 13 | 267000 | 7540 | 11000 | 27040 | 78145
2021-03-17 | 14 | 266000 | 7550 | 10790 | 25340 | 77420
2021-03-17 | 15 | 253000 | 7550 | 10040 | 24640 | 73808
2021-03-17 | 16 | 211000 | 7500 | 8600 | 22380 | 62370
2021-03-17 | 17 | 144000 | 5700 | 6130 | 18840 | 43668
2021-03-17 | 18 | 57000 | 3030 | 2780 | 9080 | 17973
2021-03-17 | 19 | 8000 | 360 | 260 | 800 | 2355
2021-03-17 | 20 | 0 | 0 | 0 | 0 | 0
2021-03-17 | 21 | 0 | 0 | 0 | 0 | 0
2021-03-17 | 22 | 0 | 0 | 0 | 0 | 0
2021-03-17 | 23 | 0 | 0 | 0 | 0 | 0
2021-03-17 | 24 | 0 | 0 | 0 | 0 | 0
2021-03-18 | 1 | 0 | 0 | 0 | 0 | 0
2021-03-18 | 2 | 0 | 0 | 0 | 0 | 0
2021-03-18 | 3 | 0 | 0 | 0 | 0 | 0
2021-03-18 | 4 | 0 | 0 | 0 | 0 | 0
2021-03-18 | 5 | 0 | 0 | 0 | 0 | 0
2021-03-18 | 6 | 0 | 0 | 0 | 0 | 0
2021-03-18 | 7 | 0 | 10 | 10 | 10 | 8
2021-03-18 | 8 | 11000 | 160 | 130 | 830 | 3030
2021-03-18 | 9 | 31000 | 840 | 830 | 2640 | 8828
2021-03-18 | 10 | 47000 | 1470 | 1360 | 4150 | 13495
2021-03-18 | 11 | 71000 | 1790 | 1730 | 6490 | 20253
2021-03-18 | 12 | 80000 | 1680 | 1660 | 8000 | 22835
2021-03-18 | 13 | 63000 | 1980 | 1820 | 7210 | 18503
2021-03-18 | 14 | 75000 | 1180 | 1240 | 6670 | 21023
2021-03-18 | 15 | 55000 | 1210 | 980 | 4050 | 15310
2021-03-18 | 16 | 22000 | 1380 | 1520 | 2280 | 6795
2021-03-18 | 17 | 17000 | 1120 | 900 | 1830 | 5213
2021-03-18 | 18 | 10000 | 370 | 260 | 850 | 2870
2021-03-18 | 19 | 1000 | 30 | 40 | 0 | 268
2021-03-18 | 20 | 0 | 0 | 0 | 0 | 0
2021-03-18 | 21 | 0 | 0 | 0 | 0 | 0
2021-03-18 | 22 | 0 | 0 | 0 | 0 | 0
2021-03-18 | 23 | 0 | 0 | 0 | 0 | 0
2021-03-18 | 24 | 0 | 0 | 0 | 0 | 0
2021-03-19 | 1 | 0 | 0 | 0 | 0 | 0
2021-03-19 | 2 | 0 | 0 | 0 | 0 | 0
2021-03-19 | 3 | 0 | 0 | 0 | 0 | 0
2021-03-19 | 4 | 0 | 0 | 0 | 0 | 0
2021-03-19 | 5 | 0 | 0 | 0 | 0 | 0
2021-03-19 | 6 | 0 | 10 | 10 | 0 | 5
2021-03-19 | 7 | 0 | 0 | 0 | 0 | 0
2021-03-19 | 8 | 29000 | 150 | 770 | 1370 | 7823
2021-03-19 | 9 | 83000 | 1640 | 4430 | 6210 | 23820
2021-03-19 | 10 | 189000 | 6040 | 7840 | 18380 | 55315
2021-03-19 | 11 | 250000 | 7520 | 10080 | 26940 | 73635
2021-03-19 | 12 | 268000 | 7530 | 11500 | 31910 | 79735
2021-03-19 | 13 | 270000 | 7530 | 11870 | 33650 | 80763
2021-03-19 | 14 | 270000 | 7540 | 11830 | 32500 | 80468
2021-03-19 | 15 | 264000 | 7540 | 10950 | 31660 | 78538
2021-03-19 | 16 | 225000 | 7540 | 9320 | 28280 | 67535
2021-03-19 | 17 | 155000 | 6420 | 6810 | 23010 | 47810
2021-03-19 | 18 | 65000 | 3520 | 3180 | 11390 | 20773
2021-03-19 | 19 | 8000 | 460 | 130 | 710 | 2325
2021-03-19 | 20 | 0 | 0 | 0 | 0 | 0
2021-03-19 | 21 | 0 | 0 | 0 | 0 | 0
2021-03-19 | 22 | 0 | 0 | 0 | 0 | 0
2021-03-19 | 23 | 0 | 0 | 0 | 0 | 0
2021-03-19 | 24 | 0 | 0 | 0 | 0 | 0
2021-03-20 | 1 | 0 | 0 | 0 | 0 | 0
2021-03-20 | 2 | 0 | 0 | 0 | 0 | 0
2021-03-20 | 3 | 0 | 0 | 0 | 0 | 0
2021-03-20 | 4 | 0 | 0 | 0 | 0 | 0
2021-03-20 | 5 | 0 | 0 | 0 | 0 | 0
2021-03-20 | 6 | 0 | 10 | 10 | 10 | 8
2021-03-20 | 7 | 0 | 0 | 0 | 0 | 0
2021-03-20 | 8 | 30000 | 210 | 1050 | 1040 | 8075
2021-03-20 | 9 | 105000 | 1540 | 4290 | 6260 | 29273
2021-03-20 | 10 | 179000 | 5700 | 7270 | 17280 | 52313
2021-03-20 | 11 | 233000 | 7410 | 9420 | 24370 | 68550
2021-03-20 | 12 | 263000 | 7540 | 10810 | 26470 | 76955
2021-03-20 | 13 | 269000 | 7540 | 11440 | 25820 | 78450
2021-03-20 | 14 | 268000 | 7550 | 11270 | 25380 | 78050
2021-03-20 | 15 | 255000 | 7500 | 10280 | 24550 | 74333
2021-03-20 | 16 | 210000 | 7490 | 8660 | 23000 | 62288
2021-03-20 | 17 | 148000 | 5920 | 6230 | 19660 | 44953
2021-03-20 | 18 | 63000 | 3240 | 2810 | 10350 | 19850
2021-03-20 | 19 | 8000 | 480 | 150 | 770 | 2350
2021-03-20 | 20 | 0 | 0 | 0 | 0 | 0
2021-03-20 | 21 | 0 | 0 | 0 | 0 | 0
2021-03-20 | 22 | 0 | 0 | 0 | 0 | 0
2021-03-20 | 23 | 0 | 0 | 0 | 0 | 0
2021-03-20 | 24 | 0 | 0 | 0 | 0 | 0
2021-03-21 | 1 | 0 | 0 | 0 | 0 | 0
2021-03-21 | 2 | 0 | 0 | 0 | 0 | 0
2021-03-21 | 3 | 0 | 0 | 0 | 0 | 0
2021-03-21 | 4 | 0 | 0 | 0 | 0 | 0
2021-03-21 | 5 | 0 | 0 | 0 | 0 | 0
2021-03-21 | 6 | 0 | 10 | 10 | 10 | 8
2021-03-21 | 7 | 1000 | 10 | 10 | 10 | 258
2021-03-21 | 8 | 34000 | 210 | 1160 | 1270 | 9160
2021-03-21 | 9 | 106000 | 1480 | 4350 | 6580 | 29603
2021-03-21 | 10 | 177000 | 5670 | 7290 | 17030 | 51748
2021-03-21 | 11 | 229000 | 7420 | 9270 | 22260 | 66988
2021-03-21 | 12 | 262000 | 7540 | 10310 | 23360 | 75803
2021-03-21 | 13 | 268000 | 7540 | 10740 | 22470 | 77188
2021-03-21 | 14 | 266000 | 7550 | 10690 | 22150 | 76598
2021-03-21 | 15 | 251000 | 7570 | 10010 | 21420 | 72500
2021-03-21 | 16 | 214000 | 7480 | 8490 | 19430 | 62350
2021-03-21 | 17 | 151000 | 5930 | 6310 | 17420 | 45165
2021-03-21 | 18 | 65000 | 3320 | 3100 | 10340 | 20440
2021-03-21 | 19 | 8000 | 570 | 130 | 800 | 2375
2021-03-21 | 20 | 0 | 0 | 0 | 0 | 0
2021-03-21 | 21 | 0 | 0 | 0 | 0 | 0
2021-03-21 | 22 | 0 | 0 | 0 | 0 | 0
2021-03-21 | 23 | 0 | 0 | 0 | 0 | 0
2021-03-21 | 24 | 0 | 0 | 0 | 0 | 0
2021-03-22 | 1 | 0 | 0 | 0 | 0 | 0
2021-03-22 | 2 | 0 | 0 | 0 | 0 | 0
2021-03-22 | 3 | 0 | 0 | 0 | 0 | 0
2021-03-22 | 4 | 0 | 0 | 0 | 0 | 0
2021-03-22 | 5 | 0 | 0 | 0 | 0 | 0
2021-03-22 | 6 | 0 | 0 | 10 | 0 | 3
2021-03-22 | 7 | 1000 | 10 | 10 | 20 | 260
2021-03-22 | 8 | 36000 | 220 | 1250 | 1420 | 9723
2021-03-22 | 9 | 108000 | 1430 | 4430 | 6900 | 30190
2021-03-22 | 10 | 180000 | 5720 | 7280 | 17190 | 52548
2021-03-22 | 11 | 230000 | 7430 | 9240 | 22470 | 67285
2021-03-22 | 12 | 261000 | 7540 | 10270 | 23090 | 75475
2021-03-22 | 13 | 268000 | 7550 | 10820 | 23490 | 77465
2021-03-22 | 14 | 267000 | 7560 | 10720 | 23150 | 77108
2021-03-22 | 15 | 253000 | 7560 | 9940 | 22550 | 73263
2021-03-22 | 16 | 214000 | 7440 | 8430 | 20200 | 62518
2021-03-22 | 17 | 149000 | 5810 | 6200 | 18150 | 44790
2021-03-22 | 18 | 65000 | 3200 | 3030 | 10410 | 20410
2021-03-22 | 19 | 9000 | 600 | 170 | 950 | 2680
2021-03-22 | 20 | 0 | 0 | 0 | 0 | 0
2021-03-22 | 21 | 0 | 0 | 0 | 0 | 0
2021-03-22 | 22 | 0 | 0 | 0 | 0 | 0
2021-03-22 | 23 | 0 | 0 | 0 | 0 | 0
2021-03-22 | 24 | 0 | 0 | 0 | 0 | 0
2021-03-23 | 1 | 0 | 0 | 0 | 0 | 0
2021-03-23 | 2 | 0 | 0 | 0 | 0 | 0
2021-03-23 | 3 | 0 | 0 | 0 | 0 | 0
2021-03-23 | 4 | 0 | 0 | 0 | 0 | 0
2021-03-23 | 5 | 0 | 0 | 0 | 0 | 0
2021-03-23 | 6 | 0 | 10 | 10 | 0 | 5
2021-03-23 | 7 | 1000 | 10 | 10 | 30 | 263
2021-03-23 | 8 | 34000 | 240 | 1210 | 1500 | 9238
2021-03-23 | 9 | 107000 | 1380 | 4210 | 6920 | 29878
2021-03-23 | 10 | 179000 | 5510 | 7130 | 17030 | 52168
2021-03-23 | 11 | 227000 | 7340 | 9040 | 22410 | 66448
2021-03-23 | 12 | 260000 | 7370 | 9240 | 22710 | 74830
2021-03-23 | 13 | 261000 | 7430 | 10320 | 21930 | 75170
2021-03-23 | 14 | 267000 | 7560 | 10450 | 20750 | 76440
2021-03-23 | 15 | 253000 | 7570 | 9830 | 21650 | 73013
2021-03-23 | 16 | 214000 | 7360 | 8280 | 19890 | 62383
2021-03-23 | 17 | 148000 | 5540 | 5750 | 17740 | 44258
2021-03-23 | 18 | 59000 | 2210 | 2270 | 8670 | 18038
2021-03-23 | 19 | 9000 | 410 | 430 | 1240 | 2770
2021-03-23 | 20 | 0 | 0 | 0 | 0 | 0
2021-03-23 | 21 | 0 | 0 | 0 | 0 | 0
2021-03-23 | 22 | 0 | 0 | 0 | 0 | 0
2021-03-23 | 23 | 0 | 0 | 0 | 0 | 0
2021-03-23 | 24 | 0 | 0 | 0 | 0 | 0
2021-03-24 | 1 | 0 | 0 | 0 | 0 | 0
2021-03-24 | 2 | 0 | 0 | 0 | 0 | 0
2021-03-24 | 3 | 0 | 0 | 0 | 0 | 0
2021-03-24 | 4 | 0 | 0 | 0 | 0 | 0
2021-03-24 | 5 | 0 | 0 | 0 | 0 | 0
2021-03-24 | 6 | 0 | 10 | 0 | 0 | 3
2021-03-24 | 7 | 1000 | 10 | 10 | 40 | 265
2021-03-24 | 8 | 24000 | 400 | 540 | 2010 | 6738
2021-03-24 | 9 | 65000 | 1390 | 2120 | 5460 | 18493
2021-03-24 | 10 | 106000 | 2810 | 3520 | 11200 | 30883
2021-03-24 | 11 | 129000 | 2680 | 2810 | 9750 | 36060
2021-03-24 | 12 | 103000 | 2160 | 2440 | 9510 | 29278
2021-03-24 | 13 | 93000 | 2180 | 2830 | 10730 | 27185
2021-03-24 | 14 | 135000 | 2190 | 2500 | 13620 | 38328
2021-03-24 | 15 | 110000 | 1650 | 2120 | 9420 | 30798
2021-03-24 | 16 | 68000 | 1670 | 2300 | 13540 | 21378
2021-03-24 | 17 | 70000 | 1260 | 1730 | 8090 | 20270
2021-03-24 | 18 | 35000 | 560 | 850 | 3530 | 9985
2021-03-24 | 19 | 5000 | 110 | 100 | 500 | 1428
2021-03-24 | 20 | 0 | 0 | 0 | 0 | 0
2021-03-24 | 21 | 0 | 0 | 0 | 0 | 0
2021-03-24 | 22 | 0 | 0 | 0 | 0 | 0
2021-03-24 | 23 | 0 | 0 | 0 | 0 | 0
2021-03-24 | 24 | 0 | 0 | 0 | 0 | 0
2021-03-25 | 1 | 0 | 0 | 0 | 0 | 0
2021-03-25 | 2 | 0 | 0 | 0 | 0 | 0
2021-03-25 | 3 | 0 | 0 | 0 | 0 | 0
2021-03-25 | 4 | 0 | 0 | 0 | 0 | 0
2021-03-25 | 5 | 0 | 0 | 0 | 0 | 0
2021-03-25 | 6 | 0 | 10 | 10 | 0 | 5
2021-03-25 | 7 | 0 | 0 | 10 | 10 | 5
2021-03-25 | 8 | 3000 | 80 | 40 | 260 | 845
2021-03-25 | 9 | 14000 | 370 | 460 | 1450 | 4070
2021-03-25 | 10 | 27000 | 930 | 1460 | 3130 | 8130
2021-03-25 | 11 | 64000 | 2290 | 2370 | 8210 | 19218
2021-03-25 | 12 | 52000 | 4000 | 3380 | 7090 | 16618
2021-03-25 | 13 | 80000 | 2420 | 3060 | 8860 | 23585
2021-03-25 | 14 | 115000 | 1770 | 3030 | 7830 | 31908
2021-03-25 | 15 | 57000 | 1560 | 4280 | 6100 | 17235
2021-03-25 | 16 | 44000 | 2300 | 7450 | 10330 | 16020
2021-03-25 | 17 | 44000 | 4720 | 5200 | 12600 | 16630
2021-03-25 | 18 | 36000 | 2640 | 2520 | 4440 | 11400
2021-03-25 | 19 | 8000 | 340 | 290 | 890 | 2380
2021-03-25 | 20 | 0 | 0 | 0 | 0 | 0
2021-03-25 | 21 | 0 | 0 | 0 | 0 | 0
2021-03-25 | 22 | 0 | 0 | 0 | 0 | 0
2021-03-25 | 23 | 0 | 0 | 0 | 0 | 0
2021-03-25 | 24 | 0 | 0 | 0 | 0 | 0
2021-03-26 | 1 | 0 | 0 | 0 | 0 | 0
2021-03-26 | 2 | 0 | 0 | 0 | 0 | 0
2021-03-26 | 3 | 0 | 0 | 0 | 0 | 0
2021-03-26 | 4 | 0 | 0 | 0 | 0 | 0
2021-03-26 | 5 | 0 | 0 | 0 | 0 | 0
2021-03-26 | 6 | 0 | 10 | 0 | 0 | 3
2021-03-26 | 7 | 0 | 0 | 10 | 0 | 3
2021-03-26 | 8 | 3000 | 40 | 10 | 210 | 815
2021-03-26 | 9 | 9000 | 140 | 140 | 660 | 2485
2021-03-26 | 10 | 13000 | 290 | 290 | 1350 | 3733
2021-03-26 | 11 | 29000 | 180 | 180 | 3530 | 8223
2021-03-26 | 12 | 52000 | 140 | 300 | 3180 | 13905
2021-03-26 | 13 | 38000 | 420 | 440 | 2410 | 10318
2021-03-26 | 14 | 73000 | 950 | 1410 | 8710 | 21018
2021-03-26 | 15 | 103000 | 1750 | 1780 | 15020 | 30388
2021-03-26 | 16 | 121000 | 5120 | 3380 | 17070 | 36643
2021-03-26 | 17 | 124000 | 600 | 1010 | 11450 | 34265
2021-03-26 | 18 | 52000 | 2550 | 2110 | 5310 | 15493
2021-03-26 | 19 | 9000 | 280 | 210 | 290 | 2445
2021-03-26 | 20 | 0 | 0 | 0 | 0 | 0
2021-03-26 | 21 | 0 | 0 | 0 | 0 | 0
2021-03-26 | 22 | 0 | 0 | 0 | 0 | 0
2021-03-26 | 23 | 0 | 0 | 0 | 0 | 0
2021-03-26 | 24 | 0 | 0 | 0 | 0 | 0
2021-03-27 | 1 | 0 | 0 | 0 | 0 | 0
2021-03-27 | 2 | 0 | 0 | 0 | 0 | 0
2021-03-27 | 3 | 0 | 0 | 0 | 0 | 0
2021-03-27 | 4 | 0 | 0 | 0 | 0 | 0
2021-03-27 | 5 | 0 | 0 | 0 | 0 | 0
2021-03-27 | 6 | 0 | 10 | 10 | 0 | 5
2021-03-27 | 7 | 1000 | 20 | 10 | 40 | 268
2021-03-27 | 8 | 33000 | 340 | 340 | 1320 | 8750
2021-03-27 | 9 | 104000 | 1280 | 1070 | 7390 | 28435
2021-03-27 | 10 | 179000 | 3190 | 2290 | 17480 | 50490
2021-03-27 | 11 | 227000 | 7300 | 5310 | 22060 | 65418
2021-03-27 | 12 | 263000 | 7540 | 10130 | 26350 | 76755
2021-03-27 | 13 | 268000 | 7540 | 11340 | 24940 | 77955
2021-03-27 | 14 | 267000 | 7500 | 10970 | 23350 | 77205
2021-03-27 | 15 | 253000 | 7560 | 10090 | 21660 | 73078
2021-03-27 | 16 | 214000 | 7460 | 8580 | 19530 | 62393
2021-03-27 | 17 | 155000 | 5890 | 6240 | 16650 | 45945
2021-03-27 | 18 | 68000 | 3300 | 3170 | 10890 | 21340
2021-03-27 | 19 | 9000 | 630 | 220 | 1180 | 2758
2021-03-27 | 20 | 0 | 0 | 0 | 0 | 0
2021-03-27 | 21 | 0 | 0 | 0 | 0 | 0
2021-03-27 | 22 | 0 | 0 | 0 | 0 | 0
2021-03-27 | 23 | 0 | 0 | 0 | 0 | 0
2021-03-27 | 24 | 0 | 0 | 0 | 0 | 0
2021-03-28 | 1 | 0 | 0 | 0 | 0 | 0
2021-03-28 | 2 | 0 | 0 | 0 | 0 | 0
2021-03-28 | 3 | 0 | 0 | 0 | 0 | 0
2021-03-28 | 4 | 0 | 0 | 0 | 0 | 0
2021-03-28 | 5 | 0 | 0 | 0 | 0 | 0
2021-03-28 | 6 | 0 | 0 | 0 | 0 | 0
2021-03-28 | 7 | 0 | 10 | 10 | 0 | 5
2021-03-28 | 8 | 4000 | 40 | 20 | 240 | 1075
2021-03-28 | 9 | 9000 | 150 | 120 | 760 | 2508
2021-03-28 | 10 | 15000 | 230 | 280 | 1110 | 4155
2021-03-28 | 11 | 14000 | 190 | 190 | 1520 | 3975
2021-03-28 | 12 | 15000 | 240 | 250 | 1600 | 4273
2021-03-28 | 13 | 15000 | 270 | 220 | 910 | 4100
2021-03-28 | 14 | 11000 | 290 | 310 | 1130 | 3183
2021-03-28 | 15 | 10000 | 310 | 410 | 1040 | 2940
2021-03-28 | 16 | 8000 | 250 | 430 | 780 | 2365
2021-03-28 | 17 | 4000 | 120 | 220 | 390 | 1183
2021-03-28 | 18 | 1000 | 90 | 100 | 180 | 343
2021-03-28 | 19 | 0 | 10 | 10 | 0 | 5
2021-03-28 | 20 | 0 | 0 | 0 | 0 | 0
2021-03-28 | 21 | 0 | 0 | 0 | 0 | 0
2021-03-28 | 22 | 0 | 0 | 0 | 0 | 0
2021-03-28 | 23 | 0 | 0 | 0 | 0 | 0
2021-03-28 | 24 | 0 | 0 | 0 | 0 | 0
2021-03-29 | 1 | 0 | 0 | 0 | 0 | 0
2021-03-29 | 2 | 0 | 0 | 0 | 0 | 0
2021-03-29 | 3 | 0 | 0 | 0 | 0 | 0
2021-03-29 | 4 | 0 | 0 | 0 | 0 | 0
2021-03-29 | 5 | 0 | 0 | 0 | 0 | 0
2021-03-29 | 6 | 0 | 10 | 10 | 0 | 5
2021-03-29 | 7 | 2000 | 20 | 30 | 50 | 525
2021-03-29 | 8 | 38000 | 420 | 960 | 1860 | 10310
2021-03-29 | 9 | 89000 | 1200 | 3430 | 4170 | 24450
2021-03-29 | 10 | 165000 | 1890 | 4720 | 11350 | 45740
2021-03-29 | 11 | 194000 | 3770 | 6820 | 9180 | 53443
2021-03-29 | 12 | 184000 | 5930 | 8600 | 0 | 49633
2021-03-29 | 13 | 231000 | 6870 | 9940 | 0 | 61953
2021-03-29 | 14 | 227000 | 7380 | 10570 | 0 | 61238
2021-03-29 | 15 | 266000 | 7540 | 10840 | 0 | 71095
2021-03-29 | 16 | 230000 | 7540 | 9270 | 16870 | 65920
2021-03-29 | 17 | 163000 | 6340 | 6080 | 22900 | 49580
2021-03-29 | 18 | 75000 | 3610 | 3530 | 13830 | 23993
2021-03-29 | 19 | 12000 | 810 | 250 | 1720 | 3695
2021-03-29 | 20 | 0 | 0 | 0 | 0 | 0
2021-03-29 | 21 | 0 | 0 | 0 | 0 | 0
2021-03-29 | 22 | 0 | 0 | 0 | 0 | 0
2021-03-29 | 23 | 0 | 0 | 0 | 0 | 0
2021-03-29 | 24 | 0 | 0 | 0 | 0 | 0
2021-03-30 | 1 | 0 | 0 | 0 | 0 | 0
2021-03-30 | 2 | 0 | 0 | 0 | 0 | 0
2021-03-30 | 3 | 0 | 0 | 0 | 0 | 0
2021-03-30 | 4 | 0 | 0 | 0 | 0 | 0
2021-03-30 | 5 | 0 | 0 | 0 | 0 | 0
2021-03-30 | 6 | 0 | 10 | 10 | 0 | 5
2021-03-30 | 7 | 2000 | 20 | 30 | 110 | 540
2021-03-30 | 8 | 42000 | 270 | 1450 | 1570 | 11323
2021-03-30 | 9 | 117000 | 1300 | 4460 | 7130 | 32473
2021-03-30 | 10 | 189000 | 5630 | 7230 | 17220 | 54770
2021-03-30 | 11 | 240000 | 7410 | 9230 | 24010 | 70163
2021-03-30 | 12 | 266000 | 7550 | 10450 | 26260 | 77565
2021-03-30 | 13 | 270000 | 7540 | 11030 | 26040 | 78653
2021-03-30 | 14 | 270000 | 7560 | 10920 | 26380 | 78715
2021-03-30 | 15 | 263000 | 7560 | 10090 | 25770 | 76605
2021-03-30 | 16 | 223000 | 7390 | 8510 | 23970 | 65718
2021-03-30 | 17 | 157000 | 5890 | 6300 | 19830 | 47255
2021-03-30 | 18 | 72000 | 3400 | 3270 | 12210 | 22720
2021-03-30 | 19 | 11000 | 690 | 270 | 1450 | 3353
2021-03-30 | 20 | 0 | 0 | 0 | 0 | 0
2021-03-30 | 21 | 0 | 0 | 0 | 0 | 0
2021-03-30 | 22 | 0 | 0 | 0 | 0 | 0
2021-03-30 | 23 | 0 | 0 | 0 | 0 | 0
2021-03-30 | 24 | 0 | 0 | 0 | 0 | 0
2021-03-31 | 1 | 0 | 0 | 0 | 0 | 0
2021-03-31 | 2 | 0 | 0 | 0 | 0 | 0
2021-03-31 | 3 | 0 | 0 | 0 | 0 | 0
2021-03-31 | 4 | 0 | 0 | 0 | 0 | 0
2021-03-31 | 5 | 0 | 0 | 0 | 0 | 0
2021-03-31 | 6 | 0 | 10 | 10 | 0 | 5
2021-03-31 | 7 | 3000 | 30 | 30 | 130 | 798
2021-03-31 | 8 | 25000 | 680 | 1000 | 2910 | 7398
2021-03-31 | 9 | 104000 | 1210 | 1160 | 5950 | 28080
2021-03-31 | 10 | 102000 | 880 | 1290 | 4590 | 27190
2021-03-31 | 11 | 115000 | 960 | 1200 | 5590 | 30688
2021-03-31 | 12 | 71000 | 1130 | 1360 | 6650 | 20035
2021-03-31 | 13 | 36000 | 1850 | 1650 | 5220 | 11180
2021-03-31 | 14 | 84000 | 920 | 930 | 9110 | 23740
2021-03-31 | 15 | 33000 | 590 | 630 | 3390 | 9403
2021-03-31 | 16 | 39000 | 390 | 570 | 3090 | 10763
2021-03-31 | 17 | 22000 | 180 | 380 | 1350 | 5978
2021-03-31 | 18 | 12000 | 120 | 140 | 700 | 3240
2021-03-31 | 19 | 1000 | 10 | 20 | 0 | 258
2021-03-31 | 20 | 0 | 0 | 0 | 0 | 0
2021-03-31 | 21 | 0 | 0 | 0 | 0 | 0
2021-03-31 | 22 | 0 | 0 | 0 | 0 | 0
2021-03-31 | 23 | 0 | 0 | 0 | 0 | 0
2021-03-31 | 24 | 0 | 0 | 0 | 0 | 0
| 109498 | 433157000 | 12515210 | 14895970 | 43980600 | 126138490

## Losses
System Losses by Company
| Loss Percentages | Retail Sales (kWh) | Losses (kWh) | Weighted Losses
(4/1/20-3/31/21)
Eversource
Rate R | 7.75% | 3458712545.7 | 268050222.2917
Rate G | 7.75% | 1600815281.2 | 124063184.293
Rate GV | 6.31% | 1538500416.11 | 97079376.2565
Rate LG | 4.42% | 1124866076 | 49719080.5592
Rate OL/EOL | 7.72% | 27126000 | 2094127.2
|  | 7750020319.01 | 541005990.6005 | 6.981%
Liberty Utilities
Rate G-1 Customers | 3.8% | 359700721 | 13668627.398
All Other Customers | 6.9% | 532577178 | 36747825.282
|  | 892277899 | 50416452.68 | 5.65%
Unitil
Residential D | 6.468% | 525319028 | 33977634.731
General G2 | 6.392% | 312003389 | 19943256.6249
General G1 | 4.591% | 316659060 | 14537817.4446
Outdoor Lighting OL | 6.468% | 7336550 | 474528.054
|  | 1161318027 | 68933236.8545 | 5.936%
Total |  | 9803616245.01 | 660355680.135 | 6.736%
Total Loss Factor | 1.0674
Loss Percentages based on recent line loss studies by utility
Retail Sales provide by utilities

## whlsecost_hourly_4002_202004
C | Hourly Wholesale Load Cost Report
C | Filename: whlsecost_hourly_4002_202004.csv
C | Report for: 04 2020
C | Report generated: 04/27/2021 15:24:09 EDT
H | Location ID | Local Date | Local Hour | OnOffPeak | RTLMP | Capacity | First Contingency | Second Contingency | Regulation | Forward Reserves | Real-Time Reserves | Inadvertent | Marginal Loss Rev Fund | Auction Rev Rights | Real-Time Demand Reduction Cost | Price Responsive Demand Cost | ISO Sched 2 | ISO Sched 3 | NEPOOL Exp | Total Cost | RTLO | Total Ancillary & NCPC
H | Number | Date | Number | String | Number | Number | Number | Number | Number | Number | Number | Number | Number | Number | Number | Number | Number | Number | Number | Number | Number
D | 4002 | 2020-04-01 | 1 | OFF | 15.51 | 9.9 | 0.34 | 0.08 | 0.07 | 0 | 0 | -0.01 | -0.12 | -0.14 | 0 |  | 0.36 | 0.34 | 0.23 | 26.56 | 1027.315 | 0.49
D | 4002 | 2020-04-01 | 2 | OFF | 14.39 | 9.9 | 0.34 | 0.08 | 0.06 | 0 | 0 | -0.01 | -0.09 | -0.14 | 0 |  | 0.36 | 0.34 | 0.23 | 25.46 | 1004.433 | 0.48
D | 4002 | 2020-04-01 | 3 | OFF | 15.04 | 9.9 | 0.34 | 0.08 | 0.06 | 0 | 0 | -0.01 | -0.09 | -0.14 | 0 |  | 0.36 | 0.34 | 0.23 | 26.11 | 994.696 | 0.48
D | 4002 | 2020-04-01 | 4 | OFF | 15.34 | 9.9 | 0.34 | 0.08 | 0.06 | 0 | 0 | -0.02 | -0.09 | -0.14 | 0 |  | 0.36 | 0.34 | 0.23 | 26.4 | 1001.495 | 0.48
D | 4002 | 2020-04-01 | 5 | OFF | 15.36 | 9.9 | 0.34 | 0.08 | 0.06 | 0 | 0 | 0.01 | -0.1 | -0.14 | 0 |  | 0.36 | 0.34 | 0.23 | 26.44 | 1035.573 | 0.48
D | 4002 | 2020-04-01 | 6 | OFF | 22.36 | 9.9 | 0.34 | 0.08 | 0.17 | 0 | 0.39 | 0.01 | -0.16 | -0.14 | 0 |  | 0.36 | 0.34 | 0.23 | 33.88 | 1118.257 | 0.98
D | 4002 | 2020-04-01 | 7 | OFF | 20.12 | 9.9 | 0.34 | 0.08 | 0.16 | 0 | 0.18 | -0.02 | -0.25 | -0.14 | 0 |  | 0.36 | 0.34 | 0.23 | 31.3 | 1230.185 | 0.76
D | 4002 | 2020-04-01 | 8 | ON | 24.34 | 9.9 | 0.34 | 0.08 | 0.29 | 0.36 | 0 | 0 | -0.24 | -0.14 | 0 |  | 0.36 | 0.34 | 0.23 | 35.86 | 1302.328 | 1.07
D | 4002 | 2020-04-01 | 9 | ON | 21.93 | 9.9 | 0.34 | 0.08 | 0.18 | 0.36 | 0.02 | 0.02 | -0.2 | -0.14 | 0 |  | 0.36 | 0.34 | 0.23 | 33.42 | 1331.643 | 0.98
D | 4002 | 2020-04-01 | 10 | ON | 15.5 | 9.9 | 0.34 | 0.08 | 0.1 | 0.37 | 0 | 0 | -0.2 | -0.14 | 0 |  | 0.36 | 0.34 | 0.23 | 26.88 | 1326.154 | 0.89
D | 4002 | 2020-04-01 | 11 | ON | 14.18 | 9.9 | 0.34 | 0.08 | 0.06 | 0.37 | 0 | 0 | -0.17 | -0.14 | 0 |  | 0.36 | 0.34 | 0.23 | 25.55 | 1323.687 | 0.85
D | 4002 | 2020-04-01 | 12 | ON | 14.77 | 9.9 | 0.34 | 0.08 | 0.05 | 0.37 | 0 | -0.02 | -0.14 | -0.14 | 0 |  | 0.36 | 0.34 | 0.23 | 26.14 | 1323.902 | 0.84
D | 4002 | 2020-04-01 | 13 | ON | 16.24 | 9.9 | 0.34 | 0.08 | 0.06 | 0.36 | 0.01 | -0.01 | -0.16 | -0.14 | 0 |  | 0.36 | 0.34 | 0.23 | 27.61 | 1334.975 | 0.85
D | 4002 | 2020-04-01 | 14 | ON | 15.03 | 9.9 | 0.34 | 0.08 | 0.05 | 0.37 | 0 | -0.01 | -0.14 | -0.14 | 0 |  | 0.36 | 0.34 | 0.23 | 26.41 | 1321.628 | 0.84
D | 4002 | 2020-04-01 | 15 | ON | 15.07 | 9.9 | 0.34 | 0.08 | 0.05 | 0.37 | 0 | -0.01 | -0.13 | -0.14 | 0 |  | 0.36 | 0.34 | 0.23 | 26.46 | 1294.971 | 0.84
D | 4002 | 2020-04-01 | 16 | ON | 14.87 | 9.9 | 0.34 | 0.08 | 0.05 | 0.37 | 0 | -0.02 | -0.12 | -0.14 | 0 |  | 0.36 | 0.34 | 0.23 | 26.26 | 1286.597 | 0.84
D | 4002 | 2020-04-01 | 17 | ON | 23.82 | 9.9 | 0.34 | 0.08 | 0.16 | 0.37 | 0.43 | -0.35 | -0.08 | -0.14 | 0 |  | 0.36 | 0.34 | 0.23 | 35.46 | 1295.38 | 1.38
D | 4002 | 2020-04-01 | 18 | ON | 30.19 | 9.9 | 0.34 | 0.08 | 0.15 | 0.35 | 0.06 | -0.01 | -0.19 | -0.14 | 0 |  | 0.36 | 0.34 | 0.23 | 41.66 | 1340.242 | 0.98
D | 4002 | 2020-04-01 | 19 | ON | 32.42 | 9.9 | 0.34 | 0.08 | 0.17 | 0.34 | 0.19 | 0.01 | -0.15 | -0.14 | 0 |  | 0.36 | 0.34 | 0.23 | 44.09 | 1350.525 | 1.12
D | 4002 | 2020-04-01 | 20 | ON | 41.26 | 9.9 | 0.34 | 0.08 | 0.25 | 0.33 | 0.5 | 0.02 | -0.21 | -0.14 | 0 |  | 0.36 | 0.34 | 0.23 | 53.26 | 1359.053 | 1.5
D | 4002 | 2020-04-01 | 21 | ON | 34.25 | 9.9 | 0.34 | 0.08 | 0.23 | 0.34 | 0.27 | 0.01 | -0.15 | -0.14 | 0 |  | 0.36 | 0.34 | 0.23 | 46.06 | 1307.457 | 1.26
D | 4002 | 2020-04-01 | 22 | ON | 26.72 | 9.9 | 0.34 | 0.08 | 0.22 | 0.36 | 0.1 | 0 | -0.1 | -0.14 | 0 |  | 0.36 | 0.34 | 0.23 | 38.41 | 1219.056 | 1.1
D | 4002 | 2020-04-01 | 23 | ON | 23.2 | 9.9 | 0.34 | 0.08 | 0.22 | 0.39 | 0.28 | 0.01 | 0.03 | -0.14 | 0 |  | 0.36 | 0.34 | 0.23 | 35.24 | 1123.976 | 1.31
D | 4002 | 2020-04-01 | 24 | OFF | 34.99 | 9.9 | 0.34 | 0.08 | 0.34 | 0 | 1.09 | -0.04 | -0.09 | -0.14 | 0 |  | 0.36 | 0.34 | 0.23 | 47.4 | 1041.463 | 1.85
D | 4002 | 2020-04-02 | 1 | OFF | 22.83 | 9.9 | 0.46 | 0.19 | 0.1 | 0 | 0.3 | 0.02 | -0.1 | -0.14 | 0 |  | 0.36 | 0.34 | 0.23 | 34.49 | 983.12 | 1.05
D | 4002 | 2020-04-02 | 2 | OFF | 26.76 | 9.9 | 0.46 | 0.19 | 0.12 | 0 | 0 | -0.01 | -0.09 | -0.14 | 0 |  | 0.36 | 0.34 | 0.23 | 38.12 | 953.016 | 0.77
D | 4002 | 2020-04-02 | 3 | OFF | 17.28 | 9.9 | 0.46 | 0.19 | 0.06 | 0 | 0 | 0.01 | -0.05 | -0.14 | 0 |  | 0.36 | 0.34 | 0.23 | 28.64 | 939.276 | 0.71
D | 4002 | 2020-04-02 | 4 | OFF | 15.72 | 9.9 | 0.46 | 0.19 | 0.05 | 0 | 0 | 0.02 | -0.08 | -0.14 | 0 |  | 0.36 | 0.34 | 0.23 | 27.05 | 943.923 | 0.7
D | 4002 | 2020-04-02 | 5 | OFF | 15.95 | 9.9 | 0.46 | 0.19 | 0.05 | 0 | 0 | 0.01 | -0.09 | -0.14 | 0 |  | 0.36 | 0.34 | 0.23 | 27.26 | 975.887 | 0.7
D | 4002 | 2020-04-02 | 6 | OFF | 25.34 | 9.9 | 0.46 | 0.19 | 0.12 | 0 | 0.33 | -0.03 | -0.08 | -0.14 | 0 |  | 0.36 | 0.34 | 0.23 | 37.02 | 1053.256 | 1.1
D | 4002 | 2020-04-02 | 7 | OFF | 35.27 | 9.9 | 0.46 | 0.19 | 0.36 | 0 | 0.27 | 0 | -0.13 | -0.14 | 0 |  | 0.36 | 0.34 | 0.23 | 47.11 | 1161.043 | 1.28
D | 4002 | 2020-04-02 | 8 | ON | 39.61 | 9.9 | 0.46 | 0.19 | 0.57 | 0.4 | 0.5 | 0.01 | -0.31 | -0.14 | 0 |  | 0.36 | 0.34 | 0.23 | 52.12 | 1262.193 | 2.12
D | 4002 | 2020-04-02 | 9 | ON | 36.59 | 9.9 | 0.46 | 0.19 | 0.22 | 0.38 | 0.13 | 0.03 | -0.28 | -0.14 | 0 |  | 0.36 | 0.34 | 0.23 | 48.41 | 1325.897 | 1.38
D | 4002 | 2020-04-02 | 10 | ON | 28.04 | 9.9 | 0.46 | 0.19 | 0.13 | 0.38 | 0.22 | 0.05 | -0.15 | -0.14 | 0 |  | 0.36 | 0.34 | 0.23 | 40.01 | 1347.07 | 1.38
D | 4002 | 2020-04-02 | 11 | ON | 20.94 | 9.9 | 0.46 | 0.19 | 0.16 | 0.39 | 0.16 | -0.01 | -0.2 | -0.14 | 0 |  | 0.36 | 0.34 | 0.23 | 32.78 | 1354.438 | 1.36
D | 4002 | 2020-04-02 | 12 | ON | 14.98 | 9.9 | 0.46 | 0.19 | 0.07 | 0.39 | 0.01 | 0.01 | -0.19 | -0.14 | 0 |  | 0.36 | 0.34 | 0.23 | 26.61 | 1364.132 | 1.12
D | 4002 | 2020-04-02 | 13 | ON | 16.42 | 9.9 | 0.46 | 0.19 | 0.06 | 0.39 | 0 | 0 | -0.19 | -0.14 | 0 |  | 0.36 | 0.34 | 0.23 | 28.02 | 1365.964 | 1.1
D | 4002 | 2020-04-02 | 14 | ON | 18.27 | 9.9 | 0.46 | 0.19 | 0.04 | 0.39 | 0.07 | -0.02 | -0.19 | -0.14 | 0 |  | 0.36 | 0.34 | 0.23 | 29.9 | 1359.312 | 1.15
D | 4002 | 2020-04-02 | 15 | ON | 18.49 | 9.9 | 0.46 | 0.19 | 0.08 | 0.39 | 0.08 | -0.01 | -0.18 | -0.14 | 0 |  | 0.36 | 0.34 | 0.23 | 30.19 | 1341.219 | 1.2
D | 4002 | 2020-04-02 | 16 | ON | 17.53 | 9.9 | 0.46 | 0.19 | 0.06 | 0.39 | 0.04 | 0.01 | -0.19 | -0.14 | 0 |  | 0.36 | 0.34 | 0.23 | 29.18 | 1335.909 | 1.14
D | 4002 | 2020-04-02 | 17 | ON | 24.23 | 9.9 | 0.46 | 0.19 | 0.05 | 0.38 | 0.25 | -0.03 | -0.14 | -0.14 | 0 |  | 0.36 | 0.34 | 0.23 | 36.08 | 1366.507 | 1.33
D | 4002 | 2020-04-02 | 18 | ON | 30.19 | 9.9 | 0.46 | 0.19 | 0.12 | 0.36 | 0.14 | 0.02 | -0.17 | -0.14 | 0 |  | 0.36 | 0.34 | 0.23 | 42 | 1418.118 | 1.27
D | 4002 | 2020-04-02 | 19 | ON | 29.18 | 9.9 | 0.46 | 0.19 | 0.17 | 0.36 | 0.09 | 0.03 | -0.21 | -0.14 | 0 |  | 0.36 | 0.34 | 0.23 | 40.96 | 1416.19 | 1.27
D | 4002 | 2020-04-02 | 20 | ON | 27.8 | 9.9 | 0.46 | 0.19 | 0.16 | 0.36 | 0.03 | 0 | -0.29 | -0.14 | 0 |  | 0.36 | 0.34 | 0.23 | 39.4 | 1389.306 | 1.2
D | 4002 | 2020-04-02 | 21 | ON | 29.82 | 9.9 | 0.46 | 0.19 | 0.19 | 0.37 | 0.05 | 0.01 | -0.23 | -0.14 | 0 |  | 0.36 | 0.34 | 0.23 | 41.55 | 1327.676 | 1.26
D | 4002 | 2020-04-02 | 22 | ON | 25.9 | 9.9 | 0.46 | 0.19 | 0.22 | 0.39 | 0 | -0.03 | -0.32 | -0.14 | 0 |  | 0.36 | 0.34 | 0.23 | 37.5 | 1234.07 | 1.26
D | 4002 | 2020-04-02 | 23 | ON | 19.75 | 9.9 | 0.46 | 0.19 | 0.37 | 0.42 | 0 | 0.02 | -0.04 | -0.14 | 0 |  | 0.36 | 0.34 | 0.23 | 31.86 | 1138.308 | 1.44
D | 4002 | 2020-04-02 | 24 | OFF | 15 | 9.9 | 0.46 | 0.19 | 0.13 | 0 | 0 | 0.02 | -0.12 | -0.14 | 0 |  | 0.36 | 0.34 | 0.23 | 26.37 | 1052.077 | 0.78
D | 4002 | 2020-04-03 | 1 | OFF | 15.05 | 9.9 | 0.1 | 0.02 | 0.09 | 0 | 0 | 0 | -0.08 | -0.14 | 0 |  | 0.36 | 0.34 | 0.23 | 25.87 | 998.289 | 0.21
D | 4002 | 2020-04-03 | 2 | OFF | 13.66 | 9.9 | 0.1 | 0.02 | 0.08 | 0 | 0 | 0.01 | -0.08 | -0.14 | 0 |  | 0.36 | 0.34 | 0.23 | 24.48 | 965.193 | 0.2
D | 4002 | 2020-04-03 | 3 | OFF | 13.91 | 9.9 | 0.1 | 0.02 | 0.06 | 0 | 0 | 0.01 | -0.08 | -0.14 | 0 |  | 0.36 | 0.34 | 0.23 | 24.71 | 947.9 | 0.18
D | 4002 | 2020-04-03 | 4 | OFF | 13.86 | 9.9 | 0.1 | 0.02 | 0.06 | 0 | 0 | -0.01 | -0.07 | -0.14 | 0 |  | 0.36 | 0.34 | 0.23 | 24.65 | 946.53 | 0.18
D | 4002 | 2020-04-03 | 5 | OFF | 13.64 | 9.9 | 0.1 | 0.02 | 0.06 | 0 | 0 | 0.01 | -0.08 | -0.14 | 0 |  | 0.36 | 0.34 | 0.23 | 24.44 | 970.491 | 0.18
D | 4002 | 2020-04-03 | 6 | OFF | 13.91 | 9.9 | 0.1 | 0.02 | 0.05 | 0 | 0 | 0.01 | -0.1 | -0.14 | 0 |  | 0.36 | 0.34 | 0.23 | 24.68 | 1040.636 | 0.17
D | 4002 | 2020-04-03 | 7 | OFF | 14.91 | 9.9 | 0.1 | 0.02 | 0.15 | 0 | 0 | 0 | -0.11 | -0.14 | 0 |  | 0.36 | 0.34 | 0.23 | 25.76 | 1144.377 | 0.27
D | 4002 | 2020-04-03 | 8 | ON | 15.01 | 9.9 | 0.1 | 0.02 | 0.16 | 0.4 | 0 | -0.01 | -0.16 | -0.14 | 0 |  | 0.36 | 0.34 | 0.23 | 26.21 | 1244.147 | 0.68
D | 4002 | 2020-04-03 | 9 | ON | 14.46 | 9.9 | 0.1 | 0.02 | 0.06 | 0.38 | 0 | 0 | -0.18 | -0.14 | 0 |  | 0.36 | 0.34 | 0.23 | 25.53 | 1310.045 | 0.56
D | 4002 | 2020-04-03 | 10 | ON | 16.17 | 9.9 | 0.1 | 0.02 | 0.09 | 0.37 | 0 | -0.03 | -0.17 | -0.14 | 0 |  | 0.36 | 0.34 | 0.23 | 27.24 | 1342.469 | 0.58
D | 4002 | 2020-04-03 | 11 | ON | 15.98 | 9.9 | 0.1 | 0.02 | 0.07 | 0.36 | 0 | -0.01 | -0.15 | -0.14 | 0 |  | 0.36 | 0.34 | 0.23 | 27.06 | 1363.349 | 0.55
D | 4002 | 2020-04-03 | 12 | ON | 16.4 | 9.9 | 0.1 | 0.02 | 0.05 | 0.36 | 0 | 0 | -0.15 | -0.14 | 0 |  | 0.36 | 0.34 | 0.23 | 27.47 | 1372.365 | 0.53
D | 4002 | 2020-04-03 | 13 | ON | 17.75 | 9.9 | 0.1 | 0.02 | 0.06 | 0.36 | 0 | -0.01 | -0.14 | -0.14 | 0 |  | 0.36 | 0.34 | 0.23 | 28.83 | 1373.424 | 0.54
D | 4002 | 2020-04-03 | 14 | ON | 17.92 | 9.9 | 0.1 | 0.02 | 0.08 | 0.36 | 0.05 | 0.01 | -0.13 | -0.14 | 0 |  | 0.36 | 0.34 | 0.23 | 29.1 | 1354.516 | 0.61
D | 4002 | 2020-04-03 | 15 | ON | 15.3 | 9.9 | 0.1 | 0.02 | 0.08 | 0.37 | 0 | 0.01 | -0.13 | -0.14 | 0 |  | 0.36 | 0.34 | 0.23 | 26.44 | 1322.041 | 0.57
D | 4002 | 2020-04-03 | 16 | ON | 15.23 | 9.9 | 0.1 | 0.02 | 0.09 | 0.37 | 0 | -0.01 | -0.12 | -0.14 | 0 |  | 0.36 | 0.34 | 0.23 | 26.37 | 1298.187 | 0.58
D | 4002 | 2020-04-03 | 17 | ON | 16.35 | 9.9 | 0.1 | 0.02 | 0.14 | 0.37 | 0.03 | 0 | -0.12 | -0.14 | 0 |  | 0.36 | 0.34 | 0.23 | 27.58 | 1308.821 | 0.66
D | 4002 | 2020-04-03 | 18 | ON | 16.52 | 9.9 | 0.1 | 0.02 | 0.11 | 0.36 | 0.1 | 0.02 | -0.17 | -0.14 | 0 |  | 0.36 | 0.34 | 0.23 | 27.75 | 1346.216 | 0.69
D | 4002 | 2020-04-03 | 19 | ON | 15.94 | 9.9 | 0.1 | 0.02 | 0.12 | 0.36 | 0.04 | 0.01 | -0.15 | -0.14 | 0 |  | 0.36 | 0.34 | 0.23 | 27.13 | 1343.284 | 0.64
D | 4002 | 2020-04-03 | 20 | ON | 18.47 | 9.9 | 0.1 | 0.02 | 0.18 | 0.36 | 0.1 | 0 | -0.14 | -0.14 | 0 |  | 0.36 | 0.34 | 0.23 | 29.78 | 1325.661 | 0.76
D | 4002 | 2020-04-03 | 21 | ON | 15.05 | 9.9 | 0.1 | 0.02 | 0.13 | 0.38 | 0 | 0 | -0.12 | -0.14 | 0 |  | 0.36 | 0.34 | 0.23 | 26.25 | 1263.961 | 0.63
D | 4002 | 2020-04-03 | 22 | ON | 13.88 | 9.9 | 0.1 | 0.02 | 0.09 | 0.4 | 0 | -0.01 | -0.11 | -0.14 | 0 |  | 0.36 | 0.34 | 0.23 | 25.06 | 1176.978 | 0.61
D | 4002 | 2020-04-03 | 23 | ON | 15.12 | 9.9 | 0.1 | 0.02 | 0.1 | 0.43 | 0.07 | -0.01 | -0.13 | -0.14 | 0 |  | 0.36 | 0.34 | 0.23 | 26.39 | 1090.835 | 0.72
D | 4002 | 2020-04-03 | 24 | OFF | 14.02 | 9.9 | 0.1 | 0.02 | 0.13 | 0 | 0 | -0.01 | -0.09 | -0.14 | 0 |  | 0.36 | 0.34 | 0.23 | 24.86 | 1008.546 | 0.25
D | 4002 | 2020-04-04 | 1 | OFF | 14.04 | 9.9 | 0.18 | 0.02 | 0.07 | 0 | 0.05 | -0.02 | -0.11 | -0.14 | 0 |  | 0.36 | 0.34 | 0.23 | 24.92 | 948.095 | 0.32
D | 4002 | 2020-04-04 | 2 | OFF | 14.33 | 9.9 | 0.18 | 0.02 | 0.08 | 0 | 0 | -0.01 | -0.1 | -0.14 | 0 |  | 0.36 | 0.34 | 0.23 | 25.19 | 912.164 | 0.28
D | 4002 | 2020-04-04 | 3 | OFF | 14.09 | 9.9 | 0.18 | 0.02 | 0.08 | 0 | 0 | -0.02 | -0.08 | -0.14 | 0 |  | 0.36 | 0.34 | 0.23 | 24.96 | 893.374 | 0.28
D | 4002 | 2020-04-04 | 4 | OFF | 12.86 | 9.9 | 0.18 | 0.02 | 0.07 | 0 | 0 | -0.02 | -0.07 | -0.14 | 0 |  | 0.36 | 0.34 | 0.23 | 23.73 | 888.205 | 0.27
D | 4002 | 2020-04-04 | 5 | OFF | 13.33 | 9.9 | 0.18 | 0.02 | 0.07 | 0 | 0 | -0.02 | -0.08 | -0.14 | 0 |  | 0.36 | 0.34 | 0.23 | 24.19 | 897.862 | 0.27
D | 4002 | 2020-04-04 | 6 | OFF | 13.76 | 9.9 | 0.18 | 0.02 | 0.05 | 0 | 0.1 | -0.01 | -0.11 | -0.14 | 0 |  | 0.36 | 0.34 | 0.23 | 24.68 | 935.819 | 0.35
D | 4002 | 2020-04-04 | 7 | OFF | 15.93 | 9.9 | 0.18 | 0.02 | 0.14 | 0 | 0.32 | 0 | -0.13 | -0.14 | 0 |  | 0.36 | 0.34 | 0.23 | 27.15 | 989.395 | 0.66
D | 4002 | 2020-04-04 | 8 | OFF | 12.98 | 9.9 | 0.18 | 0.02 | 0.15 | 0 | 0.05 | 0 | -0.14 | -0.14 | 0 |  | 0.36 | 0.34 | 0.23 | 23.93 | 1046.68 | 0.4
D | 4002 | 2020-04-04 | 9 | OFF | 12.33 | 9.9 | 0.18 | 0.02 | 0.12 | 0 | 0 | 0 | -0.16 | -0.14 | 0 |  | 0.36 | 0.34 | 0.23 | 23.18 | 1104.271 | 0.32
D | 4002 | 2020-04-04 | 10 | OFF | 14.85 | 9.9 | 0.18 | 0.02 | 0.12 | 0 | 0.02 | -0.01 | -0.21 | -0.14 | 0 |  | 0.36 | 0.34 | 0.23 | 25.66 | 1144.525 | 0.34
D | 4002 | 2020-04-04 | 11 | OFF | 15.49 | 9.9 | 0.18 | 0.02 | 0.08 | 0 | 0 | -0.01 | -0.25 | -0.14 | 0 |  | 0.36 | 0.34 | 0.23 | 26.2 | 1152.75 | 0.28
D | 4002 | 2020-04-04 | 12 | OFF | 15.14 | 9.9 | 0.18 | 0.02 | 0.08 | 0 | 0 | 0 | -0.22 | -0.14 | 0 |  | 0.36 | 0.34 | 0.23 | 25.89 | 1147.888 | 0.28
D | 4002 | 2020-04-04 | 13 | OFF | 13.49 | 9.9 | 0.18 | 0.02 | 0.08 | 0 | 0 | 0.01 | -0.17 | -0.14 | 0 |  | 0.36 | 0.34 | 0.23 | 24.3 | 1130.249 | 0.28
D | 4002 | 2020-04-04 | 14 | OFF | 12.68 | 9.9 | 0.18 | 0.02 | 0.12 | 0 | 0 | 0 | -0.14 | -0.14 | 0 |  | 0.36 | 0.34 | 0.23 | 23.55 | 1111.855 | 0.32
D | 4002 | 2020-04-04 | 15 | OFF | 12.15 | 9.9 | 0.18 | 0.02 | 0.08 | 0 | 0 | -0.01 | -0.14 | -0.14 | 0 |  | 0.36 | 0.34 | 0.23 | 22.97 | 1098.004 | 0.28
D | 4002 | 2020-04-04 | 16 | OFF | 11.57 | 9.9 | 0.18 | 0.02 | 0.13 | 0 | 0 | 0 | -0.13 | -0.14 | 0 |  | 0.36 | 0.34 | 0.23 | 22.46 | 1100.307 | 0.33
D | 4002 | 2020-04-04 | 17 | OFF | 11.65 | 9.9 | 0.18 | 0.02 | 0.09 | 0 | 0 | 0 | -0.14 | -0.14 | 0 |  | 0.36 | 0.34 | 0.23 | 22.49 | 1124.761 | 0.29
D | 4002 | 2020-04-04 | 18 | OFF | 20.85 | 9.9 | 0.18 | 0.02 | 0.17 | 0 | 0.07 | -0.01 | -0.04 | -0.14 | 0 |  | 0.36 | 0.34 | 0.23 | 31.93 | 1178.787 | 0.44
D | 4002 | 2020-04-04 | 19 | OFF | 29.31 | 9.9 | 0.18 | 0.02 | 0.25 | 0 | 0.12 | 0.05 | -0.18 | -0.14 | 0 |  | 0.36 | 0.34 | 0.23 | 40.44 | 1205.141 | 0.57
D | 4002 | 2020-04-04 | 20 | OFF | 29.89 | 9.9 | 0.18 | 0.02 | 0.23 | 0 | 0 | 0.02 | -0.23 | -0.14 | 0 |  | 0.36 | 0.34 | 0.23 | 40.8 | 1223.491 | 0.43
D | 4002 | 2020-04-04 | 21 | OFF | 26.96 | 9.9 | 0.18 | 0.02 | 0.22 | 0 | 0.02 | 0.05 | -0.21 | -0.14 | 0 |  | 0.36 | 0.34 | 0.23 | 37.93 | 1180.37 | 0.44
D | 4002 | 2020-04-04 | 22 | OFF | 23.33 | 9.9 | 0.18 | 0.02 | 0.32 | 0 | 0.01 | 0 | -0.15 | -0.14 | 0 |  | 0.36 | 0.34 | 0.23 | 34.4 | 1103.792 | 0.53
D | 4002 | 2020-04-04 | 23 | OFF | 17.25 | 9.9 | 0.18 | 0.02 | 0.16 | 0 | 0.1 | 0 | -0.17 | -0.14 | 0 |  | 0.36 | 0.34 | 0.23 | 28.23 | 1025.753 | 0.46
D | 4002 | 2020-04-04 | 24 | OFF | 14.91 | 9.9 | 0.18 | 0.02 | 0.18 | 0 | 0.1 | 0.02 | -0.15 | -0.14 | 0 |  | 0.36 | 0.34 | 0.23 | 25.95 | 955.743 | 0.48
D | 4002 | 2020-04-05 | 1 | OFF | 14.97 | 9.9 | 0.36 | 0.02 | 0.09 | 0 | 0.05 | 0.01 | -0.12 | -0.14 | 0 |  | 0.36 | 0.34 | 0.23 | 26.07 | 903.678 | 0.52
D | 4002 | 2020-04-05 | 2 | OFF | 14.29 | 9.9 | 0.36 | 0.02 | 0.06 | 0 | 0 | -0.01 | -0.11 | -0.14 | 0 |  | 0.36 | 0.34 | 0.23 | 25.3 | 869.639 | 0.44
D | 4002 | 2020-04-05 | 3 | OFF | 14.56 | 9.9 | 0.36 | 0.02 | 0.06 | 0 | 0 | -0.01 | -0.1 | -0.14 | 0 |  | 0.36 | 0.34 | 0.23 | 25.58 | 852.898 | 0.44
D | 4002 | 2020-04-05 | 4 | OFF | 14.34 | 9.9 | 0.36 | 0.02 | 0.07 | 0 | 0 | 0.01 | -0.1 | -0.14 | 0 |  | 0.36 | 0.34 | 0.23 | 25.39 | 850.174 | 0.45
D | 4002 | 2020-04-05 | 5 | OFF | 13.85 | 9.9 | 0.36 | 0.02 | 0.06 | 0 | 0 | 0 | -0.1 | -0.14 | 0 |  | 0.36 | 0.34 | 0.23 | 24.88 | 859.052 | 0.44
D | 4002 | 2020-04-05 | 6 | OFF | 13.98 | 9.9 | 0.36 | 0.02 | 0.05 | 0 | 0 | -0.01 | -0.11 | -0.14 | 0 |  | 0.36 | 0.34 | 0.23 | 24.98 | 888.096 | 0.43
D | 4002 | 2020-04-05 | 7 | OFF | 18.14 | 9.9 | 0.36 | 0.02 | 0.24 | 0 | 0.13 | -0.01 | -0.1 | -0.14 | 0 |  | 0.36 | 0.34 | 0.23 | 29.47 | 927.988 | 0.75
D | 4002 | 2020-04-05 | 8 | OFF | 19.1 | 9.9 | 0.36 | 0.02 | 0.43 | 0 | 0.15 | 0.04 | -0.13 | -0.14 | 0 |  | 0.36 | 0.34 | 0.23 | 30.66 | 982.577 | 0.96
D | 4002 | 2020-04-05 | 9 | OFF | 17.39 | 9.9 | 0.36 | 0.02 | 0.11 | 0 | 0.15 | -0.01 | -0.14 | -0.14 | 0 |  | 0.36 | 0.34 | 0.23 | 28.57 | 1056.821 | 0.64
D | 4002 | 2020-04-05 | 10 | OFF | 21.07 | 9.9 | 0.36 | 0.02 | 0.13 | 0 | 0.31 | 0.01 | -0.16 | -0.14 | 0 |  | 0.36 | 0.34 | 0.23 | 32.43 | 1115.485 | 0.82
D | 4002 | 2020-04-05 | 11 | OFF | 16.32 | 9.9 | 0.36 | 0.02 | 0.1 | 0 | 0 | 0.02 | -0.17 | -0.14 | 0 |  | 0.36 | 0.34 | 0.23 | 27.34 | 1149.446 | 0.48
D | 4002 | 2020-04-05 | 12 | OFF | 14.93 | 9.9 | 0.36 | 0.02 | 0.1 | 0 | 0 | 0 | -0.16 | -0.14 | 0 |  | 0.36 | 0.34 | 0.23 | 25.94 | 1158.539 | 0.48
D | 4002 | 2020-04-05 | 13 | OFF | 19.11 | 9.9 | 0.36 | 0.02 | 0.14 | 0 | 0.16 | 0.02 | -0.13 | -0.14 | 0 |  | 0.36 | 0.34 | 0.23 | 30.37 | 1141.567 | 0.68
D | 4002 | 2020-04-05 | 14 | OFF | 16.62 | 9.9 | 0.36 | 0.02 | 0.16 | 0 | 0.1 | 0.01 | -0.13 | -0.14 | 0 |  | 0.36 | 0.34 | 0.23 | 27.83 | 1120.598 | 0.64
D | 4002 | 2020-04-05 | 15 | OFF | 14.29 | 9.9 | 0.36 | 0.02 | 0.09 | 0 | 0 | 0 | -0.15 | -0.14 | 0 |  | 0.36 | 0.34 | 0.23 | 25.3 | 1110.809 | 0.47
D | 4002 | 2020-04-05 | 16 | OFF | 14.97 | 9.9 | 0.36 | 0.02 | 0.09 | 0 | 0 | 0.01 | -0.14 | -0.14 | 0 |  | 0.36 | 0.34 | 0.23 | 26 | 1126.863 | 0.47
D | 4002 | 2020-04-05 | 17 | OFF | 18.21 | 9.9 | 0.36 | 0.02 | 0.1 | 0 | 0.05 | 0 | -0.06 | -0.14 | 0 |  | 0.36 | 0.34 | 0.23 | 29.37 | 1186.099 | 0.53
D | 4002 | 2020-04-05 | 18 | OFF | 34.44 | 9.9 | 0.36 | 0.02 | 0.21 | 0 | 0.22 | 0.03 | -0.03 | -0.14 | 0 |  | 0.36 | 0.34 | 0.23 | 45.94 | 1261.735 | 0.81
D | 4002 | 2020-04-05 | 19 | OFF | 36.97 | 9.9 | 0.36 | 0.02 | 0.3 | 0 | 0.33 | 0.05 | -0.16 | -0.14 | 0 |  | 0.36 | 0.34 | 0.23 | 48.56 | 1259.365 | 1.01
D | 4002 | 2020-04-05 | 20 | OFF | 30.04 | 9.9 | 0.36 | 0.02 | 0.21 | 0 | 0 | 0.01 | -0.24 | -0.14 | 0 |  | 0.36 | 0.34 | 0.23 | 41.09 | 1231.936 | 0.59
D | 4002 | 2020-04-05 | 21 | OFF | 25.59 | 9.9 | 0.36 | 0.02 | 0.17 | 0 | 0 | 0.01 | -0.26 | -0.14 | 0 |  | 0.36 | 0.34 | 0.23 | 36.58 | 1173.595 | 0.55
D | 4002 | 2020-04-05 | 22 | OFF | 15.06 | 9.9 | 0.36 | 0.02 | 0.24 | 0 | 0 | 0 | -0.15 | -0.14 | 0 |  | 0.36 | 0.34 | 0.23 | 26.22 | 1088.491 | 0.62
D | 4002 | 2020-04-05 | 23 | OFF | 14.35 | 9.9 | 0.36 | 0.02 | 0.16 | 0 | 0.01 | 0 | -0.14 | -0.14 | 0 |  | 0.36 | 0.34 | 0.23 | 25.45 | 1005.766 | 0.55
D | 4002 | 2020-04-05 | 24 | OFF | 14.62 | 9.9 | 0.36 | 0.02 | 0.15 | 0 | 0.01 | 0.02 | -0.11 | -0.14 | 0 |  | 0.36 | 0.34 | 0.23 | 25.76 | 934.909 | 0.54
D | 4002 | 2020-04-06 | 1 | OFF | 15.42 | 9.9 | 0.21 | 0.03 | 0.11 | 0 | 0 | 0.05 | -0.08 | -0.14 | 0 |  | 0.36 | 0.34 | 0.23 | 26.43 | 888.593 | 0.35
D | 4002 | 2020-04-06 | 2 | OFF | 14.24 | 9.9 | 0.21 | 0.03 | 0.08 | 0 | 0 | 0.01 | -0.06 | -0.14 | 0 |  | 0.36 | 0.34 | 0.23 | 25.2 | 863.727 | 0.32
D | 4002 | 2020-04-06 | 3 | OFF | 13.58 | 9.9 | 0.21 | 0.03 | 0.07 | 0 | 0 | 0 | -0.05 | -0.14 | 0 |  | 0.36 | 0.34 | 0.23 | 24.53 | 856.997 | 0.31
D | 4002 | 2020-04-06 | 4 | OFF | 12.97 | 9.9 | 0.21 | 0.03 | 0.06 | 0 | 0 | 0.01 | -0.07 | -0.14 | 0 |  | 0.36 | 0.34 | 0.23 | 23.9 | 863.895 | 0.3
D | 4002 | 2020-04-06 | 5 | OFF | 13.97 | 9.9 | 0.21 | 0.03 | 0.07 | 0 | 0 | -0.02 | -0.06 | -0.14 | 0 |  | 0.36 | 0.34 | 0.23 | 24.89 | 897.436 | 0.31
D | 4002 | 2020-04-06 | 6 | OFF | 14.24 | 9.9 | 0.21 | 0.03 | 0.1 | 0 | 0 | 0.02 | -0.13 | -0.14 | 0 |  | 0.36 | 0.34 | 0.23 | 25.16 | 982.307 | 0.34
D | 4002 | 2020-04-06 | 7 | OFF | 18.08 | 9.9 | 0.21 | 0.03 | 0.15 | 0 | 0.07 | 0.07 | -0.12 | -0.14 | 0 |  | 0.36 | 0.34 | 0.23 | 29.18 | 1097.291 | 0.46
D | 4002 | 2020-04-06 | 8 | ON | 27.06 | 9.9 | 0.21 | 0.03 | 0.36 | 0.42 | 0 | 0.04 | -0.33 | -0.14 | 0 |  | 0.36 | 0.34 | 0.23 | 38.48 | 1186.045 | 1.02
D | 4002 | 2020-04-06 | 9 | ON | 22.88 | 9.9 | 0.21 | 0.03 | 0.29 | 0.41 | 0 | 0.01 | -0.13 | -0.14 | 0 |  | 0.36 | 0.34 | 0.23 | 34.39 | 1226.664 | 0.94
D | 4002 | 2020-04-06 | 10 | ON | 15.39 | 9.9 | 0.21 | 0.03 | 0.14 | 0.42 | 0 | 0.01 | -0.26 | -0.14 | 0 |  | 0.36 | 0.34 | 0.23 | 26.63 | 1226.153 | 0.8
D | 4002 | 2020-04-06 | 11 | ON | 13.57 | 9.9 | 0.21 | 0.03 | 0.1 | 0.43 | 0 | 0 | -0.2 | -0.14 | 0 |  | 0.36 | 0.34 | 0.23 | 24.83 | 1220.767 | 0.77
D | 4002 | 2020-04-06 | 12 | ON | 13.89 | 9.9 | 0.21 | 0.03 | 0.08 | 0.44 | 0 | 0.02 | -0.17 | -0.14 | 0 |  | 0.36 | 0.34 | 0.23 | 25.19 | 1213.747 | 0.76
D | 4002 | 2020-04-06 | 13 | ON | 12.87 | 9.9 | 0.21 | 0.03 | 0.07 | 0.44 | 0 | 0.02 | -0.17 | -0.14 | 0 |  | 0.36 | 0.34 | 0.23 | 24.16 | 1204.321 | 0.75
D | 4002 | 2020-04-06 | 14 | ON | 12.57 | 9.9 | 0.21 | 0.03 | 0.06 | 0.44 | 0 | 0.02 | -0.16 | -0.14 | 0 |  | 0.36 | 0.34 | 0.23 | 23.86 | 1181.706 | 0.74
D | 4002 | 2020-04-06 | 15 | ON | 12.45 | 9.9 | 0.21 | 0.03 | 0.07 | 0.45 | 0 | 0.01 | -0.15 | -0.14 | 0 |  | 0.36 | 0.34 | 0.23 | 23.76 | 1151.644 | 0.76
D | 4002 | 2020-04-06 | 16 | ON | 11.71 | 9.9 | 0.21 | 0.03 | 0.07 | 0.45 | 0 | 0.02 | -0.16 | -0.14 | 0 |  | 0.36 | 0.34 | 0.23 | 23.02 | 1139.757 | 0.76
D | 4002 | 2020-04-06 | 17 | ON | 12 | 9.9 | 0.21 | 0.03 | 0.07 | 0.43 | 0 | 0 | -0.16 | -0.14 | 0 |  | 0.36 | 0.34 | 0.23 | 23.27 | 1163.2 | 0.74
D | 4002 | 2020-04-06 | 18 | ON | 13.87 | 9.9 | 0.21 | 0.03 | 0.07 | 0.4 | 0.04 | -0.02 | -0.21 | -0.14 | 0 |  | 0.36 | 0.34 | 0.23 | 25.08 | 1227.806 | 0.75
D | 4002 | 2020-04-06 | 19 | ON | 18.11 | 9.9 | 0.21 | 0.03 | 0.09 | 0.38 | 0 | 0.01 | -0.28 | -0.14 | 0 |  | 0.36 | 0.34 | 0.23 | 29.24 | 1256.108 | 0.71
D | 4002 | 2020-04-06 | 20 | ON | 20.68 | 9.9 | 0.21 | 0.03 | 0.12 | 0.37 | 0 | -0.01 | -0.34 | -0.14 | 0 |  | 0.36 | 0.34 | 0.23 | 31.75 | 1270.864 | 0.73
D | 4002 | 2020-04-06 | 21 | ON | 21.99 | 9.9 | 0.21 | 0.03 | 0.2 | 0.38 | 0 | 0.02 | -0.27 | -0.14 | 0 |  | 0.36 | 0.34 | 0.23 | 33.25 | 1235.951 | 0.82
D | 4002 | 2020-04-06 | 22 | ON | 18.78 | 9.9 | 0.21 | 0.03 | 0.21 | 0.4 | 0 | 0.01 | -0.19 | -0.14 | 0 |  | 0.36 | 0.34 | 0.23 | 30.14 | 1144.332 | 0.85
D | 4002 | 2020-04-06 | 23 | ON | 18.97 | 9.9 | 0.21 | 0.03 | 0.22 | 0.43 | 0 | 0.01 | -0.2 | -0.14 | 0 |  | 0.36 | 0.34 | 0.23 | 30.36 | 1052.488 | 0.89
D | 4002 | 2020-04-06 | 24 | OFF | 16.04 | 9.9 | 0.21 | 0.03 | 0.16 | 0 | 0 | -0.01 | -0.16 | -0.14 | 0 |  | 0.36 | 0.34 | 0.23 | 26.96 | 974.606 | 0.4
D | 4002 | 2020-04-07 | 1 | OFF | 12.07 | 9.9 | 0.12 | 0.02 | 0.09 | 0 | 0 | 0.02 | -0.17 | -0.14 | 0 |  | 0.36 | 0.34 | 0.23 | 22.84 | 921.738 | 0.23
D | 4002 | 2020-04-07 | 2 | OFF | 14.2 | 9.9 | 0.12 | 0.02 | 0.09 | 0 | 0 | 0 | -0.13 | -0.14 | 0 |  | 0.36 | 0.34 | 0.23 | 24.99 | 893.591 | 0.23
D | 4002 | 2020-04-07 | 3 | OFF | 16.11 | 9.9 | 0.12 | 0.02 | 0.13 | 0 | 0 | 0 | -0.13 | -0.14 | 0 |  | 0.36 | 0.34 | 0.23 | 26.94 | 883.296 | 0.27
D | 4002 | 2020-04-07 | 4 | OFF | 14.94 | 9.9 | 0.12 | 0.02 | 0.11 | 0 | 0 | 0.03 | -0.14 | -0.14 | 0 |  | 0.36 | 0.34 | 0.23 | 25.77 | 892.478 | 0.25
D | 4002 | 2020-04-07 | 5 | OFF | 16.65 | 9.9 | 0.12 | 0.02 | 0.11 | 0 | 0 | 0.03 | -0.13 | -0.14 | 0 |  | 0.36 | 0.34 | 0.23 | 27.49 | 926.944 | 0.25
D | 4002 | 2020-04-07 | 6 | OFF | 15.21 | 9.9 | 0.12 | 0.02 | 0.08 | 0 | 0 | 0.04 | -0.2 | -0.14 | 0 |  | 0.36 | 0.34 | 0.23 | 25.96 | 1010.354 | 0.22
D | 4002 | 2020-04-07 | 7 | OFF | 26.59 | 9.9 | 0.12 | 0.02 | 0.28 | 0 | 0 | 0 | -0.22 | -0.14 | 0 |  | 0.36 | 0.34 | 0.23 | 37.48 | 1115.978 | 0.42
D | 4002 | 2020-04-07 | 8 | ON | 18.29 | 9.9 | 0.12 | 0.02 | 0.16 | 0.41 | 0 | 0 | -0.33 | -0.14 | 0 |  | 0.36 | 0.34 | 0.23 | 29.36 | 1200.811 | 0.71
D | 4002 | 2020-04-07 | 9 | ON | 16.02 | 9.9 | 0.12 | 0.02 | 0.21 | 0.41 | 0 | 0.02 | -0.26 | -0.14 | 0 |  | 0.36 | 0.34 | 0.23 | 27.23 | 1229.185 | 0.76
D | 4002 | 2020-04-07 | 10 | ON | 13.23 | 9.9 | 0.12 | 0.02 | 0.08 | 0.42 | 0 | 0 | -0.18 | -0.14 | 0 |  | 0.36 | 0.34 | 0.23 | 24.38 | 1220.752 | 0.64
D | 4002 | 2020-04-07 | 11 | ON | 13.04 | 9.9 | 0.12 | 0.02 | 0.08 | 0.37 | 0 | 0.01 | -0.15 | -0.14 | 0 |  | 0.36 | 0.34 | 0.23 | 24.18 | 1212.214 | 0.59
D | 4002 | 2020-04-07 | 12 | ON | 13.23 | 9.9 | 0.12 | 0.02 | 0.1 | 0.37 | 0 | 0 | -0.14 | -0.14 | 0 |  | 0.36 | 0.34 | 0.23 | 24.39 | 1206.048 | 0.61
D | 4002 | 2020-04-07 | 13 | ON | 13.3 | 9.9 | 0.12 | 0.02 | 0.12 | 0.43 | 0 | 0.02 | -0.14 | -0.14 | 0 |  | 0.36 | 0.34 | 0.23 | 24.56 | 1198.309 | 0.69
D | 4002 | 2020-04-07 | 14 | ON | 12.84 | 9.9 | 0.12 | 0.02 | 0.09 | 0.44 | 0 | 0.01 | -0.14 | -0.14 | 0 |  | 0.36 | 0.34 | 0.23 | 24.07 | 1176.601 | 0.67
D | 4002 | 2020-04-07 | 15 | ON | 12.17 | 9.9 | 0.12 | 0.02 | 0.07 | 0.45 | 0 | 0.01 | -0.16 | -0.14 | 0 |  | 0.36 | 0.34 | 0.23 | 23.37 | 1153.114 | 0.66
D | 4002 | 2020-04-07 | 16 | ON | 12.08 | 9.9 | 0.12 | 0.02 | 0.08 | 0.44 | 0 | -0.01 | -0.17 | -0.14 | 0 |  | 0.36 | 0.34 | 0.23 | 23.25 | 1144.319 | 0.66
D | 4002 | 2020-04-07 | 17 | ON | 13.34 | 9.9 | 0.12 | 0.02 | 0.08 | 0.42 | 0 | 0.01 | -0.16 | -0.14 | 0 |  | 0.36 | 0.34 | 0.23 | 24.52 | 1172.9 | 0.64
D | 4002 | 2020-04-07 | 18 | ON | 17.3 | 9.9 | 0.12 | 0.02 | 0.09 | 0.4 | 0.04 | -0.03 | -0.15 | -0.14 | 0 |  | 0.36 | 0.34 | 0.23 | 28.48 | 1228.842 | 0.67
D | 4002 | 2020-04-07 | 19 | ON | 22.9 | 9.9 | 0.12 | 0.02 | 0.13 | 0.38 | 0 | -0.05 | -0.3 | -0.14 | 0 |  | 0.36 | 0.34 | 0.23 | 33.89 | 1246.58 | 0.65
D | 4002 | 2020-04-07 | 20 | ON | 27.2 | 9.9 | 0.12 | 0.02 | 0.16 | 0.37 | 0 | -0.01 | -0.31 | -0.14 | 0 |  | 0.36 | 0.34 | 0.23 | 38.24 | 1262.573 | 0.67
D | 4002 | 2020-04-07 | 21 | ON | 24.97 | 9.9 | 0.12 | 0.02 | 0.18 | 0.38 | 0 | 0.01 | -0.27 | -0.14 | 0 |  | 0.36 | 0.34 | 0.23 | 36.1 | 1224.237 | 0.7
D | 4002 | 2020-04-07 | 22 | ON | 25.53 | 9.9 | 0.12 | 0.02 | 0.24 | 0.41 | 0 | -0.02 | -0.25 | -0.14 | 0 |  | 0.36 | 0.34 | 0.23 | 36.74 | 1134.405 | 0.79
D | 4002 | 2020-04-07 | 23 | ON | 17.95 | 9.9 | 0.12 | 0.02 | 0.2 | 0.44 | 0 | 0 | -0.18 | -0.14 | 0 |  | 0.36 | 0.34 | 0.23 | 29.24 | 1044.369 | 0.78
D | 4002 | 2020-04-07 | 24 | OFF | 16.35 | 9.9 | 0.12 | 0.02 | 0.12 | 0 | 0 | -0.01 | -0.2 | -0.14 | 0 |  | 0.36 | 0.34 | 0.23 | 27.09 | 966.918 | 0.26
D | 4002 | 2020-04-08 | 1 | OFF | 16.33 | 9.9 | 0.11 | 0.01 | 0.11 | 0 | 0 | -0.03 | -0.14 | -0.14 | 0 |  | 0.36 | 0.34 | 0.23 | 27.08 | 916.477 | 0.23
D | 4002 | 2020-04-08 | 2 | OFF | 16.21 | 9.9 | 0.11 | 0.01 | 0.15 | 0 | 0 | 0.02 | -0.12 | -0.14 | 0 |  | 0.36 | 0.34 | 0.23 | 27.07 | 887.814 | 0.27
D | 4002 | 2020-04-08 | 3 | OFF | 15.62 | 9.9 | 0.11 | 0.01 | 0.14 | 0 | 0 | 0 | -0.13 | -0.14 | 0 |  | 0.36 | 0.34 | 0.23 | 26.44 | 876.521 | 0.26
D | 4002 | 2020-04-08 | 4 | OFF | 16.27 | 9.9 | 0.11 | 0.01 | 0.14 | 0 | 0 | 0 | -0.12 | -0.14 | 0 |  | 0.36 | 0.34 | 0.23 | 27.1 | 873.275 | 0.26
D | 4002 | 2020-04-08 | 5 | OFF | 16.94 | 9.9 | 0.11 | 0.01 | 0.17 | 0 | 0 | 0.04 | -0.13 | -0.14 | 0 |  | 0.36 | 0.34 | 0.23 | 27.83 | 903.102 | 0.29
D | 4002 | 2020-04-08 | 6 | OFF | 28.4 | 9.9 | 0.11 | 0.01 | 0.38 | 0 | 0.48 | 0.16 | -0.19 | -0.14 | 0 |  | 0.36 | 0.34 | 0.23 | 40.04 | 978.482 | 0.98
D | 4002 | 2020-04-08 | 7 | OFF | 24.54 | 9.9 | 0.11 | 0.01 | 0.29 | 0 | 0.06 | 0.02 | -0.23 | -0.14 | 0 |  | 0.36 | 0.34 | 0.23 | 35.49 | 1087.851 | 0.47
D | 4002 | 2020-04-08 | 8 | ON | 21.54 | 9.9 | 0.11 | 0.01 | 0.16 | 0.43 | 0 | 0 | -0.23 | -0.14 | 0 |  | 0.36 | 0.34 | 0.23 | 32.71 | 1193.774 | 0.71
D | 4002 | 2020-04-08 | 9 | ON | 23.47 | 9.9 | 0.11 | 0.01 | 0.1 | 0.4 | 0 | 0.02 | -0.22 | -0.14 | 0 |  | 0.36 | 0.34 | 0.23 | 34.58 | 1263.075 | 0.62
D | 4002 | 2020-04-08 | 10 | ON | 22.48 | 9.9 | 0.11 | 0.01 | 0.09 | 0.39 | 0 | 0.02 | -0.22 | -0.14 | 0 |  | 0.36 | 0.34 | 0.23 | 33.57 | 1286.682 | 0.6
D | 4002 | 2020-04-08 | 11 | ON | 24.68 | 9.9 | 0.11 | 0.01 | 0.1 | 0.39 | 0 | 0.04 | -0.22 | -0.14 | 0 |  | 0.36 | 0.34 | 0.23 | 35.8 | 1275.505 | 0.61
D | 4002 | 2020-04-08 | 12 | ON | 22.29 | 9.9 | 0.11 | 0.01 | 0.1 | 0.4 | 0 | 0.06 | -0.21 | -0.14 | 0 |  | 0.36 | 0.34 | 0.23 | 33.45 | 1255.426 | 0.62
D | 4002 | 2020-04-08 | 13 | ON | 16.51 | 9.9 | 0.11 | 0.01 | 0.09 | 0.4 | 0 | 0.04 | -0.18 | -0.14 | 0 |  | 0.36 | 0.34 | 0.23 | 27.67 | 1237.991 | 0.61
D | 4002 | 2020-04-08 | 14 | ON | 15.41 | 9.9 | 0.11 | 0.01 | 0.08 | 0.41 | 0 | 0.06 | -0.17 | -0.14 | 0 |  | 0.36 | 0.34 | 0.23 | 26.6 | 1221.637 | 0.61
D | 4002 | 2020-04-08 | 15 | ON | 15.34 | 9.9 | 0.11 | 0.01 | 0.09 | 0.42 | 0 | 0 | -0.16 | -0.14 | 0 |  | 0.36 | 0.34 | 0.23 | 26.5 | 1199.994 | 0.63
D | 4002 | 2020-04-08 | 16 | ON | 15.17 | 9.9 | 0.11 | 0.01 | 0.08 | 0.42 | 0 | 0.03 | -0.17 | -0.14 | 0 |  | 0.36 | 0.34 | 0.23 | 26.34 | 1176 | 0.62
D | 4002 | 2020-04-08 | 17 | ON | 15.17 | 9.9 | 0.11 | 0.01 | 0.07 | 0.41 | 0 | 0.02 | -0.19 | -0.14 | 0 |  | 0.36 | 0.34 | 0.23 | 26.29 | 1189.974 | 0.6
D | 4002 | 2020-04-08 | 18 | ON | 18.19 | 9.9 | 0.11 | 0.01 | 0.1 | 0.4 | 0 | 0.01 | -0.21 | -0.14 | 0 |  | 0.36 | 0.34 | 0.23 | 29.3 | 1240.452 | 0.62
D | 4002 | 2020-04-08 | 19 | ON | 19.16 | 9.9 | 0.11 | 0.01 | 0.11 | 0.39 | 0 | 0.03 | -0.26 | -0.14 | 0 |  | 0.36 | 0.34 | 0.23 | 30.24 | 1256.748 | 0.62
D | 4002 | 2020-04-08 | 20 | ON | 19.91 | 9.9 | 0.11 | 0.01 | 0.11 | 0.38 | 0.01 | -0.01 | -0.24 | -0.14 | 0 |  | 0.36 | 0.34 | 0.23 | 30.97 | 1265.531 | 0.62
D | 4002 | 2020-04-08 | 21 | ON | 22.56 | 9.9 | 0.11 | 0.01 | 0.11 | 0.39 | 0 | 0.01 | -0.22 | -0.14 | 0 |  | 0.36 | 0.34 | 0.23 | 33.66 | 1229.1 | 0.62
D | 4002 | 2020-04-08 | 22 | ON | 19.17 | 9.9 | 0.11 | 0.01 | 0.2 | 0.41 | 0 | 0.01 | -0.14 | -0.14 | 0 |  | 0.36 | 0.34 | 0.23 | 30.46 | 1138.334 | 0.73
D | 4002 | 2020-04-08 | 23 | ON | 19.57 | 9.9 | 0.11 | 0.01 | 0.13 | 0.44 | 0 | 0 | -0.25 | -0.14 | 0 |  | 0.36 | 0.34 | 0.23 | 30.7 | 1050.894 | 0.69
D | 4002 | 2020-04-08 | 24 | OFF | 16.8 | 9.9 | 0.11 | 0.01 | 0.24 | 0 | 0 | -0.01 | -0.17 | -0.14 | 0 |  | 0.36 | 0.34 | 0.23 | 27.67 | 976.51 | 0.36
D | 4002 | 2020-04-09 | 1 | OFF | 15.48 | 9.9 | 0.11 | 0.04 | 0.09 | 0 | 0 | 0.01 | -0.15 | -0.14 | 0 |  | 0.36 | 0.34 | 0.23 | 26.27 | 925.179 | 0.24
D | 4002 | 2020-04-09 | 2 | OFF | 15.63 | 9.9 | 0.11 | 0.04 | 0.12 | 0 | 0 | 0 | -0.13 | -0.14 | 0 |  | 0.36 | 0.34 | 0.23 | 26.46 | 895.017 | 0.27
D | 4002 | 2020-04-09 | 3 | OFF | 15.34 | 9.9 | 0.11 | 0.04 | 0.1 | 0 | 0 | 0.01 | -0.12 | -0.14 | 0 |  | 0.36 | 0.34 | 0.23 | 26.17 | 885.216 | 0.25
D | 4002 | 2020-04-09 | 4 | OFF | 15.96 | 9.9 | 0.11 | 0.04 | 0.1 | 0 | 0 | 0 | -0.11 | -0.14 | 0 |  | 0.36 | 0.34 | 0.23 | 26.79 | 889.425 | 0.25
D | 4002 | 2020-04-09 | 5 | OFF | 16.13 | 9.9 | 0.11 | 0.04 | 0.1 | 0 | 0 | 0.02 | -0.13 | -0.14 | 0 |  | 0.36 | 0.34 | 0.23 | 26.96 | 918.591 | 0.25
D | 4002 | 2020-04-09 | 6 | OFF | 16.2 | 9.9 | 0.11 | 0.04 | 0.1 | 0 | 0 | 0.01 | -0.21 | -0.14 | 0 |  | 0.36 | 0.34 | 0.23 | 26.94 | 998.283 | 0.25
D | 4002 | 2020-04-09 | 7 | OFF | 25.32 | 9.9 | 0.11 | 0.04 | 0.36 | 0 | 0.07 | 0.09 | -0.31 | -0.14 | 0 |  | 0.36 | 0.34 | 0.23 | 36.37 | 1104.092 | 0.58
D | 4002 | 2020-04-09 | 8 | ON | 18.54 | 9.9 | 0.11 | 0.04 | 0.22 | 0.42 | 0 | -0.01 | -0.37 | -0.14 | 0 |  | 0.36 | 0.34 | 0.23 | 29.64 | 1205.906 | 0.79
D | 4002 | 2020-04-09 | 9 | ON | 24.73 | 9.9 | 0.11 | 0.04 | 0.24 | 0.4 | 0 | 0 | -0.27 | -0.14 | 0 |  | 0.36 | 0.34 | 0.23 | 35.94 | 1279.386 | 0.79
D | 4002 | 2020-04-09 | 10 | ON | 29.05 | 9.9 | 0.11 | 0.04 | 0.22 | 0.39 | 0 | -0.03 | -0.31 | -0.14 | 0 |  | 0.36 | 0.34 | 0.23 | 40.16 | 1309.344 | 0.76
D | 4002 | 2020-04-09 | 11 | ON | 31.45 | 9.9 | 0.11 | 0.04 | 0.21 | 0.37 | 0.02 | 0.04 | -0.27 | -0.14 | 0 |  | 0.36 | 0.34 | 0.23 | 42.66 | 1344.579 | 0.75
D | 4002 | 2020-04-09 | 12 | ON | 30.88 | 9.9 | 0.11 | 0.04 | 0.21 | 0.36 | 0 | 0.03 | -0.23 | -0.14 | 0 |  | 0.36 | 0.34 | 0.23 | 42.09 | 1391.273 | 0.72
D | 4002 | 2020-04-09 | 13 | ON | 29.64 | 9.9 | 0.11 | 0.04 | 0.19 | 0.36 | 0 | 0.03 | -0.18 | -0.14 | 0 |  | 0.36 | 0.34 | 0.23 | 40.88 | 1413.236 | 0.7
D | 4002 | 2020-04-09 | 14 | ON | 34.31 | 9.9 | 0.11 | 0.04 | 0.21 | 0.36 | 0.04 | 0 | -0.24 | -0.14 | 0 |  | 0.36 | 0.34 | 0.23 | 45.52 | 1406.977 | 0.76
D | 4002 | 2020-04-09 | 15 | ON | 30.93 | 9.9 | 0.11 | 0.04 | 0.19 | 0.36 | 0 | 0.02 | -0.13 | -0.14 | 0 |  | 0.36 | 0.34 | 0.23 | 42.21 | 1392.267 | 0.7
D | 4002 | 2020-04-09 | 16 | ON | 29.26 | 9.9 | 0.11 | 0.04 | 0.14 | 0.36 | 0.01 | -0.01 | -0.17 | -0.14 | 0 |  | 0.36 | 0.34 | 0.23 | 40.43 | 1373.289 | 0.66
D | 4002 | 2020-04-09 | 17 | ON | 28.36 | 9.9 | 0.11 | 0.04 | 0.14 | 0.37 | 0 | 0 | -0.12 | -0.14 | 0 |  | 0.36 | 0.34 | 0.23 | 39.59 | 1375.072 | 0.66
D | 4002 | 2020-04-09 | 18 | ON | 28.03 | 9.9 | 0.11 | 0.04 | 0.14 | 0.36 | 0 | 0 | -0.19 | -0.14 | 0 |  | 0.36 | 0.34 | 0.23 | 39.18 | 1411.131 | 0.65
D | 4002 | 2020-04-09 | 19 | ON | 23.9 | 9.9 | 0.11 | 0.04 | 0.11 | 0.37 | 0 | 0.02 | -0.17 | -0.14 | 0 |  | 0.36 | 0.34 | 0.23 | 35.07 | 1389.528 | 0.63
D | 4002 | 2020-04-09 | 20 | ON | 18.61 | 9.9 | 0.11 | 0.04 | 0.1 | 0.37 | 0 | -0.02 | -0.24 | -0.14 | 0 |  | 0.36 | 0.34 | 0.23 | 29.66 | 1354.505 | 0.62
D | 4002 | 2020-04-09 | 21 | ON | 17.68 | 9.9 | 0.11 | 0.04 | 0.1 | 0.38 | 0 | 0 | -0.24 | -0.14 | 0 |  | 0.36 | 0.34 | 0.23 | 28.76 | 1295.019 | 0.63
D | 4002 | 2020-04-09 | 22 | ON | 21 | 9.9 | 0.11 | 0.04 | 0.2 | 0.4 | 0 | -0.01 | -0.18 | -0.14 | 0 |  | 0.36 | 0.34 | 0.23 | 32.25 | 1202.237 | 0.75
D | 4002 | 2020-04-09 | 23 | ON | 16.76 | 9.9 | 0.11 | 0.04 | 0.11 | 0.44 | 0 | -0.01 | -0.23 | -0.14 | 0 |  | 0.36 | 0.34 | 0.23 | 27.91 | 1106.377 | 0.7
D | 4002 | 2020-04-09 | 24 | OFF | 15.97 | 9.9 | 0.11 | 0.04 | 0.15 | 0 | 0 | 0.01 | -0.13 | -0.14 | 0 |  | 0.36 | 0.34 | 0.23 | 26.84 | 1020.864 | 0.3
D | 4002 | 2020-04-10 | 1 | OFF | 14.7 | 9.9 | 0.17 | 0.04 | 0.08 | 0 | 0 | 0 | -0.11 | -0.14 | 0 |  | 0.36 | 0.34 | 0.23 | 25.57 | 967.536 | 0.29
D | 4002 | 2020-04-10 | 2 | OFF | 14.26 | 9.9 | 0.17 | 0.04 | 0.07 | 0 | 0 | 0.01 | -0.09 | -0.14 | 0 |  | 0.36 | 0.34 | 0.23 | 25.15 | 938.062 | 0.28
D | 4002 | 2020-04-10 | 3 | OFF | 14.19 | 9.9 | 0.17 | 0.04 | 0.07 | 0 | 0 | 0 | -0.05 | -0.14 | 0 |  | 0.36 | 0.34 | 0.23 | 25.11 | 925.228 | 0.28
D | 4002 | 2020-04-10 | 4 | OFF | 14.03 | 9.9 | 0.17 | 0.04 | 0.06 | 0 | 0 | 0.02 | -0.04 | -0.14 | 0 |  | 0.36 | 0.34 | 0.23 | 24.97 | 927.352 | 0.27
D | 4002 | 2020-04-10 | 5 | OFF | 14.3 | 9.9 | 0.17 | 0.04 | 0.07 | 0 | 0 | 0 | -0.08 | -0.14 | 0 |  | 0.36 | 0.34 | 0.23 | 25.19 | 954.522 | 0.28
D | 4002 | 2020-04-10 | 6 | OFF | 14.93 | 9.9 | 0.17 | 0.04 | 0.07 | 0 | 0 | 0.03 | -0.14 | -0.14 | 0 |  | 0.36 | 0.34 | 0.23 | 25.79 | 1023.034 | 0.28
D | 4002 | 2020-04-10 | 7 | OFF | 13.7 | 9.9 | 0.17 | 0.04 | 0.09 | 0 | 0 | 0.02 | -0.16 | -0.14 | 0 |  | 0.36 | 0.34 | 0.23 | 24.55 | 1116.175 | 0.3
D | 4002 | 2020-04-10 | 8 | ON | 14.1 | 9.9 | 0.17 | 0.04 | 0.1 | 0.44 | 0 | 0.02 | -0.16 | -0.14 | 0 |  | 0.36 | 0.34 | 0.23 | 25.4 | 1196.591 | 0.75
D | 4002 | 2020-04-10 | 9 | ON | 13.71 | 9.9 | 0.17 | 0.04 | 0.1 | 0.43 | 0 | 0.02 | -0.21 | -0.14 | 0 |  | 0.36 | 0.34 | 0.23 | 24.95 | 1240.54 | 0.74
D | 4002 | 2020-04-10 | 10 | ON | 13.02 | 9.9 | 0.17 | 0.04 | 0.05 | 0.43 | 0 | -0.01 | -0.23 | -0.14 | 0 |  | 0.36 | 0.34 | 0.23 | 24.16 | 1254.475 | 0.69
D | 4002 | 2020-04-10 | 11 | ON | 13.82 | 9.9 | 0.17 | 0.04 | 0.06 | 0.43 | 0 | 0.01 | -0.2 | -0.14 | 0 |  | 0.36 | 0.34 | 0.23 | 25.02 | 1268.982 | 0.7
D | 4002 | 2020-04-10 | 12 | ON | 14.6 | 9.9 | 0.17 | 0.04 | 0.06 | 0.42 | 0 | 0 | -0.2 | -0.14 | 0 |  | 0.36 | 0.34 | 0.23 | 25.78 | 1278.386 | 0.69
D | 4002 | 2020-04-10 | 13 | ON | 21.53 | 9.9 | 0.17 | 0.04 | 0.09 | 0.42 | 0 | 0 | -0.26 | -0.14 | 0 |  | 0.36 | 0.34 | 0.23 | 32.68 | 1278.214 | 0.72
D | 4002 | 2020-04-10 | 14 | ON | 15.36 | 9.9 | 0.17 | 0.04 | 0.06 | 0.42 | 0 | -0.02 | -0.18 | -0.14 | 0 |  | 0.36 | 0.34 | 0.23 | 26.54 | 1266.206 | 0.69
D | 4002 | 2020-04-10 | 15 | ON | 14.71 | 9.9 | 0.17 | 0.04 | 0.06 | 0.43 | 0 | -0.02 | -0.13 | -0.14 | 0 |  | 0.36 | 0.34 | 0.23 | 25.95 | 1249.576 | 0.7
D | 4002 | 2020-04-10 | 16 | ON | 14.34 | 9.9 | 0.17 | 0.04 | 0.05 | 0.42 | 0 | 0 | -0.14 | -0.14 | 0 |  | 0.36 | 0.34 | 0.23 | 25.57 | 1241.413 | 0.68
D | 4002 | 2020-04-10 | 17 | ON | 16.45 | 9.9 | 0.17 | 0.04 | 0.04 | 0.41 | 0.03 | -0.02 | -0.14 | -0.14 | 0 |  | 0.36 | 0.34 | 0.23 | 27.67 | 1258.159 | 0.69
D | 4002 | 2020-04-10 | 18 | ON | 26.16 | 9.9 | 0.17 | 0.04 | 0.08 | 0.39 | 0.08 | -0.1 | -0.09 | -0.14 | 0 |  | 0.36 | 0.34 | 0.23 | 37.42 | 1304.806 | 0.76
D | 4002 | 2020-04-10 | 19 | ON | 26.42 | 9.9 | 0.17 | 0.04 | 0.18 | 0.38 | 0 | 0.02 | -0.21 | -0.14 | 0 |  | 0.36 | 0.34 | 0.23 | 37.69 | 1309.448 | 0.77
D | 4002 | 2020-04-10 | 20 | ON | 27.5 | 9.9 | 0.17 | 0.04 | 0.14 | 0.38 | 0.01 | 0 | -0.28 | -0.14 | 0 |  | 0.36 | 0.34 | 0.23 | 38.65 | 1297.365 | 0.74
D | 4002 | 2020-04-10 | 21 | ON | 27.09 | 9.9 | 0.17 | 0.04 | 0.07 | 0.39 | 0 | -0.01 | -0.26 | -0.14 | 0 |  | 0.36 | 0.34 | 0.23 | 38.18 | 1253.595 | 0.67
D | 4002 | 2020-04-10 | 22 | ON | 26.57 | 9.9 | 0.17 | 0.04 | 0.26 | 0.41 | 0.08 | 0 | -0.24 | -0.14 | 0 |  | 0.36 | 0.34 | 0.23 | 37.98 | 1173.507 | 0.96
D | 4002 | 2020-04-10 | 23 | ON | 16.98 | 9.9 | 0.17 | 0.04 | 0.22 | 0.44 | 0 | 0 | -0.1 | -0.14 | 0 |  | 0.36 | 0.34 | 0.23 | 28.44 | 1084.508 | 0.87
D | 4002 | 2020-04-10 | 24 | OFF | 13.88 | 9.9 | 0.17 | 0.04 | 0.1 | 0 | 0 | 0 | -0.14 | -0.14 | 0 |  | 0.36 | 0.34 | 0.23 | 24.74 | 1006.539 | 0.31
D | 4002 | 2020-04-11 | 1 | OFF | 15.05 | 9.9 | 0.22 | 0.03 | 0.07 | 0 | 0 | -0.01 | -0.17 | -0.14 | 0 |  | 0.36 | 0.34 | 0.23 | 25.88 | 952.055 | 0.32
D | 4002 | 2020-04-11 | 2 | OFF | 14.69 | 9.9 | 0.22 | 0.03 | 0.06 | 0 | 0 | -0.01 | -0.13 | -0.14 | 0 |  | 0.36 | 0.34 | 0.23 | 25.55 | 921.056 | 0.31
D | 4002 | 2020-04-11 | 3 | OFF | 13.85 | 9.9 | 0.22 | 0.03 | 0.05 | 0 | 0 | 0.01 | -0.1 | -0.14 | 0 |  | 0.36 | 0.34 | 0.23 | 24.75 | 905.291 | 0.3
D | 4002 | 2020-04-11 | 4 | OFF | 14.12 | 9.9 | 0.22 | 0.03 | 0.06 | 0 | 0 | 0 | -0.12 | -0.14 | 0 |  | 0.36 | 0.34 | 0.23 | 25 | 898.582 | 0.31
D | 4002 | 2020-04-11 | 5 | OFF | 15.49 | 9.9 | 0.22 | 0.03 | 0.05 | 0 | 0 | 0 | -0.1 | -0.14 | 0 |  | 0.36 | 0.34 | 0.23 | 26.38 | 908.188 | 0.3
D | 4002 | 2020-04-11 | 6 | OFF | 21.55 | 9.9 | 0.22 | 0.03 | 0.17 | 0 | 0.2 | 0.02 | -0.04 | -0.14 | 0 |  | 0.36 | 0.34 | 0.23 | 32.84 | 943.486 | 0.62
D | 4002 | 2020-04-11 | 7 | OFF | 25.49 | 9.9 | 0.22 | 0.03 | 0.33 | 0 | 0.2 | -0.04 | -0.18 | -0.14 | 0 |  | 0.36 | 0.34 | 0.23 | 36.74 | 993.632 | 0.78
D | 4002 | 2020-04-11 | 8 | OFF | 15.23 | 9.9 | 0.22 | 0.03 | 0.22 | 0 | 0 | 0.02 | -0.15 | -0.14 | 0 |  | 0.36 | 0.34 | 0.23 | 26.26 | 1048.681 | 0.47
D | 4002 | 2020-04-11 | 9 | OFF | 13.58 | 9.9 | 0.22 | 0.03 | 0.14 | 0 | 0 | 0.01 | -0.17 | -0.14 | 0 |  | 0.36 | 0.34 | 0.23 | 24.5 | 1108.801 | 0.39
D | 4002 | 2020-04-11 | 10 | OFF | 13.5 | 9.9 | 0.22 | 0.03 | 0.07 | 0 | 0 | 0.01 | -0.12 | -0.14 | 0 |  | 0.36 | 0.34 | 0.23 | 24.4 | 1143.91 | 0.32
D | 4002 | 2020-04-11 | 11 | OFF | 13.39 | 9.9 | 0.22 | 0.03 | 0.05 | 0 | 0 | 0.01 | -0.12 | -0.14 | 0 |  | 0.36 | 0.34 | 0.23 | 24.27 | 1158.52 | 0.3
D | 4002 | 2020-04-11 | 12 | OFF | 13.05 | 9.9 | 0.22 | 0.03 | 0.05 | 0 | 0 | 0.01 | -0.11 | -0.14 | 0 |  | 0.36 | 0.34 | 0.23 | 23.94 | 1159.617 | 0.3
D | 4002 | 2020-04-11 | 13 | OFF | 13.41 | 9.9 | 0.22 | 0.03 | 0.06 | 0 | 0 | 0.01 | -0.11 | -0.14 | 0 |  | 0.36 | 0.34 | 0.23 | 24.31 | 1145.126 | 0.31
D | 4002 | 2020-04-11 | 14 | OFF | 12.5 | 9.9 | 0.22 | 0.03 | 0.06 | 0 | 0 | 0 | -0.09 | -0.14 | 0 |  | 0.36 | 0.34 | 0.23 | 23.41 | 1119.37 | 0.31
D | 4002 | 2020-04-11 | 15 | OFF | 12.16 | 9.9 | 0.22 | 0.03 | 0.09 | 0 | 0 | 0.02 | -0.09 | -0.14 | 0 |  | 0.36 | 0.34 | 0.23 | 23.12 | 1089.953 | 0.34
D | 4002 | 2020-04-11 | 16 | OFF | 12.35 | 9.9 | 0.22 | 0.03 | 0.06 | 0 | 0 | 0.01 | -0.09 | -0.14 | 0 |  | 0.36 | 0.34 | 0.23 | 23.27 | 1077.159 | 0.31
D | 4002 | 2020-04-11 | 17 | OFF | 12 | 9.9 | 0.22 | 0.03 | 0.06 | 0 | 0 | 0 | -0.11 | -0.14 | 0 |  | 0.36 | 0.34 | 0.23 | 22.89 | 1111.737 | 0.31
D | 4002 | 2020-04-11 | 18 | OFF | 13.44 | 9.9 | 0.22 | 0.03 | 0.04 | 0 | 0 | 0.01 | -0.13 | -0.14 | 0 |  | 0.36 | 0.34 | 0.23 | 24.3 | 1175.414 | 0.29
D | 4002 | 2020-04-11 | 19 | OFF | 22.96 | 9.9 | 0.22 | 0.03 | 0.1 | 0 | 0.03 | -0.01 | -0.16 | -0.14 | 0 |  | 0.36 | 0.34 | 0.23 | 33.86 | 1208.142 | 0.38
D | 4002 | 2020-04-11 | 20 | OFF | 27.02 | 9.9 | 0.22 | 0.03 | 0.1 | 0 | 0.01 | 0 | -0.24 | -0.14 | 0 |  | 0.36 | 0.34 | 0.23 | 37.83 | 1224.146 | 0.36
D | 4002 | 2020-04-11 | 21 | OFF | 30.18 | 9.9 | 0.22 | 0.03 | 0.18 | 0 | 0.03 | 0.01 | -0.28 | -0.14 | 0 |  | 0.36 | 0.34 | 0.23 | 41.06 | 1204.49 | 0.46
D | 4002 | 2020-04-11 | 22 | OFF | 19.51 | 9.9 | 0.22 | 0.03 | 0.25 | 0 | 0.06 | 0 | -0.14 | -0.14 | 0 |  | 0.36 | 0.34 | 0.23 | 30.62 | 1131.197 | 0.56
D | 4002 | 2020-04-11 | 23 | OFF | 14.36 | 9.9 | 0.22 | 0.03 | 0.18 | 0 | 0 | 0.01 | -0.17 | -0.14 | 0 |  | 0.36 | 0.34 | 0.23 | 25.32 | 1055.534 | 0.43
D | 4002 | 2020-04-11 | 24 | OFF | 14.19 | 9.9 | 0.22 | 0.03 | 0.16 | 0 | 0 | 0.01 | -0.14 | -0.14 | 0 |  | 0.36 | 0.34 | 0.23 | 25.16 | 984.92 | 0.41
D | 4002 | 2020-04-12 | 1 | OFF | 14.21 | 9.9 | 0.3 | 0.02 | 0.08 | 0 | 0 | -0.01 | -0.06 | -0.14 | 0 |  | 0.36 | 0.34 | 0.23 | 25.23 | 927.865 | 0.4
D | 4002 | 2020-04-12 | 2 | OFF | 14.18 | 9.9 | 0.3 | 0.02 | 0.05 | 0 | 0 | 0 | -0.1 | -0.14 | 0 |  | 0.36 | 0.34 | 0.23 | 25.14 | 898.53 | 0.37
D | 4002 | 2020-04-12 | 3 | OFF | 13.95 | 9.9 | 0.3 | 0.02 | 0.04 | 0 | 0 | 0 | -0.05 | -0.14 | 0 |  | 0.36 | 0.34 | 0.23 | 24.95 | 884.134 | 0.36
D | 4002 | 2020-04-12 | 4 | OFF | 14.1 | 9.9 | 0.3 | 0.02 | 0.05 | 0 | 0 | -0.01 | -0.06 | -0.14 | 0 |  | 0.36 | 0.34 | 0.23 | 25.09 | 883.838 | 0.37
D | 4002 | 2020-04-12 | 5 | OFF | 14.24 | 9.9 | 0.3 | 0.02 | 0.05 | 0 | 0 | -0.01 | -0.05 | -0.14 | 0 |  | 0.36 | 0.34 | 0.23 | 25.24 | 894.843 | 0.37
D | 4002 | 2020-04-12 | 6 | OFF | 22.72 | 9.9 | 0.3 | 0.02 | 0.07 | 0 | 0 | -0.06 | 0.05 | -0.14 | 0 |  | 0.36 | 0.34 | 0.23 | 33.79 | 924.603 | 0.39
D | 4002 | 2020-04-12 | 7 | OFF | 23.91 | 9.9 | 0.3 | 0.02 | 0.33 | 0 | 0 | 0.01 | -0.06 | -0.14 | 0 |  | 0.36 | 0.34 | 0.23 | 35.2 | 963.521 | 0.65
D | 4002 | 2020-04-12 | 8 | OFF | 16.32 | 9.9 | 0.3 | 0.02 | 0.21 | 0 | 0.07 | 0.01 | -0.12 | -0.14 | 0 |  | 0.36 | 0.34 | 0.23 | 27.5 | 1015.013 | 0.6
D | 4002 | 2020-04-12 | 9 | OFF | 13.33 | 9.9 | 0.3 | 0.02 | 0.08 | 0 | 0 | 0.03 | -0.14 | -0.14 | 0 |  | 0.36 | 0.34 | 0.23 | 24.31 | 1063.708 | 0.4
D | 4002 | 2020-04-12 | 10 | OFF | 13.49 | 9.9 | 0.3 | 0.02 | 0.06 | 0 | 0 | 0.01 | -0.15 | -0.14 | 0 |  | 0.36 | 0.34 | 0.23 | 24.42 | 1093.879 | 0.38
D | 4002 | 2020-04-12 | 11 | OFF | 12.39 | 9.9 | 0.3 | 0.02 | 0.06 | 0 | 0 | 0.06 | -0.12 | -0.14 | 0 |  | 0.36 | 0.34 | 0.23 | 23.4 | 1094.726 | 0.38
D | 4002 | 2020-04-12 | 12 | OFF | 3.52 | 9.9 | 0.3 | 0.02 | 0.3 | 0 | 0 | -0.01 | -0.12 | -0.14 | 0 |  | 0.36 | 0.34 | 0.23 | 14.7 | 1091.401 | 0.62
D | 4002 | 2020-04-12 | 13 | OFF | 10.99 | 9.9 | 0.3 | 0.02 | 0.11 | 0 | 0 | 0.02 | -0.1 | -0.14 | 0 |  | 0.36 | 0.34 | 0.23 | 22.03 | 1087.53 | 0.43
D | 4002 | 2020-04-12 | 14 | OFF | 13.74 | 9.9 | 0.3 | 0.02 | 0.05 | 0 | 0 | 0.03 | -0.1 | -0.14 | 0 |  | 0.36 | 0.34 | 0.23 | 24.73 | 1072.258 | 0.37
D | 4002 | 2020-04-12 | 15 | OFF | 11.54 | 9.9 | 0.3 | 0.02 | 0.06 | 0 | 0 | 0.01 | -0.1 | -0.14 | 0 |  | 0.36 | 0.34 | 0.23 | 22.52 | 1069.514 | 0.38
D | 4002 | 2020-04-12 | 16 | OFF | 12.94 | 9.9 | 0.3 | 0.02 | 0.06 | 0 | 0 | 0.02 | -0.11 | -0.14 | 0 |  | 0.36 | 0.34 | 0.23 | 23.92 | 1096.688 | 0.38
D | 4002 | 2020-04-12 | 17 | OFF | 15.73 | 9.9 | 0.3 | 0.02 | 0.08 | 0 | 0 | 0.03 | 0 | -0.14 | 0 |  | 0.36 | 0.34 | 0.23 | 26.85 | 1130.667 | 0.4
D | 4002 | 2020-04-12 | 18 | OFF | 19.94 | 9.9 | 0.3 | 0.02 | 0.21 | 0 | 0.22 | 0.05 | -0.1 | -0.14 | 0 |  | 0.36 | 0.34 | 0.23 | 31.33 | 1155.821 | 0.75
D | 4002 | 2020-04-12 | 19 | OFF | 13.29 | 9.9 | 0.3 | 0.02 | 0.15 | 0 | 0.03 | 0.03 | -0.14 | -0.14 | 0 |  | 0.36 | 0.34 | 0.23 | 24.37 | 1140.384 | 0.5
D | 4002 | 2020-04-12 | 20 | OFF | 13.62 | 9.9 | 0.3 | 0.02 | 0.06 | 0 | 0.01 | 0.02 | -0.15 | -0.14 | 0 |  | 0.36 | 0.34 | 0.23 | 24.57 | 1145.743 | 0.39
D | 4002 | 2020-04-12 | 21 | OFF | 14.93 | 9.9 | 0.3 | 0.02 | 0.09 | 0 | 0.05 | 0 | -0.12 | -0.14 | 0 |  | 0.36 | 0.34 | 0.23 | 25.96 | 1124.465 | 0.46
D | 4002 | 2020-04-12 | 22 | OFF | 11.78 | 9.9 | 0.3 | 0.02 | 0.16 | 0 | 0 | -0.01 | -0.12 | -0.14 | 0 |  | 0.36 | 0.34 | 0.23 | 22.82 | 1050.959 | 0.48
D | 4002 | 2020-04-12 | 23 | OFF | 10.69 | 9.9 | 0.3 | 0.02 | 0.17 | 0 | 0 | 0.01 | -0.09 | -0.14 | 0 |  | 0.36 | 0.34 | 0.23 | 21.79 | 974.379 | 0.49
D | 4002 | 2020-04-12 | 24 | OFF | 10.16 | 9.9 | 0.3 | 0.02 | 0.15 | 0 | 0 | 0 | -0.06 | -0.14 | 0 |  | 0.36 | 0.34 | 0.23 | 21.26 | 905.806 | 0.47
D | 4002 | 2020-04-13 | 1 | OFF | 9.69 | 9.9 | 0.21 | 0.04 | 0.13 | 0 | 0 | 0 | -0.05 | -0.14 | 0 |  | 0.36 | 0.34 | 0.23 | 20.71 | 861.031 | 0.38
D | 4002 | 2020-04-13 | 2 | OFF | 8.97 | 9.9 | 0.21 | 0.04 | 0.12 | 0 | 0 | 0.01 | -0.06 | -0.14 | 0 |  | 0.36 | 0.34 | 0.23 | 19.98 | 834.666 | 0.37
D | 4002 | 2020-04-13 | 3 | OFF | 8.39 | 9.9 | 0.21 | 0.04 | 0.12 | 0 | 0 | 0.01 | -0.06 | -0.14 | 0 |  | 0.36 | 0.34 | 0.23 | 19.4 | 823.56 | 0.37
D | 4002 | 2020-04-13 | 4 | OFF | 9.1 | 9.9 | 0.21 | 0.04 | 0.14 | 0 | 0 | 0 | -0.05 | -0.14 | 0 |  | 0.36 | 0.34 | 0.23 | 20.13 | 825.898 | 0.39
D | 4002 | 2020-04-13 | 5 | OFF | 9.16 | 9.9 | 0.21 | 0.04 | 0.14 | 0 | 0 | -0.01 | -0.06 | -0.14 | 0 |  | 0.36 | 0.34 | 0.23 | 20.17 | 854.884 | 0.39
D | 4002 | 2020-04-13 | 6 | OFF | 8.3 | 9.9 | 0.21 | 0.04 | 0.15 | 0 | 0 | 0.02 | -0.07 | -0.14 | 0 |  | 0.36 | 0.34 | 0.23 | 19.34 | 933.097 | 0.4
D | 4002 | 2020-04-13 | 7 | OFF | 8.12 | 9.9 | 0.21 | 0.04 | 0.25 | 0 | 0 | 0.02 | -0.14 | -0.14 | 0 |  | 0.36 | 0.34 | 0.23 | 19.19 | 1044.301 | 0.5
D | 4002 | 2020-04-13 | 8 | ON | 2.45 | 9.9 | 0.21 | 0.04 | 0.42 | 0.43 | 0 | 0 | 0.01 | -0.14 | 0 |  | 0.36 | 0.34 | 0.23 | 14.25 | 1158.568 | 1.1
D | 4002 | 2020-04-13 | 9 | ON | 9.52 | 9.9 | 0.21 | 0.04 | 0.11 | 0.4 | 0 | 0 | -0.12 | -0.14 | 0 |  | 0.36 | 0.34 | 0.23 | 20.85 | 1247.489 | 0.76
D | 4002 | 2020-04-13 | 10 | ON | 10.53 | 9.9 | 0.21 | 0.04 | 0.09 | 0.38 | 0 | 0 | -0.12 | -0.14 | 0 |  | 0.36 | 0.34 | 0.23 | 21.82 | 1303.729 | 0.72
D | 4002 | 2020-04-13 | 11 | ON | 15.73 | 9.9 | 0.21 | 0.04 | 0.07 | 0.37 | 0.06 | -0.01 | -0.09 | -0.14 | 0 |  | 0.36 | 0.34 | 0.23 | 27.07 | 1348.921 | 0.75
D | 4002 | 2020-04-13 | 12 | ON | 16.96 | 9.9 | 0.21 | 0.04 | 0.07 | 0.36 | 0.08 | -0.01 | -0.12 | -0.14 | 0 |  | 0.36 | 0.34 | 0.23 | 28.28 | 1375.043 | 0.76
D | 4002 | 2020-04-13 | 13 | ON | 17.81 | 9.9 | 0.21 | 0.04 | 0.07 | 0.36 | 0.05 | 0 | -0.11 | -0.14 | 0 |  | 0.36 | 0.34 | 0.23 | 29.12 | 1384.174 | 0.73
D | 4002 | 2020-04-13 | 14 | ON | 18.03 | 9.9 | 0.21 | 0.04 | 0.07 | 0.37 | 0 | 0 | -0.12 | -0.14 | 0 |  | 0.36 | 0.34 | 0.23 | 29.29 | 1363.448 | 0.69
D | 4002 | 2020-04-13 | 15 | ON | 16.62 | 9.9 | 0.21 | 0.04 | 0.08 | 0.37 | 0 | -0.01 | -0.1 | -0.14 | 0 |  | 0.36 | 0.34 | 0.23 | 27.9 | 1328.111 | 0.7
D | 4002 | 2020-04-13 | 16 | ON | 13.33 | 9.9 | 0.21 | 0.04 | 0.21 | 0.38 | 0 | -0.06 | -0.11 | -0.14 | 0 |  | 0.36 | 0.34 | 0.23 | 24.69 | 1311.381 | 0.84
D | 4002 | 2020-04-13 | 17 | ON | 22.74 | 9.9 | 0.21 | 0.04 | 0.08 | 0.38 | 0.01 | -0.16 | -0.1 | -0.14 | 0 |  | 0.36 | 0.34 | 0.23 | 33.89 | 1322.131 | 0.72
D | 4002 | 2020-04-13 | 18 | ON | 23.31 | 9.9 | 0.21 | 0.04 | 0.11 | 0.37 | 0 | -0.02 | -0.16 | -0.14 | 0 |  | 0.36 | 0.34 | 0.23 | 34.55 | 1356.929 | 0.73
D | 4002 | 2020-04-13 | 19 | ON | 19.01 | 9.9 | 0.21 | 0.04 | 0.08 | 0.38 | 0 | 0.01 | -0.14 | -0.14 | 0 |  | 0.36 | 0.34 | 0.23 | 30.28 | 1325.493 | 0.71
D | 4002 | 2020-04-13 | 20 | ON | 18 | 9.9 | 0.21 | 0.04 | 0.07 | 0.39 | 0 | 0.01 | -0.16 | -0.14 | 0 |  | 0.36 | 0.34 | 0.23 | 29.25 | 1289.389 | 0.71
D | 4002 | 2020-04-13 | 21 | ON | 18.04 | 9.9 | 0.21 | 0.04 | 0.08 | 0.4 | 0 | 0 | -0.15 | -0.14 | 0 |  | 0.36 | 0.34 | 0.23 | 29.31 | 1222.641 | 0.73
D | 4002 | 2020-04-13 | 22 | ON | 19.24 | 9.9 | 0.21 | 0.04 | 0.19 | 0.43 | 0 | 0 | -0.17 | -0.14 | 0 |  | 0.36 | 0.34 | 0.23 | 30.63 | 1131.115 | 0.87
D | 4002 | 2020-04-13 | 23 | ON | 13.26 | 9.9 | 0.21 | 0.04 | 0.15 | 0.46 | 0 | 0.01 | -0.09 | -0.14 | 0 |  | 0.36 | 0.34 | 0.23 | 24.73 | 1039.658 | 0.86
D | 4002 | 2020-04-13 | 24 | OFF | 11.33 | 9.9 | 0.21 | 0.04 | 0.11 | 0 | 0 | 0.01 | -0.11 | -0.14 | 0 |  | 0.36 | 0.34 | 0.23 | 22.28 | 956.947 | 0.36
D | 4002 | 2020-04-14 | 1 | OFF | 13.09 | 9.9 | 0.8 | 0.11 | 0.06 | 0 | 0 | -0.01 | -0.13 | -0.14 | 0 |  | 0.36 | 0.34 | 0.23 | 24.61 | 901.575 | 0.97
D | 4002 | 2020-04-14 | 2 | OFF | 12.85 | 9.9 | 0.8 | 0.11 | 0.06 | 0 | 0 | -0.01 | -0.1 | -0.14 | 0 |  | 0.36 | 0.34 | 0.23 | 24.4 | 873.77 | 0.97
D | 4002 | 2020-04-14 | 3 | OFF | 11.52 | 9.9 | 0.8 | 0.11 | 0.05 | 0 | 0 | 0 | -0.07 | -0.14 | 0 |  | 0.36 | 0.34 | 0.23 | 23.1 | 861.357 | 0.96
D | 4002 | 2020-04-14 | 4 | OFF | 10.67 | 9.9 | 0.8 | 0.11 | 0.06 | 0 | 0 | 0 | -0.07 | -0.14 | 0 |  | 0.36 | 0.34 | 0.23 | 22.26 | 864.972 | 0.97
D | 4002 | 2020-04-14 | 5 | OFF | 12.65 | 9.9 | 0.8 | 0.11 | 0.06 | 0 | 0 | 0 | -0.11 | -0.14 | 0 |  | 0.36 | 0.34 | 0.23 | 24.2 | 897.416 | 0.97
D | 4002 | 2020-04-14 | 6 | OFF | 19.52 | 9.9 | 0.8 | 0.11 | 0.11 | 0 | 0.04 | -0.02 | -0.11 | -0.14 | 0 |  | 0.36 | 0.34 | 0.23 | 31.14 | 976.125 | 1.06
D | 4002 | 2020-04-14 | 7 | OFF | 21.91 | 9.9 | 0.8 | 0.11 | 0.24 | 0 | 0.01 | 0.01 | -0.22 | -0.14 | 0 |  | 0.36 | 0.34 | 0.23 | 33.55 | 1077.696 | 1.16
D | 4002 | 2020-04-14 | 8 | ON | 22.53 | 9.9 | 0.8 | 0.11 | 0.53 | 0.44 | 0 | 0.05 | -0.22 | -0.14 | 0 |  | 0.36 | 0.34 | 0.23 | 34.93 | 1166.946 | 1.88
D | 4002 | 2020-04-14 | 9 | ON | 19.35 | 9.9 | 0.8 | 0.11 | 0.24 | 0.43 | 0.09 | 0.06 | -0.18 | -0.14 | 0 |  | 0.36 | 0.34 | 0.23 | 31.59 | 1212.86 | 1.67
D | 4002 | 2020-04-14 | 10 | ON | 15.99 | 9.9 | 0.8 | 0.11 | 0.08 | 0.44 | 0.05 | -0.01 | -0.17 | -0.14 | 0 |  | 0.36 | 0.34 | 0.23 | 27.98 | 1218.736 | 1.48
D | 4002 | 2020-04-14 | 11 | ON | 16.34 | 9.9 | 0.8 | 0.11 | 0.13 | 0.45 | 0.05 | 0.01 | -0.15 | -0.14 | 0 |  | 0.36 | 0.34 | 0.23 | 28.43 | 1218.248 | 1.54
D | 4002 | 2020-04-14 | 12 | ON | 16.61 | 9.9 | 0.8 | 0.11 | 0.08 | 0.45 | 0 | -0.03 | -0.14 | -0.14 | 0 |  | 0.36 | 0.34 | 0.23 | 28.57 | 1205.597 | 1.44
D | 4002 | 2020-04-14 | 13 | ON | 18.39 | 9.9 | 0.8 | 0.11 | 0.11 | 0.45 | 0 | 0 | -0.17 | -0.14 | 0 |  | 0.36 | 0.34 | 0.23 | 30.38 | 1197.469 | 1.47
D | 4002 | 2020-04-14 | 14 | ON | 17.2 | 9.9 | 0.8 | 0.11 | 0.1 | 0.45 | 0 | 0 | -0.16 | -0.14 | 0 |  | 0.36 | 0.34 | 0.23 | 29.19 | 1171.69 | 1.46
D | 4002 | 2020-04-14 | 15 | ON | 17.94 | 9.9 | 0.8 | 0.11 | 0.08 | 0.46 | 0 | -0.03 | -0.13 | -0.14 | 0 |  | 0.36 | 0.34 | 0.23 | 29.92 | 1143.878 | 1.45
D | 4002 | 2020-04-14 | 16 | ON | 20.13 | 9.9 | 0.8 | 0.11 | 0.14 | 0.45 | 0 | 0 | -0.11 | -0.14 | 0 |  | 0.36 | 0.34 | 0.23 | 32.21 | 1142.296 | 1.5
D | 4002 | 2020-04-14 | 17 | ON | 23.81 | 9.9 | 0.8 | 0.11 | 0.12 | 0.44 | 0 | -0.02 | -0.13 | -0.14 | 0 |  | 0.36 | 0.34 | 0.23 | 35.82 | 1175.18 | 1.47
D | 4002 | 2020-04-14 | 18 | ON | 27.58 | 9.9 | 0.8 | 0.11 | 0.08 | 0.42 | 0.05 | -0.07 | -0.15 | -0.14 | 0 |  | 0.36 | 0.34 | 0.23 | 39.51 | 1218.131 | 1.46
D | 4002 | 2020-04-14 | 19 | ON | 34.2 | 9.9 | 0.8 | 0.11 | 0.19 | 0.4 | 0.06 | -0.03 | -0.24 | -0.14 | 0 |  | 0.36 | 0.34 | 0.23 | 46.18 | 1233.709 | 1.56
D | 4002 | 2020-04-14 | 20 | ON | 37.54 | 9.9 | 0.8 | 0.11 | 0.22 | 0.39 | 0.11 | 0.01 | -0.27 | -0.14 | 0 |  | 0.36 | 0.34 | 0.23 | 49.6 | 1253.335 | 1.63
D | 4002 | 2020-04-14 | 21 | ON | 46.53 | 9.9 | 0.8 | 0.11 | 0.36 | 0.39 | 0.15 | 0.06 | -0.19 | -0.14 | 0 |  | 0.36 | 0.34 | 0.23 | 58.9 | 1222.663 | 1.81
D | 4002 | 2020-04-14 | 22 | ON | 33.19 | 9.9 | 0.8 | 0.11 | 0.51 | 0.42 | 0 | -0.01 | -0.18 | -0.14 | 0 |  | 0.36 | 0.34 | 0.23 | 45.53 | 1133.588 | 1.84
D | 4002 | 2020-04-14 | 23 | ON | 20.5 | 9.9 | 0.8 | 0.11 | 0.23 | 0.45 | 0 | 0.04 | -0.07 | -0.14 | 0 |  | 0.36 | 0.34 | 0.23 | 32.75 | 1042.327 | 1.59
D | 4002 | 2020-04-14 | 24 | OFF | 32.49 | 9.9 | 0.8 | 0.11 | 0.18 | 0 | 1.06 | -0.06 | -0.42 | -0.14 | 0 |  | 0.36 | 0.34 | 0.23 | 44.85 | 960.433 | 2.15
D | 4002 | 2020-04-15 | 1 | OFF | 22.01 | 9.9 | 0.19 | 0.13 | 0.12 | 0 | 0.21 | 0.01 | -0.04 | -0.14 | 0 |  | 0.36 | 0.34 | 0.23 | 33.32 | 906.355 | 0.65
D | 4002 | 2020-04-15 | 2 | OFF | 17.34 | 9.9 | 0.19 | 0.13 | 0.09 | 0 | 0 | 0.02 | -0.09 | -0.14 | 0 |  | 0.36 | 0.34 | 0.23 | 28.37 | 878.715 | 0.41
D | 4002 | 2020-04-15 | 3 | OFF | 16.62 | 9.9 | 0.19 | 0.13 | 0.08 | 0 | 0 | 0.02 | -0.09 | -0.14 | 0 |  | 0.36 | 0.34 | 0.23 | 27.64 | 865.598 | 0.4
D | 4002 | 2020-04-15 | 4 | OFF | 16.47 | 9.9 | 0.19 | 0.13 | 0.08 | 0 | 0 | 0 | -0.1 | -0.14 | 0 |  | 0.36 | 0.34 | 0.23 | 27.46 | 867.948 | 0.4
D | 4002 | 2020-04-15 | 5 | OFF | 19.21 | 9.9 | 0.19 | 0.13 | 0.1 | 0 | 0 | 0.01 | -0.11 | -0.14 | 0 |  | 0.36 | 0.34 | 0.23 | 30.22 | 898.953 | 0.42
D | 4002 | 2020-04-15 | 6 | OFF | 23 | 9.9 | 0.19 | 0.13 | 0.11 | 0 | 0.21 | -0.01 | -0.1 | -0.14 | 0 |  | 0.36 | 0.34 | 0.23 | 34.22 | 975.978 | 0.64
D | 4002 | 2020-04-15 | 7 | OFF | 26.37 | 9.9 | 0.19 | 0.13 | 0.33 | 0 | 0.14 | 0.01 | -0.36 | -0.14 | 0 |  | 0.36 | 0.34 | 0.23 | 37.5 | 1078.215 | 0.79
D | 4002 | 2020-04-15 | 8 | ON | 22.08 | 9.9 | 0.19 | 0.13 | 0.25 | 0.4 | 0 | -0.03 | -0.33 | -0.14 | 0 |  | 0.36 | 0.34 | 0.23 | 33.38 | 1177.908 | 0.97
D | 4002 | 2020-04-15 | 9 | ON | 21.48 | 9.9 | 0.19 | 0.13 | 0.13 | 0.38 | 0 | 0.01 | -0.32 | -0.14 | 0 |  | 0.36 | 0.34 | 0.23 | 32.69 | 1222.929 | 0.83
D | 4002 | 2020-04-15 | 10 | ON | 19.72 | 9.9 | 0.19 | 0.13 | 0.14 | 0.39 | 0.03 | 0.05 | -0.2 | -0.14 | 0 |  | 0.36 | 0.34 | 0.23 | 31.14 | 1222.829 | 0.88
D | 4002 | 2020-04-15 | 11 | ON | 16 | 9.9 | 0.19 | 0.13 | 0.07 | 0.4 | 0 | 0.01 | -0.2 | -0.14 | 0 |  | 0.36 | 0.34 | 0.23 | 27.29 | 1222.395 | 0.79
D | 4002 | 2020-04-15 | 12 | ON | 15.34 | 9.9 | 0.19 | 0.13 | 0.06 | 0.42 | 0 | 0 | -0.17 | -0.14 | 0 |  | 0.36 | 0.34 | 0.23 | 26.66 | 1227.351 | 0.8
D | 4002 | 2020-04-15 | 13 | ON | 14.83 | 9.9 | 0.19 | 0.13 | 0.05 | 0.43 | 0 | 0.02 | -0.15 | -0.14 | 0 |  | 0.36 | 0.34 | 0.23 | 26.19 | 1216.71 | 0.8
D | 4002 | 2020-04-15 | 14 | ON | 13.75 | 9.9 | 0.19 | 0.13 | 0.05 | 0.44 | 0 | 0.02 | -0.16 | -0.14 | 0 |  | 0.36 | 0.34 | 0.23 | 25.11 | 1195.591 | 0.81
D | 4002 | 2020-04-15 | 15 | ON | 11.91 | 9.9 | 0.19 | 0.13 | 0.07 | 0.45 | 0 | 0.02 | -0.18 | -0.14 | 0 |  | 0.36 | 0.34 | 0.23 | 23.28 | 1174.293 | 0.84
D | 4002 | 2020-04-15 | 16 | ON | 9.18 | 9.9 | 0.19 | 0.13 | 0.08 | 0.45 | 0 | 0.02 | -0.16 | -0.14 | 0 |  | 0.36 | 0.34 | 0.23 | 20.58 | 1163.625 | 0.85
D | 4002 | 2020-04-15 | 17 | ON | 12.17 | 9.9 | 0.19 | 0.13 | 0.08 | 0.44 | 0 | -0.02 | -0.18 | -0.14 | 0 |  | 0.36 | 0.34 | 0.23 | 23.5 | 1183.478 | 0.84
D | 4002 | 2020-04-15 | 18 | ON | 13.98 | 9.9 | 0.19 | 0.13 | 0.06 | 0.41 | 0 | 0.01 | -0.24 | -0.14 | 0 |  | 0.36 | 0.34 | 0.23 | 25.23 | 1238.699 | 0.79
D | 4002 | 2020-04-15 | 19 | ON | 15.58 | 9.9 | 0.19 | 0.13 | 0.05 | 0.4 | 0 | 0.01 | -0.27 | -0.14 | 0 |  | 0.36 | 0.34 | 0.23 | 26.78 | 1254.942 | 0.77
D | 4002 | 2020-04-15 | 20 | ON | 17.64 | 9.9 | 0.19 | 0.13 | 0.05 | 0.38 | 0 | 0 | -0.29 | -0.14 | 0 |  | 0.36 | 0.34 | 0.23 | 28.79 | 1268.596 | 0.75
D | 4002 | 2020-04-15 | 21 | ON | 18.59 | 9.9 | 0.19 | 0.13 | 0.07 | 0.39 | 0.02 | 0 | -0.31 | -0.14 | 0 |  | 0.36 | 0.34 | 0.23 | 29.77 | 1249.327 | 0.8
D | 4002 | 2020-04-15 | 22 | ON | 15.45 | 9.9 | 0.19 | 0.13 | 0.1 | 0.41 | 0 | 0.02 | -0.26 | -0.14 | 0 |  | 0.36 | 0.34 | 0.23 | 26.73 | 1170.686 | 0.83
D | 4002 | 2020-04-15 | 23 | ON | 16.61 | 9.9 | 0.19 | 0.13 | 0.12 | 0.44 | 0 | 0.01 | -0.2 | -0.14 | 0 |  | 0.36 | 0.34 | 0.23 | 27.99 | 1081.927 | 0.88
D | 4002 | 2020-04-15 | 24 | OFF | 15.51 | 9.9 | 0.19 | 0.13 | 0.12 | 0 | 0 | -0.01 | -0.16 | -0.14 | 0 |  | 0.36 | 0.34 | 0.23 | 26.47 | 1006.389 | 0.44
D | 4002 | 2020-04-16 | 1 | OFF | 15.23 | 9.9 | 0.07 | 0.15 | 0.05 | 0 | 0 | 0.01 | -0.17 | -0.14 | 0 |  | 0.36 | 0.34 | 0.23 | 26.03 | 956.888 | 0.27
D | 4002 | 2020-04-16 | 2 | OFF | 15.13 | 9.9 | 0.07 | 0.15 | 0.04 | 0 | 0 | 0.01 | -0.16 | -0.14 | 0 |  | 0.36 | 0.34 | 0.23 | 25.93 | 928.279 | 0.26
D | 4002 | 2020-04-16 | 3 | OFF | 14.43 | 9.9 | 0.07 | 0.15 | 0.05 | 0 | 0 | 0.01 | -0.13 | -0.14 | 0 |  | 0.36 | 0.34 | 0.23 | 25.27 | 912.73 | 0.27
D | 4002 | 2020-04-16 | 4 | OFF | 14.27 | 9.9 | 0.07 | 0.15 | 0.05 | 0 | 0 | 0 | -0.13 | -0.14 | 0 |  | 0.36 | 0.34 | 0.23 | 25.1 | 916.064 | 0.27
D | 4002 | 2020-04-16 | 5 | OFF | 13.02 | 9.9 | 0.07 | 0.15 | 0.04 | 0 | 0 | 0 | -0.14 | -0.14 | 0 |  | 0.36 | 0.34 | 0.23 | 23.83 | 947.434 | 0.26
D | 4002 | 2020-04-16 | 6 | OFF | 13.21 | 9.9 | 0.07 | 0.15 | 0.07 | 0 | 0 | 0.02 | -0.2 | -0.14 | 0 |  | 0.36 | 0.34 | 0.23 | 24.01 | 1024.537 | 0.29
D | 4002 | 2020-04-16 | 7 | OFF | 13.26 | 9.9 | 0.07 | 0.15 | 0.11 | 0 | 0 | 0.01 | -0.22 | -0.14 | 0 |  | 0.36 | 0.34 | 0.23 | 24.07 | 1131.395 | 0.33
D | 4002 | 2020-04-16 | 8 | ON | 14.84 | 9.9 | 0.07 | 0.15 | 0.1 | 0.41 | 0 | 0.01 | -0.26 | -0.14 | 0 |  | 0.36 | 0.34 | 0.23 | 26.01 | 1223.884 | 0.73
D | 4002 | 2020-04-16 | 9 | ON | 15.21 | 9.9 | 0.07 | 0.15 | 0.07 | 0.41 | 0 | 0.04 | -0.21 | -0.14 | 0 |  | 0.36 | 0.34 | 0.23 | 26.43 | 1260.221 | 0.7
D | 4002 | 2020-04-16 | 10 | ON | 13.97 | 9.9 | 0.07 | 0.15 | 0.07 | 0.41 | 0 | 0.01 | -0.17 | -0.14 | 0 |  | 0.36 | 0.34 | 0.23 | 25.2 | 1265.44 | 0.7
D | 4002 | 2020-04-16 | 11 | ON | 14.11 | 9.9 | 0.07 | 0.15 | 0.07 | 0.41 | 0 | -0.02 | -0.15 | -0.14 | 0 |  | 0.36 | 0.34 | 0.23 | 25.33 | 1277.315 | 0.7
D | 4002 | 2020-04-16 | 12 | ON | 14.52 | 9.9 | 0.07 | 0.15 | 0.05 | 0.41 | 0 | 0.02 | -0.13 | -0.14 | 0 |  | 0.36 | 0.34 | 0.23 | 25.78 | 1287.11 | 0.68
D | 4002 | 2020-04-16 | 13 | ON | 15.44 | 9.9 | 0.07 | 0.15 | 0.05 | 0.41 | 0 | 0.01 | -0.12 | -0.14 | 0 |  | 0.36 | 0.34 | 0.23 | 26.7 | 1279.348 | 0.68
D | 4002 | 2020-04-16 | 14 | ON | 14.53 | 9.9 | 0.07 | 0.15 | 0.05 | 0.42 | 0 | 0.01 | -0.12 | -0.14 | 0 |  | 0.36 | 0.34 | 0.23 | 25.8 | 1260 | 0.69
D | 4002 | 2020-04-16 | 15 | ON | 13.38 | 9.9 | 0.07 | 0.15 | 0.05 | 0.43 | 0 | -0.01 | -0.13 | -0.14 | 0 |  | 0.36 | 0.34 | 0.23 | 24.63 | 1231.235 | 0.7
D | 4002 | 2020-04-16 | 16 | ON | 5.41 | 9.9 | 0.07 | 0.15 | 0.17 | 0.43 | 0 | 0.01 | -0.12 | -0.14 | 0 |  | 0.36 | 0.34 | 0.23 | 16.81 | 1209.503 | 0.82
D | 4002 | 2020-04-16 | 17 | ON | 11.03 | 9.9 | 0.07 | 0.15 | 0.14 | 0.42 | 0 | 0.01 | -0.13 | -0.14 | 0 |  | 0.36 | 0.34 | 0.23 | 22.38 | 1225.12 | 0.78
D | 4002 | 2020-04-16 | 18 | ON | 14.23 | 9.9 | 0.07 | 0.15 | 0.07 | 0.4 | 0 | 0.02 | -0.16 | -0.14 | 0 |  | 0.36 | 0.34 | 0.23 | 25.47 | 1275.464 | 0.69
D | 4002 | 2020-04-16 | 19 | ON | 15.98 | 9.9 | 0.07 | 0.15 | 0.06 | 0.38 | 0 | -0.01 | -0.19 | -0.14 | 0 |  | 0.36 | 0.34 | 0.23 | 27.13 | 1286.621 | 0.66
D | 4002 | 2020-04-16 | 20 | ON | 22.28 | 9.9 | 0.07 | 0.15 | 0.06 | 0.37 | 0.21 | -0.01 | -0.15 | -0.14 | 0 |  | 0.36 | 0.34 | 0.23 | 33.67 | 1295.45 | 0.86
D | 4002 | 2020-04-16 | 21 | ON | 19.61 | 9.9 | 0.07 | 0.15 | 0.12 | 0.38 | 0 | 0.03 | -0.22 | -0.14 | 0 |  | 0.36 | 0.34 | 0.23 | 30.83 | 1275.369 | 0.72
D | 4002 | 2020-04-16 | 22 | ON | 16.02 | 9.9 | 0.07 | 0.15 | 0.09 | 0.4 | 0 | 0 | -0.2 | -0.14 | 0 |  | 0.36 | 0.34 | 0.23 | 27.22 | 1196.602 | 0.71
D | 4002 | 2020-04-16 | 23 | ON | 14.52 | 9.9 | 0.07 | 0.15 | 0.1 | 0.42 | 0 | 0 | -0.17 | -0.14 | 0 |  | 0.36 | 0.34 | 0.23 | 25.78 | 1106.833 | 0.74
D | 4002 | 2020-04-16 | 24 | OFF | 10.35 | 9.9 | 0.07 | 0.15 | 0.1 | 0 | 0 | 0.02 | -0.12 | -0.14 | 0 |  | 0.36 | 0.34 | 0.23 | 21.26 | 1027.076 | 0.32
D | 4002 | 2020-04-17 | 1 | OFF | 14.63 | 9.9 | 0.23 | 0.26 | 0.07 | 0 | 0.04 | -0.02 | -0.12 | -0.14 | 0 |  | 0.36 | 0.34 | 0.23 | 25.78 | 977.453 | 0.6
D | 4002 | 2020-04-17 | 2 | OFF | 14.27 | 9.9 | 0.23 | 0.26 | 0.05 | 0 | 0 | -0.01 | -0.1 | -0.14 | 0 |  | 0.36 | 0.34 | 0.23 | 25.39 | 949.403 | 0.54
D | 4002 | 2020-04-17 | 3 | OFF | 13.74 | 9.9 | 0.23 | 0.26 | 0.05 | 0 | 0 | 0 | -0.1 | -0.14 | 0 |  | 0.36 | 0.34 | 0.23 | 24.87 | 940.59 | 0.54
D | 4002 | 2020-04-17 | 4 | OFF | 13.67 | 9.9 | 0.23 | 0.26 | 0.06 | 0 | 0 | 0 | -0.1 | -0.14 | 0 |  | 0.36 | 0.34 | 0.23 | 24.81 | 945.479 | 0.55
D | 4002 | 2020-04-17 | 5 | OFF | 13.86 | 9.9 | 0.23 | 0.26 | 0.04 | 0 | 0 | 0.02 | -0.1 | -0.14 | 0 |  | 0.36 | 0.34 | 0.23 | 25 | 975.141 | 0.53
D | 4002 | 2020-04-17 | 6 | OFF | 15.32 | 9.9 | 0.23 | 0.26 | 0.05 | 0 | 0.02 | -0.01 | -0.14 | -0.14 | 0 |  | 0.36 | 0.34 | 0.23 | 26.42 | 1049.28 | 0.56
D | 4002 | 2020-04-17 | 7 | OFF | 16.82 | 9.9 | 0.23 | 0.26 | 0.31 | 0 | 0.05 | 0.01 | -0.2 | -0.14 | 0 |  | 0.36 | 0.34 | 0.23 | 28.17 | 1139.462 | 0.85
D | 4002 | 2020-04-17 | 8 | ON | 23.09 | 9.9 | 0.23 | 0.26 | 0.34 | 0.41 | 0.04 | 0.04 | -0.25 | -0.14 | 0 |  | 0.36 | 0.34 | 0.23 | 34.85 | 1215.623 | 1.28
D | 4002 | 2020-04-17 | 9 | ON | 16.11 | 9.9 | 0.23 | 0.26 | 0.13 | 0.41 | 0.03 | 0 | -0.19 | -0.14 | 0 |  | 0.36 | 0.34 | 0.23 | 27.67 | 1254.946 | 1.06
D | 4002 | 2020-04-17 | 10 | ON | 13.9 | 9.9 | 0.23 | 0.26 | 0.1 | 0.42 | 0 | 0.04 | -0.16 | -0.14 | 0 |  | 0.36 | 0.34 | 0.23 | 25.48 | 1258.035 | 1.01
D | 4002 | 2020-04-17 | 11 | ON | 13.57 | 9.9 | 0.23 | 0.26 | 0.09 | 0.42 | 0 | 0.02 | -0.15 | -0.14 | 0 |  | 0.36 | 0.34 | 0.23 | 25.13 | 1266.175 | 1
D | 4002 | 2020-04-17 | 12 | ON | 12.83 | 9.9 | 0.23 | 0.26 | 0.07 | 0.42 | 0 | 0.02 | -0.14 | -0.14 | 0 |  | 0.36 | 0.34 | 0.23 | 24.38 | 1274.019 | 0.98
D | 4002 | 2020-04-17 | 13 | ON | 12.97 | 9.9 | 0.23 | 0.26 | 0.06 | 0.43 | 0 | 0.04 | -0.13 | -0.14 | 0 |  | 0.36 | 0.34 | 0.23 | 24.55 | 1259.69 | 0.98
D | 4002 | 2020-04-17 | 14 | ON | 12.33 | 9.9 | 0.23 | 0.26 | 0.06 | 0.44 | 0 | 0 | -0.14 | -0.14 | 0 |  | 0.36 | 0.34 | 0.23 | 23.87 | 1224.379 | 0.99
D | 4002 | 2020-04-17 | 15 | ON | 12.1 | 9.9 | 0.23 | 0.26 | 0.08 | 0.44 | 0 | -0.01 | -0.13 | -0.14 | 0 |  | 0.36 | 0.34 | 0.23 | 23.66 | 1191.893 | 1.01
D | 4002 | 2020-04-17 | 16 | ON | 12.58 | 9.9 | 0.23 | 0.26 | 0.07 | 0.44 | 0 | -0.03 | -0.15 | -0.14 | 0 |  | 0.36 | 0.34 | 0.23 | 24.09 | 1166.132 | 1
D | 4002 | 2020-04-17 | 17 | ON | 13.58 | 9.9 | 0.23 | 0.26 | 0.06 | 0.42 | 0 | 0 | -0.17 | -0.14 | 0 |  | 0.36 | 0.34 | 0.23 | 25.07 | 1186.109 | 0.97
D | 4002 | 2020-04-17 | 18 | ON | 15.72 | 9.9 | 0.23 | 0.26 | 0.05 | 0.4 | 0 | 0 | -0.2 | -0.14 | 0 |  | 0.36 | 0.34 | 0.23 | 27.15 | 1231.618 | 0.94
D | 4002 | 2020-04-17 | 19 | ON | 20.55 | 9.9 | 0.23 | 0.26 | 0.06 | 0.39 | 0.02 | -0.02 | -0.16 | -0.14 | 0 |  | 0.36 | 0.34 | 0.23 | 32.02 | 1246.608 | 0.96
D | 4002 | 2020-04-17 | 20 | ON | 22.06 | 9.9 | 0.23 | 0.26 | 0.09 | 0.38 | 0.02 | 0.02 | -0.19 | -0.14 | 0 |  | 0.36 | 0.34 | 0.23 | 33.56 | 1249.516 | 0.98
D | 4002 | 2020-04-17 | 21 | ON | 26.39 | 9.9 | 0.23 | 0.26 | 0.18 | 0.39 | 0.04 | 0.02 | -0.21 | -0.14 | 0 |  | 0.36 | 0.34 | 0.23 | 37.99 | 1223.507 | 1.1
D | 4002 | 2020-04-17 | 22 | ON | 18.3 | 9.9 | 0.23 | 0.26 | 0.21 | 0.41 | 0 | 0.01 | -0.16 | -0.14 | 0 |  | 0.36 | 0.34 | 0.23 | 29.95 | 1149.004 | 1.11
D | 4002 | 2020-04-17 | 23 | ON | 16.76 | 9.9 | 0.23 | 0.26 | 0.25 | 0.44 | 0.03 | 0.03 | -0.16 | -0.14 | 0 |  | 0.36 | 0.34 | 0.23 | 28.53 | 1068.211 | 1.21
D | 4002 | 2020-04-17 | 24 | OFF | 17.65 | 9.9 | 0.23 | 0.26 | 0.16 | 0 | 0.02 | 0.02 | -0.1 | -0.14 | 0 |  | 0.36 | 0.34 | 0.23 | 28.93 | 985.954 | 0.67
D | 4002 | 2020-04-18 | 1 | OFF | 14.88 | 9.9 | 0.19 | 0.16 | 0.06 | 0 | 0 | 0.05 | -0.18 | -0.14 | 0 |  | 0.36 | 0.34 | 0.23 | 25.85 | 931.349 | 0.41
D | 4002 | 2020-04-18 | 2 | OFF | 14.8 | 9.9 | 0.19 | 0.16 | 0.09 | 0 | 0 | 0.02 | -0.13 | -0.14 | 0 |  | 0.36 | 0.34 | 0.23 | 25.82 | 897.08 | 0.44
D | 4002 | 2020-04-18 | 3 | OFF | 14.96 | 9.9 | 0.19 | 0.16 | 0.07 | 0 | 0 | 0.01 | -0.08 | -0.14 | 0 |  | 0.36 | 0.34 | 0.23 | 26 | 880.061 | 0.42
D | 4002 | 2020-04-18 | 4 | OFF | 14.75 | 9.9 | 0.19 | 0.16 | 0.07 | 0 | 0 | 0.01 | -0.07 | -0.14 | 0 |  | 0.36 | 0.34 | 0.23 | 25.8 | 875.289 | 0.42
D | 4002 | 2020-04-18 | 5 | OFF | 14.65 | 9.9 | 0.19 | 0.16 | 0.06 | 0 | 0 | 0.01 | -0.07 | -0.14 | 0 |  | 0.36 | 0.34 | 0.23 | 25.69 | 888.26 | 0.41
D | 4002 | 2020-04-18 | 6 | OFF | 14.42 | 9.9 | 0.19 | 0.16 | 0.07 | 0 | 0 | 0 | -0.1 | -0.14 | 0 |  | 0.36 | 0.34 | 0.23 | 25.43 | 927.84 | 0.42
D | 4002 | 2020-04-18 | 7 | OFF | 13.96 | 9.9 | 0.19 | 0.16 | 0.14 | 0 | 0 | -0.01 | -0.15 | -0.14 | 0 |  | 0.36 | 0.34 | 0.23 | 24.98 | 985.123 | 0.49
D | 4002 | 2020-04-18 | 8 | OFF | 14.66 | 9.9 | 0.19 | 0.16 | 0.29 | 0 | 0 | -0.02 | -0.11 | -0.14 | 0 |  | 0.36 | 0.34 | 0.23 | 25.86 | 1055.466 | 0.64
D | 4002 | 2020-04-18 | 9 | OFF | 20.47 | 9.9 | 0.19 | 0.16 | 0.13 | 0 | 0.02 | -0.05 | -0.1 | -0.14 | 0 |  | 0.36 | 0.34 | 0.23 | 31.51 | 1137.05 | 0.5
D | 4002 | 2020-04-18 | 10 | OFF | 20.7 | 9.9 | 0.19 | 0.16 | 0.13 | 0 | 0 | 0.01 | -0.22 | -0.14 | 0 |  | 0.36 | 0.34 | 0.23 | 31.66 | 1200.755 | 0.48
D | 4002 | 2020-04-18 | 11 | OFF | 24.46 | 9.9 | 0.19 | 0.16 | 0.1 | 0 | 0.1 | -0.02 | -0.21 | -0.14 | 0 |  | 0.36 | 0.34 | 0.23 | 35.47 | 1237.127 | 0.55
D | 4002 | 2020-04-18 | 12 | OFF | 25.84 | 9.9 | 0.19 | 0.16 | 0.13 | 0 | 0.05 | -0.04 | -0.22 | -0.14 | 0 |  | 0.36 | 0.34 | 0.23 | 36.8 | 1252.912 | 0.53
D | 4002 | 2020-04-18 | 13 | OFF | 25.64 | 9.9 | 0.19 | 0.16 | 0.12 | 0 | 0.02 | 0 | -0.2 | -0.14 | 0 |  | 0.36 | 0.34 | 0.23 | 36.62 | 1251.033 | 0.49
D | 4002 | 2020-04-18 | 14 | OFF | 23.36 | 9.9 | 0.19 | 0.16 | 0.14 | 0 | 0 | -0.01 | -0.16 | -0.14 | 0 |  | 0.36 | 0.34 | 0.23 | 34.37 | 1229.694 | 0.49
D | 4002 | 2020-04-18 | 15 | OFF | 20.78 | 9.9 | 0.19 | 0.16 | 0.1 | 0 | 0 | 0.02 | -0.14 | -0.14 | 0 |  | 0.36 | 0.34 | 0.23 | 31.8 | 1205.651 | 0.45
D | 4002 | 2020-04-18 | 16 | OFF | 20.7 | 9.9 | 0.19 | 0.16 | 0.1 | 0 | 0 | 0.01 | -0.14 | -0.14 | 0 |  | 0.36 | 0.34 | 0.23 | 31.71 | 1199.323 | 0.45
D | 4002 | 2020-04-18 | 17 | OFF | 27.31 | 9.9 | 0.19 | 0.16 | 0.12 | 0 | 0.02 | 0 | -0.14 | -0.14 | 0 |  | 0.36 | 0.34 | 0.23 | 38.35 | 1222.99 | 0.49
D | 4002 | 2020-04-18 | 18 | OFF | 27.71 | 9.9 | 0.19 | 0.16 | 0.13 | 0 | 0.11 | 0 | -0.19 | -0.14 | 0 |  | 0.36 | 0.34 | 0.23 | 38.8 | 1261.937 | 0.59
D | 4002 | 2020-04-18 | 19 | OFF | 28.1 | 9.9 | 0.19 | 0.16 | 0.18 | 0 | 0.04 | 0.02 | -0.23 | -0.14 | 0 |  | 0.36 | 0.34 | 0.23 | 39.15 | 1259.315 | 0.57
D | 4002 | 2020-04-18 | 20 | OFF | 26.16 | 9.9 | 0.19 | 0.16 | 0.16 | 0 | 0 | 0 | -0.28 | -0.14 | 0 |  | 0.36 | 0.34 | 0.23 | 37.08 | 1242.247 | 0.51
D | 4002 | 2020-04-18 | 21 | OFF | 22.43 | 9.9 | 0.19 | 0.16 | 0.16 | 0 | 0 | 0.01 | -0.25 | -0.14 | 0 |  | 0.36 | 0.34 | 0.23 | 33.39 | 1209.974 | 0.51
D | 4002 | 2020-04-18 | 22 | OFF | 27.8 | 9.9 | 0.19 | 0.16 | 0.24 | 0 | 0 | 0.01 | -0.37 | -0.14 | 0 |  | 0.36 | 0.34 | 0.23 | 38.72 | 1139.763 | 0.59
D | 4002 | 2020-04-18 | 23 | OFF | 29.18 | 9.9 | 0.19 | 0.16 | 0.32 | 0 | 0.13 | -0.01 | -0.26 | -0.14 | 0 |  | 0.36 | 0.34 | 0.23 | 40.4 | 1069.314 | 0.8
D | 4002 | 2020-04-18 | 24 | OFF | 17.25 | 9.9 | 0.19 | 0.16 | 0.15 | 0 | 0.01 | 0.01 | -0.19 | -0.14 | 0 |  | 0.36 | 0.34 | 0.23 | 28.27 | 1003.141 | 0.51
D | 4002 | 2020-04-19 | 1 | OFF | 18.57 | 9.9 | 0.45 | 0.05 | 0.08 | 0 | 0.07 | 0.03 | -0.23 | -0.14 | 0 |  | 0.36 | 0.34 | 0.23 | 29.71 | 952.357 | 0.65
D | 4002 | 2020-04-19 | 2 | OFF | 22.52 | 9.9 | 0.45 | 0.05 | 0.09 | 0 | 0.17 | 0.05 | -0.18 | -0.14 | 0 |  | 0.36 | 0.34 | 0.23 | 33.84 | 922.557 | 0.76
D | 4002 | 2020-04-19 | 3 | OFF | 18.97 | 9.9 | 0.45 | 0.05 | 0.06 | 0 | 0.06 | 0.01 | -0.15 | -0.14 | 0 |  | 0.36 | 0.34 | 0.23 | 30.14 | 910.612 | 0.62
D | 4002 | 2020-04-19 | 4 | OFF | 18.11 | 9.9 | 0.45 | 0.05 | 0.11 | 0 | 0.06 | 0 | -0.13 | -0.14 | 0 |  | 0.36 | 0.34 | 0.23 | 29.34 | 906.851 | 0.67
D | 4002 | 2020-04-19 | 5 | OFF | 24.41 | 9.9 | 0.45 | 0.05 | 0.08 | 0 | 0.12 | 0.01 | -0.15 | -0.14 | 0 |  | 0.36 | 0.34 | 0.23 | 35.66 | 917.82 | 0.7
D | 4002 | 2020-04-19 | 6 | OFF | 32.17 | 9.9 | 0.45 | 0.05 | 0.11 | 0 | 0.54 | 0.02 | -0.18 | -0.14 | 0 |  | 0.36 | 0.34 | 0.23 | 43.85 | 945.518 | 1.15
D | 4002 | 2020-04-19 | 7 | OFF | 26.15 | 9.9 | 0.45 | 0.05 | 0.47 | 0 | 0 | 0.02 | -0.17 | -0.14 | 0 |  | 0.36 | 0.34 | 0.23 | 37.66 | 980.493 | 0.97
D | 4002 | 2020-04-19 | 8 | OFF | 22.74 | 9.9 | 0.45 | 0.05 | 0.33 | 0 | 0.19 | -0.01 | -0.23 | -0.14 | 0 |  | 0.36 | 0.34 | 0.23 | 34.21 | 1023.886 | 1.02
D | 4002 | 2020-04-19 | 9 | OFF | 32.71 | 9.9 | 0.45 | 0.05 | 0.1 | 0 | 0.81 | -0.07 | -0.25 | -0.14 | 0 |  | 0.36 | 0.34 | 0.23 | 44.49 | 1070.633 | 1.41
D | 4002 | 2020-04-19 | 10 | OFF | 19.09 | 9.9 | 0.45 | 0.05 | 0.07 | 0 | 0.28 | 0.02 | -0.1 | -0.14 | 0 |  | 0.36 | 0.34 | 0.23 | 30.55 | 1090.923 | 0.85
D | 4002 | 2020-04-19 | 11 | OFF | 14.34 | 9.9 | 0.45 | 0.05 | 0.06 | 0 | 0 | 0.04 | -0.12 | -0.14 | 0 |  | 0.36 | 0.34 | 0.23 | 25.51 | 1090.298 | 0.56
D | 4002 | 2020-04-19 | 12 | OFF | 13.86 | 9.9 | 0.45 | 0.05 | 0.06 | 0 | 0 | 0.02 | -0.12 | -0.14 | 0 |  | 0.36 | 0.34 | 0.23 | 25.01 | 1074.648 | 0.56
D | 4002 | 2020-04-19 | 13 | OFF | 13.78 | 9.9 | 0.45 | 0.05 | 0.06 | 0 | 0 | 0.01 | -0.12 | -0.14 | 0 |  | 0.36 | 0.34 | 0.23 | 24.92 | 1051.938 | 0.56
D | 4002 | 2020-04-19 | 14 | OFF | 13.29 | 9.9 | 0.45 | 0.05 | 0.06 | 0 | 0 | 0.01 | -0.11 | -0.14 | 0 |  | 0.36 | 0.34 | 0.23 | 24.44 | 1015.373 | 0.56
D | 4002 | 2020-04-19 | 15 | OFF | 13.15 | 9.9 | 0.45 | 0.05 | 0.07 | 0 | 0 | -0.01 | -0.1 | -0.14 | 0 |  | 0.36 | 0.34 | 0.23 | 24.3 | 988.828 | 0.57
D | 4002 | 2020-04-19 | 16 | OFF | 12.81 | 9.9 | 0.45 | 0.05 | 0.07 | 0 | 0 | 0 | -0.11 | -0.14 | 0 |  | 0.36 | 0.34 | 0.23 | 23.96 | 996.405 | 0.57
D | 4002 | 2020-04-19 | 17 | OFF | 19.98 | 9.9 | 0.45 | 0.05 | 0.07 | 0 | 0.3 | -0.04 | 0.17 | -0.14 | 0 |  | 0.36 | 0.34 | 0.23 | 31.67 | 1053.422 | 0.87
D | 4002 | 2020-04-19 | 18 | OFF | 23.27 | 9.9 | 0.45 | 0.05 | 0.13 | 0 | 0.27 | 0.07 | -0.23 | -0.14 | 0 |  | 0.36 | 0.34 | 0.23 | 34.7 | 1140.901 | 0.9
D | 4002 | 2020-04-19 | 19 | OFF | 30.38 | 9.9 | 0.45 | 0.05 | 0.21 | 0 | 0.01 | 0.03 | -0.17 | -0.14 | 0 |  | 0.36 | 0.34 | 0.23 | 41.65 | 1162.365 | 0.72
D | 4002 | 2020-04-19 | 20 | OFF | 33.45 | 9.9 | 0.45 | 0.05 | 0.22 | 0 | 0.06 | 0 | -0.28 | -0.14 | 0 |  | 0.36 | 0.34 | 0.23 | 44.64 | 1165.267 | 0.78
D | 4002 | 2020-04-19 | 21 | OFF | 40.98 | 9.9 | 0.45 | 0.05 | 0.39 | 0 | 0.63 | 0.02 | -0.34 | -0.14 | 0 |  | 0.36 | 0.34 | 0.23 | 52.87 | 1149.42 | 1.52
D | 4002 | 2020-04-19 | 22 | OFF | 18.98 | 9.9 | 0.45 | 0.05 | 0.25 | 0 | 0 | 0.03 | -0.14 | -0.14 | 0 |  | 0.36 | 0.34 | 0.23 | 30.31 | 1067.353 | 0.75
D | 4002 | 2020-04-19 | 23 | OFF | 29.19 | 9.9 | 0.45 | 0.05 | 0.44 | 0 | 0.64 | 0.03 | -0.05 | -0.14 | 0 |  | 0.36 | 0.34 | 0.23 | 41.44 | 984.939 | 1.58
D | 4002 | 2020-04-19 | 24 | OFF | 14.34 | 9.9 | 0.45 | 0.05 | 0.08 | 0 | 0 | 0.03 | -0.09 | -0.14 | 0 |  | 0.36 | 0.34 | 0.23 | 25.55 | 911.554 | 0.58
D | 4002 | 2020-04-20 | 1 | OFF | 13.48 | 9.9 | 0.15 | 0.03 | 0.05 | 0 | 0 | 0.02 | -0.13 | -0.14 | 0 |  | 0.36 | 0.34 | 0.23 | 24.29 | 863.95 | 0.23
D | 4002 | 2020-04-20 | 2 | OFF | 14.06 | 9.9 | 0.15 | 0.03 | 0.05 | 0 | 0 | 0.01 | -0.09 | -0.14 | 0 |  | 0.36 | 0.34 | 0.23 | 24.9 | 837.821 | 0.23
D | 4002 | 2020-04-20 | 3 | OFF | 12.48 | 9.9 | 0.15 | 0.03 | 0.09 | 0 | 0 | 0.05 | -0.1 | -0.14 | 0 |  | 0.36 | 0.34 | 0.23 | 23.39 | 827.88 | 0.27
D | 4002 | 2020-04-20 | 4 | OFF | 12.2 | 9.9 | 0.15 | 0.03 | 0.05 | 0 | 0 | 0.01 | -0.09 | -0.14 | 0 |  | 0.36 | 0.34 | 0.23 | 23.04 | 834.906 | 0.23
D | 4002 | 2020-04-20 | 5 | OFF | 13.21 | 9.9 | 0.15 | 0.03 | 0.08 | 0 | 0 | -0.03 | -0.1 | -0.14 | 0 |  | 0.36 | 0.34 | 0.23 | 24.03 | 867.429 | 0.26
D | 4002 | 2020-04-20 | 6 | OFF | 13.67 | 9.9 | 0.15 | 0.03 | 0.06 | 0 | 0 | 0.02 | -0.17 | -0.14 | 0 |  | 0.36 | 0.34 | 0.23 | 24.45 | 948.522 | 0.24
D | 4002 | 2020-04-20 | 7 | OFF | 13.61 | 9.9 | 0.15 | 0.03 | 0.25 | 0 | 0 | 0.01 | -0.25 | -0.14 | 0 |  | 0.36 | 0.34 | 0.23 | 24.49 | 1051.994 | 0.43
D | 4002 | 2020-04-20 | 8 | ON | 12.62 | 9.9 | 0.15 | 0.03 | 0.29 | 0.44 | 0 | 0 | -0.27 | -0.14 | 0 |  | 0.36 | 0.34 | 0.23 | 23.95 | 1152.762 | 0.91
D | 4002 | 2020-04-20 | 9 | ON | 13.06 | 9.9 | 0.15 | 0.03 | 0.07 | 0.43 | 0 | -0.01 | -0.22 | -0.14 | 0 |  | 0.36 | 0.34 | 0.23 | 24.2 | 1210.768 | 0.68
D | 4002 | 2020-04-20 | 10 | ON | 13.85 | 9.9 | 0.15 | 0.03 | 0.04 | 0.42 | 0 | 0.03 | -0.22 | -0.14 | 0 |  | 0.36 | 0.34 | 0.23 | 24.99 | 1226.242 | 0.64
D | 4002 | 2020-04-20 | 11 | ON | 14.51 | 9.9 | 0.15 | 0.03 | 0.07 | 0.42 | 0 | 0 | -0.19 | -0.14 | 0 |  | 0.36 | 0.34 | 0.23 | 25.68 | 1238.731 | 0.67
D | 4002 | 2020-04-20 | 12 | ON | 16.04 | 9.9 | 0.15 | 0.03 | 0.05 | 0.41 | 0.05 | 0 | -0.16 | -0.14 | 0 |  | 0.36 | 0.34 | 0.23 | 27.26 | 1245.243 | 0.69
D | 4002 | 2020-04-20 | 13 | ON | 20.07 | 9.9 | 0.15 | 0.03 | 0.07 | 0.41 | 0.01 | 0 | -0.16 | -0.14 | 0 |  | 0.36 | 0.34 | 0.23 | 31.27 | 1238.603 | 0.67
D | 4002 | 2020-04-20 | 14 | ON | 22.46 | 9.9 | 0.15 | 0.03 | 0.15 | 0.42 | 0.17 | 0.04 | -0.11 | -0.14 | 0 |  | 0.36 | 0.34 | 0.23 | 34 | 1217.782 | 0.92
D | 4002 | 2020-04-20 | 15 | ON | 14.12 | 9.9 | 0.15 | 0.03 | 0.05 | 0.44 | 0 | 0 | -0.16 | -0.14 | 0 |  | 0.36 | 0.34 | 0.23 | 25.32 | 1174.459 | 0.67
D | 4002 | 2020-04-20 | 16 | ON | 13.59 | 9.9 | 0.15 | 0.03 | 0.05 | 0.45 | 0 | -0.01 | -0.17 | -0.14 | 0 |  | 0.36 | 0.34 | 0.23 | 24.78 | 1146.209 | 0.68
D | 4002 | 2020-04-20 | 17 | ON | 13.87 | 9.9 | 0.15 | 0.03 | 0.06 | 0.43 | 0 | 0 | -0.15 | -0.14 | 0 |  | 0.36 | 0.34 | 0.23 | 25.08 | 1159.749 | 0.67
D | 4002 | 2020-04-20 | 18 | ON | 14.95 | 9.9 | 0.15 | 0.03 | 0.05 | 0.41 | 0 | 0 | -0.19 | -0.14 | 0 |  | 0.36 | 0.34 | 0.23 | 26.09 | 1211.983 | 0.64
D | 4002 | 2020-04-20 | 19 | ON | 17.02 | 9.9 | 0.15 | 0.03 | 0.06 | 0.4 | 0 | 0 | -0.21 | -0.14 | 0 |  | 0.36 | 0.34 | 0.23 | 28.14 | 1229.431 | 0.64
D | 4002 | 2020-04-20 | 20 | ON | 17.18 | 9.9 | 0.15 | 0.03 | 0.06 | 0.39 | 0 | -0.02 | -0.21 | -0.14 | 0 |  | 0.36 | 0.34 | 0.23 | 28.27 | 1234.657 | 0.63
D | 4002 | 2020-04-20 | 21 | ON | 17.28 | 9.9 | 0.15 | 0.03 | 0.07 | 0.39 | 0 | 0.01 | -0.23 | -0.14 | 0 |  | 0.36 | 0.34 | 0.23 | 28.39 | 1224.927 | 0.64
D | 4002 | 2020-04-20 | 22 | ON | 18.02 | 9.9 | 0.15 | 0.03 | 0.17 | 0.41 | 0 | 0.01 | -0.19 | -0.14 | 0 |  | 0.36 | 0.34 | 0.23 | 29.29 | 1141.781 | 0.76
D | 4002 | 2020-04-20 | 23 | ON | 17.66 | 9.9 | 0.15 | 0.03 | 0.17 | 0.44 | 0.04 | -0.01 | -0.17 | -0.14 | 0 |  | 0.36 | 0.34 | 0.23 | 29 | 1056.288 | 0.83
D | 4002 | 2020-04-20 | 24 | OFF | 16.5 | 9.9 | 0.15 | 0.03 | 0.14 | 0 | 0.06 | -0.02 | -0.1 | -0.14 | 0 |  | 0.36 | 0.34 | 0.23 | 27.45 | 979.289 | 0.38
D | 4002 | 2020-04-21 | 1 | OFF | 14.83 | 9.9 | 0.15 | 0.05 | 0.06 | 0 | 0.01 | 0.01 | -0.12 | -0.14 | 0 |  | 0.36 | 0.34 | 0.23 | 25.68 | 933.784 | 0.27
D | 4002 | 2020-04-21 | 2 | OFF | 15.12 | 9.9 | 0.15 | 0.05 | 0.04 | 0 | 0 | 0 | -0.11 | -0.14 | 0 |  | 0.36 | 0.34 | 0.23 | 25.94 | 909.967 | 0.24
D | 4002 | 2020-04-21 | 3 | OFF | 15.02 | 9.9 | 0.15 | 0.05 | 0.05 | 0 | 0 | 0 | -0.1 | -0.14 | 0 |  | 0.36 | 0.34 | 0.23 | 25.86 | 904.095 | 0.25
D | 4002 | 2020-04-21 | 4 | OFF | 14.91 | 9.9 | 0.15 | 0.05 | 0.04 | 0 | 0 | -0.01 | -0.08 | -0.14 | 0 |  | 0.36 | 0.34 | 0.23 | 25.75 | 913.101 | 0.24
D | 4002 | 2020-04-21 | 5 | OFF | 15.04 | 9.9 | 0.15 | 0.05 | 0.05 | 0 | 0 | 0 | -0.1 | -0.14 | 0 |  | 0.36 | 0.34 | 0.23 | 25.88 | 946.702 | 0.25
D | 4002 | 2020-04-21 | 6 | OFF | 15.75 | 9.9 | 0.15 | 0.05 | 0.06 | 0 | 0.02 | 0.02 | -0.11 | -0.14 | 0 |  | 0.36 | 0.34 | 0.23 | 26.63 | 1025.467 | 0.28
D | 4002 | 2020-04-21 | 7 | OFF | 15.84 | 9.9 | 0.15 | 0.05 | 0.13 | 0 | 0 | 0 | -0.2 | -0.14 | 0 |  | 0.36 | 0.34 | 0.23 | 26.66 | 1121.346 | 0.33
D | 4002 | 2020-04-21 | 8 | ON | 16.58 | 9.9 | 0.15 | 0.05 | 0.12 | 0.42 | 0 | 0 | -0.18 | -0.14 | 0 |  | 0.36 | 0.34 | 0.23 | 27.83 | 1202.09 | 0.74
D | 4002 | 2020-04-21 | 9 | ON | 15.32 | 9.9 | 0.15 | 0.05 | 0.06 | 0.41 | 0 | 0.02 | -0.16 | -0.14 | 0 |  | 0.36 | 0.34 | 0.23 | 26.54 | 1234.471 | 0.67
D | 4002 | 2020-04-21 | 10 | ON | 14.66 | 9.9 | 0.15 | 0.05 | 0.05 | 0.41 | 0 | 0 | -0.12 | -0.14 | 0 |  | 0.36 | 0.34 | 0.23 | 25.89 | 1231.985 | 0.66
D | 4002 | 2020-04-21 | 11 | ON | 16.3 | 9.9 | 0.15 | 0.05 | 0.06 | 0.4 | 0.03 | 0 | -0.11 | -0.14 | 0 |  | 0.36 | 0.34 | 0.23 | 27.57 | 1234.863 | 0.69
D | 4002 | 2020-04-21 | 12 | ON | 27.8 | 9.9 | 0.15 | 0.05 | 0.14 | 0.38 | 0.03 | -0.01 | -0.12 | -0.14 | 0 |  | 0.36 | 0.34 | 0.23 | 39.11 | 1285.359 | 0.75
D | 4002 | 2020-04-21 | 13 | ON | 22.71 | 9.9 | 0.15 | 0.05 | 0.1 | 0.38 | 0.05 | 0.02 | -0.13 | -0.14 | 0 |  | 0.36 | 0.34 | 0.23 | 34.02 | 1331.594 | 0.73
D | 4002 | 2020-04-21 | 14 | ON | 27.28 | 9.9 | 0.15 | 0.05 | 0.14 | 0.37 | 0.05 | -0.01 | -0.1 | -0.14 | 0 |  | 0.36 | 0.34 | 0.23 | 38.62 | 1342.711 | 0.76
D | 4002 | 2020-04-21 | 15 | ON | 27.06 | 9.9 | 0.15 | 0.05 | 0.19 | 0.38 | 0 | 0.02 | -0.11 | -0.14 | 0 |  | 0.36 | 0.34 | 0.23 | 38.43 | 1324.086 | 0.77
D | 4002 | 2020-04-21 | 16 | ON | 25.79 | 9.9 | 0.15 | 0.05 | 0.17 | 0.38 | 0.02 | 0.02 | -0.09 | -0.14 | 0 |  | 0.36 | 0.34 | 0.23 | 37.18 | 1319.831 | 0.77
D | 4002 | 2020-04-21 | 17 | ON | 26.83 | 9.9 | 0.15 | 0.05 | 0.17 | 0.37 | 0.04 | -0.01 | -0.11 | -0.14 | 0 |  | 0.36 | 0.34 | 0.23 | 38.18 | 1345.242 | 0.78
D | 4002 | 2020-04-21 | 18 | ON | 26.19 | 9.9 | 0.15 | 0.05 | 0.17 | 0.36 | 0.01 | 0 | -0.16 | -0.14 | 0 |  | 0.36 | 0.34 | 0.23 | 37.46 | 1398.462 | 0.74
D | 4002 | 2020-04-21 | 19 | ON | 25.93 | 9.9 | 0.15 | 0.05 | 0.14 | 0.37 | 0 | 0.05 | -0.21 | -0.14 | 0 |  | 0.36 | 0.34 | 0.23 | 37.17 | 1364.617 | 0.71
D | 4002 | 2020-04-21 | 20 | ON | 16.45 | 9.9 | 0.15 | 0.05 | 0.07 | 0.37 | 0 | 0 | -0.28 | -0.14 | 0 |  | 0.36 | 0.34 | 0.23 | 27.5 | 1304.594 | 0.64
D | 4002 | 2020-04-21 | 21 | ON | 16.43 | 9.9 | 0.15 | 0.05 | 0.05 | 0.38 | 0 | 0 | -0.29 | -0.14 | 0 |  | 0.36 | 0.34 | 0.23 | 27.46 | 1276.307 | 0.63
D | 4002 | 2020-04-21 | 22 | ON | 16.01 | 9.9 | 0.15 | 0.05 | 0.12 | 0.4 | 0 | 0 | -0.21 | -0.14 | 0 |  | 0.36 | 0.34 | 0.23 | 27.21 | 1196.764 | 0.72
D | 4002 | 2020-04-21 | 23 | ON | 14.43 | 9.9 | 0.15 | 0.05 | 0.09 | 0.43 | 0 | 0.01 | -0.14 | -0.14 | 0 |  | 0.36 | 0.34 | 0.23 | 25.71 | 1108.617 | 0.72
D | 4002 | 2020-04-21 | 24 | OFF | 14.28 | 9.9 | 0.15 | 0.05 | 0.07 | 0 | 0 | 0 | -0.12 | -0.14 | 0 |  | 0.36 | 0.34 | 0.23 | 25.12 | 1029.491 | 0.27
D | 4002 | 2020-04-22 | 1 | OFF | 14.8 | 9.9 | 0.07 | 0.06 | 0.05 | 0 | 0 | -0.01 | -0.12 | -0.14 | 0 |  | 0.36 | 0.34 | 0.23 | 25.54 | 978.38 | 0.18
D | 4002 | 2020-04-22 | 2 | OFF | 14.63 | 9.9 | 0.07 | 0.06 | 0.04 | 0 | 0 | 0.01 | -0.13 | -0.14 | 0 |  | 0.36 | 0.34 | 0.23 | 25.37 | 955.087 | 0.17
D | 4002 | 2020-04-22 | 3 | OFF | 13.9 | 9.9 | 0.07 | 0.06 | 0.04 | 0 | 0 | 0 | -0.12 | -0.14 | 0 |  | 0.36 | 0.34 | 0.23 | 24.64 | 948.737 | 0.17
D | 4002 | 2020-04-22 | 4 | OFF | 13.8 | 9.9 | 0.07 | 0.06 | 0.05 | 0 | 0 | 0 | -0.13 | -0.14 | 0 |  | 0.36 | 0.34 | 0.23 | 24.54 | 956.696 | 0.18
D | 4002 | 2020-04-22 | 5 | OFF | 14.04 | 9.9 | 0.07 | 0.06 | 0.05 | 0 | 0 | 0.01 | -0.14 | -0.14 | 0 |  | 0.36 | 0.34 | 0.23 | 24.78 | 990.902 | 0.18
D | 4002 | 2020-04-22 | 6 | OFF | 14.97 | 9.9 | 0.07 | 0.06 | 0.06 | 0 | 0 | -0.01 | -0.16 | -0.14 | 0 |  | 0.36 | 0.34 | 0.23 | 25.68 | 1064.664 | 0.19
D | 4002 | 2020-04-22 | 7 | OFF | 14.75 | 9.9 | 0.07 | 0.06 | 0.11 | 0 | 0 | 0.02 | -0.22 | -0.14 | 0 |  | 0.36 | 0.34 | 0.23 | 25.48 | 1172.131 | 0.24
D | 4002 | 2020-04-22 | 8 | ON | 15.13 | 9.9 | 0.07 | 0.06 | 0.15 | 0.4 | 0 | 0.01 | -0.3 | -0.14 | 0 |  | 0.36 | 0.34 | 0.23 | 26.21 | 1264.434 | 0.68
D | 4002 | 2020-04-22 | 9 | ON | 14.95 | 9.9 | 0.07 | 0.06 | 0.06 | 0.39 | 0 | 0.01 | -0.22 | -0.14 | 0 |  | 0.36 | 0.34 | 0.23 | 26.01 | 1315.057 | 0.58
D | 4002 | 2020-04-22 | 10 | ON | 15.35 | 9.9 | 0.07 | 0.06 | 0.05 | 0.39 | 0 | 0 | -0.2 | -0.14 | 0 |  | 0.36 | 0.34 | 0.23 | 26.41 | 1334.329 | 0.57
D | 4002 | 2020-04-22 | 11 | ON | 17.92 | 9.9 | 0.07 | 0.06 | 0.07 | 0.39 | 0.03 | -0.03 | -0.18 | -0.14 | 0 |  | 0.36 | 0.34 | 0.23 | 29.02 | 1342.953 | 0.62
D | 4002 | 2020-04-22 | 12 | ON | 17.6 | 9.9 | 0.07 | 0.06 | 0.08 | 0.38 | 0 | -0.04 | -0.18 | -0.14 | 0 |  | 0.36 | 0.34 | 0.23 | 28.66 | 1345.989 | 0.59
D | 4002 | 2020-04-22 | 13 | ON | 17.89 | 9.9 | 0.07 | 0.06 | 0.08 | 0.39 | 0 | -0.02 | -0.2 | -0.14 | 0 |  | 0.36 | 0.34 | 0.23 | 28.96 | 1341.271 | 0.6
D | 4002 | 2020-04-22 | 14 | ON | 16.98 | 9.9 | 0.07 | 0.06 | 0.06 | 0.4 | 0 | -0.02 | -0.19 | -0.14 | 0 |  | 0.36 | 0.34 | 0.23 | 28.05 | 1328.282 | 0.59
D | 4002 | 2020-04-22 | 15 | ON | 15.21 | 9.9 | 0.07 | 0.06 | 0.05 | 0.41 | 0 | -0.01 | -0.18 | -0.14 | 0 |  | 0.36 | 0.34 | 0.23 | 26.3 | 1296.436 | 0.59
D | 4002 | 2020-04-22 | 16 | ON | 14.07 | 9.9 | 0.07 | 0.06 | 0.05 | 0.41 | 0 | -0.03 | -0.16 | -0.14 | 0 |  | 0.36 | 0.34 | 0.23 | 25.16 | 1272.467 | 0.59
D | 4002 | 2020-04-22 | 17 | ON | 14.46 | 9.9 | 0.07 | 0.06 | 0.06 | 0.4 | 0 | -0.04 | -0.2 | -0.14 | 0 |  | 0.36 | 0.34 | 0.23 | 25.5 | 1287.276 | 0.59
D | 4002 | 2020-04-22 | 18 | ON | 16.67 | 9.9 | 0.07 | 0.06 | 0.05 | 0.38 | 0 | -0.04 | -0.19 | -0.14 | 0 |  | 0.36 | 0.34 | 0.23 | 27.69 | 1339.864 | 0.56
D | 4002 | 2020-04-22 | 19 | ON | 23.15 | 9.9 | 0.07 | 0.06 | 0.04 | 0.37 | 0.19 | -0.06 | -0.27 | -0.14 | 0 |  | 0.36 | 0.34 | 0.23 | 34.24 | 1341.997 | 0.73
D | 4002 | 2020-04-22 | 20 | ON | 22.94 | 9.9 | 0.07 | 0.06 | 0.04 | 0.37 | 0.03 | -0.06 | -0.31 | -0.14 | 0 |  | 0.36 | 0.34 | 0.23 | 33.83 | 1338.669 | 0.57
D | 4002 | 2020-04-22 | 21 | ON | 25.42 | 9.9 | 0.07 | 0.06 | 0.13 | 0.37 | 0 | -0.03 | -0.33 | -0.14 | 0 |  | 0.36 | 0.34 | 0.23 | 36.38 | 1320.373 | 0.63
D | 4002 | 2020-04-22 | 22 | ON | 18.95 | 9.9 | 0.07 | 0.06 | 0.16 | 0.39 | 0 | -0.04 | -0.28 | -0.14 | 0 |  | 0.36 | 0.34 | 0.23 | 30 | 1238.94 | 0.68
D | 4002 | 2020-04-22 | 23 | ON | 17.86 | 9.9 | 0.07 | 0.06 | 0.16 | 0.41 | 0.03 | -0.03 | -0.18 | -0.14 | 0 |  | 0.36 | 0.34 | 0.23 | 29.07 | 1146.008 | 0.73
D | 4002 | 2020-04-22 | 24 | OFF | 15.24 | 9.9 | 0.07 | 0.06 | 0.13 | 0 | 0.02 | -0.03 | -0.15 | -0.14 | 0 |  | 0.36 | 0.34 | 0.23 | 26.03 | 1062.657 | 0.28
D | 4002 | 2020-04-23 | 1 | OFF | 15.48 | 9.9 | 0.1 | 0.04 | 0.07 | 0 | 0 | -0.04 | -0.23 | -0.14 | 0 |  | 0.36 | 0.34 | 0.23 | 26.11 | 1011.43 | 0.21
D | 4002 | 2020-04-23 | 2 | OFF | 15.54 | 9.9 | 0.1 | 0.04 | 0.05 | 0 | 0 | -0.03 | -0.2 | -0.14 | 0 |  | 0.36 | 0.34 | 0.23 | 26.19 | 985.23 | 0.19
D | 4002 | 2020-04-23 | 3 | OFF | 16.24 | 9.9 | 0.1 | 0.04 | 0.05 | 0 | 0 | -0.04 | -0.19 | -0.14 | 0 |  | 0.36 | 0.34 | 0.23 | 26.89 | 973.119 | 0.19
D | 4002 | 2020-04-23 | 4 | OFF | 16.18 | 9.9 | 0.1 | 0.04 | 0.04 | 0 | 0 | -0.03 | -0.18 | -0.14 | 0 |  | 0.36 | 0.34 | 0.23 | 26.84 | 976.413 | 0.18
D | 4002 | 2020-04-23 | 5 | OFF | 17.52 | 9.9 | 0.1 | 0.04 | 0.06 | 0 | 0.13 | -0.07 | -0.21 | -0.14 | 0 |  | 0.36 | 0.34 | 0.23 | 28.26 | 1008.971 | 0.33
D | 4002 | 2020-04-23 | 6 | OFF | 22.71 | 9.9 | 0.1 | 0.04 | 0.2 | 0 | 0.26 | -0.03 | -0.24 | -0.14 | 0 |  | 0.36 | 0.34 | 0.23 | 33.73 | 1088.178 | 0.6
D | 4002 | 2020-04-23 | 7 | OFF | 30.3 | 9.9 | 0.1 | 0.04 | 0.51 | 0 | 0.27 | -0.08 | -0.35 | -0.14 | 0 |  | 0.36 | 0.34 | 0.23 | 41.48 | 1189.36 | 0.92
D | 4002 | 2020-04-23 | 8 | ON | 22.37 | 9.9 | 0.1 | 0.04 | 0.56 | 0.4 | 0.04 | -0.04 | -0.38 | -0.14 | 0 |  | 0.36 | 0.34 | 0.23 | 33.78 | 1268.034 | 1.14
D | 4002 | 2020-04-23 | 9 | ON | 21.01 | 9.9 | 0.1 | 0.04 | 0.19 | 0.4 | 0.19 | 0 | -0.29 | -0.14 | 0 |  | 0.36 | 0.34 | 0.23 | 32.33 | 1299.705 | 0.92
D | 4002 | 2020-04-23 | 10 | ON | 16.49 | 9.9 | 0.1 | 0.04 | 0.1 | 0.41 | 0 | -0.03 | -0.25 | -0.14 | 0 |  | 0.36 | 0.34 | 0.23 | 27.55 | 1292.054 | 0.65
D | 4002 | 2020-04-23 | 11 | ON | 25.88 | 9.9 | 0.1 | 0.04 | 0.37 | 0.4 | 0.33 | -0.02 | -0.23 | -0.14 | 0 |  | 0.36 | 0.34 | 0.23 | 37.56 | 1279.364 | 1.24
D | 4002 | 2020-04-23 | 12 | ON | 18.65 | 9.9 | 0.1 | 0.04 | 0.18 | 0.42 | 0 | 0 | -0.21 | -0.14 | 0 |  | 0.36 | 0.34 | 0.23 | 29.87 | 1268.066 | 0.74
D | 4002 | 2020-04-23 | 13 | ON | 17.21 | 9.9 | 0.1 | 0.04 | 0.28 | 0.42 | 0 | 0.01 | -0.19 | -0.14 | 0 |  | 0.36 | 0.34 | 0.23 | 28.56 | 1248.515 | 0.84
D | 4002 | 2020-04-23 | 14 | ON | 20.91 | 9.9 | 0.1 | 0.04 | 0.17 | 0.42 | 0.16 | -0.02 | -0.21 | -0.14 | 0 |  | 0.36 | 0.34 | 0.23 | 32.26 | 1221.055 | 0.89
D | 4002 | 2020-04-23 | 15 | ON | 17.77 | 9.9 | 0.1 | 0.04 | 0.18 | 0.43 | 0 | -0.01 | -0.2 | -0.14 | 0 |  | 0.36 | 0.34 | 0.23 | 29 | 1181.723 | 0.75
D | 4002 | 2020-04-23 | 16 | ON | 15.77 | 9.9 | 0.1 | 0.04 | 0.09 | 0.44 | 0 | -0.02 | -0.23 | -0.14 | 0 |  | 0.36 | 0.34 | 0.23 | 26.88 | 1160.128 | 0.67
D | 4002 | 2020-04-23 | 17 | ON | 16.3 | 9.9 | 0.1 | 0.04 | 0.06 | 0.42 | 0 | 0 | -0.22 | -0.14 | 0 |  | 0.36 | 0.34 | 0.23 | 27.39 | 1175.136 | 0.62
D | 4002 | 2020-04-23 | 18 | ON | 21.83 | 9.9 | 0.1 | 0.04 | 0.08 | 0.4 | 0.15 | 0 | -0.19 | -0.14 | 0 |  | 0.36 | 0.34 | 0.23 | 33.1 | 1228.74 | 0.77
D | 4002 | 2020-04-23 | 19 | ON | 22.57 | 9.9 | 0.1 | 0.04 | 0.07 | 0.39 | 0.05 | -0.01 | -0.31 | -0.14 | 0 |  | 0.36 | 0.34 | 0.23 | 33.59 | 1246.46 | 0.65
D | 4002 | 2020-04-23 | 20 | ON | 26.64 | 9.9 | 0.1 | 0.04 | 0.06 | 0.38 | 0.01 | -0.02 | -0.34 | -0.14 | 0 |  | 0.36 | 0.34 | 0.23 | 37.56 | 1251.354 | 0.59
D | 4002 | 2020-04-23 | 21 | ON | 25.66 | 9.9 | 0.1 | 0.04 | 0.26 | 0.39 | 0.01 | -0.06 | -0.3 | -0.14 | 0 |  | 0.36 | 0.34 | 0.23 | 36.79 | 1245.914 | 0.8
D | 4002 | 2020-04-23 | 22 | ON | 22.86 | 9.9 | 0.1 | 0.04 | 0.24 | 0.41 | 0 | -0.04 | -0.29 | -0.14 | 0 |  | 0.36 | 0.34 | 0.23 | 34.01 | 1167.5 | 0.79
D | 4002 | 2020-04-23 | 23 | ON | 21.29 | 9.9 | 0.1 | 0.04 | 1.15 | 0.44 | 0.18 | -0.01 | -0.12 | -0.14 | 0 |  | 0.36 | 0.34 | 0.23 | 33.76 | 1075.659 | 1.91
D | 4002 | 2020-04-23 | 24 | OFF | 17.18 | 9.9 | 0.1 | 0.04 | 0.29 | 0 | 0 | -0.03 | -0.14 | -0.14 | 0 |  | 0.36 | 0.34 | 0.23 | 28.13 | 994.069 | 0.43
D | 4002 | 2020-04-24 | 1 | OFF | 16.75 | 9.9 | 0.25 | 0.04 | 0.07 | 0 | 0 | -0.01 | -0.17 | -0.14 | 0 |  | 0.36 | 0.34 | 0.23 | 27.62 | 940.731 | 0.36
D | 4002 | 2020-04-24 | 2 | OFF | 16.89 | 9.9 | 0.25 | 0.04 | 0.05 | 0 | 0 | -0.03 | -0.17 | -0.14 | 0 |  | 0.36 | 0.34 | 0.23 | 27.72 | 910.571 | 0.34
D | 4002 | 2020-04-24 | 3 | OFF | 17.38 | 9.9 | 0.25 | 0.04 | 0.05 | 0 | 0 | -0.02 | -0.17 | -0.14 | 0 |  | 0.36 | 0.34 | 0.23 | 28.22 | 899.483 | 0.34
D | 4002 | 2020-04-24 | 4 | OFF | 17.01 | 9.9 | 0.25 | 0.04 | 0.05 | 0 | 0 | -0.02 | -0.15 | -0.14 | 0 |  | 0.36 | 0.34 | 0.23 | 27.87 | 904.352 | 0.34
D | 4002 | 2020-04-24 | 5 | OFF | 17.35 | 9.9 | 0.25 | 0.04 | 0.06 | 0 | 0 | 0 | -0.14 | -0.14 | 0 |  | 0.36 | 0.34 | 0.23 | 28.25 | 939.323 | 0.35
D | 4002 | 2020-04-24 | 6 | OFF | 16.19 | 9.9 | 0.25 | 0.04 | 0.09 | 0 | 0 | 0.02 | -0.17 | -0.14 | 0 |  | 0.36 | 0.34 | 0.23 | 27.11 | 1009.824 | 0.38
D | 4002 | 2020-04-24 | 7 | OFF | 16.91 | 9.9 | 0.25 | 0.04 | 0.12 | 0 | 0 | -0.02 | -0.22 | -0.14 | 0 |  | 0.36 | 0.34 | 0.23 | 27.77 | 1103.1 | 0.41
D | 4002 | 2020-04-24 | 8 | ON | 19.66 | 9.9 | 0.25 | 0.04 | 0.16 | 0.4 | 0 | -0.02 | -0.15 | -0.14 | 0 |  | 0.36 | 0.34 | 0.23 | 31.03 | 1202.953 | 0.85
D | 4002 | 2020-04-24 | 9 | ON | 27.63 | 9.9 | 0.25 | 0.04 | 0.22 | 0.38 | 0 | 0.01 | -0.2 | -0.14 | 0 |  | 0.36 | 0.34 | 0.23 | 39.02 | 1259.925 | 0.89
D | 4002 | 2020-04-24 | 10 | ON | 24.06 | 9.9 | 0.25 | 0.04 | 0.16 | 0.37 | 0 | 0.01 | -0.2 | -0.14 | 0 |  | 0.36 | 0.34 | 0.23 | 35.38 | 1277.858 | 0.82
D | 4002 | 2020-04-24 | 11 | ON | 23.55 | 9.9 | 0.25 | 0.04 | 0.12 | 0.37 | 0 | -0.02 | -0.19 | -0.14 | 0 |  | 0.36 | 0.34 | 0.23 | 34.81 | 1297.881 | 0.78
D | 4002 | 2020-04-24 | 12 | ON | 25.95 | 9.9 | 0.25 | 0.04 | 0.12 | 0.36 | 0.02 | -0.03 | -0.18 | -0.14 | 0 |  | 0.36 | 0.34 | 0.23 | 37.22 | 1285.909 | 0.79
D | 4002 | 2020-04-24 | 13 | ON | 28.76 | 9.9 | 0.25 | 0.04 | 0.16 | 0.36 | 0 | -0.03 | -0.18 | -0.14 | 0 |  | 0.36 | 0.34 | 0.23 | 40.05 | 1268.897 | 0.81
D | 4002 | 2020-04-24 | 14 | ON | 28.15 | 9.9 | 0.25 | 0.04 | 0.22 | 0.37 | 0.03 | 0.03 | -0.13 | -0.14 | 0 |  | 0.36 | 0.34 | 0.23 | 39.65 | 1263.267 | 0.91
D | 4002 | 2020-04-24 | 15 | ON | 18.67 | 9.9 | 0.25 | 0.04 | 0.06 | 0.38 | 0.01 | -0.02 | -0.14 | -0.14 | 0 |  | 0.36 | 0.34 | 0.23 | 29.94 | 1235.529 | 0.74
D | 4002 | 2020-04-24 | 16 | ON | 16.97 | 9.9 | 0.25 | 0.04 | 0.05 | 0.38 | 0.01 | 0.01 | -0.15 | -0.14 | 0 |  | 0.36 | 0.34 | 0.23 | 28.25 | 1213.342 | 0.73
D | 4002 | 2020-04-24 | 17 | ON | 16.75 | 9.9 | 0.25 | 0.04 | 0.04 | 0.38 | 0 | -0.01 | -0.17 | -0.14 | 0 |  | 0.36 | 0.34 | 0.23 | 27.97 | 1218.695 | 0.71
D | 4002 | 2020-04-24 | 18 | ON | 18.71 | 9.9 | 0.25 | 0.04 | 0.06 | 0.37 | 0 | -0.01 | -0.16 | -0.14 | 0 |  | 0.36 | 0.34 | 0.23 | 29.95 | 1249.511 | 0.72
D | 4002 | 2020-04-24 | 19 | ON | 17.93 | 9.9 | 0.25 | 0.04 | 0.05 | 0.37 | 0.01 | -0.01 | -0.19 | -0.14 | 0 |  | 0.36 | 0.34 | 0.23 | 29.14 | 1261.466 | 0.72
D | 4002 | 2020-04-24 | 20 | ON | 27.82 | 9.9 | 0.25 | 0.04 | 0.17 | 0.37 | 0.02 | -0.02 | -0.23 | -0.14 | 0 |  | 0.36 | 0.34 | 0.23 | 39.11 | 1254.639 | 0.85
D | 4002 | 2020-04-24 | 21 | ON | 31.39 | 9.9 | 0.25 | 0.04 | 0.22 | 0.37 | 0.02 | 0 | -0.16 | -0.14 | 0 |  | 0.36 | 0.34 | 0.23 | 42.82 | 1244.548 | 0.9
D | 4002 | 2020-04-24 | 22 | ON | 23.98 | 9.9 | 0.25 | 0.04 | 0.23 | 0.39 | 0 | 0 | -0.32 | -0.14 | 0 |  | 0.36 | 0.34 | 0.23 | 35.26 | 1168.472 | 0.91
D | 4002 | 2020-04-24 | 23 | ON | 24.38 | 9.9 | 0.25 | 0.04 | 0.32 | 0.42 | 0.09 | -0.03 | -0.15 | -0.14 | 0 |  | 0.36 | 0.34 | 0.23 | 36.01 | 1084.47 | 1.12
D | 4002 | 2020-04-24 | 24 | OFF | 17.22 | 9.9 | 0.25 | 0.04 | 0.17 | 0 | 0.01 | -0.01 | -0.18 | -0.14 | 0 |  | 0.36 | 0.34 | 0.23 | 28.19 | 1004.342 | 0.47
D | 4002 | 2020-04-25 | 1 | OFF | 17.28 | 9.9 | 0.19 | 0.02 | 0.07 | 0 | 0 | 0.01 | -0.23 | -0.14 | 0 |  | 0.36 | 0.34 | 0.23 | 28.03 | 948.433 | 0.28
D | 4002 | 2020-04-25 | 2 | OFF | 18.78 | 9.9 | 0.19 | 0.02 | 0.08 | 0 | 0 | 0.02 | -0.19 | -0.14 | 0 |  | 0.36 | 0.34 | 0.23 | 29.59 | 916.629 | 0.29
D | 4002 | 2020-04-25 | 3 | OFF | 17.44 | 9.9 | 0.19 | 0.02 | 0.06 | 0 | 0 | 0 | -0.19 | -0.14 | 0 |  | 0.36 | 0.34 | 0.23 | 28.21 | 900.892 | 0.27
D | 4002 | 2020-04-25 | 4 | OFF | 17.26 | 9.9 | 0.19 | 0.02 | 0.06 | 0 | 0 | 0.02 | -0.16 | -0.14 | 0 |  | 0.36 | 0.34 | 0.23 | 28.08 | 897.919 | 0.27
D | 4002 | 2020-04-25 | 5 | OFF | 17.58 | 9.9 | 0.19 | 0.02 | 0.06 | 0 | 0 | -0.01 | -0.17 | -0.14 | 0 |  | 0.36 | 0.34 | 0.23 | 28.36 | 909.735 | 0.27
D | 4002 | 2020-04-25 | 6 | OFF | 19.1 | 9.9 | 0.19 | 0.02 | 0.08 | 0 | 0.05 | 0 | -0.17 | -0.14 | 0 |  | 0.36 | 0.34 | 0.23 | 29.96 | 942.2 | 0.34
D | 4002 | 2020-04-25 | 7 | OFF | 18.76 | 9.9 | 0.19 | 0.02 | 0.15 | 0 | 0.06 | -0.01 | -0.16 | -0.14 | 0 |  | 0.36 | 0.34 | 0.23 | 29.7 | 990.394 | 0.42
D | 4002 | 2020-04-25 | 8 | OFF | 17.78 | 9.9 | 0.19 | 0.02 | 0.21 | 0 | 0.02 | -0.01 | -0.2 | -0.14 | 0 |  | 0.36 | 0.34 | 0.23 | 28.7 | 1050.231 | 0.44
D | 4002 | 2020-04-25 | 9 | OFF | 20.49 | 9.9 | 0.19 | 0.02 | 0.19 | 0 | 0.16 | -0.01 | -0.18 | -0.14 | 0 |  | 0.36 | 0.34 | 0.23 | 31.55 | 1110.788 | 0.56
D | 4002 | 2020-04-25 | 10 | OFF | 19.53 | 9.9 | 0.19 | 0.02 | 0.18 | 0 | 0.14 | 0.03 | -0.17 | -0.14 | 0 |  | 0.36 | 0.34 | 0.23 | 30.61 | 1147.395 | 0.53
D | 4002 | 2020-04-25 | 11 | OFF | 15.12 | 9.9 | 0.19 | 0.02 | 0.06 | 0 | 0 | 0.05 | -0.16 | -0.14 | 0 |  | 0.36 | 0.34 | 0.23 | 25.97 | 1150.161 | 0.27
D | 4002 | 2020-04-25 | 12 | OFF | 14.88 | 9.9 | 0.19 | 0.02 | 0.06 | 0 | 0 | 0.02 | -0.15 | -0.14 | 0 |  | 0.36 | 0.34 | 0.23 | 25.71 | 1119.756 | 0.27
D | 4002 | 2020-04-25 | 13 | OFF | 13.93 | 9.9 | 0.19 | 0.02 | 0.06 | 0 | 0 | 0.02 | -0.13 | -0.14 | 0 |  | 0.36 | 0.34 | 0.23 | 24.78 | 1076.835 | 0.27
D | 4002 | 2020-04-25 | 14 | OFF | 9.92 | 9.9 | 0.19 | 0.02 | 0.07 | 0 | 0 | 0.02 | -0.11 | -0.14 | 0 |  | 0.36 | 0.34 | 0.23 | 20.8 | 1037.611 | 0.28
D | 4002 | 2020-04-25 | 15 | OFF | 1.96 | 9.9 | 0.19 | 0.02 | 0.17 | 0 | 0 | -0.01 | -0.11 | -0.14 | 0 |  | 0.36 | 0.34 | 0.23 | 12.91 | 1010.454 | 0.38
D | 4002 | 2020-04-25 | 16 | OFF | 8.02 | 9.9 | 0.19 | 0.02 | 0.22 | 0 | 0 | -0.01 | -0.06 | -0.14 | 0 |  | 0.36 | 0.34 | 0.23 | 19.07 | 1008.086 | 0.43
D | 4002 | 2020-04-25 | 17 | OFF | 13.82 | 9.9 | 0.19 | 0.02 | 0.08 | 0 | 0 | 0 | -0.15 | -0.14 | 0 |  | 0.36 | 0.34 | 0.23 | 24.65 | 1041.337 | 0.29
D | 4002 | 2020-04-25 | 18 | OFF | 15.93 | 9.9 | 0.19 | 0.02 | 0.06 | 0 | 0.01 | -0.02 | -0.15 | -0.14 | 0 |  | 0.36 | 0.34 | 0.23 | 26.73 | 1110.897 | 0.28
D | 4002 | 2020-04-25 | 19 | OFF | 23.99 | 9.9 | 0.19 | 0.02 | 0.12 | 0 | 0.14 | -0.04 | -0.2 | -0.14 | 0 |  | 0.36 | 0.34 | 0.23 | 34.91 | 1146.415 | 0.47
D | 4002 | 2020-04-25 | 20 | OFF | 30.95 | 9.9 | 0.19 | 0.02 | 0.17 | 0 | 0.11 | -0.05 | -0.23 | -0.14 | 0 |  | 0.36 | 0.34 | 0.23 | 41.85 | 1158.212 | 0.49
D | 4002 | 2020-04-25 | 21 | OFF | 30.96 | 9.9 | 0.19 | 0.02 | 0.2 | 0 | 0.17 | 0.02 | -0.26 | -0.14 | 0 |  | 0.36 | 0.34 | 0.23 | 41.99 | 1154.991 | 0.58
D | 4002 | 2020-04-25 | 22 | OFF | 21.71 | 9.9 | 0.19 | 0.02 | 0.46 | 0 | 0.2 | 0.01 | -0.13 | -0.14 | 0 |  | 0.36 | 0.34 | 0.23 | 33.15 | 1085.246 | 0.87
D | 4002 | 2020-04-25 | 23 | OFF | 16.19 | 9.9 | 0.19 | 0.02 | 0.49 | 0 | 0 | 0.02 | -0.16 | -0.14 | 0 |  | 0.36 | 0.34 | 0.23 | 27.44 | 1011.735 | 0.7
D | 4002 | 2020-04-25 | 24 | OFF | 16.34 | 9.9 | 0.19 | 0.02 | 0.35 | 0 | 0 | 0.02 | -0.14 | -0.14 | 0 |  | 0.36 | 0.34 | 0.23 | 27.47 | 942.96 | 0.56
D | 4002 | 2020-04-26 | 1 | OFF | 16.07 | 9.9 | 0.24 | 0.03 | 0.1 | 0 | 0 | 0.04 | -0.12 | -0.14 | 0 |  | 0.36 | 0.34 | 0.23 | 27.05 | 891.144 | 0.37
D | 4002 | 2020-04-26 | 2 | OFF | 16.35 | 9.9 | 0.24 | 0.03 | 0.1 | 0 | 0 | 0 | -0.09 | -0.14 | 0 |  | 0.36 | 0.34 | 0.23 | 27.32 | 859.949 | 0.37
D | 4002 | 2020-04-26 | 3 | OFF | 17.6 | 9.9 | 0.24 | 0.03 | 0.09 | 0 | 0 | -0.01 | -0.09 | -0.14 | 0 |  | 0.36 | 0.34 | 0.23 | 28.55 | 845.045 | 0.36
D | 4002 | 2020-04-26 | 4 | OFF | 16.34 | 9.9 | 0.24 | 0.03 | 0.09 | 0 | 0 | 0.01 | -0.08 | -0.14 | 0 |  | 0.36 | 0.34 | 0.23 | 27.32 | 844.277 | 0.36
D | 4002 | 2020-04-26 | 5 | OFF | 15.85 | 9.9 | 0.24 | 0.03 | 0.12 | 0 | 0 | 0 | -0.07 | -0.14 | 0 |  | 0.36 | 0.34 | 0.23 | 26.86 | 854.279 | 0.39
D | 4002 | 2020-04-26 | 6 | OFF | 15.69 | 9.9 | 0.24 | 0.03 | 0.08 | 0 | 0 | 0.01 | -0.07 | -0.14 | 0 |  | 0.36 | 0.34 | 0.23 | 26.67 | 882.1 | 0.35
D | 4002 | 2020-04-26 | 7 | OFF | 15.66 | 9.9 | 0.24 | 0.03 | 0.22 | 0 | 0 | 0 | -0.08 | -0.14 | 0 |  | 0.36 | 0.34 | 0.23 | 26.76 | 919.267 | 0.49
D | 4002 | 2020-04-26 | 8 | OFF | 15.44 | 9.9 | 0.24 | 0.03 | 0.25 | 0 | 0 | 0 | -0.1 | -0.14 | 0 |  | 0.36 | 0.34 | 0.23 | 26.55 | 976.643 | 0.52
D | 4002 | 2020-04-26 | 9 | OFF | 14.63 | 9.9 | 0.24 | 0.03 | 0.09 | 0 | 0 | -0.01 | -0.14 | -0.14 | 0 |  | 0.36 | 0.34 | 0.23 | 25.53 | 1047.282 | 0.36
D | 4002 | 2020-04-26 | 10 | OFF | 14.9 | 9.9 | 0.24 | 0.03 | 0.06 | 0 | 0 | 0.02 | -0.18 | -0.14 | 0 |  | 0.36 | 0.34 | 0.23 | 25.76 | 1095.756 | 0.33
D | 4002 | 2020-04-26 | 11 | OFF | 18.45 | 9.9 | 0.24 | 0.03 | 0.08 | 0 | 0.09 | 0 | -0.17 | -0.14 | 0 |  | 0.36 | 0.34 | 0.23 | 29.41 | 1121.725 | 0.44
D | 4002 | 2020-04-26 | 12 | OFF | 20.72 | 9.9 | 0.24 | 0.03 | 0.13 | 0 | 0.19 | 0.02 | -0.18 | -0.14 | 0 |  | 0.36 | 0.34 | 0.23 | 31.84 | 1162.405 | 0.59
D | 4002 | 2020-04-26 | 13 | OFF | 19.32 | 9.9 | 0.24 | 0.03 | 0.12 | 0 | 0.05 | 0.02 | -0.19 | -0.14 | 0 |  | 0.36 | 0.34 | 0.23 | 30.28 | 1192.802 | 0.44
D | 4002 | 2020-04-26 | 14 | OFF | 19.51 | 9.9 | 0.24 | 0.03 | 0.1 | 0 | 0.08 | -0.02 | -0.17 | -0.14 | 0 |  | 0.36 | 0.34 | 0.23 | 30.46 | 1191.252 | 0.45
D | 4002 | 2020-04-26 | 15 | OFF | 25.99 | 9.9 | 0.24 | 0.03 | 0.18 | 0 | 0.17 | 0.01 | -0.17 | -0.14 | 0 |  | 0.36 | 0.34 | 0.23 | 37.14 | 1195.256 | 0.62
D | 4002 | 2020-04-26 | 16 | OFF | 27.78 | 9.9 | 0.24 | 0.03 | 0.19 | 0 | 0.11 | 0.04 | -0.16 | -0.14 | 0 |  | 0.36 | 0.34 | 0.23 | 38.92 | 1200.417 | 0.57
D | 4002 | 2020-04-26 | 17 | OFF | 27.54 | 9.9 | 0.24 | 0.03 | 0.13 | 0 | 0.01 | -0.01 | -0.14 | -0.14 | 0 |  | 0.36 | 0.34 | 0.23 | 38.49 | 1231.897 | 0.41
D | 4002 | 2020-04-26 | 18 | OFF | 27.4 | 9.9 | 0.24 | 0.03 | 0.14 | 0 | 0.01 | -0.02 | -0.23 | -0.14 | 0 |  | 0.36 | 0.34 | 0.23 | 38.26 | 1293.154 | 0.42
D | 4002 | 2020-04-26 | 19 | OFF | 30.3 | 9.9 | 0.24 | 0.03 | 0.19 | 0 | 0.03 | 0.05 | -0.22 | -0.14 | 0 |  | 0.36 | 0.34 | 0.23 | 41.31 | 1290.286 | 0.49
D | 4002 | 2020-04-26 | 20 | OFF | 26.55 | 9.9 | 0.24 | 0.03 | 0.17 | 0 | 0 | 0.03 | -0.23 | -0.14 | 0 |  | 0.36 | 0.34 | 0.23 | 37.48 | 1264.445 | 0.44
D | 4002 | 2020-04-26 | 21 | OFF | 22.54 | 9.9 | 0.24 | 0.03 | 0.14 | 0 | 0 | 0.07 | -0.22 | -0.14 | 0 |  | 0.36 | 0.34 | 0.23 | 33.49 | 1218.882 | 0.41
D | 4002 | 2020-04-26 | 22 | OFF | 19.04 | 9.9 | 0.24 | 0.03 | 0.17 | 0 | 0 | 0 | -0.2 | -0.14 | 0 |  | 0.36 | 0.34 | 0.23 | 29.97 | 1139.896 | 0.44
D | 4002 | 2020-04-26 | 23 | OFF | 16.71 | 9.9 | 0.24 | 0.03 | 0.16 | 0 | 0 | 0.04 | -0.17 | -0.14 | 0 |  | 0.36 | 0.34 | 0.23 | 27.7 | 1058.927 | 0.43
D | 4002 | 2020-04-26 | 24 | OFF | 15.81 | 9.9 | 0.24 | 0.03 | 0.12 | 0 | 0 | 0.05 | -0.13 | -0.14 | 0 |  | 0.36 | 0.34 | 0.23 | 26.81 | 989.994 | 0.39
D | 4002 | 2020-04-27 | 1 | OFF | 14.88 | 9.9 | 0.78 | 0.04 | 0.05 | 0 | 0 | 0.03 | -0.12 | -0.14 | 0 |  | 0.36 | 0.34 | 0.23 | 26.35 | 945.207 | 0.87
D | 4002 | 2020-04-27 | 2 | OFF | 14.26 | 9.9 | 0.78 | 0.04 | 0.05 | 0 | 0 | 0.04 | -0.13 | -0.14 | 0 |  | 0.36 | 0.34 | 0.23 | 25.73 | 919.747 | 0.87
D | 4002 | 2020-04-27 | 3 | OFF | 11.7 | 9.9 | 0.78 | 0.04 | 0.06 | 0 | 0 | 0.03 | -0.08 | -0.14 | 0 |  | 0.36 | 0.34 | 0.23 | 23.22 | 909.645 | 0.88
D | 4002 | 2020-04-27 | 4 | OFF | 11.73 | 9.9 | 0.78 | 0.04 | 0.12 | 0 | 0 | 0.01 | -0.08 | -0.14 | 0 |  | 0.36 | 0.34 | 0.23 | 23.29 | 915.855 | 0.94
D | 4002 | 2020-04-27 | 5 | OFF | 14.15 | 9.9 | 0.78 | 0.04 | 0.05 | 0 | 0 | 0 | -0.11 | -0.14 | 0 |  | 0.36 | 0.34 | 0.23 | 25.6 | 945.924 | 0.87
D | 4002 | 2020-04-27 | 6 | OFF | 14.76 | 9.9 | 0.78 | 0.04 | 0.06 | 0 | 0 | 0.02 | -0.12 | -0.14 | 0 |  | 0.36 | 0.34 | 0.23 | 26.23 | 1022.16 | 0.88
D | 4002 | 2020-04-27 | 7 | OFF | 14.83 | 9.9 | 0.78 | 0.04 | 0.1 | 0 | 0 | 0.03 | -0.21 | -0.14 | 0 |  | 0.36 | 0.34 | 0.23 | 26.26 | 1135.45 | 0.92
D | 4002 | 2020-04-27 | 8 | ON | 15.94 | 9.9 | 0.78 | 0.04 | 0.1 | 0.41 | 0 | -0.02 | -0.15 | -0.14 | 0 |  | 0.36 | 0.34 | 0.23 | 27.79 | 1249.352 | 1.33
D | 4002 | 2020-04-27 | 9 | ON | 19.53 | 9.9 | 0.78 | 0.04 | 0.07 | 0.38 | 0 | 0.02 | -0.17 | -0.14 | 0 |  | 0.36 | 0.34 | 0.23 | 31.34 | 1336.113 | 1.27
D | 4002 | 2020-04-27 | 10 | ON | 17.97 | 9.9 | 0.78 | 0.04 | 0.07 | 0.37 | 0 | 0.01 | -0.19 | -0.14 | 0 |  | 0.36 | 0.34 | 0.23 | 29.74 | 1384.324 | 1.26
D | 4002 | 2020-04-27 | 11 | ON | 20.05 | 9.9 | 0.78 | 0.04 | 0.1 | 0.37 | 0 | -0.02 | -0.21 | -0.14 | 0 |  | 0.36 | 0.34 | 0.23 | 31.8 | 1420.611 | 1.29
D | 4002 | 2020-04-27 | 12 | ON | 18.93 | 9.9 | 0.78 | 0.04 | 0.07 | 0.36 | 0 | -0.01 | -0.21 | -0.14 | 0 |  | 0.36 | 0.34 | 0.23 | 30.65 | 1442.746 | 1.25
D | 4002 | 2020-04-27 | 13 | ON | 19.83 | 9.9 | 0.78 | 0.04 | 0.06 | 0.36 | 0 | 0 | -0.23 | -0.14 | 0 |  | 0.36 | 0.34 | 0.23 | 31.53 | 1450.963 | 1.24
D | 4002 | 2020-04-27 | 14 | ON | 19.36 | 9.9 | 0.78 | 0.04 | 0.06 | 0.36 | 0 | 0.01 | -0.23 | -0.14 | 0 |  | 0.36 | 0.34 | 0.23 | 31.07 | 1434.599 | 1.24
D | 4002 | 2020-04-27 | 15 | ON | 19.2 | 9.9 | 0.78 | 0.04 | 0.07 | 0.37 | 0.06 | 0.07 | -0.2 | -0.14 | 0 |  | 0.36 | 0.34 | 0.23 | 31.08 | 1407.739 | 1.32
D | 4002 | 2020-04-27 | 16 | ON | 17.74 | 9.9 | 0.78 | 0.04 | 0.08 | 0.37 | 0.01 | 0.02 | -0.2 | -0.14 | 0 |  | 0.36 | 0.34 | 0.23 | 29.53 | 1385.723 | 1.28
D | 4002 | 2020-04-27 | 17 | ON | 20.12 | 9.9 | 0.78 | 0.04 | 0.09 | 0.36 | 0.09 | 0 | -0.2 | -0.14 | 0 |  | 0.36 | 0.34 | 0.23 | 31.97 | 1398.105 | 1.36
D | 4002 | 2020-04-27 | 18 | ON | 19.76 | 9.9 | 0.78 | 0.04 | 0.06 | 0.35 | 0 | 0.01 | -0.26 | -0.14 | 0 |  | 0.36 | 0.34 | 0.23 | 31.43 | 1437.692 | 1.23
D | 4002 | 2020-04-27 | 19 | ON | 23.43 | 9.9 | 0.78 | 0.04 | 0.13 | 0.36 | 0 | 0.02 | -0.26 | -0.14 | 0 |  | 0.36 | 0.34 | 0.23 | 35.19 | 1417.379 | 1.31
D | 4002 | 2020-04-27 | 20 | ON | 19.32 | 9.9 | 0.78 | 0.04 | 0.07 | 0.36 | 0 | 0 | -0.29 | -0.14 | 0 |  | 0.36 | 0.34 | 0.23 | 30.97 | 1379.91 | 1.25
D | 4002 | 2020-04-27 | 21 | ON | 18.31 | 9.9 | 0.78 | 0.04 | 0.06 | 0.37 | 0 | 0.01 | -0.25 | -0.14 | 0 |  | 0.36 | 0.34 | 0.23 | 30.01 | 1328.594 | 1.25
D | 4002 | 2020-04-27 | 22 | ON | 18.64 | 9.9 | 0.78 | 0.04 | 0.13 | 0.39 | 0 | -0.01 | -0.27 | -0.14 | 0 |  | 0.36 | 0.34 | 0.23 | 30.39 | 1234.455 | 1.34
D | 4002 | 2020-04-27 | 23 | ON | 18.06 | 9.9 | 0.78 | 0.04 | 0.16 | 0.42 | 0.03 | -0.14 | 0.07 | -0.14 | 0 |  | 0.36 | 0.34 | 0.23 | 30.11 | 1135.895 | 1.43
D | 4002 | 2020-04-27 | 24 | OFF | 15.23 | 9.9 | 0.78 | 0.04 | 0.08 | 0 | 0 | -0.08 | 0.05 | -0.14 | 0 |  | 0.36 | 0.34 | 0.23 | 26.79 | 1015.263 | 0.9
D | 4002 | 2020-04-28 | 1 | OFF | 15.82 | 9.9 | 0.15 | 0.01 | 0.04 | 0 | 0 | -0.03 | -0.16 | -0.14 | 0 |  | 0.36 | 0.34 | 0.23 | 26.52 | 957.419 | 0.2
D | 4002 | 2020-04-28 | 2 | OFF | 15.84 | 9.9 | 0.15 | 0.01 | 0.06 | 0 | 0 | 0.01 | -0.15 | -0.14 | 0 |  | 0.36 | 0.34 | 0.23 | 26.61 | 925.24 | 0.22
D | 4002 | 2020-04-28 | 3 | OFF | 15.8 | 9.9 | 0.15 | 0.01 | 0.05 | 0 | 0 | -0.02 | -0.15 | -0.14 | 0 |  | 0.36 | 0.34 | 0.23 | 26.53 | 908.32 | 0.21
D | 4002 | 2020-04-28 | 4 | OFF | 15.53 | 9.9 | 0.15 | 0.01 | 0.05 | 0 | 0 | -0.01 | -0.15 | -0.14 | 0 |  | 0.36 | 0.34 | 0.23 | 26.27 | 910.941 | 0.21
D | 4002 | 2020-04-28 | 5 | OFF | 14.76 | 9.9 | 0.15 | 0.01 | 0.05 | 0 | 0 | 0.01 | -0.13 | -0.14 | 0 |  | 0.36 | 0.34 | 0.23 | 25.54 | 941.915 | 0.21
D | 4002 | 2020-04-28 | 6 | OFF | 17.66 | 9.9 | 0.15 | 0.01 | 0.08 | 0 | 0.02 | 0.01 | -0.1 | -0.14 | 0 |  | 0.36 | 0.34 | 0.23 | 28.52 | 1017.534 | 0.26
D | 4002 | 2020-04-28 | 7 | OFF | 26.13 | 9.9 | 0.15 | 0.01 | 0.23 | 0 | 0.27 | 0.02 | -0.15 | -0.14 | 0 |  | 0.36 | 0.34 | 0.23 | 37.35 | 1119.932 | 0.66
D | 4002 | 2020-04-28 | 8 | ON | 26.49 | 9.9 | 0.15 | 0.01 | 0.25 | 0.41 | 0.37 | 0 | -0.23 | -0.14 | 0 |  | 0.36 | 0.34 | 0.23 | 38.14 | 1209.039 | 1.19
D | 4002 | 2020-04-28 | 9 | ON | 16.88 | 9.9 | 0.15 | 0.01 | 0.07 | 0.41 | 0.01 | 0.03 | -0.21 | -0.14 | 0 |  | 0.36 | 0.34 | 0.23 | 28.04 | 1263.85 | 0.65
D | 4002 | 2020-04-28 | 10 | ON | 15.82 | 9.9 | 0.15 | 0.01 | 0.05 | 0.41 | 0 | 0 | -0.22 | -0.14 | 0 |  | 0.36 | 0.34 | 0.23 | 26.91 | 1269.704 | 0.62
D | 4002 | 2020-04-28 | 11 | ON | 15.53 | 9.9 | 0.15 | 0.01 | 0.07 | 0.41 | 0 | 0.01 | -0.17 | -0.14 | 0 |  | 0.36 | 0.34 | 0.23 | 26.7 | 1265.927 | 0.64
D | 4002 | 2020-04-28 | 12 | ON | 14.46 | 9.9 | 0.15 | 0.01 | 0.05 | 0.42 | 0 | 0.05 | -0.17 | -0.14 | 0 |  | 0.36 | 0.34 | 0.23 | 25.66 | 1262.202 | 0.63
D | 4002 | 2020-04-28 | 13 | ON | 14.64 | 9.9 | 0.15 | 0.01 | 0.05 | 0.43 | 0 | 0 | -0.14 | -0.14 | 0 |  | 0.36 | 0.34 | 0.23 | 25.83 | 1254.071 | 0.64
D | 4002 | 2020-04-28 | 14 | ON | 14.49 | 9.9 | 0.15 | 0.01 | 0.05 | 0.44 | 0 | 0.02 | -0.14 | -0.14 | 0 |  | 0.36 | 0.34 | 0.23 | 25.71 | 1232.769 | 0.65
D | 4002 | 2020-04-28 | 15 | ON | 14.38 | 9.9 | 0.15 | 0.01 | 0.06 | 0.45 | 0 | 0.01 | -0.13 | -0.14 | 0 |  | 0.36 | 0.34 | 0.23 | 25.62 | 1201.18 | 0.67
D | 4002 | 2020-04-28 | 16 | ON | 14.72 | 9.9 | 0.15 | 0.01 | 0.06 | 0.45 | 0 | 0.04 | -0.12 | -0.14 | 0 |  | 0.36 | 0.34 | 0.23 | 26 | 1188.9 | 0.67
D | 4002 | 2020-04-28 | 17 | ON | 14.84 | 9.9 | 0.15 | 0.01 | 0.05 | 0.43 | 0 | 0.01 | -0.14 | -0.14 | 0 |  | 0.36 | 0.34 | 0.23 | 26.04 | 1203.837 | 0.64
D | 4002 | 2020-04-28 | 18 | ON | 15.06 | 9.9 | 0.15 | 0.01 | 0.05 | 0.41 | 0 | 0.03 | -0.18 | -0.14 | 0 |  | 0.36 | 0.34 | 0.23 | 26.22 | 1252.793 | 0.62
D | 4002 | 2020-04-28 | 19 | ON | 16.86 | 9.9 | 0.15 | 0.01 | 0.05 | 0.4 | 0.03 | 0.03 | -0.2 | -0.14 | 0 |  | 0.36 | 0.34 | 0.23 | 28.02 | 1266.436 | 0.64
D | 4002 | 2020-04-28 | 20 | ON | 22.9 | 9.9 | 0.15 | 0.01 | 0.06 | 0.39 | 0.23 | -0.07 | -0.21 | -0.14 | 0 |  | 0.36 | 0.34 | 0.23 | 34.15 | 1253.136 | 0.84
D | 4002 | 2020-04-28 | 21 | ON | 23.01 | 9.9 | 0.15 | 0.01 | 0.13 | 0.39 | 0.01 | 0.02 | -0.27 | -0.14 | 0 |  | 0.36 | 0.34 | 0.23 | 34.14 | 1229.329 | 0.69
D | 4002 | 2020-04-28 | 22 | ON | 17.34 | 9.9 | 0.15 | 0.01 | 0.14 | 0.41 | 0 | 0.03 | -0.19 | -0.14 | 0 |  | 0.36 | 0.34 | 0.23 | 28.58 | 1147.637 | 0.71
D | 4002 | 2020-04-28 | 23 | ON | 15.66 | 9.9 | 0.15 | 0.01 | 0.12 | 0.45 | 0 | -0.01 | -0.14 | -0.14 | 0 |  | 0.36 | 0.34 | 0.23 | 26.93 | 1053.53 | 0.73
D | 4002 | 2020-04-28 | 24 | OFF | 15.55 | 9.9 | 0.15 | 0.01 | 0.08 | 0 | 0.01 | 0 | -0.11 | -0.14 | 0 |  | 0.36 | 0.34 | 0.23 | 26.38 | 975.811 | 0.25
D | 4002 | 2020-04-29 | 1 | OFF | 15.3 | 9.9 | 0.29 | 0.02 | 0.05 | 0 | 0 | 0 | -0.12 | -0.14 | 0 |  | 0.36 | 0.34 | 0.23 | 26.23 | 925.804 | 0.36
D | 4002 | 2020-04-29 | 2 | OFF | 14.93 | 9.9 | 0.29 | 0.02 | 0.04 | 0 | 0 | 0 | -0.11 | -0.14 | 0 |  | 0.36 | 0.34 | 0.23 | 25.86 | 898.95 | 0.35
D | 4002 | 2020-04-29 | 3 | OFF | 15.39 | 9.9 | 0.29 | 0.02 | 0.05 | 0 | 0 | -0.02 | -0.1 | -0.14 | 0 |  | 0.36 | 0.34 | 0.23 | 26.32 | 887.817 | 0.36
D | 4002 | 2020-04-29 | 4 | OFF | 14.69 | 9.9 | 0.29 | 0.02 | 0.05 | 0 | 0 | 0 | -0.1 | -0.14 | 0 |  | 0.36 | 0.34 | 0.23 | 25.64 | 888.184 | 0.36
D | 4002 | 2020-04-29 | 5 | OFF | 15.38 | 9.9 | 0.29 | 0.02 | 0.04 | 0 | 0 | -0.01 | -0.1 | -0.14 | 0 |  | 0.36 | 0.34 | 0.23 | 26.31 | 923.09 | 0.35
D | 4002 | 2020-04-29 | 6 | OFF | 15.67 | 9.9 | 0.29 | 0.02 | 0.05 | 0 | 0 | 0 | -0.1 | -0.14 | 0 |  | 0.36 | 0.34 | 0.23 | 26.62 | 1003.983 | 0.36
D | 4002 | 2020-04-29 | 7 | OFF | 18.62 | 9.9 | 0.29 | 0.02 | 0.14 | 0 | 0 | -0.01 | -0.13 | -0.14 | 0 |  | 0.36 | 0.34 | 0.23 | 29.62 | 1104.685 | 0.45
D | 4002 | 2020-04-29 | 8 | ON | 18.11 | 9.9 | 0.29 | 0.02 | 0.25 | 0.43 | 0 | 0 | -0.22 | -0.14 | 0 |  | 0.36 | 0.34 | 0.23 | 29.57 | 1183.197 | 0.99
D | 4002 | 2020-04-29 | 9 | ON | 15.8 | 9.9 | 0.29 | 0.02 | 0.07 | 0.43 | 0 | 0.02 | -0.19 | -0.14 | 0 |  | 0.36 | 0.34 | 0.23 | 27.13 | 1210.518 | 0.81
D | 4002 | 2020-04-29 | 10 | ON | 14.79 | 9.9 | 0.29 | 0.02 | 0.05 | 0.44 | 0 | 0.01 | -0.15 | -0.14 | 0 |  | 0.36 | 0.34 | 0.23 | 26.14 | 1203.415 | 0.8
D | 4002 | 2020-04-29 | 11 | ON | 15.13 | 9.9 | 0.29 | 0.02 | 0.06 | 0.45 | 0 | 0.01 | -0.13 | -0.14 | 0 |  | 0.36 | 0.34 | 0.23 | 26.52 | 1197.959 | 0.82
D | 4002 | 2020-04-29 | 12 | ON | 15.11 | 9.9 | 0.29 | 0.02 | 0.05 | 0.45 | 0 | 0 | -0.11 | -0.14 | 0 |  | 0.36 | 0.34 | 0.23 | 26.5 | 1186.119 | 0.81
D | 4002 | 2020-04-29 | 13 | ON | 15.28 | 9.9 | 0.29 | 0.02 | 0.05 | 0.45 | 0 | -0.01 | -0.11 | -0.14 | 0 |  | 0.36 | 0.34 | 0.23 | 26.66 | 1171.345 | 0.81
D | 4002 | 2020-04-29 | 14 | ON | 15.28 | 9.9 | 0.29 | 0.02 | 0.05 | 0.45 | 0 | -0.01 | -0.11 | -0.14 | 0 |  | 0.36 | 0.34 | 0.23 | 26.66 | 1147.591 | 0.81
D | 4002 | 2020-04-29 | 15 | ON | 15.2 | 9.9 | 0.29 | 0.02 | 0.05 | 0.45 | 0 | 0 | -0.11 | -0.14 | 0 |  | 0.36 | 0.34 | 0.23 | 26.59 | 1127.546 | 0.81
D | 4002 | 2020-04-29 | 16 | ON | 15.58 | 9.9 | 0.29 | 0.02 | 0.05 | 0.44 | 0 | 0 | -0.14 | -0.14 | 0 |  | 0.36 | 0.34 | 0.23 | 26.93 | 1123.762 | 0.8
D | 4002 | 2020-04-29 | 17 | ON | 20.17 | 9.9 | 0.29 | 0.02 | 0.07 | 0.42 | 0.08 | 0.01 | -0.07 | -0.14 | 0 |  | 0.36 | 0.34 | 0.23 | 31.68 | 1160.358 | 0.88
D | 4002 | 2020-04-29 | 18 | ON | 25.8 | 9.9 | 0.29 | 0.02 | 0.15 | 0.39 | 0.01 | 0.02 | -0.23 | -0.14 | 0 |  | 0.36 | 0.34 | 0.23 | 37.14 | 1237.146 | 0.86
D | 4002 | 2020-04-29 | 19 | ON | 26.22 | 9.9 | 0.29 | 0.02 | 0.15 | 0.38 | 0 | 0.01 | -0.24 | -0.14 | 0 |  | 0.36 | 0.34 | 0.23 | 37.52 | 1259.182 | 0.84
D | 4002 | 2020-04-29 | 20 | ON | 24.07 | 9.9 | 0.29 | 0.02 | 0.15 | 0.38 | 0 | 0.02 | -0.28 | -0.14 | 0 |  | 0.36 | 0.34 | 0.23 | 35.34 | 1245.716 | 0.84
D | 4002 | 2020-04-29 | 21 | ON | 19.23 | 9.9 | 0.29 | 0.02 | 0.1 | 0.4 | 0 | 0.03 | -0.25 | -0.14 | 0 |  | 0.36 | 0.34 | 0.23 | 30.51 | 1208.074 | 0.81
D | 4002 | 2020-04-29 | 22 | ON | 15.65 | 9.9 | 0.29 | 0.02 | 0.12 | 0.42 | 0 | 0.02 | -0.21 | -0.14 | 0 |  | 0.36 | 0.34 | 0.23 | 27 | 1126.948 | 0.85
D | 4002 | 2020-04-29 | 23 | ON | 14.88 | 9.9 | 0.29 | 0.02 | 0.11 | 0.45 | 0 | 0 | -0.14 | -0.14 | 0 |  | 0.36 | 0.34 | 0.23 | 26.3 | 1032.352 | 0.87
D | 4002 | 2020-04-29 | 24 | OFF | 14.55 | 9.9 | 0.29 | 0.02 | 0.08 | 0 | 0 | 0.01 | -0.12 | -0.14 | 0 |  | 0.36 | 0.34 | 0.23 | 25.52 | 950.463 | 0.39
D | 4002 | 2020-04-30 | 1 | OFF | 14.24 | 9.9 | 1.17 | 0.05 | 0.05 | 0 | 0 | 0.06 | -0.08 | -0.14 | 0 |  | 0.36 | 0.34 | 0.23 | 26.18 | 899.195 | 1.27
D | 4002 | 2020-04-30 | 2 | OFF | 13.24 | 9.9 | 1.17 | 0.05 | 0.05 | 0 | 0 | 0.01 | -0.06 | -0.14 | 0 |  | 0.36 | 0.34 | 0.23 | 25.15 | 871.216 | 1.27
D | 4002 | 2020-04-30 | 3 | OFF | 4.36 | 9.9 | 1.17 | 0.05 | 0.12 | 0 | 0 | 0 | -0.05 | -0.14 | 0 |  | 0.36 | 0.34 | 0.23 | 16.34 | 855.801 | 1.34
D | 4002 | 2020-04-30 | 4 | OFF | 7.69 | 9.9 | 1.17 | 0.05 | 0.11 | 0 | 0 | 0 | -0.05 | -0.14 | 0 |  | 0.36 | 0.34 | 0.23 | 19.66 | 856.583 | 1.33
D | 4002 | 2020-04-30 | 5 | OFF | 13.6 | 9.9 | 1.17 | 0.05 | 0.06 | 0 | 0 | 0 | -0.05 | -0.14 | 0 |  | 0.36 | 0.34 | 0.23 | 25.52 | 885.283 | 1.28
D | 4002 | 2020-04-30 | 6 | OFF | 13.82 | 9.9 | 1.17 | 0.05 | 0.06 | 0 | 0 | 0.02 | -0.07 | -0.14 | 0 |  | 0.36 | 0.34 | 0.23 | 25.74 | 959.252 | 1.28
D | 4002 | 2020-04-30 | 7 | OFF | 12.86 | 9.9 | 1.17 | 0.05 | 0.11 | 0 | 0 | 0.01 | -0.09 | -0.14 | 0 |  | 0.36 | 0.34 | 0.23 | 24.8 | 1068.878 | 1.33
D | 4002 | 2020-04-30 | 8 | ON | 14 | 9.9 | 1.17 | 0.05 | 0.1 | 0.42 | 0 | 0 | -0.13 | -0.14 | 0 |  | 0.36 | 0.34 | 0.23 | 26.3 | 1172.988 | 1.74
D | 4002 | 2020-04-30 | 9 | ON | 16.08 | 9.9 | 1.17 | 0.05 | 0.05 | 0.39 | 0.02 | -0.01 | -0.12 | -0.14 | 0 |  | 0.36 | 0.34 | 0.23 | 28.32 | 1250.836 | 1.68
D | 4002 | 2020-04-30 | 10 | ON | 25.55 | 9.9 | 1.17 | 0.05 | 0.17 | 0.36 | 0.01 | 0 | -0.18 | -0.14 | 0 |  | 0.36 | 0.34 | 0.23 | 37.82 | 1293.632 | 1.76
D | 4002 | 2020-04-30 | 11 | ON | 26.15 | 9.9 | 1.17 | 0.05 | 0.11 | 0.35 | 0.03 | 0.05 | -0.18 | -0.14 | 0 |  | 0.36 | 0.34 | 0.23 | 38.42 | 1330.965 | 1.71
D | 4002 | 2020-04-30 | 12 | ON | 24.37 | 9.9 | 1.17 | 0.05 | 0.13 | 0.34 | 0.02 | 0 | -0.19 | -0.14 | 0 |  | 0.36 | 0.34 | 0.23 | 36.58 | 1358.579 | 1.71
D | 4002 | 2020-04-30 | 13 | ON | 26.25 | 9.9 | 1.17 | 0.05 | 0.37 | 0.34 | 0.17 | 0.01 | -0.2 | -0.14 | 0 |  | 0.36 | 0.34 | 0.23 | 38.85 | 1371.759 | 2.1
D | 4002 | 2020-04-30 | 14 | ON | 25.68 | 9.9 | 1.17 | 0.05 | 0.23 | 0.32 | 0.07 | 0 | -0.2 | -0.14 | 0 |  | 0.36 | 0.34 | 0.23 | 38.01 | 1366.847 | 1.84
D | 4002 | 2020-04-30 | 15 | ON | 19.17 | 9.9 | 1.17 | 0.05 | 0.11 | 0.33 | 0.17 | 0.03 | -0.12 | -0.14 | 0 |  | 0.36 | 0.34 | 0.23 | 31.6 | 1345.561 | 1.83
D | 4002 | 2020-04-30 | 16 | ON | 13.99 | 9.9 | 1.17 | 0.05 | 0.05 | 0.35 | 0 | 0 | -0.15 | -0.14 | 0 |  | 0.36 | 0.34 | 0.23 | 26.15 | 1320.823 | 1.62
D | 4002 | 2020-04-30 | 17 | ON | 14.14 | 9.9 | 1.17 | 0.05 | 0.04 | 0.36 | 0 | 0.03 | -0.16 | -0.14 | 0 |  | 0.36 | 0.34 | 0.23 | 26.32 | 1320.395 | 1.62
D | 4002 | 2020-04-30 | 18 | ON | 19.58 | 9.9 | 1.17 | 0.05 | 0.08 | 0.35 | 0.07 | 0 | -0.16 | -0.14 | 0 |  | 0.36 | 0.34 | 0.23 | 31.83 | 1347.879 | 1.72
D | 4002 | 2020-04-30 | 19 | ON | 20.44 | 9.9 | 1.17 | 0.05 | 0.13 | 0.35 | 0.04 | 0.01 | -0.18 | -0.14 | 0 |  | 0.36 | 0.34 | 0.23 | 32.7 | 1329.284 | 1.74
D | 4002 | 2020-04-30 | 20 | ON | 16.53 | 9.9 | 1.17 | 0.05 | 0.07 | 0.35 | 0.05 | 0 | -0.19 | -0.14 | 0 |  | 0.36 | 0.34 | 0.23 | 28.72 | 1297.781 | 1.69
D | 4002 | 2020-04-30 | 21 | ON | 17.47 | 9.9 | 1.17 | 0.05 | 0.09 | 0.36 | 0.04 | 0.01 | -0.2 | -0.14 | 0 |  | 0.36 | 0.34 | 0.23 | 29.68 | 1250.154 | 1.71
D | 4002 | 2020-04-30 | 22 | ON | 13.9 | 9.9 | 1.17 | 0.05 | 0.1 | 0.38 | 0 | 0.01 | -0.12 | -0.14 | 0 |  | 0.36 | 0.34 | 0.23 | 26.18 | 1165.725 | 1.7
D | 4002 | 2020-04-30 | 23 | ON | 13.18 | 9.9 | 1.17 | 0.05 | 0.1 | 0.42 | 0 | -0.11 | 0.15 | -0.14 | 0 |  | 0.36 | 0.34 | 0.23 | 25.65 | 1069.869 | 1.74
D | 4002 | 2020-04-30 | 24 | OFF | 14.45 | 9.9 | 1.17 | 0.05 | 0.08 | 0 | 0 | -0.02 | -0.07 | -0.14 | 0 |  | 0.36 | 0.34 | 0.23 | 26.35 | 986.58 | 1.3
T | 720 lines

## whlsecost_hourly_4002_202005
C | Hourly Wholesale Load Cost Report
C | Filename: whlsecost_hourly_4002_202005.csv
C | Report for: 05 2020
C | Report generated: 03/10/2021 13:32:29 EST
H | Location ID | Local Date | Local Hour | OnOffPeak | RTLMP | Capacity | First Contingency | Second Contingency | Regulation | Forward Reserves | Real-Time Reserves | Inadvertent | Marginal Loss Rev Fund | Auction Rev Rights | Real-Time Demand Reduction Cost | Price Responsive Demand Cost | ISO Sched 2 | ISO Sched 3 | NEPOOL Exp | Total Cost | RTLO | Total Ancillary & NCPC
H | Number | Date | Number | String | Number | Number | Number | Number | Number | Number | Number | Number | Number | Number | Number | Number | Number | Number | Number | Number | Number
D | 4002 | 2020-05-01 | 1 | OFF | 12.79 | 9.61 | 0.26 | 0.04 | 0.05 | 0 | 0 | -0.01 | -0.11 | -0.1 | 0 |  | 0.36 | 0.33 | 0.23 | 23.45 | 928.384 | 0.35
D | 4002 | 2020-05-01 | 2 | OFF | 14.3 | 9.61 | 0.26 | 0.04 | 0.13 | 0 | 0.01 | -0.01 | -0.11 | -0.1 | 0 |  | 0.36 | 0.33 | 0.23 | 25.05 | 893.829 | 0.44
D | 4002 | 2020-05-01 | 3 | OFF | 15.22 | 9.61 | 0.26 | 0.04 | 0.07 | 0 | 0.02 | -0.01 | -0.09 | -0.1 | 0 |  | 0.36 | 0.33 | 0.23 | 25.94 | 874.994 | 0.39
D | 4002 | 2020-05-01 | 4 | OFF | 14.46 | 9.61 | 0.26 | 0.04 | 0.05 | 0 | 0 | 0.03 | -0.08 | -0.1 | 0 |  | 0.36 | 0.33 | 0.23 | 25.19 | 873.433 | 0.35
D | 4002 | 2020-05-01 | 5 | OFF | 13.7 | 9.61 | 0.26 | 0.04 | 0.05 | 0 | 0 | 0 | -0.09 | -0.1 | 0 |  | 0.36 | 0.33 | 0.23 | 24.39 | 894.125 | 0.35
D | 4002 | 2020-05-01 | 6 | OFF | 7.51 | 9.61 | 0.26 | 0.04 | 0.11 | 0 | 0 | 0.02 | -0.11 | -0.1 | 0 |  | 0.36 | 0.33 | 0.23 | 18.26 | 961.048 | 0.41
D | 4002 | 2020-05-01 | 7 | OFF | 12.15 | 9.61 | 0.26 | 0.04 | 0.18 | 0 | 0 | 0.01 | -0.12 | -0.1 | 0 |  | 0.36 | 0.33 | 0.23 | 22.95 | 1051.293 | 0.48
D | 4002 | 2020-05-01 | 8 | ON | 14.34 | 9.61 | 0.26 | 0.04 | 0.1 | 0.45 | 0 | 0.01 | -0.14 | -0.1 | 0 |  | 0.36 | 0.33 | 0.23 | 25.49 | 1155.706 | 0.85
D | 4002 | 2020-05-01 | 9 | ON | 16.29 | 9.61 | 0.26 | 0.04 | 0.08 | 0.41 | 0 | -0.03 | -0.2 | -0.1 | 0 |  | 0.36 | 0.33 | 0.23 | 27.28 | 1235.604 | 0.79
D | 4002 | 2020-05-01 | 10 | ON | 15.95 | 9.61 | 0.26 | 0.04 | 0.08 | 0.39 | 0 | 0 | -0.21 | -0.1 | 0 |  | 0.36 | 0.33 | 0.23 | 26.94 | 1276.45 | 0.77
D | 4002 | 2020-05-01 | 11 | ON | 20.16 | 9.61 | 0.26 | 0.04 | 0.1 | 0.39 | 0 | -0.04 | -0.2 | -0.1 | 0 |  | 0.36 | 0.33 | 0.23 | 31.14 | 1295.818 | 0.79
D | 4002 | 2020-05-01 | 12 | ON | 20.06 | 9.61 | 0.26 | 0.04 | 0.1 | 0.36 | 0.01 | -0.01 | -0.18 | -0.1 | 0 |  | 0.36 | 0.33 | 0.23 | 31.07 | 1304.939 | 0.77
D | 4002 | 2020-05-01 | 13 | ON | 16.6 | 9.61 | 0.26 | 0.04 | 0.12 | 0.38 | 0 | 0 | -0.14 | -0.1 | 0 |  | 0.36 | 0.33 | 0.23 | 27.69 | 1290.567 | 0.8
D | 4002 | 2020-05-01 | 14 | ON | 15.6 | 9.61 | 0.26 | 0.04 | 0.1 | 0.44 | 0 | 0 | -0.16 | -0.1 | 0 |  | 0.36 | 0.33 | 0.23 | 26.71 | 1259.577 | 0.84
D | 4002 | 2020-05-01 | 15 | ON | 15.74 | 9.61 | 0.26 | 0.04 | 0.1 | 0.45 | 0.03 | -0.01 | -0.15 | -0.1 | 0 |  | 0.36 | 0.33 | 0.23 | 26.89 | 1218.234 | 0.88
D | 4002 | 2020-05-01 | 16 | ON | 14.07 | 9.61 | 0.26 | 0.04 | 0.09 | 0.46 | 0 | 0 | -0.14 | -0.1 | 0 |  | 0.36 | 0.33 | 0.23 | 25.21 | 1174.803 | 0.85
D | 4002 | 2020-05-01 | 17 | ON | 13.34 | 9.61 | 0.26 | 0.04 | 0.07 | 0.46 | 0 | 0.01 | -0.13 | -0.1 | 0 |  | 0.36 | 0.33 | 0.23 | 24.48 | 1165.099 | 0.83
D | 4002 | 2020-05-01 | 18 | ON | 13.83 | 9.61 | 0.26 | 0.04 | 0.06 | 0.45 | 0 | 0.01 | -0.14 | -0.1 | 0 |  | 0.36 | 0.33 | 0.23 | 24.94 | 1189.79 | 0.81
D | 4002 | 2020-05-01 | 19 | ON | 14.5 | 9.61 | 0.26 | 0.04 | 0.06 | 0.44 | 0 | 0 | -0.16 | -0.1 | 0 |  | 0.36 | 0.33 | 0.23 | 25.57 | 1196.061 | 0.8
D | 4002 | 2020-05-01 | 20 | ON | 15.34 | 9.61 | 0.26 | 0.04 | 0.06 | 0.44 | 0.03 | -0.01 | -0.15 | -0.1 | 0 |  | 0.36 | 0.33 | 0.23 | 26.44 | 1197.985 | 0.83
D | 4002 | 2020-05-01 | 21 | ON | 16.33 | 9.61 | 0.26 | 0.04 | 0.07 | 0.44 | 0.04 | 0.03 | -0.17 | -0.1 | 0 |  | 0.36 | 0.33 | 0.23 | 27.47 | 1183.758 | 0.85
D | 4002 | 2020-05-01 | 22 | ON | 15.02 | 9.61 | 0.26 | 0.04 | 0.18 | 0.46 | 0 | -0.02 | -0.18 | -0.1 | 0 |  | 0.36 | 0.33 | 0.23 | 26.19 | 1108.401 | 0.94
D | 4002 | 2020-05-01 | 23 | ON | 14.22 | 9.61 | 0.26 | 0.04 | 0.13 | 0.5 | 0 | 0.01 | -0.13 | -0.1 | 0 |  | 0.36 | 0.33 | 0.23 | 25.46 | 1019.195 | 0.93
D | 4002 | 2020-05-01 | 24 | OFF | 13.35 | 9.61 | 0.26 | 0.04 | 0.09 | 0 | 0 | 0.02 | -0.13 | -0.1 | 0 |  | 0.36 | 0.33 | 0.23 | 24.06 | 940.851 | 0.39
D | 4002 | 2020-05-02 | 1 | OFF | 13.11 | 9.61 | 0.63 | 0.06 | 0.08 | 0 | 0.02 | 0.02 | -0.2 | -0.1 | 0 |  | 0.36 | 0.33 | 0.23 | 24.15 | 876.037 | 0.79
D | 4002 | 2020-05-02 | 2 | OFF | 12.89 | 9.61 | 0.63 | 0.06 | 0.06 | 0 | 0 | 0.01 | -0.18 | -0.1 | 0 |  | 0.36 | 0.33 | 0.23 | 23.9 | 840.186 | 0.75
D | 4002 | 2020-05-02 | 3 | OFF | 14.01 | 9.61 | 0.63 | 0.06 | 0.08 | 0 | 0 | 0 | -0.16 | -0.1 | 0 |  | 0.36 | 0.33 | 0.23 | 25.05 | 823.754 | 0.77
D | 4002 | 2020-05-02 | 4 | OFF | 12.4 | 9.61 | 0.63 | 0.06 | 0.05 | 0 | 0 | 0.02 | -0.15 | -0.1 | 0 |  | 0.36 | 0.33 | 0.23 | 23.44 | 819.45 | 0.74
D | 4002 | 2020-05-02 | 5 | OFF | 12.51 | 9.61 | 0.63 | 0.06 | 0.05 | 0 | 0 | 0 | -0.14 | -0.1 | 0 |  | 0.36 | 0.33 | 0.23 | 23.54 | 830.956 | 0.74
D | 4002 | 2020-05-02 | 6 | OFF | 15.95 | 9.61 | 0.63 | 0.06 | 0.07 | 0 | 0 | 0.03 | -0.13 | -0.1 | 0 |  | 0.36 | 0.33 | 0.23 | 27.04 | 863.388 | 0.76
D | 4002 | 2020-05-02 | 7 | OFF | 12.98 | 9.61 | 0.63 | 0.06 | 0.11 | 0 | 0 | 0.01 | -0.14 | -0.1 | 0 |  | 0.36 | 0.33 | 0.23 | 24.08 | 906.291 | 0.8
D | 4002 | 2020-05-02 | 8 | OFF | 12.76 | 9.61 | 0.63 | 0.06 | 0.13 | 0 | 0.04 | 0.05 | -0.15 | -0.1 | 0 |  | 0.36 | 0.33 | 0.23 | 23.95 | 957.535 | 0.86
D | 4002 | 2020-05-02 | 9 | OFF | 9.65 | 9.61 | 0.63 | 0.06 | 0.12 | 0 | 0 | 0.06 | -0.1 | -0.1 | 0 |  | 0.36 | 0.33 | 0.23 | 20.85 | 1008.386 | 0.81
D | 4002 | 2020-05-02 | 10 | OFF | -0.47 | 9.61 | 0.63 | 0.06 | 0.18 | 0 | 0 | 0 | -0.11 | -0.1 | 0 |  | 0.36 | 0.33 | 0.23 | 10.72 | 1037.292 | 0.87
D | 4002 | 2020-05-02 | 11 | OFF | 3.14 | 9.61 | 0.63 | 0.06 | 0.2 | 0 | 0 | 0.01 | -0.11 | -0.1 | 0 |  | 0.36 | 0.33 | 0.23 | 14.36 | 1040.501 | 0.89
D | 4002 | 2020-05-02 | 12 | OFF | 11.55 | 9.61 | 0.63 | 0.06 | 0.09 | 0 | 0 | 0.02 | -0.12 | -0.1 | 0 |  | 0.36 | 0.33 | 0.23 | 22.66 | 1032.904 | 0.78
D | 4002 | 2020-05-02 | 13 | OFF | 11.34 | 9.61 | 0.63 | 0.06 | 0.08 | 0 | 0 | 0.02 | -0.13 | -0.1 | 0 |  | 0.36 | 0.33 | 0.23 | 22.43 | 1019.013 | 0.77
D | 4002 | 2020-05-02 | 14 | OFF | 11.17 | 9.61 | 0.63 | 0.06 | 0.08 | 0 | 0 | 0.02 | -0.11 | -0.1 | 0 |  | 0.36 | 0.33 | 0.23 | 22.28 | 993.273 | 0.77
D | 4002 | 2020-05-02 | 15 | OFF | 10.96 | 9.61 | 0.63 | 0.06 | 0.09 | 0 | 0 | 0.03 | -0.12 | -0.1 | 0 |  | 0.36 | 0.33 | 0.23 | 22.08 | 972.029 | 0.78
D | 4002 | 2020-05-02 | 16 | OFF | 10.93 | 9.61 | 0.63 | 0.06 | 0.09 | 0 | 0 | 0.02 | -0.07 | -0.1 | 0 |  | 0.36 | 0.33 | 0.23 | 22.09 | 978.199 | 0.78
D | 4002 | 2020-05-02 | 17 | OFF | 14.16 | 9.61 | 0.63 | 0.06 | 0.07 | 0 | 0 | 0.02 | 0.01 | -0.1 | 0 |  | 0.36 | 0.33 | 0.23 | 25.38 | 1020.235 | 0.76
D | 4002 | 2020-05-02 | 18 | OFF | 21.68 | 9.61 | 0.63 | 0.06 | 0.09 | 0 | 0.08 | 0.05 | -0.05 | -0.1 | 0 |  | 0.36 | 0.33 | 0.23 | 32.97 | 1075.612 | 0.86
D | 4002 | 2020-05-02 | 19 | OFF | 26.74 | 9.61 | 0.63 | 0.06 | 0.16 | 0 | 0.03 | 0.01 | -0.15 | -0.1 | 0 |  | 0.36 | 0.33 | 0.23 | 37.91 | 1103.548 | 0.88
D | 4002 | 2020-05-02 | 20 | OFF | 28.36 | 9.61 | 0.63 | 0.06 | 0.17 | 0 | 0.03 | 0.01 | -0.18 | -0.1 | 0 |  | 0.36 | 0.33 | 0.23 | 39.51 | 1107.146 | 0.89
D | 4002 | 2020-05-02 | 21 | OFF | 33.95 | 9.61 | 0.63 | 0.06 | 0.25 | 0 | 0.16 | 0.1 | -0.26 | -0.1 | 0 |  | 0.36 | 0.33 | 0.23 | 45.32 | 1107.018 | 1.1
D | 4002 | 2020-05-02 | 22 | OFF | 25.88 | 9.61 | 0.63 | 0.06 | 0.52 | 0 | 0.09 | 0.09 | -0.19 | -0.1 | 0 |  | 0.36 | 0.33 | 0.23 | 37.51 | 1040.731 | 1.3
D | 4002 | 2020-05-02 | 23 | OFF | 24.47 | 9.61 | 0.63 | 0.06 | 0.35 | 0 | 0.69 | 0.06 | -0.16 | -0.1 | 0 |  | 0.36 | 0.33 | 0.23 | 36.53 | 961.687 | 1.73
D | 4002 | 2020-05-02 | 24 | OFF | 13.83 | 9.61 | 0.63 | 0.06 | 0.11 | 0 | 0.13 | 0.07 | -0.04 | -0.1 | 0 |  | 0.36 | 0.33 | 0.23 | 25.22 | 887.693 | 0.93
D | 4002 | 2020-05-03 | 1 | OFF | 10.03 | 9.61 | 0.33 | 0.04 | 0.05 | 0 | 0 | 0.07 | -0.09 | -0.1 | 0 |  | 0.36 | 0.33 | 0.23 | 20.86 | 831.21 | 0.42
D | 4002 | 2020-05-03 | 2 | OFF | 12.07 | 9.61 | 0.33 | 0.04 | 0.04 | 0 | 0 | 0.04 | -0.07 | -0.1 | 0 |  | 0.36 | 0.33 | 0.23 | 22.88 | 795.735 | 0.41
D | 4002 | 2020-05-03 | 3 | OFF | 12.85 | 9.61 | 0.33 | 0.04 | 0.04 | 0 | 0 | -0.01 | -0.06 | -0.1 | 0 |  | 0.36 | 0.33 | 0.23 | 23.62 | 776.809 | 0.41
D | 4002 | 2020-05-03 | 4 | OFF | 11.65 | 9.61 | 0.33 | 0.04 | 0.03 | 0 | 0 | 0.05 | -0.06 | -0.1 | 0 |  | 0.36 | 0.33 | 0.23 | 22.47 | 769.478 | 0.4
D | 4002 | 2020-05-03 | 5 | OFF | 12.01 | 9.61 | 0.33 | 0.04 | 0.06 | 0 | 0 | 0.05 | -0.04 | -0.1 | 0 |  | 0.36 | 0.33 | 0.23 | 22.88 | 774.106 | 0.43
D | 4002 | 2020-05-03 | 6 | OFF | 12.16 | 9.61 | 0.33 | 0.04 | 0.08 | 0 | 0 | 0.06 | -0.06 | -0.1 | 0 |  | 0.36 | 0.33 | 0.23 | 23.04 | 792.914 | 0.45
D | 4002 | 2020-05-03 | 7 | OFF | 10.65 | 9.61 | 0.33 | 0.04 | 0.11 | 0 | 0 | 0.04 | -0.05 | -0.1 | 0 |  | 0.36 | 0.33 | 0.23 | 21.55 | 824.763 | 0.48
D | 4002 | 2020-05-03 | 8 | OFF | 10.65 | 9.61 | 0.33 | 0.04 | 0.86 | 0 | 0 | 0.01 | -0.06 | -0.1 | 0 |  | 0.36 | 0.33 | 0.23 | 22.26 | 890.081 | 1.23
D | 4002 | 2020-05-03 | 9 | OFF | 11.92 | 9.61 | 0.33 | 0.04 | 0.16 | 0 | 0 | 0 | -0.08 | -0.1 | 0 |  | 0.36 | 0.33 | 0.23 | 22.8 | 967.694 | 0.53
D | 4002 | 2020-05-03 | 10 | OFF | 11.44 | 9.61 | 0.33 | 0.04 | 0.08 | 0 | 0 | 0.04 | -0.09 | -0.1 | 0 |  | 0.36 | 0.33 | 0.23 | 22.27 | 1015.121 | 0.45
D | 4002 | 2020-05-03 | 11 | OFF | 10.97 | 9.61 | 0.33 | 0.04 | 0.1 | 0 | 0 | 0.02 | -0.1 | -0.1 | 0 |  | 0.36 | 0.33 | 0.23 | 21.79 | 1033.819 | 0.47
D | 4002 | 2020-05-03 | 12 | OFF | 11.04 | 9.61 | 0.33 | 0.04 | 0.08 | 0 | 0 | 0.02 | -0.1 | -0.1 | 0 |  | 0.36 | 0.33 | 0.23 | 21.84 | 1043.97 | 0.45
D | 4002 | 2020-05-03 | 13 | OFF | 10.27 | 9.61 | 0.33 | 0.04 | 0.09 | 0 | 0 | 0.02 | -0.1 | -0.1 | 0 |  | 0.36 | 0.33 | 0.23 | 21.08 | 1038.386 | 0.46
D | 4002 | 2020-05-03 | 14 | OFF | 7.37 | 9.61 | 0.33 | 0.04 | 0.15 | 0 | 0 | 0.01 | -0.09 | -0.1 | 0 |  | 0.36 | 0.33 | 0.23 | 18.24 | 1020.206 | 0.52
D | 4002 | 2020-05-03 | 15 | OFF | 9 | 9.61 | 0.33 | 0.04 | 0.11 | 0 | 0 | 0 | -0.09 | -0.1 | 0 |  | 0.36 | 0.33 | 0.23 | 19.82 | 1010.476 | 0.48
D | 4002 | 2020-05-03 | 16 | OFF | 9 | 9.61 | 0.33 | 0.04 | 0.1 | 0 | 0 | 0.02 | -0.12 | -0.1 | 0 |  | 0.36 | 0.33 | 0.23 | 19.8 | 1013.689 | 0.47
D | 4002 | 2020-05-03 | 17 | OFF | 10 | 9.61 | 0.33 | 0.04 | 0.08 | 0 | 0 | 0.07 | -0.16 | -0.1 | 0 |  | 0.36 | 0.33 | 0.23 | 20.79 | 1051.247 | 0.45
D | 4002 | 2020-05-03 | 18 | OFF | 11.27 | 9.61 | 0.33 | 0.04 | 0.09 | 0 | 0 | 0.04 | -0.17 | -0.1 | 0 |  | 0.36 | 0.33 | 0.23 | 22.03 | 1114.244 | 0.46
D | 4002 | 2020-05-03 | 19 | OFF | 23.5 | 9.61 | 0.33 | 0.04 | 0.11 | 0 | 0.11 | 0.02 | -0.15 | -0.1 | 0 |  | 0.36 | 0.33 | 0.23 | 34.39 | 1135.964 | 0.59
D | 4002 | 2020-05-03 | 20 | OFF | 26.78 | 9.61 | 0.33 | 0.04 | 0.17 | 0 | 0 | 0.04 | -0.2 | -0.1 | 0 |  | 0.36 | 0.33 | 0.23 | 37.59 | 1133.566 | 0.54
D | 4002 | 2020-05-03 | 21 | OFF | 29.5 | 9.61 | 0.33 | 0.04 | 0.38 | 0 | 0.16 | 0.08 | -0.24 | -0.1 | 0 |  | 0.36 | 0.33 | 0.23 | 40.68 | 1138.681 | 0.91
D | 4002 | 2020-05-03 | 22 | OFF | 24.4 | 9.61 | 0.33 | 0.04 | 0.21 | 0 | 0 | 0.06 | -0.16 | -0.1 | 0 |  | 0.36 | 0.33 | 0.23 | 35.31 | 1065.162 | 0.58
D | 4002 | 2020-05-03 | 23 | OFF | 21.77 | 9.61 | 0.33 | 0.04 | 0.3 | 0 | 0.25 | 0.07 | -0.09 | -0.1 | 0 |  | 0.36 | 0.33 | 0.23 | 33.1 | 970.274 | 0.92
D | 4002 | 2020-05-03 | 24 | OFF | 18.28 | 9.61 | 0.33 | 0.04 | 0.27 | 0 | 0.38 | 0.03 | -0.06 | -0.1 | 0 |  | 0.36 | 0.33 | 0.23 | 29.7 | 890.818 | 1.02
D | 4002 | 2020-05-04 | 1 | OFF | 13.14 | 9.61 | 0.3 | 0.04 | 0.17 | 0 | 0.19 | 0.06 | -0.06 | -0.1 | 0 |  | 0.36 | 0.33 | 0.23 | 24.27 | 839.26 | 0.7
D | 4002 | 2020-05-04 | 2 | OFF | 12.53 | 9.61 | 0.3 | 0.04 | 0.07 | 0 | 0 | 0.03 | -0.04 | -0.1 | 0 |  | 0.36 | 0.33 | 0.23 | 23.36 | 811.397 | 0.41
D | 4002 | 2020-05-04 | 3 | OFF | 11.91 | 9.61 | 0.3 | 0.04 | 0.04 | 0 | 0 | 0.03 | -0.02 | -0.1 | 0 |  | 0.36 | 0.33 | 0.23 | 22.73 | 795.605 | 0.38
D | 4002 | 2020-05-04 | 4 | OFF | 12.17 | 9.61 | 0.3 | 0.04 | 0.01 | 0 | 0 | 0.02 | -0.02 | -0.1 | 0 |  | 0.36 | 0.33 | 0.23 | 22.95 | 795.99 | 0.35
D | 4002 | 2020-05-04 | 5 | OFF | 12.86 | 9.61 | 0.3 | 0.04 | 0.18 | 0 | 0 | 0.02 | -0.03 | -0.1 | 0 |  | 0.36 | 0.33 | 0.23 | 23.8 | 820.143 | 0.52
D | 4002 | 2020-05-04 | 6 | OFF | 12.25 | 9.61 | 0.3 | 0.04 | 0.36 | 0 | 0 | 0.06 | -0.08 | -0.1 | 0 |  | 0.36 | 0.33 | 0.23 | 23.36 | 885.104 | 0.7
D | 4002 | 2020-05-04 | 7 | OFF | 8.94 | 9.61 | 0.3 | 0.04 | 0.45 | 0 | 0 | 0.03 | -0.16 | -0.1 | 0 |  | 0.36 | 0.33 | 0.23 | 20.03 | 982.453 | 0.79
D | 4002 | 2020-05-04 | 8 | ON | 9.94 | 9.61 | 0.3 | 0.04 | 0.66 | 0.52 | 0 | 0.05 | -0.1 | -0.1 | 0 |  | 0.36 | 0.33 | 0.23 | 21.84 | 1083.661 | 1.52
D | 4002 | 2020-05-04 | 9 | ON | 9.98 | 9.61 | 0.3 | 0.04 | 0.15 | 0.5 | 0 | 0.03 | -0.1 | -0.1 | 0 |  | 0.36 | 0.33 | 0.23 | 21.33 | 1146.746 | 0.99
D | 4002 | 2020-05-04 | 10 | ON | 10 | 9.61 | 0.3 | 0.04 | 0.1 | 0.5 | 0 | 0.05 | -0.1 | -0.1 | 0 |  | 0.36 | 0.33 | 0.23 | 21.32 | 1170.406 | 0.94
D | 4002 | 2020-05-04 | 11 | ON | 11.7 | 9.61 | 0.3 | 0.04 | 0.09 | 0.49 | 0 | 0.03 | -0.1 | -0.1 | 0 |  | 0.36 | 0.33 | 0.23 | 22.98 | 1194.472 | 0.92
D | 4002 | 2020-05-04 | 12 | ON | 12.74 | 9.61 | 0.3 | 0.04 | 0.06 | 0.48 | 0.01 | 0.04 | -0.08 | -0.1 | 0 |  | 0.36 | 0.33 | 0.23 | 24.02 | 1220.61 | 0.89
D | 4002 | 2020-05-04 | 13 | ON | 20.33 | 9.61 | 0.3 | 0.04 | 0.08 | 0.46 | 0.02 | 0.05 | -0.05 | -0.1 | 0 |  | 0.36 | 0.33 | 0.23 | 31.66 | 1234.048 | 0.9
D | 4002 | 2020-05-04 | 14 | ON | 24.3 | 9.61 | 0.3 | 0.04 | 0.16 | 0.46 | 0 | 0.11 | -0.1 | -0.1 | 0 |  | 0.36 | 0.33 | 0.23 | 35.7 | 1224.918 | 0.96
D | 4002 | 2020-05-04 | 15 | ON | 17.45 | 9.61 | 0.3 | 0.04 | 0.11 | 0.46 | 0.02 | 0.04 | -0.08 | -0.1 | 0 |  | 0.36 | 0.33 | 0.23 | 28.77 | 1199.968 | 0.93
D | 4002 | 2020-05-04 | 16 | ON | 17.87 | 9.61 | 0.3 | 0.04 | 0.08 | 0.47 | 0.15 | 0.07 | -0.09 | -0.1 | 0 |  | 0.36 | 0.33 | 0.23 | 29.32 | 1181.848 | 1.04
D | 4002 | 2020-05-04 | 17 | ON | 13.52 | 9.61 | 0.3 | 0.04 | 0.07 | 0.46 | 0.02 | 0.04 | -0.1 | -0.1 | 0 |  | 0.36 | 0.33 | 0.23 | 24.78 | 1190.2 | 0.89
D | 4002 | 2020-05-04 | 18 | ON | 14.48 | 9.61 | 0.3 | 0.04 | 0.06 | 0.44 | 0.05 | 0.02 | -0.13 | -0.1 | 0 |  | 0.36 | 0.33 | 0.23 | 25.69 | 1233.688 | 0.89
D | 4002 | 2020-05-04 | 19 | ON | 19.5 | 9.61 | 0.3 | 0.04 | 0.11 | 0.44 | 0.28 | 0.07 | -0.16 | -0.1 | 0 |  | 0.36 | 0.33 | 0.23 | 31.01 | 1236.831 | 1.17
D | 4002 | 2020-05-04 | 20 | ON | 14.24 | 9.61 | 0.3 | 0.04 | 0.08 | 0.44 | 0 | 0.05 | -0.2 | -0.1 | 0 |  | 0.36 | 0.33 | 0.23 | 25.38 | 1215.263 | 0.86
D | 4002 | 2020-05-04 | 21 | ON | 14.24 | 9.61 | 0.3 | 0.04 | 0.06 | 0.45 | 0 | 0.05 | -0.21 | -0.1 | 0 |  | 0.36 | 0.33 | 0.23 | 25.36 | 1192.865 | 0.85
D | 4002 | 2020-05-04 | 22 | ON | 14.64 | 9.61 | 0.3 | 0.04 | 0.16 | 0.48 | 0.03 | 0.05 | -0.11 | -0.1 | 0 |  | 0.36 | 0.33 | 0.23 | 26.02 | 1112.035 | 1.01
D | 4002 | 2020-05-04 | 23 | ON | 16.03 | 9.61 | 0.3 | 0.04 | 0.36 | 0.51 | 0.11 | 0.04 | -0.24 | -0.1 | 0 |  | 0.36 | 0.33 | 0.23 | 27.58 | 1017.43 | 1.32
D | 4002 | 2020-05-04 | 24 | OFF | 16.45 | 9.61 | 0.3 | 0.04 | 0.25 | 0 | 0.2 | 0.03 | -0.08 | -0.1 | 0 |  | 0.36 | 0.33 | 0.23 | 27.62 | 930.828 | 0.79
D | 4002 | 2020-05-05 | 1 | OFF | 13.74 | 9.61 | 0.25 | 0.01 | 0.06 | 0 | 0 | 0.02 | -0.2 | -0.1 | 0 |  | 0.36 | 0.33 | 0.23 | 24.31 | 876.23 | 0.32
D | 4002 | 2020-05-05 | 2 | OFF | 12.96 | 9.61 | 0.25 | 0.01 | 0.05 | 0 | 0 | 0.03 | -0.13 | -0.1 | 0 |  | 0.36 | 0.33 | 0.23 | 23.6 | 844.593 | 0.31
D | 4002 | 2020-05-05 | 3 | OFF | 12.61 | 9.61 | 0.25 | 0.01 | 0.06 | 0 | 0 | 0.04 | -0.12 | -0.1 | 0 |  | 0.36 | 0.33 | 0.23 | 23.28 | 831.013 | 0.32
D | 4002 | 2020-05-05 | 4 | OFF | 12.93 | 9.61 | 0.25 | 0.01 | 0.06 | 0 | 0 | 0.05 | -0.14 | -0.1 | 0 |  | 0.36 | 0.33 | 0.23 | 23.59 | 836.803 | 0.32
D | 4002 | 2020-05-05 | 5 | OFF | 12.54 | 9.61 | 0.25 | 0.01 | 0.07 | 0 | 0 | 0.05 | -0.12 | -0.1 | 0 |  | 0.36 | 0.33 | 0.23 | 23.23 | 866.326 | 0.33
D | 4002 | 2020-05-05 | 6 | OFF | 13.09 | 9.61 | 0.25 | 0.01 | 0.08 | 0 | 0 | 0.03 | -0.14 | -0.1 | 0 |  | 0.36 | 0.33 | 0.23 | 23.75 | 938.23 | 0.34
D | 4002 | 2020-05-05 | 7 | OFF | 15.92 | 9.61 | 0.25 | 0.01 | 0.17 | 0 | 0.14 | 0.06 | -0.12 | -0.1 | 0 |  | 0.36 | 0.33 | 0.23 | 26.86 | 1040.763 | 0.57
D | 4002 | 2020-05-05 | 8 | ON | 14.91 | 9.61 | 0.25 | 0.01 | 0.22 | 0.5 | 0 | 0.05 | -0.17 | -0.1 | 0 |  | 0.36 | 0.33 | 0.23 | 26.2 | 1135.343 | 0.98
D | 4002 | 2020-05-05 | 9 | ON | 12.89 | 9.61 | 0.25 | 0.01 | 0.12 | 0.49 | 0 | 0.05 | -0.19 | -0.1 | 0 |  | 0.36 | 0.33 | 0.23 | 24.05 | 1190.557 | 0.87
D | 4002 | 2020-05-05 | 10 | ON | 12.59 | 9.61 | 0.25 | 0.01 | 0.1 | 0.5 | 0 | 0.03 | -0.15 | -0.1 | 0 |  | 0.36 | 0.33 | 0.23 | 23.76 | 1203.856 | 0.86
D | 4002 | 2020-05-05 | 11 | ON | 12.58 | 9.61 | 0.25 | 0.01 | 0.08 | 0.51 | 0 | 0.06 | -0.14 | -0.1 | 0 |  | 0.36 | 0.33 | 0.23 | 23.78 | 1207.7 | 0.85
D | 4002 | 2020-05-05 | 12 | ON | 12.58 | 9.61 | 0.25 | 0.01 | 0.08 | 0.51 | 0 | 0.05 | -0.13 | -0.1 | 0 |  | 0.36 | 0.33 | 0.23 | 23.78 | 1206.757 | 0.85
D | 4002 | 2020-05-05 | 13 | ON | 12.64 | 9.61 | 0.25 | 0.01 | 0.08 | 0.51 | 0 | 0.04 | -0.13 | -0.1 | 0 |  | 0.36 | 0.33 | 0.23 | 23.83 | 1197.531 | 0.85
D | 4002 | 2020-05-05 | 14 | ON | 12.69 | 9.61 | 0.25 | 0.01 | 0.08 | 0.51 | 0 | 0.05 | -0.12 | -0.1 | 0 |  | 0.36 | 0.33 | 0.23 | 23.9 | 1178.407 | 0.85
D | 4002 | 2020-05-05 | 15 | ON | 13.04 | 9.61 | 0.25 | 0.01 | 0.09 | 0.52 | 0 | 0.02 | -0.11 | -0.1 | 0 |  | 0.36 | 0.33 | 0.23 | 24.25 | 1153.946 | 0.87
D | 4002 | 2020-05-05 | 16 | ON | 13.62 | 9.61 | 0.25 | 0.01 | 0.07 | 0.52 | 0 | 0.03 | -0.11 | -0.1 | 0 |  | 0.36 | 0.33 | 0.23 | 24.82 | 1139.429 | 0.85
D | 4002 | 2020-05-05 | 17 | ON | 15.77 | 9.61 | 0.25 | 0.01 | 0.08 | 0.5 | 0.08 | 0.06 | -0.1 | -0.1 | 0 |  | 0.36 | 0.33 | 0.23 | 27.08 | 1153.274 | 0.92
D | 4002 | 2020-05-05 | 18 | ON | 14.74 | 9.61 | 0.25 | 0.01 | 0.05 | 0.47 | 0.04 | 0.05 | -0.11 | -0.1 | 0 |  | 0.36 | 0.33 | 0.23 | 25.93 | 1201.974 | 0.82
D | 4002 | 2020-05-05 | 19 | ON | 19.29 | 9.61 | 0.25 | 0.01 | 0.05 | 0.45 | 0.21 | 0.04 | -0.18 | -0.1 | 0 |  | 0.36 | 0.33 | 0.23 | 30.55 | 1216.321 | 0.97
D | 4002 | 2020-05-05 | 20 | ON | 16.38 | 9.61 | 0.25 | 0.01 | 0.06 | 0.45 | 0 | 0.05 | -0.19 | -0.1 | 0 |  | 0.36 | 0.33 | 0.23 | 27.44 | 1206.97 | 0.77
D | 4002 | 2020-05-05 | 21 | ON | 22.05 | 9.61 | 0.25 | 0.01 | 0.1 | 0.45 | 0 | 0.04 | -0.24 | -0.1 | 0 |  | 0.36 | 0.33 | 0.23 | 33.09 | 1204.511 | 0.81
D | 4002 | 2020-05-05 | 22 | ON | 22.56 | 9.61 | 0.25 | 0.01 | 0.35 | 0.47 | 0.09 | 0.05 | -0.11 | -0.1 | 0 |  | 0.36 | 0.33 | 0.23 | 34.1 | 1129.964 | 1.17
D | 4002 | 2020-05-05 | 23 | ON | 19.03 | 9.61 | 0.25 | 0.01 | 0.29 | 0.51 | 0.14 | 0.05 | -0.1 | -0.1 | 0 |  | 0.36 | 0.33 | 0.23 | 30.61 | 1039.919 | 1.2
D | 4002 | 2020-05-05 | 24 | OFF | 16.7 | 9.61 | 0.25 | 0.01 | 0.2 | 0 | 0.18 | 0.05 | -0.1 | -0.1 | 0 |  | 0.36 | 0.33 | 0.23 | 27.72 | 960.451 | 0.64
D | 4002 | 2020-05-06 | 1 | OFF | 14.99 | 9.61 | 0.83 | 0.01 | 0.07 | 0 | 0.07 | 0.04 | -0.15 | -0.1 | 0 |  | 0.36 | 0.33 | 0.23 | 26.29 | 905.549 | 0.98
D | 4002 | 2020-05-06 | 2 | OFF | 16.62 | 9.61 | 0.83 | 0.01 | 0.07 | 0 | 0.1 | 0.04 | -0.09 | -0.1 | 0 |  | 0.36 | 0.33 | 0.23 | 28.01 | 876.048 | 1.01
D | 4002 | 2020-05-06 | 3 | OFF | 15.32 | 9.61 | 0.83 | 0.01 | 0.05 | 0 | 0 | 0.06 | -0.07 | -0.1 | 0 |  | 0.36 | 0.33 | 0.23 | 26.63 | 868.404 | 0.89
D | 4002 | 2020-05-06 | 4 | OFF | 14.72 | 9.61 | 0.83 | 0.01 | 0.05 | 0 | 0 | 0.05 | -0.08 | -0.1 | 0 |  | 0.36 | 0.33 | 0.23 | 26.01 | 875.401 | 0.89
D | 4002 | 2020-05-06 | 5 | OFF | 15.81 | 9.61 | 0.83 | 0.01 | 0.05 | 0 | 0 | 0.06 | -0.09 | -0.1 | 0 |  | 0.36 | 0.33 | 0.23 | 27.1 | 912.943 | 0.89
D | 4002 | 2020-05-06 | 6 | OFF | 16.89 | 9.61 | 0.83 | 0.01 | 0.09 | 0 | 0.13 | 0.06 | -0.08 | -0.1 | 0 |  | 0.36 | 0.33 | 0.23 | 28.36 | 987.796 | 1.06
D | 4002 | 2020-05-06 | 7 | OFF | 15.61 | 9.61 | 0.83 | 0.01 | 0.11 | 0 | 0.04 | 0.08 | -0.15 | -0.1 | 0 |  | 0.36 | 0.33 | 0.23 | 26.96 | 1089.11 | 0.99
D | 4002 | 2020-05-06 | 8 | ON | 14.37 | 9.61 | 0.83 | 0.01 | 0.1 | 0.49 | 0 | 0.01 | -0.15 | -0.1 | 0 |  | 0.36 | 0.33 | 0.23 | 26.09 | 1169.393 | 1.43
D | 4002 | 2020-05-06 | 9 | ON | 14.64 | 9.61 | 0.83 | 0.01 | 0.06 | 0.48 | 0 | 0.01 | -0.13 | -0.1 | 0 |  | 0.36 | 0.33 | 0.23 | 26.33 | 1198.628 | 1.38
D | 4002 | 2020-05-06 | 10 | ON | 14.49 | 9.61 | 0.83 | 0.01 | 0.05 | 0.48 | 0 | -0.03 | -0.08 | -0.1 | 0 |  | 0.36 | 0.33 | 0.23 | 26.18 | 1195.564 | 1.37
D | 4002 | 2020-05-06 | 11 | ON | 15.41 | 9.61 | 0.83 | 0.01 | 0.06 | 0.48 | 0 | -0.02 | -0.08 | -0.1 | 0 |  | 0.36 | 0.33 | 0.23 | 27.12 | 1199.053 | 1.38
D | 4002 | 2020-05-06 | 12 | ON | 19.02 | 9.61 | 0.83 | 0.01 | 0.09 | 0.48 | 0.14 | -0.01 | -0.11 | -0.1 | 0 |  | 0.36 | 0.33 | 0.23 | 30.88 | 1206.17 | 1.55
D | 4002 | 2020-05-06 | 13 | ON | 18.78 | 9.61 | 0.83 | 0.01 | 0.07 | 0.48 | 0.15 | -0.02 | -0.09 | -0.1 | 0 |  | 0.36 | 0.33 | 0.23 | 30.64 | 1212.275 | 1.54
D | 4002 | 2020-05-06 | 14 | ON | 21.09 | 9.61 | 0.83 | 0.01 | 0.08 | 0.48 | 0.23 | -0.02 | -0.07 | -0.1 | 0 |  | 0.36 | 0.33 | 0.23 | 33.06 | 1197.07 | 1.63
D | 4002 | 2020-05-06 | 15 | ON | 19.82 | 9.61 | 0.83 | 0.01 | 0.08 | 0.48 | 0.18 | 0 | -0.09 | -0.1 | 0 |  | 0.36 | 0.33 | 0.23 | 31.74 | 1170.551 | 1.58
D | 4002 | 2020-05-06 | 16 | ON | 21.16 | 9.61 | 0.83 | 0.01 | 0.08 | 0.48 | 0.2 | 0 | -0.08 | -0.1 | 0 |  | 0.36 | 0.33 | 0.23 | 33.11 | 1154.977 | 1.6
D | 4002 | 2020-05-06 | 17 | ON | 21.09 | 9.61 | 0.83 | 0.01 | 0.1 | 0.46 | 0.12 | 0.04 | -0.09 | -0.1 | 0 |  | 0.36 | 0.33 | 0.23 | 32.99 | 1165.1 | 1.52
D | 4002 | 2020-05-06 | 18 | ON | 21.61 | 9.61 | 0.83 | 0.01 | 0.1 | 0.44 | 0.01 | 0 | -0.15 | -0.1 | 0 |  | 0.36 | 0.33 | 0.23 | 33.28 | 1217.902 | 1.39
D | 4002 | 2020-05-06 | 19 | ON | 19.46 | 9.61 | 0.83 | 0.01 | 0.16 | 0.43 | 0.03 | 0.03 | -0.15 | -0.1 | 0 |  | 0.36 | 0.33 | 0.23 | 31.23 | 1236.22 | 1.46
D | 4002 | 2020-05-06 | 20 | ON | 17.3 | 9.61 | 0.83 | 0.01 | 0.09 | 0.43 | 0 | 0.02 | -0.17 | -0.1 | 0 |  | 0.36 | 0.33 | 0.23 | 28.94 | 1230.246 | 1.36
D | 4002 | 2020-05-06 | 21 | ON | 17.8 | 9.61 | 0.83 | 0.01 | 0.09 | 0.44 | 0 | 0.02 | -0.2 | -0.1 | 0 |  | 0.36 | 0.33 | 0.23 | 29.42 | 1202.224 | 1.37
D | 4002 | 2020-05-06 | 22 | ON | 17.78 | 9.61 | 0.83 | 0.01 | 0.13 | 0.47 | 0.01 | 0.01 | -0.13 | -0.1 | 0 |  | 0.36 | 0.33 | 0.23 | 29.54 | 1118.92 | 1.45
D | 4002 | 2020-05-06 | 23 | ON | 15.79 | 9.61 | 0.83 | 0.01 | 0.17 | 0.5 | 0 | -0.03 | -0.1 | -0.1 | 0 |  | 0.36 | 0.33 | 0.23 | 27.6 | 1019.776 | 1.51
D | 4002 | 2020-05-06 | 24 | OFF | 18.73 | 9.61 | 0.83 | 0.01 | 0.12 | 0 | 0.17 | -0.07 | -0.09 | -0.1 | 0 |  | 0.36 | 0.33 | 0.23 | 30.13 | 937.697 | 1.13
D | 4002 | 2020-05-07 | 1 | OFF | 15.07 | 9.61 | 0.16 | 0.01 | 0.07 | 0 | 0 | 0.03 | -0.08 | -0.1 | 0 |  | 0.36 | 0.33 | 0.23 | 25.69 | 884.606 | 0.24
D | 4002 | 2020-05-07 | 2 | OFF | 15.43 | 9.61 | 0.16 | 0.01 | 0.05 | 0 | 0 | 0.04 | -0.04 | -0.1 | 0 |  | 0.36 | 0.33 | 0.23 | 26.08 | 854.287 | 0.22
D | 4002 | 2020-05-07 | 3 | OFF | 15.08 | 9.61 | 0.16 | 0.01 | 0.05 | 0 | 0 | 0 | -0.05 | -0.1 | 0 |  | 0.36 | 0.33 | 0.23 | 25.68 | 840.525 | 0.22
D | 4002 | 2020-05-07 | 4 | OFF | 15.02 | 9.61 | 0.16 | 0.01 | 0.05 | 0 | 0 | 0.03 | -0.06 | -0.1 | 0 |  | 0.36 | 0.33 | 0.23 | 25.64 | 842.273 | 0.22
D | 4002 | 2020-05-07 | 5 | OFF | 15.76 | 9.61 | 0.16 | 0.01 | 0.05 | 0 | 0 | 0 | -0.06 | -0.1 | 0 |  | 0.36 | 0.33 | 0.23 | 26.35 | 873.216 | 0.22
D | 4002 | 2020-05-07 | 6 | OFF | 18.09 | 9.61 | 0.16 | 0.01 | 0.08 | 0 | 0.01 | 0.02 | -0.08 | -0.1 | 0 |  | 0.36 | 0.33 | 0.23 | 28.72 | 947.073 | 0.26
D | 4002 | 2020-05-07 | 7 | OFF | 15.98 | 9.61 | 0.16 | 0.01 | 0.13 | 0 | 0 | 0.03 | -0.15 | -0.1 | 0 |  | 0.36 | 0.33 | 0.23 | 26.59 | 1048.068 | 0.3
D | 4002 | 2020-05-07 | 8 | ON | 15.34 | 9.61 | 0.16 | 0.01 | 0.27 | 0.49 | 0 | 0.02 | -0.14 | -0.1 | 0 |  | 0.36 | 0.33 | 0.23 | 26.58 | 1132.741 | 0.93
D | 4002 | 2020-05-07 | 9 | ON | 14.58 | 9.61 | 0.16 | 0.01 | 0.09 | 0.49 | 0 | 0.04 | -0.12 | -0.1 | 0 |  | 0.36 | 0.33 | 0.23 | 25.68 | 1169.735 | 0.75
D | 4002 | 2020-05-07 | 10 | ON | 4.57 | 9.61 | 0.16 | 0.01 | 0.09 | 0.5 | 0 | 0.01 | -0.09 | -0.1 | 0 |  | 0.36 | 0.33 | 0.23 | 15.68 | 1173.492 | 0.76
D | 4002 | 2020-05-07 | 11 | ON | 11.42 | 9.61 | 0.16 | 0.01 | 0.05 | 0.5 | 0 | 0 | -0.08 | -0.1 | 0 |  | 0.36 | 0.33 | 0.23 | 22.49 | 1176.526 | 0.72
D | 4002 | 2020-05-07 | 12 | ON | 14.35 | 9.61 | 0.16 | 0.01 | 0.05 | 0.49 | 0 | -0.04 | -0.04 | -0.1 | 0 |  | 0.36 | 0.33 | 0.23 | 25.41 | 1178.961 | 0.71
D | 4002 | 2020-05-07 | 13 | ON | 15.33 | 9.61 | 0.16 | 0.01 | 0.06 | 0.49 | 0 | 0.01 | -0.08 | -0.1 | 0 |  | 0.36 | 0.33 | 0.23 | 26.41 | 1176.428 | 0.72
D | 4002 | 2020-05-07 | 14 | ON | 14.27 | 9.61 | 0.16 | 0.01 | 0.05 | 0.49 | 0 | 0.02 | -0.07 | -0.1 | 0 |  | 0.36 | 0.33 | 0.23 | 25.36 | 1165.21 | 0.71
D | 4002 | 2020-05-07 | 15 | ON | 13.76 | 9.61 | 0.16 | 0.01 | 0.05 | 0.5 | 0 | 0.02 | -0.07 | -0.1 | 0 |  | 0.36 | 0.33 | 0.23 | 24.86 | 1150.12 | 0.72
D | 4002 | 2020-05-07 | 16 | ON | 13.69 | 9.61 | 0.16 | 0.01 | 0.06 | 0.5 | 0 | 0.03 | -0.07 | -0.1 | 0 |  | 0.36 | 0.33 | 0.23 | 24.81 | 1140.419 | 0.73
D | 4002 | 2020-05-07 | 17 | ON | 13.65 | 9.61 | 0.16 | 0.01 | 0.06 | 0.5 | 0 | 0 | -0.12 | -0.1 | 0 |  | 0.36 | 0.33 | 0.23 | 24.69 | 1145.417 | 0.73
D | 4002 | 2020-05-07 | 18 | ON | 14.75 | 9.61 | 0.16 | 0.01 | 0.07 | 0.47 | 0.05 | -0.01 | -0.07 | -0.1 | 0 |  | 0.36 | 0.33 | 0.23 | 25.86 | 1189.861 | 0.76
D | 4002 | 2020-05-07 | 19 | ON | 18.28 | 9.61 | 0.16 | 0.01 | 0.07 | 0.46 | 0.07 | 0.01 | -0.15 | -0.1 | 0 |  | 0.36 | 0.33 | 0.23 | 29.34 | 1206.571 | 0.77
D | 4002 | 2020-05-07 | 20 | ON | 17.98 | 9.61 | 0.16 | 0.01 | 0.07 | 0.45 | 0 | 0.01 | -0.16 | -0.1 | 0 |  | 0.36 | 0.33 | 0.23 | 28.95 | 1190.937 | 0.69
D | 4002 | 2020-05-07 | 21 | ON | 23.94 | 9.61 | 0.16 | 0.01 | 0.11 | 0.45 | 0.01 | 0 | -0.19 | -0.1 | 0 |  | 0.36 | 0.33 | 0.23 | 34.92 | 1187.822 | 0.74
D | 4002 | 2020-05-07 | 22 | ON | 24.7 | 9.61 | 0.16 | 0.01 | 0.34 | 0.47 | 0.23 | -0.01 | -0.08 | -0.1 | 0 |  | 0.36 | 0.33 | 0.23 | 36.25 | 1111.933 | 1.21
D | 4002 | 2020-05-07 | 23 | ON | 17.51 | 9.61 | 0.16 | 0.01 | 0.31 | 0.51 | 0.12 | 0.03 | -0.08 | -0.1 | 0 |  | 0.36 | 0.33 | 0.23 | 29 | 1016.63 | 1.11
D | 4002 | 2020-05-07 | 24 | OFF | 15.5 | 9.61 | 0.16 | 0.01 | 0.14 | 0 | 0.04 | -0.02 | -0.12 | -0.1 | 0 |  | 0.36 | 0.33 | 0.23 | 26.14 | 932.239 | 0.35
D | 4002 | 2020-05-08 | 1 | OFF | 15.34 | 9.61 | 0.28 | 0.07 | 0.05 | 0 | 0 | 0.05 | -0.08 | -0.1 | 0 |  | 0.36 | 0.33 | 0.23 | 26.14 | 876.847 | 0.4
D | 4002 | 2020-05-08 | 2 | OFF | 14.1 | 9.61 | 0.28 | 0.07 | 0.04 | 0 | 0 | 0.06 | -0.06 | -0.1 | 0 |  | 0.36 | 0.33 | 0.23 | 24.92 | 848.492 | 0.39
D | 4002 | 2020-05-08 | 3 | OFF | 13.81 | 9.61 | 0.28 | 0.07 | 0.04 | 0 | 0 | -0.02 | -0.07 | -0.1 | 0 |  | 0.36 | 0.33 | 0.23 | 24.54 | 835.397 | 0.39
D | 4002 | 2020-05-08 | 4 | OFF | 13.81 | 9.61 | 0.28 | 0.07 | 0.05 | 0 | 0 | 0 | -0.07 | -0.1 | 0 |  | 0.36 | 0.33 | 0.23 | 24.57 | 837.291 | 0.4
D | 4002 | 2020-05-08 | 5 | OFF | 13.93 | 9.61 | 0.28 | 0.07 | 0.06 | 0 | 0 | -0.02 | -0.07 | -0.1 | 0 |  | 0.36 | 0.33 | 0.23 | 24.68 | 863.029 | 0.41
D | 4002 | 2020-05-08 | 6 | OFF | 13.9 | 9.61 | 0.28 | 0.07 | 0.06 | 0 | 0 | 0.04 | -0.09 | -0.1 | 0 |  | 0.36 | 0.33 | 0.23 | 24.69 | 929.912 | 0.41
D | 4002 | 2020-05-08 | 7 | OFF | 14.68 | 9.61 | 0.28 | 0.07 | 0.11 | 0 | 0 | 0 | -0.15 | -0.1 | 0 |  | 0.36 | 0.33 | 0.23 | 25.42 | 1031.03 | 0.46
D | 4002 | 2020-05-08 | 8 | ON | 9.61 | 9.61 | 0.28 | 0.07 | 0.39 | 0.5 | 0 | 0.01 | -0.1 | -0.1 | 0 |  | 0.36 | 0.33 | 0.23 | 21.19 | 1118.083 | 1.24
D | 4002 | 2020-05-08 | 9 | ON | 11.74 | 9.61 | 0.28 | 0.07 | 0.12 | 0.49 | 0 | 0 | -0.11 | -0.1 | 0 |  | 0.36 | 0.33 | 0.23 | 23.02 | 1169.38 | 0.96
D | 4002 | 2020-05-08 | 10 | ON | 12.77 | 9.61 | 0.28 | 0.07 | 0.07 | 0.49 | 0 | 0 | -0.09 | -0.1 | 0 |  | 0.36 | 0.33 | 0.23 | 24.02 | 1175.837 | 0.91
D | 4002 | 2020-05-08 | 11 | ON | 13.53 | 9.61 | 0.28 | 0.07 | 0.06 | 0.49 | 0 | 0 | -0.1 | -0.1 | 0 |  | 0.36 | 0.33 | 0.23 | 24.76 | 1174.152 | 0.9
D | 4002 | 2020-05-08 | 12 | ON | 13.05 | 9.61 | 0.28 | 0.07 | 0.05 | 0.49 | 0 | 0.02 | -0.1 | -0.1 | 0 |  | 0.36 | 0.33 | 0.23 | 24.29 | 1177.65 | 0.89
D | 4002 | 2020-05-08 | 13 | ON | 13 | 9.61 | 0.28 | 0.07 | 0.06 | 0.49 | 0 | 0 | -0.1 | -0.1 | 0 |  | 0.36 | 0.33 | 0.23 | 24.23 | 1171.94 | 0.9
D | 4002 | 2020-05-08 | 14 | ON | 23.63 | 9.61 | 0.28 | 0.07 | 0.08 | 0.48 | 0.1 | -0.03 | -0.02 | -0.1 | 0 |  | 0.36 | 0.33 | 0.23 | 35.02 | 1156.913 | 1.01
D | 4002 | 2020-05-08 | 15 | ON | 28.57 | 9.61 | 0.28 | 0.07 | 0.23 | 0.47 | 0.06 | -0.01 | -0.09 | -0.1 | 0 |  | 0.36 | 0.33 | 0.23 | 40.01 | 1137.434 | 1.11
D | 4002 | 2020-05-08 | 16 | ON | 25.41 | 9.61 | 0.28 | 0.07 | 0.15 | 0.47 | 0.25 | 0.02 | -0.1 | -0.1 | 0 |  | 0.36 | 0.33 | 0.23 | 36.98 | 1128.786 | 1.22
D | 4002 | 2020-05-08 | 17 | ON | 23.11 | 9.61 | 0.28 | 0.07 | 0.13 | 0.46 | 0.05 | 0.03 | -0.1 | -0.1 | 0 |  | 0.36 | 0.33 | 0.23 | 34.46 | 1153.332 | 0.99
D | 4002 | 2020-05-08 | 18 | ON | 27.4 | 9.61 | 0.28 | 0.07 | 0.22 | 0.44 | 0.04 | 0.03 | -0.24 | -0.1 | 0 |  | 0.36 | 0.33 | 0.23 | 38.67 | 1193.15 | 1.05
D | 4002 | 2020-05-08 | 19 | ON | 26.53 | 9.61 | 0.28 | 0.07 | 0.25 | 0.44 | 0.02 | 0.01 | -0.21 | -0.1 | 0 |  | 0.36 | 0.33 | 0.23 | 37.82 | 1197.904 | 1.06
D | 4002 | 2020-05-08 | 20 | ON | 26.86 | 9.61 | 0.28 | 0.07 | 0.21 | 0.44 | 0 | 0.03 | -0.19 | -0.1 | 0 |  | 0.36 | 0.33 | 0.23 | 38.13 | 1190.505 | 1
D | 4002 | 2020-05-08 | 21 | ON | 26.19 | 9.61 | 0.28 | 0.07 | 0.14 | 0.44 | 0 | -0.02 | -0.23 | -0.1 | 0 |  | 0.36 | 0.33 | 0.23 | 37.3 | 1171.747 | 0.93
D | 4002 | 2020-05-08 | 22 | ON | 25.9 | 9.61 | 0.28 | 0.07 | 0.35 | 0.47 | 0.23 | 0 | -0.19 | -0.1 | 0 |  | 0.36 | 0.33 | 0.23 | 37.54 | 1099.45 | 1.4
D | 4002 | 2020-05-08 | 23 | ON | 19.7 | 9.61 | 0.28 | 0.07 | 0.29 | 0.5 | 0.29 | 0.01 | -0.05 | -0.1 | 0 |  | 0.36 | 0.33 | 0.23 | 31.52 | 1014.777 | 1.43
D | 4002 | 2020-05-08 | 24 | OFF | 17 | 9.61 | 0.28 | 0.07 | 0.18 | 0 | 0.27 | 0.01 | -0.09 | -0.1 | 0 |  | 0.36 | 0.33 | 0.23 | 28.15 | 933.354 | 0.8
D | 4002 | 2020-05-09 | 1 | OFF | 14.24 | 9.61 | 0.41 | 0.06 | 0.07 | 0 | 0.03 | 0.05 | -0.09 | -0.1 | 0 |  | 0.36 | 0.33 | 0.23 | 25.2 | 878.497 | 0.57
D | 4002 | 2020-05-09 | 2 | OFF | 16.53 | 9.61 | 0.41 | 0.06 | 0.07 | 0 | 0.06 | 0.01 | -0.06 | -0.1 | 0 |  | 0.36 | 0.33 | 0.23 | 27.51 | 845.775 | 0.6
D | 4002 | 2020-05-09 | 3 | OFF | 16.97 | 9.61 | 0.41 | 0.06 | 0.07 | 0 | 0.09 | -0.04 | -0.05 | -0.1 | 0 |  | 0.36 | 0.33 | 0.23 | 27.94 | 832.352 | 0.63
D | 4002 | 2020-05-09 | 4 | OFF | 15.41 | 9.61 | 0.41 | 0.06 | 0.07 | 0 | 0 | 0.01 | -0.06 | -0.1 | 0 |  | 0.36 | 0.33 | 0.23 | 26.33 | 833.086 | 0.54
D | 4002 | 2020-05-09 | 5 | OFF | 20.47 | 9.61 | 0.41 | 0.06 | 0.2 | 0 | 0.27 | -0.02 | -0.06 | -0.1 | 0 |  | 0.36 | 0.33 | 0.23 | 31.76 | 850.675 | 0.94
D | 4002 | 2020-05-09 | 6 | OFF | 20.42 | 9.61 | 0.41 | 0.06 | 0.14 | 0 | 0.29 | 0.01 | -0.03 | -0.1 | 0 |  | 0.36 | 0.33 | 0.23 | 31.73 | 888.29 | 0.9
D | 4002 | 2020-05-09 | 7 | OFF | 22.78 | 9.61 | 0.41 | 0.06 | 0.27 | 0 | 0.39 | 0.01 | -0.02 | -0.1 | 0 |  | 0.36 | 0.33 | 0.23 | 34.33 | 944.168 | 1.13
D | 4002 | 2020-05-09 | 8 | OFF | 23.97 | 9.61 | 0.41 | 0.06 | 0.42 | 0 | 0.26 | -0.04 | -0.03 | -0.1 | 0 |  | 0.36 | 0.33 | 0.23 | 35.48 | 1026.934 | 1.15
D | 4002 | 2020-05-09 | 9 | OFF | 14.95 | 9.61 | 0.41 | 0.06 | 0.18 | 0 | 0.09 | -0.01 | -0.12 | -0.1 | 0 |  | 0.36 | 0.33 | 0.23 | 25.99 | 1122.772 | 0.74
D | 4002 | 2020-05-09 | 10 | OFF | 18.41 | 9.61 | 0.41 | 0.06 | 0.11 | 0 | 0.25 | 0 | -0.12 | -0.1 | 0 |  | 0.36 | 0.33 | 0.23 | 29.55 | 1184.746 | 0.83
D | 4002 | 2020-05-09 | 11 | OFF | 12.97 | 9.61 | 0.41 | 0.06 | 0.06 | 0 | 0.02 | 0.06 | -0.11 | -0.1 | 0 |  | 0.36 | 0.33 | 0.23 | 23.9 | 1200.307 | 0.55
D | 4002 | 2020-05-09 | 12 | OFF | 12.95 | 9.61 | 0.41 | 0.06 | 0.05 | 0 | 0 | 0 | -0.11 | -0.1 | 0 |  | 0.36 | 0.33 | 0.23 | 23.79 | 1192.743 | 0.52
D | 4002 | 2020-05-09 | 13 | OFF | 13.92 | 9.61 | 0.41 | 0.06 | 0.04 | 0 | 0 | 0.01 | -0.11 | -0.1 | 0 |  | 0.36 | 0.33 | 0.23 | 24.76 | 1183.745 | 0.51
D | 4002 | 2020-05-09 | 14 | OFF | 14.28 | 9.61 | 0.41 | 0.06 | 0.05 | 0 | 0 | -0.01 | -0.11 | -0.1 | 0 |  | 0.36 | 0.33 | 0.23 | 25.11 | 1165.196 | 0.52
D | 4002 | 2020-05-09 | 15 | OFF | 14.01 | 9.61 | 0.41 | 0.06 | 0.05 | 0 | 0 | 0 | -0.1 | -0.1 | 0 |  | 0.36 | 0.33 | 0.23 | 24.86 | 1137.221 | 0.52
D | 4002 | 2020-05-09 | 16 | OFF | 12.59 | 9.61 | 0.41 | 0.06 | 0.06 | 0 | 0 | 0.03 | -0.09 | -0.1 | 0 |  | 0.36 | 0.33 | 0.23 | 23.49 | 1132.862 | 0.53
D | 4002 | 2020-05-09 | 17 | OFF | 13.25 | 9.61 | 0.41 | 0.06 | 0.06 | 0 | 0 | 0.02 | -0.1 | -0.1 | 0 |  | 0.36 | 0.33 | 0.23 | 24.13 | 1155.206 | 0.53
D | 4002 | 2020-05-09 | 18 | OFF | 14.78 | 9.61 | 0.41 | 0.06 | 0.06 | 0 | 0.06 | 0.01 | -0.2 | -0.1 | 0 |  | 0.36 | 0.33 | 0.23 | 25.61 | 1205.737 | 0.59
D | 4002 | 2020-05-09 | 19 | OFF | 21.39 | 9.61 | 0.41 | 0.06 | 0.11 | 0 | 0.29 | 0 | -0.2 | -0.1 | 0 |  | 0.36 | 0.33 | 0.23 | 32.49 | 1218.968 | 0.87
D | 4002 | 2020-05-09 | 20 | OFF | 18.33 | 9.61 | 0.41 | 0.06 | 0.06 | 0 | 0.13 | -0.01 | -0.25 | -0.1 | 0 |  | 0.36 | 0.33 | 0.23 | 29.16 | 1212.023 | 0.66
D | 4002 | 2020-05-09 | 21 | OFF | 16.23 | 9.61 | 0.41 | 0.06 | 0.09 | 0 | 0.02 | 0 | -0.28 | -0.1 | 0 |  | 0.36 | 0.33 | 0.23 | 26.96 | 1215.418 | 0.58
D | 4002 | 2020-05-09 | 22 | OFF | 22.31 | 9.61 | 0.41 | 0.06 | 0.15 | 0 | 0.06 | -0.04 | -0.28 | -0.1 | 0 |  | 0.36 | 0.33 | 0.23 | 33.1 | 1149.097 | 0.68
D | 4002 | 2020-05-09 | 23 | OFF | 18.8 | 9.61 | 0.41 | 0.06 | 0.2 | 0 | 0.26 | 0.02 | -0.17 | -0.1 | 0 |  | 0.36 | 0.33 | 0.23 | 30.01 | 1069.151 | 0.93
D | 4002 | 2020-05-09 | 24 | OFF | 14.12 | 9.61 | 0.41 | 0.06 | 0.14 | 0 | 0.05 | -0.01 | -0.19 | -0.1 | 0 |  | 0.36 | 0.33 | 0.23 | 25.01 | 991.616 | 0.66
D | 4002 | 2020-05-10 | 1 | OFF | 10.19 | 9.61 | 0.28 | 0.03 | 0.14 | 0 | 0 | 0.03 | -0.21 | -0.1 | 0 |  | 0.36 | 0.33 | 0.23 | 20.89 | 936.325 | 0.45
D | 4002 | 2020-05-10 | 2 | OFF | 13.19 | 9.61 | 0.28 | 0.03 | 0.07 | 0 | 0.03 | 0 | -0.17 | -0.1 | 0 |  | 0.36 | 0.33 | 0.23 | 23.86 | 900.901 | 0.41
D | 4002 | 2020-05-10 | 3 | OFF | 12.62 | 9.61 | 0.28 | 0.03 | 0.06 | 0 | 0 | 0 | -0.18 | -0.1 | 0 |  | 0.36 | 0.33 | 0.23 | 23.24 | 883.593 | 0.37
D | 4002 | 2020-05-10 | 4 | OFF | 12.46 | 9.61 | 0.28 | 0.03 | 0.05 | 0 | 0 | 0.01 | -0.19 | -0.1 | 0 |  | 0.36 | 0.33 | 0.23 | 23.07 | 877.63 | 0.36
D | 4002 | 2020-05-10 | 5 | OFF | 11.71 | 9.61 | 0.28 | 0.03 | 0.06 | 0 | 0 | 0.01 | -0.17 | -0.1 | 0 |  | 0.36 | 0.33 | 0.23 | 22.35 | 884.035 | 0.37
D | 4002 | 2020-05-10 | 6 | OFF | 12.06 | 9.61 | 0.28 | 0.03 | 0.05 | 0 | 0 | 0.02 | -0.19 | -0.1 | 0 |  | 0.36 | 0.33 | 0.23 | 22.68 | 906.25 | 0.36
D | 4002 | 2020-05-10 | 7 | OFF | 12.63 | 9.61 | 0.28 | 0.03 | 0.12 | 0 | 0 | 0.03 | -0.16 | -0.1 | 0 |  | 0.36 | 0.33 | 0.23 | 23.36 | 940.888 | 0.43
D | 4002 | 2020-05-10 | 8 | OFF | 11.82 | 9.61 | 0.28 | 0.03 | 0.15 | 0 | 0 | 0 | -0.15 | -0.1 | 0 |  | 0.36 | 0.33 | 0.23 | 22.56 | 995.559 | 0.46
D | 4002 | 2020-05-10 | 9 | OFF | 7 | 9.61 | 0.28 | 0.03 | 0.09 | 0 | 0 | 0.02 | -0.11 | -0.1 | 0 |  | 0.36 | 0.33 | 0.23 | 17.74 | 1055.019 | 0.4
D | 4002 | 2020-05-10 | 10 | OFF | 10.02 | 9.61 | 0.28 | 0.03 | 0.09 | 0 | 0 | 0 | -0.15 | -0.1 | 0 |  | 0.36 | 0.33 | 0.23 | 20.7 | 1091.609 | 0.4
D | 4002 | 2020-05-10 | 11 | OFF | 11.55 | 9.61 | 0.28 | 0.03 | 0.07 | 0 | 0 | 0.01 | -0.15 | -0.1 | 0 |  | 0.36 | 0.33 | 0.23 | 22.22 | 1115.078 | 0.38
D | 4002 | 2020-05-10 | 12 | OFF | 12.16 | 9.61 | 0.28 | 0.03 | 0.06 | 0 | 0 | 0.01 | -0.12 | -0.1 | 0 |  | 0.36 | 0.33 | 0.23 | 22.85 | 1131.008 | 0.37
D | 4002 | 2020-05-10 | 13 | OFF | 12.14 | 9.61 | 0.28 | 0.03 | 0.06 | 0 | 0 | 0.04 | -0.14 | -0.1 | 0 |  | 0.36 | 0.33 | 0.23 | 22.84 | 1122.739 | 0.37
D | 4002 | 2020-05-10 | 14 | OFF | -4.93 | 9.61 | 0.28 | 0.03 | 0.18 | 0 | 0 | 0 | 0.07 | -0.1 | 0 |  | 0.36 | 0.33 | 0.23 | 6.06 | 1083.526 | 0.49
D | 4002 | 2020-05-10 | 15 | OFF | 1.19 | 9.61 | 0.28 | 0.03 | 0.16 | 0 | 0 | 0.01 | -0.11 | -0.1 | 0 |  | 0.36 | 0.33 | 0.23 | 11.99 | 1049.508 | 0.47
D | 4002 | 2020-05-10 | 16 | OFF | 10.03 | 9.61 | 0.28 | 0.03 | 0.08 | 0 | 0 | 0 | -0.1 | -0.1 | 0 |  | 0.36 | 0.33 | 0.23 | 20.75 | 1037.269 | 0.39
D | 4002 | 2020-05-10 | 17 | OFF | 8.27 | 9.61 | 0.28 | 0.03 | 0.18 | 0 | 0 | 0.02 | -0.06 | -0.1 | 0 |  | 0.36 | 0.33 | 0.23 | 19.15 | 1060.35 | 0.49
D | 4002 | 2020-05-10 | 18 | OFF | 11.64 | 9.61 | 0.28 | 0.03 | 0.08 | 0 | 0 | 0.03 | -0.15 | -0.1 | 0 |  | 0.36 | 0.33 | 0.23 | 22.34 | 1113.286 | 0.39
D | 4002 | 2020-05-10 | 19 | OFF | 12.24 | 9.61 | 0.28 | 0.03 | 0.06 | 0 | 0 | 0.01 | -0.19 | -0.1 | 0 |  | 0.36 | 0.33 | 0.23 | 22.86 | 1135.371 | 0.37
D | 4002 | 2020-05-10 | 20 | OFF | 13.02 | 9.61 | 0.28 | 0.03 | 0.06 | 0 | 0.01 | -0.03 | -0.21 | -0.1 | 0 |  | 0.36 | 0.33 | 0.23 | 23.59 | 1134.185 | 0.38
D | 4002 | 2020-05-10 | 21 | OFF | 15.09 | 9.61 | 0.28 | 0.03 | 0.07 | 0 | 0.02 | 0 | -0.34 | -0.1 | 0 |  | 0.36 | 0.33 | 0.23 | 25.58 | 1137.198 | 0.4
D | 4002 | 2020-05-10 | 22 | OFF | 14.53 | 9.61 | 0.28 | 0.03 | 0.12 | 0 | 0.05 | 0 | -0.2 | -0.1 | 0 |  | 0.36 | 0.33 | 0.23 | 25.24 | 1070.67 | 0.48
D | 4002 | 2020-05-10 | 23 | OFF | 12.22 | 9.61 | 0.28 | 0.03 | 0.12 | 0 | 0 | -0.02 | -0.14 | -0.1 | 0 |  | 0.36 | 0.33 | 0.23 | 22.92 | 986.524 | 0.43
D | 4002 | 2020-05-10 | 24 | OFF | 10.14 | 9.61 | 0.28 | 0.03 | 0.19 | 0 | 0 | -0.01 | -0.09 | -0.1 | 0 |  | 0.36 | 0.33 | 0.23 | 20.97 | 916.28 | 0.5
D | 4002 | 2020-05-11 | 1 | OFF | -9.88 | 9.61 | 0.6 | 0.04 | 0.34 | 0 | 0 | -0.04 | -0.17 | -0.1 | 0 |  | 0.36 | 0.33 | 0.23 | 1.32 | 868.336 | 0.98
D | 4002 | 2020-05-11 | 2 | OFF | 10.71 | 9.61 | 0.6 | 0.04 | 0.09 | 0 | 0 | 0.01 | -0.09 | -0.1 | 0 |  | 0.36 | 0.33 | 0.23 | 21.79 | 843.711 | 0.73
D | 4002 | 2020-05-11 | 3 | OFF | 6.99 | 9.61 | 0.6 | 0.04 | 0.13 | 0 | 0 | -0.01 | -0.1 | -0.1 | 0 |  | 0.36 | 0.33 | 0.23 | 18.08 | 836.417 | 0.77
D | 4002 | 2020-05-11 | 4 | OFF | 11.68 | 9.61 | 0.6 | 0.04 | 0.08 | 0 | 0 | -0.01 | -0.09 | -0.1 | 0 |  | 0.36 | 0.33 | 0.23 | 22.73 | 842.927 | 0.72
D | 4002 | 2020-05-11 | 5 | OFF | 10.31 | 9.61 | 0.6 | 0.04 | 0.1 | 0 | 0 | 0 | -0.08 | -0.1 | 0 |  | 0.36 | 0.33 | 0.23 | 21.4 | 878.635 | 0.74
D | 4002 | 2020-05-11 | 6 | OFF | 10.67 | 9.61 | 0.6 | 0.04 | 0.16 | 0 | 0.14 | 0 | -0.1 | -0.1 | 0 |  | 0.36 | 0.33 | 0.23 | 21.94 | 955.149 | 0.94
D | 4002 | 2020-05-11 | 7 | OFF | 21.8 | 9.61 | 0.6 | 0.04 | 0.28 | 0 | 0.85 | 0.04 | -0.09 | -0.1 | 0 |  | 0.36 | 0.33 | 0.23 | 33.95 | 1055.149 | 1.77
D | 4002 | 2020-05-11 | 8 | ON | 8.97 | 9.61 | 0.6 | 0.04 | 0.18 | 0.49 | 0 | 0.01 | -0.14 | -0.1 | 0 |  | 0.36 | 0.33 | 0.23 | 20.58 | 1140.861 | 1.31
D | 4002 | 2020-05-11 | 9 | ON | 12.56 | 9.61 | 0.6 | 0.04 | 0.07 | 0.48 | 0 | -0.02 | -0.14 | -0.1 | 0 |  | 0.36 | 0.33 | 0.23 | 24.02 | 1182.836 | 1.19
D | 4002 | 2020-05-11 | 10 | ON | 12.28 | 9.61 | 0.6 | 0.04 | 0.06 | 0.48 | 0 | 0.02 | -0.13 | -0.1 | 0 |  | 0.36 | 0.33 | 0.23 | 23.78 | 1182.606 | 1.18
D | 4002 | 2020-05-11 | 11 | ON | 14.38 | 9.61 | 0.6 | 0.04 | 0.06 | 0.47 | 0.01 | -0.02 | -0.09 | -0.1 | 0 |  | 0.36 | 0.33 | 0.23 | 25.88 | 1195.093 | 1.18
D | 4002 | 2020-05-11 | 12 | ON | 24.41 | 9.61 | 0.6 | 0.04 | 0.09 | 0.46 | 0.27 | -0.06 | -0.06 | -0.1 | 0 |  | 0.36 | 0.33 | 0.23 | 36.18 | 1216.124 | 1.46
D | 4002 | 2020-05-11 | 13 | ON | 26.69 | 9.61 | 0.6 | 0.04 | 0.22 | 0.44 | 0.03 | -0.02 | -0.1 | -0.1 | 0 |  | 0.36 | 0.33 | 0.23 | 38.33 | 1245.833 | 1.33
D | 4002 | 2020-05-11 | 14 | ON | 22.22 | 9.61 | 0.6 | 0.04 | 0.21 | 0.44 | 0.33 | -0.01 | -0.06 | -0.1 | 0 |  | 0.36 | 0.33 | 0.23 | 34.2 | 1272.251 | 1.62
D | 4002 | 2020-05-11 | 15 | ON | 16.42 | 9.61 | 0.6 | 0.04 | 0.1 | 0.45 | 0.21 | 0.01 | -0.08 | -0.1 | 0 |  | 0.36 | 0.33 | 0.23 | 28.18 | 1268.724 | 1.4
D | 4002 | 2020-05-11 | 16 | ON | 13.2 | 9.61 | 0.6 | 0.04 | 0.06 | 0.46 | 0.02 | -0.01 | -0.08 | -0.1 | 0 |  | 0.36 | 0.33 | 0.23 | 24.72 | 1257.07 | 1.18
D | 4002 | 2020-05-11 | 17 | ON | 13.54 | 9.61 | 0.6 | 0.04 | 0.06 | 0.45 | 0.02 | 0 | -0.08 | -0.1 | 0 |  | 0.36 | 0.33 | 0.23 | 25.06 | 1260.537 | 1.17
D | 4002 | 2020-05-11 | 18 | ON | 16.49 | 9.61 | 0.6 | 0.04 | 0.06 | 0.43 | 0.17 | -0.01 | -0.07 | -0.1 | 0 |  | 0.36 | 0.33 | 0.23 | 28.14 | 1288.992 | 1.3
D | 4002 | 2020-05-11 | 19 | ON | 15.31 | 9.61 | 0.6 | 0.04 | 0.07 | 0.43 | 0.1 | 0 | -0.16 | -0.1 | 0 |  | 0.36 | 0.33 | 0.23 | 26.82 | 1270.459 | 1.24
D | 4002 | 2020-05-11 | 20 | ON | 14.28 | 9.61 | 0.6 | 0.04 | 0.09 | 0.43 | 0 | -0.03 | -0.16 | -0.1 | 0 |  | 0.36 | 0.33 | 0.23 | 25.68 | 1231.09 | 1.16
D | 4002 | 2020-05-11 | 21 | ON | 13.66 | 9.61 | 0.6 | 0.04 | 0.09 | 0.44 | 0 | 0 | -0.2 | -0.1 | 0 |  | 0.36 | 0.33 | 0.23 | 25.06 | 1204.993 | 1.17
D | 4002 | 2020-05-11 | 22 | ON | 13.17 | 9.61 | 0.6 | 0.04 | 0.09 | 0.46 | 0 | -0.01 | -0.19 | -0.1 | 0 |  | 0.36 | 0.33 | 0.23 | 24.59 | 1126.068 | 1.19
D | 4002 | 2020-05-11 | 23 | ON | 12.22 | 9.61 | 0.6 | 0.04 | 0.13 | 0.5 | 0.03 | -0.01 | -0.05 | -0.1 | 0 |  | 0.36 | 0.33 | 0.23 | 23.89 | 1033.472 | 1.3
D | 4002 | 2020-05-11 | 24 | OFF | 11.84 | 9.61 | 0.6 | 0.04 | 0.16 | 0 | 0.06 | -0.05 | -0.12 | -0.1 | 0 |  | 0.36 | 0.33 | 0.23 | 22.96 | 952.357 | 0.86
D | 4002 | 2020-05-12 | 1 | OFF | 12.15 | 9.61 | 0.29 | 0.04 | 0.06 | 0 | 0.02 | -0.01 | -0.05 | -0.1 | 0 |  | 0.36 | 0.33 | 0.23 | 22.93 | 903.748 | 0.41
D | 4002 | 2020-05-12 | 2 | OFF | 13.57 | 9.61 | 0.29 | 0.04 | 0.06 | 0 | 0 | -0.01 | -0.06 | -0.1 | 0 |  | 0.36 | 0.33 | 0.23 | 24.32 | 875.933 | 0.39
D | 4002 | 2020-05-12 | 3 | OFF | 12.02 | 9.61 | 0.29 | 0.04 | 0.06 | 0 | 0 | -0.02 | -0.04 | -0.1 | 0 |  | 0.36 | 0.33 | 0.23 | 22.78 | 864.027 | 0.39
D | 4002 | 2020-05-12 | 4 | OFF | 7.64 | 9.61 | 0.29 | 0.04 | 0.07 | 0 | 0 | 0 | -0.05 | -0.1 | 0 |  | 0.36 | 0.33 | 0.23 | 18.42 | 869.798 | 0.4
D | 4002 | 2020-05-12 | 5 | OFF | 8.66 | 9.61 | 0.29 | 0.04 | 0.17 | 0 | 0 | 0 | -0.06 | -0.1 | 0 |  | 0.36 | 0.33 | 0.23 | 19.53 | 901.384 | 0.5
D | 4002 | 2020-05-12 | 6 | OFF | 18.23 | 9.61 | 0.29 | 0.04 | 0.09 | 0 | 0.37 | -0.01 | -0.05 | -0.1 | 0 |  | 0.36 | 0.33 | 0.23 | 29.39 | 975.933 | 0.79
D | 4002 | 2020-05-12 | 7 | OFF | 16.01 | 9.61 | 0.29 | 0.04 | 0.32 | 0 | 0.18 | 0 | -0.16 | -0.1 | 0 |  | 0.36 | 0.33 | 0.23 | 27.11 | 1080.34 | 0.83
D | 4002 | 2020-05-12 | 8 | ON | 15.33 | 9.61 | 0.29 | 0.04 | 0.42 | 0.48 | 0.15 | 0.01 | -0.12 | -0.1 | 0 |  | 0.36 | 0.33 | 0.23 | 27.03 | 1167.298 | 1.38
D | 4002 | 2020-05-12 | 9 | ON | 13.16 | 9.61 | 0.29 | 0.04 | 0.09 | 0.47 | 0.01 | 0 | -0.11 | -0.1 | 0 |  | 0.36 | 0.33 | 0.23 | 24.38 | 1211.736 | 0.9
D | 4002 | 2020-05-12 | 10 | ON | 11.75 | 9.61 | 0.29 | 0.04 | 0.07 | 0.45 | 0.03 | -0.01 | -0.09 | -0.1 | 0 |  | 0.36 | 0.33 | 0.23 | 22.96 | 1213.336 | 0.88
D | 4002 | 2020-05-12 | 11 | ON | 13.04 | 9.61 | 0.29 | 0.04 | 0.05 | 0.45 | 0 | -0.01 | -0.1 | -0.1 | 0 |  | 0.36 | 0.33 | 0.23 | 24.19 | 1221.116 | 0.83
D | 4002 | 2020-05-12 | 12 | ON | 12.11 | 9.61 | 0.29 | 0.04 | 0.05 | 0.45 | 0 | 0.02 | -0.08 | -0.1 | 0 |  | 0.36 | 0.33 | 0.23 | 23.31 | 1227.857 | 0.83
D | 4002 | 2020-05-12 | 13 | ON | 12.34 | 9.61 | 0.29 | 0.04 | 0.05 | 0.48 | 0 | -0.02 | -0.09 | -0.1 | 0 |  | 0.36 | 0.33 | 0.23 | 23.52 | 1215.967 | 0.86
D | 4002 | 2020-05-12 | 14 | ON | 11.84 | 9.61 | 0.29 | 0.04 | 0.05 | 0.49 | 0 | 0.01 | -0.09 | -0.1 | 0 |  | 0.36 | 0.33 | 0.23 | 23.06 | 1195.128 | 0.87
D | 4002 | 2020-05-12 | 15 | ON | 11.78 | 9.61 | 0.29 | 0.04 | 0.05 | 0.5 | 0 | -0.01 | -0.08 | -0.1 | 0 |  | 0.36 | 0.33 | 0.23 | 23 | 1170.055 | 0.88
D | 4002 | 2020-05-12 | 16 | ON | 7.86 | 9.61 | 0.29 | 0.04 | 0.06 | 0.5 | 0 | -0.01 | -0.11 | -0.1 | 0 |  | 0.36 | 0.33 | 0.23 | 19.06 | 1156.083 | 0.89
D | 4002 | 2020-05-12 | 17 | ON | 12.23 | 9.61 | 0.29 | 0.04 | 0.05 | 0.48 | 0 | -0.01 | -0.08 | -0.1 | 0 |  | 0.36 | 0.33 | 0.23 | 23.43 | 1180.231 | 0.86
D | 4002 | 2020-05-12 | 18 | ON | 12.82 | 9.61 | 0.29 | 0.04 | 0.05 | 0.46 | 0 | 0 | -0.1 | -0.1 | 0 |  | 0.36 | 0.33 | 0.23 | 23.99 | 1236.744 | 0.84
D | 4002 | 2020-05-12 | 19 | ON | 14 | 9.61 | 0.29 | 0.04 | 0.05 | 0.44 | 0.03 | 0 | -0.14 | -0.1 | 0 |  | 0.36 | 0.33 | 0.23 | 25.14 | 1247.512 | 0.85
D | 4002 | 2020-05-12 | 20 | ON | 14.04 | 9.61 | 0.29 | 0.04 | 0.04 | 0.44 | 0.02 | 0 | -0.19 | -0.1 | 0 |  | 0.36 | 0.33 | 0.23 | 25.11 | 1237.606 | 0.83
D | 4002 | 2020-05-12 | 21 | ON | 14.44 | 9.61 | 0.29 | 0.04 | 0.05 | 0.44 | 0.01 | -0.01 | -0.23 | -0.1 | 0 |  | 0.36 | 0.33 | 0.23 | 25.46 | 1227.9 | 0.83
D | 4002 | 2020-05-12 | 22 | ON | 14.9 | 9.61 | 0.29 | 0.04 | 0.15 | 0.46 | 0.04 | -0.03 | -0.17 | -0.1 | 0 |  | 0.36 | 0.33 | 0.23 | 26.11 | 1151.759 | 0.98
D | 4002 | 2020-05-12 | 23 | ON | 14.5 | 9.61 | 0.29 | 0.04 | 0.16 | 0.49 | 0.1 | 0.01 | -0.16 | -0.1 | 0 |  | 0.36 | 0.33 | 0.23 | 25.86 | 1057.795 | 1.08
D | 4002 | 2020-05-12 | 24 | OFF | 13.15 | 9.61 | 0.29 | 0.04 | 0.1 | 0 | 0.01 | -0.03 | -0.16 | -0.1 | 0 |  | 0.36 | 0.33 | 0.23 | 23.83 | 977.954 | 0.44
D | 4002 | 2020-05-13 | 1 | OFF | 13.03 | 9.61 | 0.22 | 0.04 | 0.09 | 0 | 0.01 | -0.01 | -0.12 | -0.1 | 0 |  | 0.36 | 0.33 | 0.23 | 23.69 | 925.626 | 0.36
D | 4002 | 2020-05-13 | 2 | OFF | 13.75 | 9.61 | 0.22 | 0.04 | 0.11 | 0 | 0.02 | 0.01 | -0.13 | -0.1 | 0 |  | 0.36 | 0.33 | 0.23 | 24.45 | 901.078 | 0.39
D | 4002 | 2020-05-13 | 3 | OFF | 13.06 | 9.61 | 0.22 | 0.04 | 0.06 | 0 | 0 | 0 | -0.14 | -0.1 | 0 |  | 0.36 | 0.33 | 0.23 | 23.67 | 892.291 | 0.32
D | 4002 | 2020-05-13 | 4 | OFF | 12.96 | 9.61 | 0.22 | 0.04 | 0.05 | 0 | 0 | 0 | -0.12 | -0.1 | 0 |  | 0.36 | 0.33 | 0.23 | 23.58 | 900.244 | 0.31
D | 4002 | 2020-05-13 | 5 | OFF | 12.93 | 9.61 | 0.22 | 0.04 | 0.05 | 0 | 0 | 0.01 | -0.12 | -0.1 | 0 |  | 0.36 | 0.33 | 0.23 | 23.56 | 934.977 | 0.31
D | 4002 | 2020-05-13 | 6 | OFF | 12.96 | 9.61 | 0.22 | 0.04 | 0.07 | 0 | 0.06 | 0 | -0.13 | -0.1 | 0 |  | 0.36 | 0.33 | 0.23 | 23.65 | 1008.615 | 0.39
D | 4002 | 2020-05-13 | 7 | OFF | 14.55 | 9.61 | 0.22 | 0.04 | 0.14 | 0 | 0.14 | 0 | -0.17 | -0.1 | 0 |  | 0.36 | 0.33 | 0.23 | 25.35 | 1113.863 | 0.54
D | 4002 | 2020-05-13 | 8 | ON | 17.91 | 9.61 | 0.22 | 0.04 | 0.25 | 0.47 | 0.31 | -0.01 | -0.14 | -0.1 | 0 |  | 0.36 | 0.33 | 0.23 | 29.48 | 1196.58 | 1.29
D | 4002 | 2020-05-13 | 9 | ON | 14.06 | 9.61 | 0.22 | 0.04 | 0.08 | 0.47 | 0.07 | 0.01 | -0.1 | -0.1 | 0 |  | 0.36 | 0.33 | 0.23 | 25.28 | 1224.791 | 0.88
D | 4002 | 2020-05-13 | 10 | ON | 8.89 | 9.61 | 0.22 | 0.04 | 0.07 | 0.46 | 0 | -0.01 | -0.08 | -0.1 | 0 |  | 0.36 | 0.33 | 0.23 | 20.02 | 1221.968 | 0.79
D | 4002 | 2020-05-13 | 11 | ON | 11.68 | 9.61 | 0.22 | 0.04 | 0.06 | 0.47 | 0.03 | -0.01 | -0.12 | -0.1 | 0 |  | 0.36 | 0.33 | 0.23 | 22.8 | 1219.097 | 0.82
D | 4002 | 2020-05-13 | 12 | ON | 12.09 | 9.61 | 0.22 | 0.04 | 0.05 | 0.49 | 0 | 0 | -0.1 | -0.1 | 0 |  | 0.36 | 0.33 | 0.23 | 23.22 | 1215.371 | 0.8
D | 4002 | 2020-05-13 | 13 | ON | 12.15 | 9.61 | 0.22 | 0.04 | 0.06 | 0.48 | 0 | -0.01 | -0.1 | -0.1 | 0 |  | 0.36 | 0.33 | 0.23 | 23.27 | 1209.253 | 0.8
D | 4002 | 2020-05-13 | 14 | ON | 12.11 | 9.61 | 0.22 | 0.04 | 0.06 | 0.48 | 0 | -0.02 | -0.12 | -0.1 | 0 |  | 0.36 | 0.33 | 0.23 | 23.2 | 1188.825 | 0.8
D | 4002 | 2020-05-13 | 15 | ON | 4.12 | 9.61 | 0.22 | 0.04 | 0.1 | 0.49 | 0 | 0 | -0.05 | -0.1 | 0 |  | 0.36 | 0.33 | 0.23 | 15.35 | 1161.675 | 0.85
D | 4002 | 2020-05-13 | 16 | ON | 7.18 | 9.61 | 0.22 | 0.04 | 0.12 | 0.49 | 0 | -0.02 | -0.06 | -0.1 | 0 |  | 0.36 | 0.33 | 0.23 | 18.4 | 1144.412 | 0.87
D | 4002 | 2020-05-13 | 17 | ON | 5.65 | 9.61 | 0.22 | 0.04 | 0.17 | 0.48 | 0 | -0.01 | -0.06 | -0.1 | 0 |  | 0.36 | 0.33 | 0.23 | 16.92 | 1160.662 | 0.91
D | 4002 | 2020-05-13 | 18 | ON | 14.48 | 9.61 | 0.22 | 0.04 | 0.13 | 0.45 | 0.49 | -0.01 | 0.01 | -0.1 | 0 |  | 0.36 | 0.33 | 0.23 | 26.24 | 1212.241 | 1.33
D | 4002 | 2020-05-13 | 19 | ON | 20.77 | 9.61 | 0.22 | 0.04 | 0.13 | 0.43 | 0.7 | 0 | -0.18 | -0.1 | 0 |  | 0.36 | 0.33 | 0.23 | 32.54 | 1228.683 | 1.52
D | 4002 | 2020-05-13 | 20 | ON | 16.46 | 9.61 | 0.22 | 0.04 | 0.07 | 0.43 | 0.32 | -0.01 | -0.19 | -0.1 | 0 |  | 0.36 | 0.33 | 0.23 | 27.77 | 1215.181 | 1.08
D | 4002 | 2020-05-13 | 21 | ON | 15.7 | 9.61 | 0.22 | 0.04 | 0.06 | 0.42 | 0.09 | 0 | -0.24 | -0.1 | 0 |  | 0.36 | 0.33 | 0.23 | 26.72 | 1211.305 | 0.83
D | 4002 | 2020-05-13 | 22 | ON | 15.81 | 9.61 | 0.22 | 0.04 | 0.13 | 0.44 | 0.11 | -0.01 | -0.15 | -0.1 | 0 |  | 0.36 | 0.33 | 0.23 | 27.02 | 1141.514 | 0.94
D | 4002 | 2020-05-13 | 23 | ON | 12.57 | 9.61 | 0.22 | 0.04 | 0.14 | 0.48 | 0.03 | -0.02 | -0.11 | -0.1 | 0 |  | 0.36 | 0.33 | 0.23 | 23.78 | 1046.689 | 0.91
D | 4002 | 2020-05-13 | 24 | OFF | 9.85 | 9.61 | 0.22 | 0.04 | 0.13 | 0 | 0 | 0 | -0.12 | -0.1 | 0 |  | 0.36 | 0.33 | 0.23 | 20.55 | 963.321 | 0.39
D | 4002 | 2020-05-14 | 1 | OFF | 7.01 | 9.61 | 1.12 | 0.03 | 0.23 | 0 | 0 | 0 | -0.14 | -0.1 | 0 |  | 0.36 | 0.33 | 0.23 | 18.68 | 910.548 | 1.38
D | 4002 | 2020-05-14 | 2 | OFF | 11.51 | 9.61 | 1.12 | 0.03 | 0.08 | 0 | 0 | -0.01 | -0.1 | -0.1 | 0 |  | 0.36 | 0.33 | 0.23 | 23.06 | 883.212 | 1.23
D | 4002 | 2020-05-14 | 3 | OFF | 11.84 | 9.61 | 1.12 | 0.03 | 0.11 | 0 | 0 | 0.01 | -0.1 | -0.1 | 0 |  | 0.36 | 0.33 | 0.23 | 23.44 | 873.178 | 1.26
D | 4002 | 2020-05-14 | 4 | OFF | 12.02 | 9.61 | 1.12 | 0.03 | 0.11 | 0 | 0 | -0.01 | -0.09 | -0.1 | 0 |  | 0.36 | 0.33 | 0.23 | 23.61 | 878.229 | 1.26
D | 4002 | 2020-05-14 | 5 | OFF | 12.99 | 9.61 | 1.12 | 0.03 | 0.08 | 0 | 0 | -0.02 | -0.09 | -0.1 | 0 |  | 0.36 | 0.33 | 0.23 | 24.54 | 912.895 | 1.23
D | 4002 | 2020-05-14 | 6 | OFF | 12.31 | 9.61 | 1.12 | 0.03 | 0.19 | 0 | 0 | 0.02 | -0.12 | -0.1 | 0 |  | 0.36 | 0.33 | 0.23 | 23.98 | 986.198 | 1.34
D | 4002 | 2020-05-14 | 7 | OFF | 12.16 | 9.61 | 1.12 | 0.03 | 0.13 | 0 | 0 | 0 | -0.12 | -0.1 | 0 |  | 0.36 | 0.33 | 0.23 | 23.75 | 1093.222 | 1.28
D | 4002 | 2020-05-14 | 8 | ON | 18.24 | 9.61 | 1.12 | 0.03 | 0.24 | 0.48 | 0.41 | -0.01 | -0.1 | -0.1 | 0 |  | 0.36 | 0.33 | 0.23 | 30.84 | 1176.081 | 2.28
D | 4002 | 2020-05-14 | 9 | ON | 13.78 | 9.61 | 1.12 | 0.03 | 0.09 | 0.48 | 0 | 0.01 | -0.09 | -0.1 | 0 |  | 0.36 | 0.33 | 0.23 | 25.85 | 1201.218 | 1.72
D | 4002 | 2020-05-14 | 10 | ON | 12.93 | 9.61 | 1.12 | 0.03 | 0.06 | 0.49 | 0 | 0.01 | -0.07 | -0.1 | 0 |  | 0.36 | 0.33 | 0.23 | 25 | 1201.262 | 1.7
D | 4002 | 2020-05-14 | 11 | ON | 14.55 | 9.61 | 1.12 | 0.03 | 0.06 | 0.5 | 0.14 | 0 | -0.09 | -0.1 | 0 |  | 0.36 | 0.33 | 0.23 | 26.74 | 1194.309 | 1.85
D | 4002 | 2020-05-14 | 12 | ON | 18.76 | 9.61 | 1.12 | 0.03 | 0.11 | 0.5 | 0.33 | -0.03 | -0.06 | -0.1 | 0 |  | 0.36 | 0.33 | 0.23 | 31.19 | 1186.9 | 2.09
D | 4002 | 2020-05-14 | 13 | ON | 11.66 | 9.61 | 1.12 | 0.03 | 0.06 | 0.5 | 0.01 | -0.17 | 0.32 | -0.1 | 0 |  | 0.36 | 0.33 | 0.23 | 23.96 | 1177.042 | 1.72
D | 4002 | 2020-05-14 | 14 | ON | 11.05 | 9.61 | 1.12 | 0.03 | 0.05 | 0.51 | 0 | -0.02 | -0.02 | -0.1 | 0 |  | 0.36 | 0.33 | 0.23 | 23.15 | 1159.755 | 1.71
D | 4002 | 2020-05-14 | 15 | ON | 10.21 | 9.61 | 1.12 | 0.03 | 0.06 | 0.51 | 0 | 0.01 | -0.05 | -0.1 | 0 |  | 0.36 | 0.33 | 0.23 | 22.32 | 1141.527 | 1.72
D | 4002 | 2020-05-14 | 16 | ON | 10.53 | 9.61 | 1.12 | 0.03 | 0.06 | 0.51 | 0 | 0 | -0.05 | -0.1 | 0 |  | 0.36 | 0.33 | 0.23 | 22.63 | 1127.674 | 1.72
D | 4002 | 2020-05-14 | 17 | ON | 11.34 | 9.61 | 1.12 | 0.03 | 0.05 | 0.49 | 0 | 0 | -0.07 | -0.1 | 0 |  | 0.36 | 0.33 | 0.23 | 23.39 | 1145.511 | 1.69
D | 4002 | 2020-05-14 | 18 | ON | 16.49 | 9.61 | 1.12 | 0.03 | 0.07 | 0.46 | 0.29 | -0.04 | 0.03 | -0.1 | 0 |  | 0.36 | 0.33 | 0.23 | 28.88 | 1188.086 | 1.97
D | 4002 | 2020-05-14 | 19 | ON | 17.91 | 9.61 | 1.12 | 0.03 | 0.12 | 0.45 | 0.26 | 0 | -0.12 | -0.1 | 0 |  | 0.36 | 0.33 | 0.23 | 30.2 | 1203.403 | 1.98
D | 4002 | 2020-05-14 | 20 | ON | 20 | 9.61 | 1.12 | 0.03 | 0.09 | 0.45 | 0.15 | -0.01 | -0.11 | -0.1 | 0 |  | 0.36 | 0.33 | 0.23 | 32.15 | 1193.967 | 1.84
D | 4002 | 2020-05-14 | 21 | ON | 25.44 | 9.61 | 1.12 | 0.03 | 0.15 | 0.44 | 0.07 | 0.01 | -0.14 | -0.1 | 0 |  | 0.36 | 0.33 | 0.23 | 37.55 | 1189.649 | 1.81
D | 4002 | 2020-05-14 | 22 | ON | 21.04 | 9.61 | 1.12 | 0.03 | 0.25 | 0.47 | 0 | -0.09 | 0.08 | -0.1 | 0 |  | 0.36 | 0.33 | 0.23 | 33.33 | 1116.785 | 1.87
D | 4002 | 2020-05-14 | 23 | ON | 20.08 | 9.61 | 1.12 | 0.03 | 0.31 | 0.51 | 0.25 | 0.01 | -0.08 | -0.1 | 0 |  | 0.36 | 0.33 | 0.23 | 32.66 | 1016.695 | 2.22
D | 4002 | 2020-05-14 | 24 | OFF | 15.04 | 9.61 | 1.12 | 0.03 | 0.14 | 0 | 0.2 | 0 | 0.02 | -0.1 | 0 |  | 0.36 | 0.33 | 0.23 | 26.98 | 931.899 | 1.49
D | 4002 | 2020-05-15 | 1 | OFF | 11.92 | 9.61 | 0.14 | 0.05 | 0.05 | 0 | 0 | 0 | -0.02 | -0.1 | 0 |  | 0.36 | 0.33 | 0.23 | 22.57 | 875.725 | 0.24
D | 4002 | 2020-05-15 | 2 | OFF | 12.41 | 9.61 | 0.14 | 0.05 | 0.06 | 0 | 0 | -0.02 | 0.01 | -0.1 | 0 |  | 0.36 | 0.33 | 0.23 | 23.08 | 843.403 | 0.25
D | 4002 | 2020-05-15 | 3 | OFF | 11.98 | 9.61 | 0.14 | 0.05 | 0.05 | 0 | 0 | 0 | 0 | -0.1 | 0 |  | 0.36 | 0.33 | 0.23 | 22.65 | 828.595 | 0.24
D | 4002 | 2020-05-15 | 4 | OFF | 11.68 | 9.61 | 0.14 | 0.05 | 0.05 | 0 | 0 | 0 | 0 | -0.1 | 0 |  | 0.36 | 0.33 | 0.23 | 22.35 | 821.897 | 0.24
D | 4002 | 2020-05-15 | 5 | OFF | 11.6 | 9.61 | 0.14 | 0.05 | 0.05 | 0 | 0 | 0 | 0 | -0.1 | 0 |  | 0.36 | 0.33 | 0.23 | 22.27 | 845.578 | 0.24
D | 4002 | 2020-05-15 | 6 | OFF | 11.48 | 9.61 | 0.14 | 0.05 | 0.07 | 0 | 0 | 0.01 | 0.01 | -0.1 | 0 |  | 0.36 | 0.33 | 0.23 | 22.19 | 904.386 | 0.26
D | 4002 | 2020-05-15 | 7 | OFF | 11.19 | 9.61 | 0.14 | 0.05 | 0.14 | 0 | 0 | 0.02 | -0.09 | -0.1 | 0 |  | 0.36 | 0.33 | 0.23 | 21.88 | 1000.777 | 0.33
D | 4002 | 2020-05-15 | 8 | ON | 11.68 | 9.61 | 0.14 | 0.05 | 0.12 | 0.5 | 0 | 0 | -0.08 | -0.1 | 0 |  | 0.36 | 0.33 | 0.23 | 22.84 | 1098.447 | 0.81
D | 4002 | 2020-05-15 | 9 | ON | 15.72 | 9.61 | 0.14 | 0.05 | 0.13 | 0.48 | 0.18 | -0.01 | -0.07 | -0.1 | 0 |  | 0.36 | 0.33 | 0.23 | 27.05 | 1177.755 | 0.98
D | 4002 | 2020-05-15 | 10 | ON | 11.99 | 9.61 | 0.14 | 0.05 | 0.06 | 0.47 | 0.03 | 0.01 | -0.06 | -0.1 | 0 |  | 0.36 | 0.33 | 0.23 | 23.12 | 1198.854 | 0.75
D | 4002 | 2020-05-15 | 11 | ON | 2.16 | 9.61 | 0.14 | 0.05 | 0.05 | 0.48 | 0 | 0.01 | -0.04 | -0.1 | 0 |  | 0.36 | 0.33 | 0.23 | 13.28 | 1200.441 | 0.72
D | 4002 | 2020-05-15 | 12 | ON | 5.65 | 9.61 | 0.14 | 0.05 | 0.06 | 0.48 | 0 | 0 | -0.07 | -0.1 | 0 |  | 0.36 | 0.33 | 0.23 | 16.74 | 1214.818 | 0.73
D | 4002 | 2020-05-15 | 13 | ON | 9.27 | 9.61 | 0.14 | 0.05 | 0.06 | 0.47 | 0 | -0.01 | -0.07 | -0.1 | 0 |  | 0.36 | 0.33 | 0.23 | 20.34 | 1230.797 | 0.72
D | 4002 | 2020-05-15 | 14 | ON | 10.24 | 9.61 | 0.14 | 0.05 | 0.06 | 0.47 | 0 | 0 | -0.09 | -0.1 | 0 |  | 0.36 | 0.33 | 0.23 | 21.3 | 1234.037 | 0.72
D | 4002 | 2020-05-15 | 15 | ON | 10.22 | 9.61 | 0.14 | 0.05 | 0.05 | 0.46 | 0 | -0.01 | -0.11 | -0.1 | 0 |  | 0.36 | 0.33 | 0.23 | 21.23 | 1218.185 | 0.7
D | 4002 | 2020-05-15 | 16 | ON | 10.81 | 9.61 | 0.14 | 0.05 | 0.05 | 0.46 | 0 | -0.02 | -0.07 | -0.1 | 0 |  | 0.36 | 0.33 | 0.23 | 21.85 | 1211.161 | 0.7
D | 4002 | 2020-05-15 | 17 | ON | 12.09 | 9.61 | 0.14 | 0.05 | 0.05 | 0.44 | 0 | 0 | -0.1 | -0.1 | 0 |  | 0.36 | 0.33 | 0.23 | 23.1 | 1231.294 | 0.68
D | 4002 | 2020-05-15 | 18 | ON | 11.64 | 9.61 | 0.14 | 0.05 | 0.04 | 0.43 | 0 | 0.01 | -0.1 | -0.1 | 0 |  | 0.36 | 0.33 | 0.23 | 22.64 | 1267.895 | 0.66
D | 4002 | 2020-05-15 | 19 | ON | 12.39 | 9.61 | 0.14 | 0.05 | 0.05 | 0.42 | 0 | -0.01 | -0.09 | -0.1 | 0 |  | 0.36 | 0.33 | 0.23 | 23.38 | 1270.663 | 0.66
D | 4002 | 2020-05-15 | 20 | ON | 21.6 | 9.61 | 0.14 | 0.05 | 0.07 | 0.43 | 0.06 | -0.04 | -0.05 | -0.1 | 0 |  | 0.36 | 0.33 | 0.23 | 32.69 | 1238.356 | 0.75
D | 4002 | 2020-05-15 | 21 | ON | 23.82 | 9.61 | 0.14 | 0.05 | 0.14 | 0.43 | 0.24 | -0.01 | 0 | -0.1 | 0 |  | 0.36 | 0.33 | 0.23 | 35.24 | 1189.171 | 1
D | 4002 | 2020-05-15 | 22 | ON | 18.39 | 9.61 | 0.14 | 0.05 | 0.22 | 0.45 | 0.36 | -0.02 | 0.06 | -0.1 | 0 |  | 0.36 | 0.33 | 0.23 | 30.08 | 1115.986 | 1.22
D | 4002 | 2020-05-15 | 23 | ON | 12.56 | 9.61 | 0.14 | 0.05 | 0.14 | 0.49 | 0.05 | 0 | -0.04 | -0.1 | 0 |  | 0.36 | 0.33 | 0.23 | 23.82 | 1029.523 | 0.87
D | 4002 | 2020-05-15 | 24 | OFF | 14.71 | 9.61 | 0.14 | 0.05 | 0.15 | 0 | 0.18 | -0.02 | -0.03 | -0.1 | 0 |  | 0.36 | 0.33 | 0.23 | 25.61 | 947.662 | 0.52
D | 4002 | 2020-05-16 | 1 | OFF | 19.85 | 9.61 | 0.52 | 0.07 | 0.11 | 0 | 0.66 | 0 | 0.05 | -0.1 | 0 |  | 0.36 | 0.33 | 0.23 | 31.69 | 884.294 | 1.36
D | 4002 | 2020-05-16 | 2 | OFF | 21.85 | 9.61 | 0.52 | 0.07 | 0.2 | 0 | 0.55 | -0.04 | 0.01 | -0.1 | 0 |  | 0.36 | 0.33 | 0.23 | 33.59 | 844.509 | 1.34
D | 4002 | 2020-05-16 | 3 | OFF | 17.46 | 9.61 | 0.52 | 0.07 | 0.14 | 0 | 0.44 | -0.02 | 0.06 | -0.1 | 0 |  | 0.36 | 0.33 | 0.23 | 29.1 | 823.459 | 1.17
D | 4002 | 2020-05-16 | 4 | OFF | 10.46 | 9.61 | 0.52 | 0.07 | 0.06 | 0 | 0.02 | 0.02 | -0.02 | -0.1 | 0 |  | 0.36 | 0.33 | 0.23 | 21.56 | 814.324 | 0.67
D | 4002 | 2020-05-16 | 5 | OFF | 11.32 | 9.61 | 0.52 | 0.07 | 0.05 | 0 | 0 | -0.04 | 0.02 | -0.1 | 0 |  | 0.36 | 0.33 | 0.23 | 22.37 | 823.596 | 0.64
D | 4002 | 2020-05-16 | 6 | OFF | 11.17 | 9.61 | 0.52 | 0.07 | 0.15 | 0 | 0 | 0 | 0 | -0.1 | 0 |  | 0.36 | 0.33 | 0.23 | 22.34 | 842.998 | 0.74
D | 4002 | 2020-05-16 | 7 | OFF | 10.57 | 9.61 | 0.52 | 0.07 | 0.68 | 0 | 0 | 0.01 | -0.05 | -0.1 | 0 |  | 0.36 | 0.33 | 0.23 | 22.23 | 891.45 | 1.27
D | 4002 | 2020-05-16 | 8 | OFF | 9.68 | 9.61 | 0.52 | 0.07 | 0.8 | 0 | 0 | -0.01 | -0.05 | -0.1 | 0 |  | 0.36 | 0.33 | 0.23 | 21.44 | 962.922 | 1.39
D | 4002 | 2020-05-16 | 9 | OFF | 8.79 | 9.61 | 0.52 | 0.07 | 0.58 | 0 | 0 | -0.01 | -0.03 | -0.1 | 0 |  | 0.36 | 0.33 | 0.23 | 20.35 | 1030.244 | 1.17
D | 4002 | 2020-05-16 | 10 | OFF | 9.98 | 9.61 | 0.52 | 0.07 | 0.33 | 0 | 0 | 0 | -0.03 | -0.1 | 0 |  | 0.36 | 0.33 | 0.23 | 21.3 | 1087.839 | 0.92
D | 4002 | 2020-05-16 | 11 | OFF | 10.51 | 9.61 | 0.52 | 0.07 | 0.1 | 0 | 0 | -0.01 | -0.05 | -0.1 | 0 |  | 0.36 | 0.33 | 0.23 | 21.57 | 1105.916 | 0.69
D | 4002 | 2020-05-16 | 12 | OFF | 10.54 | 9.61 | 0.52 | 0.07 | 0.07 | 0 | 0 | 0.02 | -0.04 | -0.1 | 0 |  | 0.36 | 0.33 | 0.23 | 21.61 | 1109.509 | 0.66
D | 4002 | 2020-05-16 | 13 | OFF | 12.7 | 9.61 | 0.52 | 0.07 | 0.06 | 0 | 0 | -0.03 | -0.04 | -0.1 | 0 |  | 0.36 | 0.33 | 0.23 | 23.71 | 1093.422 | 0.65
D | 4002 | 2020-05-16 | 14 | OFF | 40.61 | 9.61 | 0.52 | 0.07 | 0.58 | 0 | 1.76 | -0.03 | 0.04 | -0.1 | 0 |  | 0.36 | 0.33 | 0.23 | 53.98 | 1076.557 | 2.93
D | 4002 | 2020-05-16 | 15 | OFF | 14.32 | 9.61 | 0.52 | 0.07 | 0.16 | 0 | 0.26 | 0 | -0.05 | -0.1 | 0 |  | 0.36 | 0.33 | 0.23 | 25.71 | 1044.893 | 1.01
D | 4002 | 2020-05-16 | 16 | OFF | 10.58 | 9.61 | 0.52 | 0.07 | 0.07 | 0 | 0 | 0 | -0.05 | -0.1 | 0 |  | 0.36 | 0.33 | 0.23 | 21.62 | 1037.203 | 0.66
D | 4002 | 2020-05-16 | 17 | OFF | 11.9 | 9.61 | 0.52 | 0.07 | 0.07 | 0 | 0.07 | -0.01 | -0.02 | -0.1 | 0 |  | 0.36 | 0.33 | 0.23 | 23.03 | 1063.301 | 0.73
D | 4002 | 2020-05-16 | 18 | OFF | 18.05 | 9.61 | 0.52 | 0.07 | 0.08 | 0 | 0.26 | -0.01 | 0.06 | -0.1 | 0 |  | 0.36 | 0.33 | 0.23 | 29.46 | 1116.372 | 0.93
D | 4002 | 2020-05-16 | 19 | OFF | 25.78 | 9.61 | 0.52 | 0.07 | 0.25 | 0 | 0.35 | 0.02 | -0.09 | -0.1 | 0 |  | 0.36 | 0.33 | 0.23 | 37.33 | 1131.966 | 1.19
D | 4002 | 2020-05-16 | 20 | OFF | 28.52 | 9.61 | 0.52 | 0.07 | 0.46 | 0 | 0.14 | 0.02 | -0.07 | -0.1 | 0 |  | 0.36 | 0.33 | 0.23 | 40.09 | 1119.373 | 1.19
D | 4002 | 2020-05-16 | 21 | OFF | 23.96 | 9.61 | 0.52 | 0.07 | 0.27 | 0 | 0.09 | 0.01 | -0.11 | -0.1 | 0 |  | 0.36 | 0.33 | 0.23 | 35.24 | 1111.453 | 0.95
D | 4002 | 2020-05-16 | 22 | OFF | 18.17 | 9.61 | 0.52 | 0.07 | 0.31 | 0 | 0.34 | 0.04 | -0.05 | -0.1 | 0 |  | 0.36 | 0.33 | 0.23 | 29.83 | 1056.542 | 1.24
D | 4002 | 2020-05-16 | 23 | OFF | 14.38 | 9.61 | 0.52 | 0.07 | 0.37 | 0 | 0.16 | -0.01 | -0.04 | -0.1 | 0 |  | 0.36 | 0.33 | 0.23 | 25.88 | 975.868 | 1.12
D | 4002 | 2020-05-16 | 24 | OFF | 10.79 | 9.61 | 0.52 | 0.07 | 0.19 | 0 | 0.02 | 0 | -0.06 | -0.1 | 0 |  | 0.36 | 0.33 | 0.23 | 21.96 | 897.372 | 0.8
D | 4002 | 2020-05-17 | 1 | OFF | 11.47 | 9.61 | 0.36 | 0.32 | 0.07 | 0 | 0 | 0.01 | -0.07 | -0.1 | 0 |  | 0.36 | 0.33 | 0.23 | 22.59 | 840.242 | 0.75
D | 4002 | 2020-05-17 | 2 | OFF | 14.29 | 9.61 | 0.36 | 0.32 | 0.09 | 0 | 0.15 | -0.01 | -0.06 | -0.1 | 0 |  | 0.36 | 0.33 | 0.23 | 25.57 | 805.516 | 0.92
D | 4002 | 2020-05-17 | 3 | OFF | 19.59 | 9.61 | 0.36 | 0.32 | 0.23 | 0 | 0.57 | -0.02 | 0.03 | -0.1 | 0 |  | 0.36 | 0.33 | 0.23 | 31.51 | 785.88 | 1.48
D | 4002 | 2020-05-17 | 4 | OFF | 10.4 | 9.61 | 0.36 | 0.32 | 0.16 | 0 | 0 | 0.01 | -0.03 | -0.1 | 0 |  | 0.36 | 0.33 | 0.23 | 21.65 | 779.977 | 0.84
D | 4002 | 2020-05-17 | 5 | OFF | 10.09 | 9.61 | 0.36 | 0.32 | 0.08 | 0 | 0 | 0 | -0.03 | -0.1 | 0 |  | 0.36 | 0.33 | 0.23 | 21.25 | 784.545 | 0.76
D | 4002 | 2020-05-17 | 6 | OFF | 11.42 | 9.61 | 0.36 | 0.32 | 0.05 | 0 | 0 | -0.01 | -0.02 | -0.1 | 0 |  | 0.36 | 0.33 | 0.23 | 22.55 | 801.362 | 0.73
D | 4002 | 2020-05-17 | 7 | OFF | 11.33 | 9.61 | 0.36 | 0.32 | 0.48 | 0 | 0 | -0.01 | -0.01 | -0.1 | 0 |  | 0.36 | 0.33 | 0.23 | 22.9 | 834.482 | 1.16
D | 4002 | 2020-05-17 | 8 | OFF | 11.12 | 9.61 | 0.36 | 0.32 | 0.79 | 0 | 0 | 0 | -0.02 | -0.1 | 0 |  | 0.36 | 0.33 | 0.23 | 23 | 891.191 | 1.47
D | 4002 | 2020-05-17 | 9 | OFF | 15.34 | 9.61 | 0.36 | 0.32 | 0.34 | 0 | 0.16 | 0 | -0.02 | -0.1 | 0 |  | 0.36 | 0.33 | 0.23 | 26.93 | 976.324 | 1.18
D | 4002 | 2020-05-17 | 10 | OFF | 12.86 | 9.61 | 0.36 | 0.32 | 0.14 | 0 | 0.05 | 0.03 | -0.03 | -0.1 | 0 |  | 0.36 | 0.33 | 0.23 | 24.16 | 1032.274 | 0.87
D | 4002 | 2020-05-17 | 11 | OFF | 11.43 | 9.61 | 0.36 | 0.32 | 0.08 | 0 | 0 | 0.01 | -0.05 | -0.1 | 0 |  | 0.36 | 0.33 | 0.23 | 22.58 | 1055.333 | 0.76
D | 4002 | 2020-05-17 | 12 | OFF | 11.32 | 9.61 | 0.36 | 0.32 | 0.08 | 0 | 0 | 0.01 | -0.06 | -0.1 | 0 |  | 0.36 | 0.33 | 0.23 | 22.46 | 1073.043 | 0.76
D | 4002 | 2020-05-17 | 13 | OFF | 10.83 | 9.61 | 0.36 | 0.32 | 0.09 | 0 | 0 | 0.01 | -0.05 | -0.1 | 0 |  | 0.36 | 0.33 | 0.23 | 21.99 | 1084.611 | 0.77
D | 4002 | 2020-05-17 | 14 | OFF | 10.67 | 9.61 | 0.36 | 0.32 | 0.09 | 0 | 0 | 0.01 | -0.05 | -0.1 | 0 |  | 0.36 | 0.33 | 0.23 | 21.83 | 1071.889 | 0.77
D | 4002 | 2020-05-17 | 15 | OFF | 10.93 | 9.61 | 0.36 | 0.32 | 0.09 | 0 | 0 | 0 | -0.06 | -0.1 | 0 |  | 0.36 | 0.33 | 0.23 | 22.07 | 1058.58 | 0.77
D | 4002 | 2020-05-17 | 16 | OFF | 10.45 | 9.61 | 0.36 | 0.32 | 0.09 | 0 | 0 | 0.01 | -0.05 | -0.1 | 0 |  | 0.36 | 0.33 | 0.23 | 21.61 | 1057.315 | 0.77
D | 4002 | 2020-05-17 | 17 | OFF | 11 | 9.61 | 0.36 | 0.32 | 0.08 | 0 | 0 | 0.01 | -0.08 | -0.1 | 0 |  | 0.36 | 0.33 | 0.23 | 22.12 | 1086.285 | 0.76
D | 4002 | 2020-05-17 | 18 | OFF | 11.7 | 9.61 | 0.36 | 0.32 | 0.07 | 0 | 0 | 0.01 | -0.1 | -0.1 | 0 |  | 0.36 | 0.33 | 0.23 | 22.79 | 1143.086 | 0.75
D | 4002 | 2020-05-17 | 19 | OFF | 18.81 | 9.61 | 0.36 | 0.32 | 0.13 | 0 | 0.16 | 0.02 | -0.08 | -0.1 | 0 |  | 0.36 | 0.33 | 0.23 | 30.15 | 1155.723 | 0.97
D | 4002 | 2020-05-17 | 20 | OFF | 20.11 | 9.61 | 0.36 | 0.32 | 0.1 | 0 | 0.04 | -0.02 | -0.09 | -0.1 | 0 |  | 0.36 | 0.33 | 0.23 | 31.25 | 1145.218 | 0.82
D | 4002 | 2020-05-17 | 21 | OFF | 27.63 | 9.61 | 0.36 | 0.32 | 0.25 | 0 | 0.06 | 0.01 | -0.11 | -0.1 | 0 |  | 0.36 | 0.33 | 0.23 | 38.95 | 1143.182 | 0.99
D | 4002 | 2020-05-17 | 22 | OFF | 23.57 | 9.61 | 0.36 | 0.32 | 0.37 | 0 | 0.39 | 0 | -0.03 | -0.1 | 0 |  | 0.36 | 0.33 | 0.23 | 35.41 | 1072.374 | 1.44
D | 4002 | 2020-05-17 | 23 | OFF | 10.5 | 9.61 | 0.36 | 0.32 | 0.19 | 0 | 0.07 | 0.01 | 0 | -0.1 | 0 |  | 0.36 | 0.33 | 0.23 | 21.88 | 979.188 | 0.94
D | 4002 | 2020-05-17 | 24 | OFF | 10.48 | 9.61 | 0.36 | 0.32 | 0.11 | 0 | 0 | -0.01 | -0.01 | -0.1 | 0 |  | 0.36 | 0.33 | 0.23 | 21.68 | 896.98 | 0.79
D | 4002 | 2020-05-18 | 1 | OFF | 10.95 | 9.61 | 0.48 | 0.06 | 0.05 | 0 | 0 | 0 | -0.04 | -0.1 | 0 |  | 0.36 | 0.33 | 0.23 | 21.93 | 843.623 | 0.59
D | 4002 | 2020-05-18 | 2 | OFF | 8.7 | 9.61 | 0.48 | 0.06 | 0.06 | 0 | 0 | 0 | -0.01 | -0.1 | 0 |  | 0.36 | 0.33 | 0.23 | 19.72 | 812.342 | 0.6
D | 4002 | 2020-05-18 | 3 | OFF | 9.75 | 9.61 | 0.48 | 0.06 | 0.07 | 0 | 0 | -0.01 | -0.03 | -0.1 | 0 |  | 0.36 | 0.33 | 0.23 | 20.75 | 798.408 | 0.61
D | 4002 | 2020-05-18 | 4 | OFF | 8.05 | 9.61 | 0.48 | 0.06 | 0.06 | 0 | 0 | 0 | -0.03 | -0.1 | 0 |  | 0.36 | 0.33 | 0.23 | 19.05 | 799.205 | 0.6
D | 4002 | 2020-05-18 | 5 | OFF | 9.94 | 9.61 | 0.48 | 0.06 | 0.06 | 0 | 0 | 0 | -0.03 | -0.1 | 0 |  | 0.36 | 0.33 | 0.23 | 20.94 | 828.093 | 0.6
D | 4002 | 2020-05-18 | 6 | OFF | 12.62 | 9.61 | 0.48 | 0.06 | 0.08 | 0 | 0.04 | 0.01 | -0.02 | -0.1 | 0 |  | 0.36 | 0.33 | 0.23 | 23.7 | 894.55 | 0.66
D | 4002 | 2020-05-18 | 7 | OFF | 11.21 | 9.61 | 0.48 | 0.06 | 0.11 | 0 | 0 | 0.03 | -0.11 | -0.1 | 0 |  | 0.36 | 0.33 | 0.23 | 22.21 | 999.907 | 0.65
D | 4002 | 2020-05-18 | 8 | ON | 12.92 | 9.61 | 0.48 | 0.06 | 0.32 | 0.48 | 0.05 | -0.01 | -0.09 | -0.1 | 0 |  | 0.36 | 0.33 | 0.23 | 24.64 | 1120.88 | 1.39
D | 4002 | 2020-05-18 | 9 | ON | 19.81 | 9.61 | 0.48 | 0.06 | 0.18 | 0.45 | 0.18 | 0 | -0.06 | -0.1 | 0 |  | 0.36 | 0.33 | 0.23 | 31.53 | 1205.28 | 1.35
D | 4002 | 2020-05-18 | 10 | ON | 24.09 | 9.61 | 0.48 | 0.06 | 0.17 | 0.44 | 0.07 | -0.02 | -0.11 | -0.1 | 0 |  | 0.36 | 0.33 | 0.23 | 35.61 | 1238.222 | 1.22
D | 4002 | 2020-05-18 | 11 | ON | 22.69 | 9.61 | 0.48 | 0.06 | 0.15 | 0.45 | 0.1 | 0.01 | -0.14 | -0.1 | 0 |  | 0.36 | 0.33 | 0.23 | 34.23 | 1259.348 | 1.24
D | 4002 | 2020-05-18 | 12 | ON | 19.21 | 9.61 | 0.48 | 0.06 | 0.11 | 0.45 | 0.13 | 0.01 | -0.09 | -0.1 | 0 |  | 0.36 | 0.33 | 0.23 | 30.79 | 1270.44 | 1.23
D | 4002 | 2020-05-18 | 13 | ON | 22.58 | 9.61 | 0.48 | 0.06 | 0.15 | 0.45 | 0.19 | -0.02 | -0.09 | -0.1 | 0 |  | 0.36 | 0.33 | 0.23 | 34.23 | 1264.621 | 1.33
D | 4002 | 2020-05-18 | 14 | ON | 26.31 | 9.61 | 0.48 | 0.06 | 0.13 | 0.45 | 0.04 | 0.01 | -0.06 | -0.1 | 0 |  | 0.36 | 0.33 | 0.23 | 37.85 | 1249.176 | 1.16
D | 4002 | 2020-05-18 | 15 | ON | 26.13 | 9.61 | 0.48 | 0.06 | 0.21 | 0.46 | 0.02 | 0.04 | -0.01 | -0.1 | 0 |  | 0.36 | 0.33 | 0.23 | 37.82 | 1224.199 | 1.23
D | 4002 | 2020-05-18 | 16 | ON | 26.58 | 9.61 | 0.48 | 0.06 | 0.24 | 0.46 | 0.32 | -0.03 | -0.08 | -0.1 | 0 |  | 0.36 | 0.33 | 0.23 | 38.46 | 1194.516 | 1.56
D | 4002 | 2020-05-18 | 17 | ON | 21.8 | 9.61 | 0.48 | 0.06 | 0.15 | 0.46 | 0.29 | 0.01 | -0.1 | -0.1 | 0 |  | 0.36 | 0.33 | 0.23 | 33.58 | 1200.883 | 1.44
D | 4002 | 2020-05-18 | 18 | ON | 17.57 | 9.61 | 0.48 | 0.06 | 0.1 | 0.44 | 0.07 | 0.01 | -0.14 | -0.1 | 0 |  | 0.36 | 0.33 | 0.23 | 29.02 | 1243.824 | 1.15
D | 4002 | 2020-05-18 | 19 | ON | 23.8 | 9.61 | 0.48 | 0.06 | 0.19 | 0.44 | 0.01 | 0 | -0.13 | -0.1 | 0 |  | 0.36 | 0.33 | 0.23 | 35.28 | 1254 | 1.18
D | 4002 | 2020-05-18 | 20 | ON | 20.35 | 9.61 | 0.48 | 0.06 | 0.14 | 0.44 | 0.05 | -0.01 | -0.17 | -0.1 | 0 |  | 0.36 | 0.33 | 0.23 | 31.77 | 1222.761 | 1.17
D | 4002 | 2020-05-18 | 21 | ON | 18.69 | 9.61 | 0.48 | 0.06 | 0.08 | 0.44 | 0.01 | 0 | -0.22 | -0.1 | 0 |  | 0.36 | 0.33 | 0.23 | 29.97 | 1210.039 | 1.07
D | 4002 | 2020-05-18 | 22 | ON | 26.24 | 9.61 | 0.48 | 0.06 | 0.48 | 0.46 | 0 | 0.01 | -0.14 | -0.1 | 0 |  | 0.36 | 0.33 | 0.23 | 38.02 | 1139.537 | 1.48
D | 4002 | 2020-05-18 | 23 | ON | 16.77 | 9.61 | 0.48 | 0.06 | 0.23 | 0.5 | 0.08 | -0.01 | -0.1 | -0.1 | 0 |  | 0.36 | 0.33 | 0.23 | 28.44 | 1031.155 | 1.35
D | 4002 | 2020-05-18 | 24 | OFF | 14.96 | 9.61 | 0.48 | 0.06 | 0.13 | 0 | 0.15 | 0 | -0.09 | -0.1 | 0 |  | 0.36 | 0.33 | 0.23 | 26.12 | 938.93 | 0.82
D | 4002 | 2020-05-19 | 1 | OFF | 14.13 | 9.61 | 0.1 | 0.02 | 0.06 | 0 | 0.01 | 0 | -0.14 | -0.1 | 0 |  | 0.36 | 0.33 | 0.23 | 24.61 | 879.528 | 0.19
D | 4002 | 2020-05-19 | 2 | OFF | 14 | 9.61 | 0.1 | 0.02 | 0.06 | 0 | 0 | 0 | -0.1 | -0.1 | 0 |  | 0.36 | 0.33 | 0.23 | 24.51 | 845.219 | 0.18
D | 4002 | 2020-05-19 | 3 | OFF | 12.98 | 9.61 | 0.1 | 0.02 | 0.06 | 0 | 0 | 0 | -0.07 | -0.1 | 0 |  | 0.36 | 0.33 | 0.23 | 23.52 | 830.302 | 0.18
D | 4002 | 2020-05-19 | 4 | OFF | 13.62 | 9.61 | 0.1 | 0.02 | 0.06 | 0 | 0 | -0.01 | -0.09 | -0.1 | 0 |  | 0.36 | 0.33 | 0.23 | 24.13 | 832.238 | 0.18
D | 4002 | 2020-05-19 | 5 | OFF | 13.62 | 9.61 | 0.1 | 0.02 | 0.1 | 0 | 0 | 0.01 | -0.1 | -0.1 | 0 |  | 0.36 | 0.33 | 0.23 | 24.18 | 861.566 | 0.22
D | 4002 | 2020-05-19 | 6 | OFF | 14.53 | 9.61 | 0.1 | 0.02 | 0.09 | 0 | 0 | 0.01 | -0.11 | -0.1 | 0 |  | 0.36 | 0.33 | 0.23 | 25.07 | 928.369 | 0.21
D | 4002 | 2020-05-19 | 7 | OFF | 14.3 | 9.61 | 0.1 | 0.02 | 0.16 | 0 | 0 | 0.01 | -0.11 | -0.1 | 0 |  | 0.36 | 0.33 | 0.23 | 24.91 | 1030.022 | 0.28
D | 4002 | 2020-05-19 | 8 | ON | 13.12 | 9.61 | 0.1 | 0.02 | 0.13 | 0.5 | 0 | 0.03 | -0.15 | -0.1 | 0 |  | 0.36 | 0.33 | 0.23 | 24.18 | 1127.072 | 0.75
D | 4002 | 2020-05-19 | 9 | ON | 13.14 | 9.61 | 0.1 | 0.02 | 0.05 | 0.49 | 0 | 0.03 | -0.08 | -0.1 | 0 |  | 0.36 | 0.33 | 0.23 | 24.18 | 1178.629 | 0.66
D | 4002 | 2020-05-19 | 10 | ON | 12.68 | 9.61 | 0.1 | 0.02 | 0.04 | 0.5 | 0 | 0.02 | -0.1 | -0.1 | 0 |  | 0.36 | 0.33 | 0.23 | 23.69 | 1191.178 | 0.66
D | 4002 | 2020-05-19 | 11 | ON | 13.29 | 9.61 | 0.1 | 0.02 | 0.07 | 0.5 | 0 | 0.01 | -0.08 | -0.1 | 0 |  | 0.36 | 0.33 | 0.23 | 24.34 | 1196.49 | 0.69
D | 4002 | 2020-05-19 | 12 | ON | 13.32 | 9.61 | 0.1 | 0.02 | 0.07 | 0.5 | 0 | 0.02 | -0.08 | -0.1 | 0 |  | 0.36 | 0.33 | 0.23 | 24.38 | 1200.06 | 0.69
D | 4002 | 2020-05-19 | 13 | ON | 13.15 | 9.61 | 0.1 | 0.02 | 0.07 | 0.5 | 0 | 0.03 | -0.09 | -0.1 | 0 |  | 0.36 | 0.33 | 0.23 | 24.21 | 1197.823 | 0.69
D | 4002 | 2020-05-19 | 14 | ON | 13.06 | 9.61 | 0.1 | 0.02 | 0.07 | 0.5 | 0 | 0.01 | -0.08 | -0.1 | 0 |  | 0.36 | 0.33 | 0.23 | 24.11 | 1188.768 | 0.69
D | 4002 | 2020-05-19 | 15 | ON | 13.1 | 9.61 | 0.1 | 0.02 | 0.06 | 0.51 | 0 | 0.02 | -0.06 | -0.1 | 0 |  | 0.36 | 0.33 | 0.23 | 24.18 | 1166.528 | 0.69
D | 4002 | 2020-05-19 | 16 | ON | 13.04 | 9.61 | 0.1 | 0.02 | 0.07 | 0.51 | 0 | 0 | -0.09 | -0.1 | 0 |  | 0.36 | 0.33 | 0.23 | 24.08 | 1156.272 | 0.7
D | 4002 | 2020-05-19 | 17 | ON | 13.58 | 9.61 | 0.1 | 0.02 | 0.06 | 0.49 | 0 | 0.01 | -0.09 | -0.1 | 0 |  | 0.36 | 0.33 | 0.23 | 24.6 | 1170.077 | 0.67
D | 4002 | 2020-05-19 | 18 | ON | 17.6 | 9.61 | 0.1 | 0.02 | 0.05 | 0.46 | 0.17 | -0.03 | -0.03 | -0.1 | 0 |  | 0.36 | 0.33 | 0.23 | 28.77 | 1222.776 | 0.8
D | 4002 | 2020-05-19 | 19 | ON | 25.55 | 9.61 | 0.1 | 0.02 | 0.19 | 0.44 | 0.08 | 0.02 | -0.14 | -0.1 | 0 |  | 0.36 | 0.33 | 0.23 | 36.69 | 1234.271 | 0.83
D | 4002 | 2020-05-19 | 20 | ON | 21.84 | 9.61 | 0.1 | 0.02 | 0.17 | 0.44 | 0 | 0.03 | -0.18 | -0.1 | 0 |  | 0.36 | 0.33 | 0.23 | 32.85 | 1213.139 | 0.73
D | 4002 | 2020-05-19 | 21 | ON | 20.48 | 9.61 | 0.1 | 0.02 | 0.16 | 0.44 | 0 | 0.02 | -0.17 | -0.1 | 0 |  | 0.36 | 0.33 | 0.23 | 31.48 | 1204.166 | 0.72
D | 4002 | 2020-05-19 | 22 | ON | 18.21 | 9.61 | 0.1 | 0.02 | 0.25 | 0.47 | 0.02 | 0.02 | -0.16 | -0.1 | 0 |  | 0.36 | 0.33 | 0.23 | 29.36 | 1133.6 | 0.86
D | 4002 | 2020-05-19 | 23 | ON | 18.09 | 9.61 | 0.1 | 0.02 | 0.19 | 0.5 | 0.25 | 0.01 | -0.02 | -0.1 | 0 |  | 0.36 | 0.33 | 0.23 | 29.57 | 1026.707 | 1.06
D | 4002 | 2020-05-19 | 24 | OFF | 14.27 | 9.61 | 0.1 | 0.02 | 0.09 | 0 | 0.01 | -0.01 | -0.08 | -0.1 | 0 |  | 0.36 | 0.33 | 0.23 | 24.83 | 934.82 | 0.22
D | 4002 | 2020-05-20 | 1 | OFF | 14.35 | 9.61 | 1.48 | 0.07 | 0.05 | 0 | 0.02 | -0.01 | -0.13 | -0.1 | 0 |  | 0.36 | 0.33 | 0.23 | 26.26 | 878.341 | 1.62
D | 4002 | 2020-05-20 | 2 | OFF | 15.97 | 9.61 | 1.48 | 0.07 | 0.07 | 0 | 0.13 | 0.01 | -0.07 | -0.1 | 0 |  | 0.36 | 0.33 | 0.23 | 28.09 | 847.431 | 1.75
D | 4002 | 2020-05-20 | 3 | OFF | 15.25 | 9.61 | 1.48 | 0.07 | 0.08 | 0 | 0.01 | -0.01 | -0.11 | -0.1 | 0 |  | 0.36 | 0.33 | 0.23 | 27.2 | 833.194 | 1.64
D | 4002 | 2020-05-20 | 4 | OFF | 14.65 | 9.61 | 1.48 | 0.07 | 0.06 | 0 | 0 | 0.01 | -0.09 | -0.1 | 0 |  | 0.36 | 0.33 | 0.23 | 26.61 | 835.495 | 1.61
D | 4002 | 2020-05-20 | 5 | OFF | 16.31 | 9.61 | 1.48 | 0.07 | 0.06 | 0 | 0.14 | 0.01 | -0.09 | -0.1 | 0 |  | 0.36 | 0.33 | 0.23 | 28.41 | 864.899 | 1.75
D | 4002 | 2020-05-20 | 6 | OFF | 15.87 | 9.61 | 1.48 | 0.07 | 0.06 | 0 | 0.13 | -0.01 | -0.11 | -0.1 | 0 |  | 0.36 | 0.33 | 0.23 | 27.92 | 935.514 | 1.74
D | 4002 | 2020-05-20 | 7 | OFF | 14.62 | 9.61 | 1.48 | 0.07 | 0.31 | 0 | 0 | 0.01 | -0.14 | -0.1 | 0 |  | 0.36 | 0.33 | 0.23 | 26.78 | 1039.657 | 1.86
D | 4002 | 2020-05-20 | 8 | ON | 14.62 | 9.61 | 1.48 | 0.07 | 0.24 | 0.5 | 0 | 0.02 | -0.16 | -0.1 | 0 |  | 0.36 | 0.33 | 0.23 | 27.2 | 1127.798 | 2.29
D | 4002 | 2020-05-20 | 9 | ON | 13.87 | 9.61 | 1.48 | 0.07 | 0.08 | 0.49 | 0 | 0.01 | -0.12 | -0.1 | 0 |  | 0.36 | 0.33 | 0.23 | 26.31 | 1174.753 | 2.12
D | 4002 | 2020-05-20 | 10 | ON | 13.38 | 9.61 | 1.48 | 0.07 | 0.09 | 0.48 | 0 | 0 | -0.08 | -0.1 | 0 |  | 0.36 | 0.33 | 0.23 | 25.85 | 1187.437 | 2.12
D | 4002 | 2020-05-20 | 11 | ON | 13.62 | 9.61 | 1.48 | 0.07 | 0.06 | 0.5 | 0 | 0.01 | -0.09 | -0.1 | 0 |  | 0.36 | 0.33 | 0.23 | 26.08 | 1195.281 | 2.11
D | 4002 | 2020-05-20 | 12 | ON | 13.98 | 9.61 | 1.48 | 0.07 | 0.05 | 0.5 | 0 | 0 | -0.08 | -0.1 | 0 |  | 0.36 | 0.33 | 0.23 | 26.43 | 1203.837 | 2.1
D | 4002 | 2020-05-20 | 13 | ON | 14.38 | 9.61 | 1.48 | 0.07 | 0.06 | 0.5 | 0 | -0.01 | -0.06 | -0.1 | 0 |  | 0.36 | 0.33 | 0.23 | 26.85 | 1202.685 | 2.11
D | 4002 | 2020-05-20 | 14 | ON | 14.5 | 9.61 | 1.48 | 0.07 | 0.07 | 0.5 | 0 | 0.01 | -0.06 | -0.1 | 0 |  | 0.36 | 0.33 | 0.23 | 27 | 1201.425 | 2.12
D | 4002 | 2020-05-20 | 15 | ON | 14.33 | 9.61 | 1.48 | 0.07 | 0.07 | 0.5 | 0 | 0 | -0.06 | -0.1 | 0 |  | 0.36 | 0.33 | 0.23 | 26.82 | 1193.884 | 2.12
D | 4002 | 2020-05-20 | 16 | ON | 14.09 | 9.61 | 1.48 | 0.07 | 0.07 | 0.45 | 0 | 0 | -0.04 | -0.1 | 0 |  | 0.36 | 0.33 | 0.23 | 26.55 | 1187.202 | 2.07
D | 4002 | 2020-05-20 | 17 | ON | 25.84 | 9.61 | 1.48 | 0.07 | 0.11 | 0.44 | 0.53 | 0 | 0.11 | -0.1 | 0 |  | 0.36 | 0.33 | 0.23 | 39.01 | 1201.191 | 2.63
D | 4002 | 2020-05-20 | 18 | ON | 25.17 | 9.61 | 1.48 | 0.07 | 0.14 | 0.46 | 0.17 | 0.05 | -0.08 | -0.1 | 0 |  | 0.36 | 0.33 | 0.23 | 37.89 | 1240.42 | 2.32
D | 4002 | 2020-05-20 | 19 | ON | 26.66 | 9.61 | 1.48 | 0.07 | 0.16 | 0.44 | 0 | -0.01 | -0.12 | -0.1 | 0 |  | 0.36 | 0.33 | 0.23 | 39.11 | 1250.013 | 2.15
D | 4002 | 2020-05-20 | 20 | ON | 24.9 | 9.61 | 1.48 | 0.07 | 0.19 | 0.44 | 0.06 | 0.03 | -0.14 | -0.1 | 0 |  | 0.36 | 0.33 | 0.23 | 37.46 | 1224.645 | 2.24
D | 4002 | 2020-05-20 | 21 | ON | 23.12 | 9.61 | 1.48 | 0.07 | 0.13 | 0.44 | 0.09 | 0.01 | -0.23 | -0.1 | 0 |  | 0.36 | 0.33 | 0.23 | 35.54 | 1211.384 | 2.21
D | 4002 | 2020-05-20 | 22 | ON | 25.02 | 9.61 | 1.48 | 0.07 | 0.18 | 0.46 | 0 | 0 | -0.27 | -0.1 | 0 |  | 0.36 | 0.33 | 0.23 | 37.37 | 1144.26 | 2.19
D | 4002 | 2020-05-20 | 23 | ON | 24.52 | 9.61 | 1.48 | 0.07 | 0.4 | 0.5 | 0.06 | -0.01 | -0.11 | -0.1 | 0 |  | 0.36 | 0.33 | 0.23 | 37.34 | 1035.737 | 2.51
D | 4002 | 2020-05-20 | 24 | OFF | 25.77 | 9.61 | 1.48 | 0.07 | 0.31 | 0 | 0.48 | 0.02 | -0.13 | -0.1 | 0 |  | 0.36 | 0.33 | 0.23 | 38.43 | 941.512 | 2.34
D | 4002 | 2020-05-21 | 1 | OFF | 16.95 | 9.61 | 0.34 | 0.03 | 0.13 | 0 | 0.14 | 0.01 | -0.1 | -0.1 | 0 |  | 0.36 | 0.33 | 0.23 | 27.93 | 882.67 | 0.64
D | 4002 | 2020-05-21 | 2 | OFF | 15.21 | 9.61 | 0.34 | 0.03 | 0.19 | 0 | 0 | -0.09 | 0.01 | -0.1 | 0 |  | 0.36 | 0.33 | 0.23 | 26.12 | 849.157 | 0.56
D | 4002 | 2020-05-21 | 3 | OFF | 15.33 | 9.61 | 0.34 | 0.03 | 0.2 | 0 | 0 | -0.02 | -0.18 | -0.1 | 0 |  | 0.36 | 0.33 | 0.23 | 26.13 | 833.457 | 0.57
D | 4002 | 2020-05-21 | 4 | OFF | 15.31 | 9.61 | 0.34 | 0.03 | 0.19 | 0 | 0 | 0 | -0.21 | -0.1 | 0 |  | 0.36 | 0.33 | 0.23 | 26.09 | 835.079 | 0.56
D | 4002 | 2020-05-21 | 5 | OFF | 16.05 | 9.61 | 0.34 | 0.03 | 0.18 | 0 | 0 | 0.01 | -0.16 | -0.1 | 0 |  | 0.36 | 0.33 | 0.23 | 26.88 | 864.484 | 0.55
D | 4002 | 2020-05-21 | 6 | OFF | 22.07 | 9.61 | 0.34 | 0.03 | 0.4 | 0 | 0.33 | -0.02 | -0.12 | -0.1 | 0 |  | 0.36 | 0.33 | 0.23 | 33.46 | 930.685 | 1.1
D | 4002 | 2020-05-21 | 7 | OFF | 32.95 | 9.61 | 0.34 | 0.03 | 0.96 | 0 | 1.01 | -0.03 | -0.24 | -0.1 | 0 |  | 0.36 | 0.33 | 0.23 | 45.45 | 1036.721 | 2.34
D | 4002 | 2020-05-21 | 8 | ON | 20.86 | 9.61 | 0.34 | 0.03 | 0.73 | 0.5 | 0.37 | 0.07 | -0.21 | -0.1 | 0 |  | 0.36 | 0.33 | 0.23 | 33.12 | 1129.751 | 1.97
D | 4002 | 2020-05-21 | 9 | ON | 16.69 | 9.61 | 0.34 | 0.03 | 0.13 | 0.49 | 0.04 | 0.02 | -0.15 | -0.1 | 0 |  | 0.36 | 0.33 | 0.23 | 28.02 | 1181.651 | 1.03
D | 4002 | 2020-05-21 | 10 | ON | 22.9 | 9.61 | 0.34 | 0.03 | 0.12 | 0.49 | 0.49 | 0.03 | -0.14 | -0.1 | 0 |  | 0.36 | 0.33 | 0.23 | 34.69 | 1196.018 | 1.47
D | 4002 | 2020-05-21 | 11 | ON | 32.1 | 9.61 | 0.34 | 0.03 | 0.38 | 0.49 | 1.26 | 0.02 | -0.08 | -0.1 | 0 |  | 0.36 | 0.33 | 0.23 | 44.97 | 1211.053 | 2.5
D | 4002 | 2020-05-21 | 12 | ON | 24.14 | 9.61 | 0.34 | 0.03 | 0.12 | 0.49 | 0.57 | 0 | -0.09 | -0.1 | 0 |  | 0.36 | 0.33 | 0.23 | 36.03 | 1229.157 | 1.55
D | 4002 | 2020-05-21 | 13 | ON | 17.2 | 9.61 | 0.34 | 0.03 | 0.1 | 0.49 | 0.11 | 0.02 | -0.11 | -0.1 | 0 |  | 0.36 | 0.33 | 0.23 | 28.61 | 1242.096 | 1.07
D | 4002 | 2020-05-21 | 14 | ON | 13.96 | 9.61 | 0.34 | 0.03 | 0.08 | 0.49 | 0 | 0.03 | -0.12 | -0.1 | 0 |  | 0.36 | 0.33 | 0.23 | 25.24 | 1245.651 | 0.94
D | 4002 | 2020-05-21 | 15 | ON | 13.22 | 9.61 | 0.34 | 0.03 | 0.06 | 0.49 | 0 | 0.01 | -0.1 | -0.1 | 0 |  | 0.36 | 0.33 | 0.23 | 24.48 | 1244.507 | 0.92
D | 4002 | 2020-05-21 | 16 | ON | 13.52 | 9.61 | 0.34 | 0.03 | 0.07 | 0.48 | 0 | 0 | -0.09 | -0.1 | 0 |  | 0.36 | 0.33 | 0.23 | 24.78 | 1251.195 | 0.92
D | 4002 | 2020-05-21 | 17 | ON | 13.26 | 9.61 | 0.34 | 0.03 | 0.06 | 0.47 | 0 | 0.02 | -0.13 | -0.1 | 0 |  | 0.36 | 0.33 | 0.23 | 24.48 | 1271.87 | 0.9
D | 4002 | 2020-05-21 | 18 | ON | 18.33 | 9.61 | 0.34 | 0.03 | 0.07 | 0.44 | 0.28 | -0.01 | -0.05 | -0.1 | 0 |  | 0.36 | 0.33 | 0.23 | 29.86 | 1309.395 | 1.16
D | 4002 | 2020-05-21 | 19 | ON | 23.25 | 9.61 | 0.34 | 0.03 | 0.11 | 0.43 | 0.37 | 0.01 | -0.15 | -0.1 | 0 |  | 0.36 | 0.33 | 0.23 | 34.82 | 1313.855 | 1.28
D | 4002 | 2020-05-21 | 20 | ON | 19.67 | 9.61 | 0.34 | 0.03 | 0.07 | 0.44 | 0.08 | -0.01 | -0.18 | -0.1 | 0 |  | 0.36 | 0.33 | 0.23 | 30.87 | 1286.658 | 0.96
D | 4002 | 2020-05-21 | 21 | ON | 18.44 | 9.61 | 0.34 | 0.03 | 0.06 | 0.44 | 0.2 | 0.02 | -0.19 | -0.1 | 0 |  | 0.36 | 0.33 | 0.23 | 29.77 | 1270.731 | 1.07
D | 4002 | 2020-05-21 | 22 | ON | 16.53 | 9.61 | 0.34 | 0.03 | 0.16 | 0.45 | 0.13 | 0.02 | -0.16 | -0.1 | 0 |  | 0.36 | 0.33 | 0.23 | 27.93 | 1203.786 | 1.11
D | 4002 | 2020-05-21 | 23 | ON | 13.61 | 9.61 | 0.34 | 0.03 | 0.19 | 0.49 | 0.03 | -0.02 | -0.08 | -0.1 | 0 |  | 0.36 | 0.33 | 0.23 | 25.02 | 1086.58 | 1.08
D | 4002 | 2020-05-21 | 24 | OFF | 13.52 | 9.61 | 0.34 | 0.03 | 0.09 | 0 | 0.04 | -0.06 | -0.07 | -0.1 | 0 |  | 0.36 | 0.33 | 0.23 | 24.32 | 981.866 | 0.5
D | 4002 | 2020-05-22 | 1 | OFF | 14.37 | 9.61 | 1.64 | 0.06 | 0.07 | 0 | 0.08 | -0.16 | 0.04 | -0.1 | 0 |  | 0.36 | 0.33 | 0.23 | 26.53 | 912.036 | 1.85
D | 4002 | 2020-05-22 | 2 | OFF | 17.07 | 9.61 | 1.64 | 0.06 | 0.17 | 0 | 0 | -0.02 | -0.07 | -0.1 | 0 |  | 0.36 | 0.33 | 0.23 | 29.28 | 867.841 | 1.87
D | 4002 | 2020-05-22 | 3 | OFF | 13.57 | 9.61 | 1.64 | 0.06 | 0.12 | 0 | 0 | -0.08 | 0 | -0.1 | 0 |  | 0.36 | 0.33 | 0.23 | 25.74 | 844.115 | 1.82
D | 4002 | 2020-05-22 | 4 | OFF | 13.33 | 9.61 | 1.64 | 0.06 | 0.05 | 0 | 0 | -0.04 | -0.05 | -0.1 | 0 |  | 0.36 | 0.33 | 0.23 | 25.42 | 840.793 | 1.75
D | 4002 | 2020-05-22 | 5 | OFF | 12.78 | 9.61 | 1.64 | 0.06 | 0.06 | 0 | 0 | -0.08 | 0.03 | -0.1 | 0 |  | 0.36 | 0.33 | 0.23 | 24.92 | 860.503 | 1.76
D | 4002 | 2020-05-22 | 6 | OFF | 13.91 | 9.61 | 1.64 | 0.06 | 0.07 | 0 | 0 | -0.06 | -0.01 | -0.1 | 0 |  | 0.36 | 0.33 | 0.23 | 26.04 | 911.711 | 1.77
D | 4002 | 2020-05-22 | 7 | OFF | 12.88 | 9.61 | 1.64 | 0.06 | 0.16 | 0 | 0 | 0 | -0.24 | -0.1 | 0 |  | 0.36 | 0.33 | 0.23 | 24.93 | 1007.438 | 1.86
D | 4002 | 2020-05-22 | 8 | ON | 12.97 | 9.61 | 1.64 | 0.06 | 0.16 | 0.51 | 0 | 0.02 | -0.17 | -0.1 | 0 |  | 0.36 | 0.33 | 0.23 | 25.62 | 1109.536 | 2.37
D | 4002 | 2020-05-22 | 9 | ON | 16.46 | 9.61 | 1.64 | 0.06 | 0.09 | 0.49 | 0.27 | 0.01 | -0.17 | -0.1 | 0 |  | 0.36 | 0.33 | 0.23 | 29.28 | 1184.199 | 2.55
D | 4002 | 2020-05-22 | 10 | ON | 14.17 | 9.61 | 1.64 | 0.06 | 0.05 | 0.48 | 0.02 | 0.01 | -0.16 | -0.1 | 0 |  | 0.36 | 0.33 | 0.23 | 26.7 | 1218.465 | 2.25
D | 4002 | 2020-05-22 | 11 | ON | 16.56 | 9.61 | 1.64 | 0.06 | 0.09 | 0.47 | 0.22 | 0 | -0.12 | -0.1 | 0 |  | 0.36 | 0.33 | 0.23 | 29.35 | 1246.183 | 2.48
D | 4002 | 2020-05-22 | 12 | ON | 21.6 | 9.61 | 1.64 | 0.06 | 0.17 | 0.47 | 0.52 | 0.02 | -0.13 | -0.1 | 0 |  | 0.36 | 0.33 | 0.23 | 34.78 | 1271.087 | 2.86
D | 4002 | 2020-05-22 | 13 | ON | 20.53 | 9.61 | 1.64 | 0.06 | 0.17 | 0.46 | 0.31 | 0.03 | -0.13 | -0.1 | 0 |  | 0.36 | 0.33 | 0.23 | 33.5 | 1287.163 | 2.64
D | 4002 | 2020-05-22 | 14 | ON | 21.33 | 9.61 | 1.64 | 0.06 | 0.16 | 0.46 | 0.55 | 0.04 | -0.17 | -0.1 | 0 |  | 0.36 | 0.33 | 0.23 | 34.5 | 1299.674 | 2.87
D | 4002 | 2020-05-22 | 15 | ON | 12.53 | 9.61 | 1.64 | 0.06 | 0.06 | 0.46 | 0 | 0.02 | -0.17 | -0.1 | 0 |  | 0.36 | 0.33 | 0.23 | 25.03 | 1306.418 | 2.22
D | 4002 | 2020-05-22 | 16 | ON | 11.57 | 9.61 | 1.64 | 0.06 | 0.06 | 0.45 | 0 | 0.01 | -0.12 | -0.1 | 0 |  | 0.36 | 0.33 | 0.23 | 24.1 | 1323.121 | 2.21
D | 4002 | 2020-05-22 | 17 | ON | 12.7 | 9.61 | 1.64 | 0.06 | 0.06 | 0.43 | 0 | 0.01 | -0.12 | -0.1 | 0 |  | 0.36 | 0.33 | 0.23 | 25.21 | 1357.775 | 2.19
D | 4002 | 2020-05-22 | 18 | ON | 19.46 | 9.61 | 1.64 | 0.06 | 0.09 | 0.41 | 0.03 | 0.03 | -0.1 | -0.1 | 0 |  | 0.36 | 0.33 | 0.23 | 32.05 | 1399.59 | 2.23
D | 4002 | 2020-05-22 | 19 | ON | 18.81 | 9.61 | 1.64 | 0.06 | 0.11 | 0.41 | 0 | -0.01 | -0.22 | -0.1 | 0 |  | 0.36 | 0.33 | 0.23 | 31.23 | 1402.569 | 2.22
D | 4002 | 2020-05-22 | 20 | ON | 19.94 | 9.61 | 1.64 | 0.06 | 0.08 | 0.41 | 0 | -0.03 | -0.19 | -0.1 | 0 |  | 0.36 | 0.33 | 0.23 | 32.34 | 1365.503 | 2.19
D | 4002 | 2020-05-22 | 21 | ON | 25.34 | 9.61 | 1.64 | 0.06 | 0.13 | 0.41 | 0.1 | 0.02 | -0.21 | -0.1 | 0 |  | 0.36 | 0.33 | 0.23 | 37.92 | 1339.316 | 2.34
D | 4002 | 2020-05-22 | 22 | ON | 23.45 | 9.61 | 1.64 | 0.06 | 0.31 | 0.43 | 0.03 | -0.02 | -0.16 | -0.1 | 0 |  | 0.36 | 0.33 | 0.23 | 36.17 | 1271.582 | 2.47
D | 4002 | 2020-05-22 | 23 | ON | 17.31 | 9.61 | 1.64 | 0.06 | 0.28 | 0.46 | 0.03 | 0.01 | -0.07 | -0.1 | 0 |  | 0.36 | 0.33 | 0.23 | 30.15 | 1154.33 | 2.47
D | 4002 | 2020-05-22 | 24 | OFF | 18.99 | 9.61 | 1.64 | 0.06 | 0.27 | 0 | 0.19 | -0.05 | -0.14 | -0.1 | 0 |  | 0.36 | 0.33 | 0.23 | 31.39 | 1042.943 | 2.16
D | 4002 | 2020-05-23 | 1 | OFF | 17.87 | 9.61 | 0.43 | 0.06 | 0.16 | 0 | 0.15 | -0.01 | -0.11 | -0.1 | 0 |  | 0.36 | 0.33 | 0.23 | 28.98 | 960.322 | 0.8
D | 4002 | 2020-05-23 | 2 | OFF | 15.77 | 9.61 | 0.43 | 0.06 | 0.14 | 0 | 0.05 | -0.01 | -0.12 | -0.1 | 0 |  | 0.36 | 0.33 | 0.23 | 26.75 | 907.906 | 0.68
D | 4002 | 2020-05-23 | 3 | OFF | 13.03 | 9.61 | 0.43 | 0.06 | 0.04 | 0 | 0.09 | 0.02 | -0.07 | -0.1 | 0 |  | 0.36 | 0.33 | 0.23 | 24.03 | 877.316 | 0.62
D | 4002 | 2020-05-23 | 4 | OFF | 13.1 | 9.61 | 0.43 | 0.06 | 0.05 | 0 | 0.01 | 0 | -0.07 | -0.1 | 0 |  | 0.36 | 0.33 | 0.23 | 24.01 | 859.99 | 0.55
D | 4002 | 2020-05-23 | 5 | OFF | 12.01 | 9.61 | 0.43 | 0.06 | 0.03 | 0 | 0 | 0.01 | -0.07 | -0.1 | 0 |  | 0.36 | 0.33 | 0.23 | 22.9 | 859.096 | 0.52
D | 4002 | 2020-05-23 | 6 | OFF | 11.51 | 9.61 | 0.43 | 0.06 | 0.02 | 0 | 0 | 0.01 | -0.08 | -0.1 | 0 |  | 0.36 | 0.33 | 0.23 | 22.38 | 871.436 | 0.51
D | 4002 | 2020-05-23 | 7 | OFF | 12.17 | 9.61 | 0.43 | 0.06 | 0.1 | 0 | 0 | -0.01 | -0.06 | -0.1 | 0 |  | 0.36 | 0.33 | 0.23 | 23.12 | 916.202 | 0.59
D | 4002 | 2020-05-23 | 8 | OFF | 21.04 | 9.61 | 0.43 | 0.06 | 0.2 | 0 | 0 | -0.01 | 0.01 | -0.1 | 0 |  | 0.36 | 0.33 | 0.23 | 32.16 | 985.013 | 0.69
D | 4002 | 2020-05-23 | 9 | OFF | 24.73 | 9.61 | 0.43 | 0.06 | 0.18 | 0 | 0.27 | 0.01 | -0.07 | -0.1 | 0 |  | 0.36 | 0.33 | 0.23 | 36.04 | 1057.389 | 0.94
D | 4002 | 2020-05-23 | 10 | OFF | 25.52 | 9.61 | 0.43 | 0.06 | 0.14 | 0 | 0.46 | 0.01 | -0.06 | -0.1 | 0 |  | 0.36 | 0.33 | 0.23 | 36.99 | 1103.979 | 1.09
D | 4002 | 2020-05-23 | 11 | OFF | 25.63 | 9.61 | 0.43 | 0.06 | 0.13 | 0 | 0.53 | 0.03 | -0.05 | -0.1 | 0 |  | 0.36 | 0.33 | 0.23 | 37.19 | 1119.462 | 1.15
D | 4002 | 2020-05-23 | 12 | OFF | 25.39 | 9.61 | 0.43 | 0.06 | 0.13 | 0 | 0.47 | 0.02 | -0.03 | -0.1 | 0 |  | 0.36 | 0.33 | 0.23 | 36.9 | 1118.496 | 1.09
D | 4002 | 2020-05-23 | 13 | OFF | 26.39 | 9.61 | 0.43 | 0.06 | 0.14 | 0 | 0.33 | 0.04 | -0.07 | -0.1 | 0 |  | 0.36 | 0.33 | 0.23 | 37.75 | 1111.968 | 0.96
D | 4002 | 2020-05-23 | 14 | OFF | 26.24 | 9.61 | 0.43 | 0.06 | 0.13 | 0 | 0.47 | 0.01 | -0.06 | -0.1 | 0 |  | 0.36 | 0.33 | 0.23 | 37.71 | 1090.515 | 1.09
D | 4002 | 2020-05-23 | 15 | OFF | 21.54 | 9.61 | 0.43 | 0.06 | 0.17 | 0 | 0.49 | 0.06 | 0 | -0.1 | 0 |  | 0.36 | 0.33 | 0.23 | 33.18 | 1069.785 | 1.15
D | 4002 | 2020-05-23 | 16 | OFF | 12.55 | 9.61 | 0.43 | 0.06 | 0.08 | 0 | 0.05 | 0.02 | -0.05 | -0.1 | 0 |  | 0.36 | 0.33 | 0.23 | 23.57 | 1067.777 | 0.62
D | 4002 | 2020-05-23 | 17 | OFF | 12.02 | 9.61 | 0.43 | 0.06 | 0.06 | 0 | 0 | -0.01 | -0.03 | -0.1 | 0 |  | 0.36 | 0.33 | 0.23 | 22.96 | 1100.152 | 0.55
D | 4002 | 2020-05-23 | 18 | OFF | 12.72 | 9.61 | 0.43 | 0.06 | 0.06 | 0 | 0.03 | 0.02 | -0.07 | -0.1 | 0 |  | 0.36 | 0.33 | 0.23 | 23.68 | 1147.761 | 0.58
D | 4002 | 2020-05-23 | 19 | OFF | 17.65 | 9.61 | 0.43 | 0.06 | 0.12 | 0 | 0.26 | 0 | -0.07 | -0.1 | 0 |  | 0.36 | 0.33 | 0.23 | 28.88 | 1152.344 | 0.87
D | 4002 | 2020-05-23 | 20 | OFF | 23.47 | 9.61 | 0.43 | 0.06 | 0.19 | 0 | 0.5 | 0 | -0.08 | -0.1 | 0 |  | 0.36 | 0.33 | 0.23 | 35 | 1126.734 | 1.18
D | 4002 | 2020-05-23 | 21 | OFF | 18.25 | 9.61 | 0.43 | 0.06 | 0.09 | 0 | 0.32 | -0.05 | -0.1 | -0.1 | 0 |  | 0.36 | 0.33 | 0.23 | 29.43 | 1113.925 | 0.9
D | 4002 | 2020-05-23 | 22 | OFF | 11.64 | 9.61 | 0.43 | 0.06 | 0.12 | 0 | 0 | -0.02 | -0.09 | -0.1 | 0 |  | 0.36 | 0.33 | 0.23 | 22.57 | 1062.389 | 0.61
D | 4002 | 2020-05-23 | 23 | OFF | 11.26 | 9.61 | 0.43 | 0.06 | 0.21 | 0 | 0.03 | -0.01 | -0.05 | -0.1 | 0 |  | 0.36 | 0.33 | 0.23 | 22.36 | 977.948 | 0.73
D | 4002 | 2020-05-23 | 24 | OFF | 11.08 | 9.61 | 0.43 | 0.06 | 0.1 | 0 | 0 | -0.02 | -0.04 | -0.1 | 0 |  | 0.36 | 0.33 | 0.23 | 22.04 | 894.569 | 0.59
D | 4002 | 2020-05-24 | 1 | OFF | 13.27 | 9.61 | 0.29 | 0.03 | 0.05 | 0 | 0.12 | -0.09 | -0.11 | -0.1 | 0 |  | 0.36 | 0.33 | 0.23 | 23.99 | 832.147 | 0.49
D | 4002 | 2020-05-24 | 2 | OFF | 12.84 | 9.61 | 0.29 | 0.03 | 0.05 | 0 | 0 | -0.04 | -0.1 | -0.1 | 0 |  | 0.36 | 0.33 | 0.23 | 23.5 | 797.225 | 0.37
D | 4002 | 2020-05-24 | 3 | OFF | 12.63 | 9.61 | 0.29 | 0.03 | 0.05 | 0 | 0 | -0.02 | -0.06 | -0.1 | 0 |  | 0.36 | 0.33 | 0.23 | 23.35 | 776.055 | 0.37
D | 4002 | 2020-05-24 | 4 | OFF | 11.82 | 9.61 | 0.29 | 0.03 | 0.04 | 0 | 0 | -0.03 | -0.07 | -0.1 | 0 |  | 0.36 | 0.33 | 0.23 | 22.51 | 771.417 | 0.36
D | 4002 | 2020-05-24 | 5 | OFF | 11.83 | 9.61 | 0.29 | 0.03 | 0.04 | 0 | 0 | -0.03 | -0.05 | -0.1 | 0 |  | 0.36 | 0.33 | 0.23 | 22.54 | 776.203 | 0.36
D | 4002 | 2020-05-24 | 6 | OFF | 11.34 | 9.61 | 0.29 | 0.03 | 0.05 | 0 | 0 | -0.02 | -0.06 | -0.1 | 0 |  | 0.36 | 0.33 | 0.23 | 22.06 | 788.976 | 0.37
D | 4002 | 2020-05-24 | 7 | OFF | 9.56 | 9.61 | 0.29 | 0.03 | 0.2 | 0 | 0 | -0.02 | -0.06 | -0.1 | 0 |  | 0.36 | 0.33 | 0.23 | 20.43 | 829.067 | 0.52
D | 4002 | 2020-05-24 | 8 | OFF | 8.4 | 9.61 | 0.29 | 0.03 | 0.26 | 0 | 0 | -0.01 | -0.07 | -0.1 | 0 |  | 0.36 | 0.33 | 0.23 | 19.33 | 889.488 | 0.58
D | 4002 | 2020-05-24 | 9 | OFF | 12.09 | 9.61 | 0.29 | 0.03 | 0.08 | 0 | 0 | -0.04 | -0.08 | -0.1 | 0 |  | 0.36 | 0.33 | 0.23 | 22.8 | 963.148 | 0.4
D | 4002 | 2020-05-24 | 10 | OFF | 11.96 | 9.61 | 0.29 | 0.03 | 0.05 | 0 | 0 | -0.01 | -0.08 | -0.1 | 0 |  | 0.36 | 0.33 | 0.23 | 22.67 | 1011.205 | 0.37
D | 4002 | 2020-05-24 | 11 | OFF | 11.26 | 9.61 | 0.29 | 0.03 | 0.08 | 0 | 0 | 0.04 | -0.06 | -0.1 | 0 |  | 0.36 | 0.33 | 0.23 | 22.07 | 1032.052 | 0.4
D | 4002 | 2020-05-24 | 12 | OFF | 11.22 | 9.61 | 0.29 | 0.03 | 0.1 | 0 | 0 | 0.01 | -0.06 | -0.1 | 0 |  | 0.36 | 0.33 | 0.23 | 22.02 | 1034.672 | 0.42
D | 4002 | 2020-05-24 | 13 | OFF | 11.59 | 9.61 | 0.29 | 0.03 | 0.09 | 0 | 0 | -0.01 | -0.06 | -0.1 | 0 |  | 0.36 | 0.33 | 0.23 | 22.36 | 1031.029 | 0.41
D | 4002 | 2020-05-24 | 14 | OFF | 11.36 | 9.61 | 0.29 | 0.03 | 0.09 | 0 | 0 | 0 | -0.06 | -0.1 | 0 |  | 0.36 | 0.33 | 0.23 | 22.14 | 1013.545 | 0.41
D | 4002 | 2020-05-24 | 15 | OFF | 11.71 | 9.61 | 0.29 | 0.03 | 0.09 | 0 | 0 | -0.02 | -0.04 | -0.1 | 0 |  | 0.36 | 0.33 | 0.23 | 22.49 | 1002.449 | 0.41
D | 4002 | 2020-05-24 | 16 | OFF | 11.93 | 9.61 | 0.29 | 0.03 | 0.08 | 0 | 0 | -0.01 | -0.04 | -0.1 | 0 |  | 0.36 | 0.33 | 0.23 | 22.71 | 1009.037 | 0.4
D | 4002 | 2020-05-24 | 17 | OFF | 11.97 | 9.61 | 0.29 | 0.03 | 0.07 | 0 | 0.04 | -0.01 | -0.03 | -0.1 | 0 |  | 0.36 | 0.33 | 0.23 | 22.79 | 1045.118 | 0.43
D | 4002 | 2020-05-24 | 18 | OFF | 13.45 | 9.61 | 0.29 | 0.03 | 0.07 | 0 | 0.08 | -0.01 | -0.02 | -0.1 | 0 |  | 0.36 | 0.33 | 0.23 | 24.32 | 1103.211 | 0.47
D | 4002 | 2020-05-24 | 19 | OFF | 18.23 | 9.61 | 0.29 | 0.03 | 0.12 | 0 | 0.16 | 0 | -0.07 | -0.1 | 0 |  | 0.36 | 0.33 | 0.23 | 29.19 | 1121.299 | 0.6
D | 4002 | 2020-05-24 | 20 | OFF | 20.26 | 9.61 | 0.29 | 0.03 | 0.18 | 0 | 0.08 | -0.01 | -0.09 | -0.1 | 0 |  | 0.36 | 0.33 | 0.23 | 31.17 | 1102.916 | 0.58
D | 4002 | 2020-05-24 | 21 | OFF | 21.59 | 9.61 | 0.29 | 0.03 | 0.14 | 0 | 0.22 | -0.1 | -0.09 | -0.1 | 0 |  | 0.36 | 0.33 | 0.23 | 32.51 | 1097.41 | 0.68
D | 4002 | 2020-05-24 | 22 | OFF | 18.79 | 9.61 | 0.29 | 0.03 | 0.64 | 0 | 0.36 | -0.02 | -0.03 | -0.1 | 0 |  | 0.36 | 0.33 | 0.23 | 30.49 | 1048.716 | 1.32
D | 4002 | 2020-05-24 | 23 | OFF | 16.95 | 9.61 | 0.29 | 0.03 | 0.77 | 0 | 0.4 | -0.01 | -0.14 | -0.1 | 0 |  | 0.36 | 0.33 | 0.23 | 28.72 | 964.9 | 1.49
D | 4002 | 2020-05-24 | 24 | OFF | 10.55 | 9.61 | 0.29 | 0.03 | 0.63 | 0 | 0.07 | 0 | -0.03 | -0.1 | 0 |  | 0.36 | 0.33 | 0.23 | 21.97 | 885.374 | 1.02
D | 4002 | 2020-05-25 | 1 | OFF | 10.11 | 9.61 | 0.47 | 0.03 | 0.15 | 0 | 0 | -0.03 | -0.04 | -0.1 | 0 |  | 0.36 | 0.33 | 0.23 | 21.12 | 826.732 | 0.65
D | 4002 | 2020-05-25 | 2 | OFF | 11.87 | 9.61 | 0.47 | 0.03 | 0.06 | 0 | 0 | 0 | -0.02 | -0.1 | 0 |  | 0.36 | 0.33 | 0.23 | 22.84 | 791.932 | 0.56
D | 4002 | 2020-05-25 | 3 | OFF | 8.3 | 9.61 | 0.47 | 0.03 | 0.17 | 0 | 0 | -0.02 | 0 | -0.1 | 0 |  | 0.36 | 0.33 | 0.23 | 19.38 | 774.397 | 0.67
D | 4002 | 2020-05-25 | 4 | OFF | 5.19 | 9.61 | 0.47 | 0.03 | 0.09 | 0 | 0 | -0.01 | -0.02 | -0.1 | 0 |  | 0.36 | 0.33 | 0.23 | 16.18 | 771.967 | 0.59
D | 4002 | 2020-05-25 | 5 | OFF | 10.93 | 9.61 | 0.47 | 0.03 | 0.11 | 0 | 0 | -0.03 | 0.01 | -0.1 | 0 |  | 0.36 | 0.33 | 0.23 | 21.95 | 782.743 | 0.61
D | 4002 | 2020-05-25 | 6 | OFF | 11.08 | 9.61 | 0.47 | 0.03 | 0.07 | 0 | 0 | -0.02 | -0.01 | -0.1 | 0 |  | 0.36 | 0.33 | 0.23 | 22.05 | 805.297 | 0.57
D | 4002 | 2020-05-25 | 7 | OFF | 8.49 | 9.61 | 0.47 | 0.03 | 0.37 | 0 | 0 | -0.01 | 0 | -0.1 | 0 |  | 0.36 | 0.33 | 0.23 | 19.78 | 844.919 | 0.87
D | 4002 | 2020-05-25 | 8 | ON | 9.72 | 9.61 | 0.47 | 0.03 | 0.63 | 0 | 0 | -0.02 | -0.03 | -0.1 | 0 |  | 0.36 | 0.33 | 0.23 | 21.23 | 910.365 | 1.13
D | 4002 | 2020-05-25 | 9 | ON | 11.1 | 9.61 | 0.47 | 0.03 | 0.18 | 0 | 0.07 | -0.03 | 0 | -0.1 | 0 |  | 0.36 | 0.33 | 0.23 | 22.25 | 998.603 | 0.75
D | 4002 | 2020-05-25 | 10 | ON | 14.43 | 9.61 | 0.47 | 0.03 | 0.09 | 0 | 0 | -0.02 | -0.02 | -0.1 | 0 |  | 0.36 | 0.33 | 0.23 | 25.41 | 1067.223 | 0.59
D | 4002 | 2020-05-25 | 11 | ON | 17.55 | 9.61 | 0.47 | 0.03 | 0.1 | 0 | 0.24 | -0.05 | -0.04 | -0.1 | 0 |  | 0.36 | 0.33 | 0.23 | 28.73 | 1111.883 | 0.84
D | 4002 | 2020-05-25 | 12 | ON | 13.7 | 9.61 | 0.47 | 0.03 | 0.05 | 0 | 0 | -0.02 | -0.05 | -0.1 | 0 |  | 0.36 | 0.33 | 0.23 | 24.61 | 1135.036 | 0.55
D | 4002 | 2020-05-25 | 13 | ON | 16.23 | 9.61 | 0.47 | 0.03 | 0.12 | 0 | 0.17 | -0.04 | -0.07 | -0.1 | 0 |  | 0.36 | 0.33 | 0.23 | 27.34 | 1146.379 | 0.79
D | 4002 | 2020-05-25 | 14 | ON | 12.68 | 9.61 | 0.47 | 0.03 | 0.07 | 0 | 0.01 | 0 | -0.06 | -0.1 | 0 |  | 0.36 | 0.33 | 0.23 | 23.63 | 1132.718 | 0.58
D | 4002 | 2020-05-25 | 15 | ON | 11.96 | 9.61 | 0.47 | 0.03 | 0.06 | 0 | 0 | -0.03 | -0.07 | -0.1 | 0 |  | 0.36 | 0.33 | 0.23 | 22.85 | 1114.287 | 0.56
D | 4002 | 2020-05-25 | 16 | ON | 12.02 | 9.61 | 0.47 | 0.03 | 0.05 | 0 | 0.01 | -0.03 | -0.1 | -0.1 | 0 |  | 0.36 | 0.33 | 0.23 | 22.88 | 1109.492 | 0.56
D | 4002 | 2020-05-25 | 17 | ON | 15.22 | 9.61 | 0.47 | 0.03 | 0.06 | 0 | 0.18 | -0.01 | -0.08 | -0.1 | 0 |  | 0.36 | 0.33 | 0.23 | 26.3 | 1134.029 | 0.74
D | 4002 | 2020-05-25 | 18 | ON | 19.35 | 9.61 | 0.47 | 0.03 | 0.1 | 0 | 0.12 | -0.07 | -0.08 | -0.1 | 0 |  | 0.36 | 0.33 | 0.23 | 30.35 | 1178.725 | 0.72
D | 4002 | 2020-05-25 | 19 | ON | 22.21 | 9.61 | 0.47 | 0.03 | 0.1 | 0 | 0.19 | -0.07 | -0.11 | -0.1 | 0 |  | 0.36 | 0.33 | 0.23 | 33.25 | 1182.923 | 0.79
D | 4002 | 2020-05-25 | 20 | ON | 17.59 | 9.61 | 0.47 | 0.03 | 0.08 | 0 | 0.01 | -0.05 | -0.14 | -0.1 | 0 |  | 0.36 | 0.33 | 0.23 | 28.42 | 1163.848 | 0.59
D | 4002 | 2020-05-25 | 21 | ON | 21.78 | 9.61 | 0.47 | 0.03 | 0.11 | 0 | 0 | -0.06 | -0.16 | -0.1 | 0 |  | 0.36 | 0.33 | 0.23 | 32.6 | 1153.294 | 0.61
D | 4002 | 2020-05-25 | 22 | ON | 20.95 | 9.61 | 0.47 | 0.03 | 0.31 | 0 | 0.02 | -0.03 | -0.06 | -0.1 | 0 |  | 0.36 | 0.33 | 0.23 | 32.12 | 1087.146 | 0.83
D | 4002 | 2020-05-25 | 23 | ON | 19.38 | 9.61 | 0.47 | 0.03 | 0.34 | 0 | 0.2 | -0.05 | -0.05 | -0.1 | 0 |  | 0.36 | 0.33 | 0.23 | 30.75 | 987.365 | 1.04
D | 4002 | 2020-05-25 | 24 | OFF | 12.83 | 9.61 | 0.47 | 0.03 | 0.12 | 0 | 0.01 | -0.03 | -0.03 | -0.1 | 0 |  | 0.36 | 0.33 | 0.23 | 23.83 | 901.049 | 0.63
D | 4002 | 2020-05-26 | 1 | OFF | 9.92 | 9.61 | 0.37 | 0.1 | 0.05 | 0 | 0 | 0.04 | -0.02 | -0.1 | 0 |  | 0.36 | 0.33 | 0.23 | 20.89 | 848.107 | 0.52
D | 4002 | 2020-05-26 | 2 | OFF | 12.07 | 9.61 | 0.37 | 0.1 | 0.05 | 0 | 0 | -0.03 | -0.01 | -0.1 | 0 |  | 0.36 | 0.33 | 0.23 | 22.98 | 817.081 | 0.52
D | 4002 | 2020-05-26 | 3 | OFF | 13.1 | 9.61 | 0.37 | 0.1 | 0.05 | 0 | 0 | -0.03 | -0.05 | -0.1 | 0 |  | 0.36 | 0.33 | 0.23 | 23.97 | 801.714 | 0.52
D | 4002 | 2020-05-26 | 4 | OFF | 13.76 | 9.61 | 0.37 | 0.1 | 0.05 | 0 | 0 | -0.06 | -0.01 | -0.1 | 0 |  | 0.36 | 0.33 | 0.23 | 24.64 | 804.676 | 0.52
D | 4002 | 2020-05-26 | 5 | OFF | 12.87 | 9.61 | 0.37 | 0.1 | 0.16 | 0 | 0 | -0.02 | 0.01 | -0.1 | 0 |  | 0.36 | 0.33 | 0.23 | 23.92 | 836.305 | 0.63
D | 4002 | 2020-05-26 | 6 | OFF | 12.28 | 9.61 | 0.37 | 0.1 | 0.07 | 0 | 0 | -0.04 | -0.03 | -0.1 | 0 |  | 0.36 | 0.33 | 0.23 | 23.18 | 904.796 | 0.54
D | 4002 | 2020-05-26 | 7 | OFF | 14.7 | 9.61 | 0.37 | 0.1 | 0.12 | 0 | 0.13 | -0.04 | -0.03 | -0.1 | 0 |  | 0.36 | 0.33 | 0.23 | 25.78 | 1015.824 | 0.72
D | 4002 | 2020-05-26 | 8 | ON | 14.3 | 9.61 | 0.37 | 0.1 | 0.13 | 0.49 | 0.18 | -0.03 | -0.13 | -0.1 | 0 |  | 0.36 | 0.33 | 0.23 | 25.84 | 1130.531 | 1.27
D | 4002 | 2020-05-26 | 9 | ON | 13.88 | 9.61 | 0.37 | 0.1 | 0.06 | 0.46 | 0.07 | -0.02 | -0.06 | -0.1 | 0 |  | 0.36 | 0.33 | 0.23 | 25.29 | 1213.543 | 1.06
D | 4002 | 2020-05-26 | 10 | ON | 12.28 | 9.61 | 0.37 | 0.1 | 0.05 | 0.46 | 0.02 | 0.01 | -0.07 | -0.1 | 0 |  | 0.36 | 0.33 | 0.23 | 23.65 | 1251.418 | 1
D | 4002 | 2020-05-26 | 11 | ON | 11.55 | 9.61 | 0.37 | 0.1 | 0.04 | 0.45 | 0 | 0 | -0.09 | -0.1 | 0 |  | 0.36 | 0.33 | 0.23 | 22.85 | 1282.615 | 0.96
D | 4002 | 2020-05-26 | 12 | ON | 12.07 | 9.61 | 0.37 | 0.1 | 0.05 | 0.44 | 0 | -0.04 | -0.1 | -0.1 | 0 |  | 0.36 | 0.33 | 0.23 | 23.32 | 1320.65 | 0.96
D | 4002 | 2020-05-26 | 13 | ON | 13.56 | 9.61 | 0.37 | 0.1 | 0.05 | 0.43 | 0 | -0.07 | -0.11 | -0.1 | 0 |  | 0.36 | 0.33 | 0.23 | 24.76 | 1361.3 | 0.95
D | 4002 | 2020-05-26 | 14 | ON | 18.52 | 9.61 | 0.37 | 0.1 | 0.06 | 0.42 | 0.18 | -0.06 | -0.1 | -0.1 | 0 |  | 0.36 | 0.33 | 0.23 | 29.92 | 1401.662 | 1.13
D | 4002 | 2020-05-26 | 15 | ON | 18.51 | 9.61 | 0.37 | 0.1 | 0.1 | 0.41 | 0.1 | -0.07 | -0.16 | -0.1 | 0 |  | 0.36 | 0.33 | 0.23 | 29.79 | 1434.412 | 1.08
D | 4002 | 2020-05-26 | 16 | ON | 19.33 | 9.61 | 0.37 | 0.1 | 0.08 | 0.4 | 0.17 | -0.04 | -0.13 | -0.1 | 0 |  | 0.36 | 0.33 | 0.23 | 30.71 | 1464.339 | 1.12
D | 4002 | 2020-05-26 | 17 | ON | 26.31 | 9.61 | 0.37 | 0.1 | 0.08 | 0.39 | 0.39 | -0.08 | -0.12 | -0.1 | 0 |  | 0.36 | 0.33 | 0.23 | 37.87 | 1501.068 | 1.33
D | 4002 | 2020-05-26 | 18 | ON | 33.01 | 9.61 | 0.37 | 0.1 | 0.11 | 0.37 | 0.42 | -0.05 | -0.11 | -0.1 | 0 |  | 0.36 | 0.33 | 0.23 | 44.65 | 1552.18 | 1.37
D | 4002 | 2020-05-26 | 19 | ON | 35.45 | 9.61 | 0.37 | 0.1 | 0.21 | 0.36 | 0.85 | 0.06 | -0.22 | -0.1 | 0 |  | 0.36 | 0.33 | 0.23 | 47.61 | 1559.796 | 1.89
D | 4002 | 2020-05-26 | 20 | ON | 32.7 | 9.61 | 0.37 | 0.1 | 0.18 | 0.35 | 0.22 | -0.04 | -0.09 | -0.1 | 0 |  | 0.36 | 0.33 | 0.23 | 44.22 | 1515.026 | 1.22
D | 4002 | 2020-05-26 | 21 | ON | 31.5 | 9.61 | 0.37 | 0.1 | 0.14 | 0.36 | 0.43 | 0 | -0.18 | -0.1 | 0 |  | 0.36 | 0.33 | 0.23 | 43.15 | 1473.515 | 1.4
D | 4002 | 2020-05-26 | 22 | ON | 35.55 | 9.61 | 0.37 | 0.1 | 0.35 | 0.37 | 0.22 | -0.02 | -0.32 | -0.1 | 0 |  | 0.36 | 0.33 | 0.23 | 47.05 | 1387.749 | 1.41
D | 4002 | 2020-05-26 | 23 | ON | 36.36 | 9.61 | 0.37 | 0.1 | 0.63 | 0.41 | 0.22 | 0.01 | -0.02 | -0.1 | 0 |  | 0.36 | 0.33 | 0.23 | 48.51 | 1251.799 | 1.73
D | 4002 | 2020-05-26 | 24 | OFF | 64.04 | 9.61 | 0.37 | 0.1 | 0.56 | 0 | 2.27 | -0.01 | -0.16 | -0.1 | 0 |  | 0.36 | 0.33 | 0.23 | 77.6 | 1133.523 | 3.3
D | 4002 | 2020-05-27 | 1 | OFF | 55.44 | 9.61 | 1.47 | 0.28 | 1.04 | 0 | 2.06 | 0.06 | -0.4 | -0.1 | 0 |  | 0.36 | 0.33 | 0.23 | 70.38 | 1045.241 | 4.85
D | 4002 | 2020-05-27 | 2 | OFF | 47.34 | 9.61 | 1.47 | 0.28 | 0.22 | 0 | 0.4 | 0.03 | 0.17 | -0.1 | 0 |  | 0.36 | 0.33 | 0.23 | 60.34 | 990.889 | 2.37
D | 4002 | 2020-05-27 | 3 | OFF | 23.67 | 9.61 | 1.47 | 0.28 | 0.15 | 0 | 0 | 0.01 | -0.03 | -0.1 | 0 |  | 0.36 | 0.33 | 0.23 | 35.98 | 958.453 | 1.9
D | 4002 | 2020-05-27 | 4 | OFF | 22.76 | 9.61 | 1.47 | 0.28 | 0.14 | 0 | 0 | 0.01 | -0.05 | -0.1 | 0 |  | 0.36 | 0.33 | 0.23 | 35.04 | 946.785 | 1.89
D | 4002 | 2020-05-27 | 5 | OFF | 22.8 | 9.61 | 1.47 | 0.28 | 0.22 | 0 | 0 | 0.04 | -0.05 | -0.1 | 0 |  | 0.36 | 0.33 | 0.23 | 35.19 | 956.605 | 1.97
D | 4002 | 2020-05-27 | 6 | OFF | 22.53 | 9.61 | 1.47 | 0.28 | 0.2 | 0 | 0 | 0.06 | -0.08 | -0.1 | 0 |  | 0.36 | 0.33 | 0.23 | 34.89 | 1008.845 | 1.95
D | 4002 | 2020-05-27 | 7 | OFF | 19.09 | 9.61 | 1.47 | 0.28 | 0.27 | 0 | 0 | 0.03 | -0.1 | -0.1 | 0 |  | 0.36 | 0.33 | 0.23 | 31.47 | 1121.616 | 2.02
D | 4002 | 2020-05-27 | 8 | ON | 16.32 | 9.61 | 1.47 | 0.28 | 0.18 | 0.42 | 0 | 0.04 | -0.07 | -0.1 | 0 |  | 0.36 | 0.33 | 0.23 | 29.07 | 1250.623 | 2.35
D | 4002 | 2020-05-27 | 9 | ON | 16.21 | 9.61 | 1.47 | 0.28 | 0.07 | 0.37 | 0 | -0.04 | -0.06 | -0.1 | 0 |  | 0.36 | 0.33 | 0.23 | 28.73 | 1353.935 | 2.19
D | 4002 | 2020-05-27 | 10 | ON | 17.15 | 9.61 | 1.47 | 0.28 | 0.06 | 0.35 | 0.05 | -0.05 | -0.08 | -0.1 | 0 |  | 0.36 | 0.33 | 0.23 | 29.66 | 1431.184 | 2.21
D | 4002 | 2020-05-27 | 11 | ON | 20.49 | 9.61 | 1.47 | 0.28 | 0.11 | 0.35 | 0.28 | -0.09 | -0.08 | -0.1 | 0 |  | 0.36 | 0.33 | 0.23 | 33.24 | 1509.71 | 2.49
D | 4002 | 2020-05-27 | 12 | ON | 25.81 | 9.61 | 1.47 | 0.28 | 0.07 | 0.33 | 0.53 | -0.08 | -0.02 | -0.1 | 0 |  | 0.36 | 0.33 | 0.23 | 38.82 | 1590.558 | 2.68
D | 4002 | 2020-05-27 | 13 | ON | 20.34 | 9.61 | 1.47 | 0.28 | 0.07 | 0.34 | 0.27 | -0.03 | -0.17 | -0.1 | 0 |  | 0.36 | 0.33 | 0.23 | 33 | 1654.298 | 2.43
D | 4002 | 2020-05-27 | 14 | ON | 17.15 | 9.61 | 1.47 | 0.28 | 0.04 | 0.33 | 0.04 | -0.03 | -0.12 | -0.1 | 0 |  | 0.36 | 0.33 | 0.23 | 29.59 | 1709.45 | 2.16
D | 4002 | 2020-05-27 | 15 | ON | 17.51 | 9.61 | 1.47 | 0.28 | 0.04 | 0.19 | 0.04 | 0.02 | -0.08 | -0.1 | 0 |  | 0.36 | 0.33 | 0.23 | 29.9 | 1748.241 | 2.02
D | 4002 | 2020-05-27 | 16 | ON | 104.38 | 9.61 | 1.47 | 0.28 | 0.41 | -0.71 | 2.71 | -0.36 | -0.49 | -0.1 | 0 |  | 0.36 | 0.33 | 0.23 | 118.12 | 1783.012 | 4.16
D | 4002 | 2020-05-27 | 17 | ON | 135.26 | 9.61 | 1.47 | 0.28 | 0.57 | -0.27 | 6.21 | -0.28 | 0.06 | -0.1 | 0 |  | 0.36 | 0.33 | 0.23 | 153.73 | 1809.643 | 8.26
D | 4002 | 2020-05-27 | 18 | ON | 124.43 | 9.61 | 1.47 | 0.28 | 0.75 | 0.14 | 3 | -2.07 | 3.24 | -0.1 | 0 |  | 0.36 | 0.33 | 0.23 | 141.67 | 1837.013 | 5.64
D | 4002 | 2020-05-27 | 19 | ON | 54.37 | 9.61 | 1.47 | 0.28 | 0.42 | 0.29 | 0.12 | -0.08 | 1.56 | -0.1 | 0 |  | 0.36 | 0.33 | 0.23 | 68.86 | 1817.522 | 2.58
D | 4002 | 2020-05-27 | 20 | ON | 24.61 | 9.61 | 1.47 | 0.28 | 0.21 | 0.3 | 0 | -0.06 | 0.13 | -0.1 | 0 |  | 0.36 | 0.33 | 0.23 | 37.37 | 1748.901 | 2.26
D | 4002 | 2020-05-27 | 21 | ON | 27.25 | 9.61 | 1.47 | 0.28 | 0.16 | 0.31 | 0.3 | 0.04 | -0.07 | -0.1 | 0 |  | 0.36 | 0.33 | 0.23 | 40.17 | 1682.521 | 2.52
D | 4002 | 2020-05-27 | 22 | ON | 23.84 | 9.61 | 1.47 | 0.28 | 0.2 | 0.32 | 0.3 | 0.04 | 0.01 | -0.1 | 0 |  | 0.36 | 0.33 | 0.23 | 36.89 | 1573.514 | 2.57
D | 4002 | 2020-05-27 | 23 | ON | 23.78 | 9.61 | 1.47 | 0.28 | 0.19 | 0.35 | 0.38 | -0.03 | -0.21 | -0.1 | 0 |  | 0.36 | 0.33 | 0.23 | 36.64 | 1414.196 | 2.67
D | 4002 | 2020-05-27 | 24 | OFF | 22.8 | 9.61 | 1.47 | 0.28 | 0.17 | 0 | 0.38 | 0.04 | -0.06 | -0.1 | 0 |  | 0.36 | 0.33 | 0.23 | 35.51 | 1275.512 | 2.3
D | 4002 | 2020-05-28 | 1 | OFF | 25.01 | 9.61 | 0.41 | 0.26 | 0.22 | 0 | 0.08 | -0.04 | -0.17 | -0.1 | 0 |  | 0.36 | 0.33 | 0.23 | 36.2 | 1173.018 | 0.97
D | 4002 | 2020-05-28 | 2 | OFF | 22.35 | 9.61 | 0.41 | 0.26 | 0.26 | 0 | 0 | 0 | -0.12 | -0.1 | 0 |  | 0.36 | 0.33 | 0.23 | 33.59 | 1107.561 | 0.93
D | 4002 | 2020-05-28 | 3 | OFF | 20.82 | 9.61 | 0.41 | 0.26 | 0.12 | 0 | 0 | 0.02 | -0.12 | -0.1 | 0 |  | 0.36 | 0.33 | 0.23 | 31.94 | 1064.016 | 0.79
D | 4002 | 2020-05-28 | 4 | OFF | 18.07 | 9.61 | 0.41 | 0.26 | 0.11 | 0 | 0 | 0.01 | -0.15 | -0.1 | 0 |  | 0.36 | 0.33 | 0.23 | 29.14 | 1045.202 | 0.78
D | 4002 | 2020-05-28 | 5 | OFF | 19.36 | 9.61 | 0.41 | 0.26 | 0.08 | 0 | 0 | 0.03 | -0.11 | -0.1 | 0 |  | 0.36 | 0.33 | 0.23 | 30.46 | 1054.806 | 0.75
D | 4002 | 2020-05-28 | 6 | OFF | 21.74 | 9.61 | 0.41 | 0.26 | 0.15 | 0 | 0 | 0.06 | -0.07 | -0.1 | 0 |  | 0.36 | 0.33 | 0.23 | 32.98 | 1107.145 | 0.82
D | 4002 | 2020-05-28 | 7 | OFF | 17.42 | 9.61 | 0.41 | 0.26 | 0.12 | 0 | 0 | 0.04 | -0.14 | -0.1 | 0 |  | 0.36 | 0.33 | 0.23 | 28.54 | 1208.263 | 0.79
D | 4002 | 2020-05-28 | 8 | ON | 17.28 | 9.61 | 0.41 | 0.26 | 0.16 | 0.38 | 0 | -0.01 | -0.09 | -0.1 | 0 |  | 0.36 | 0.33 | 0.23 | 28.82 | 1329.795 | 1.21
D | 4002 | 2020-05-28 | 9 | ON | 17.83 | 9.61 | 0.41 | 0.26 | 0.09 | 0.36 | 0 | -0.02 | -0.12 | -0.1 | 0 |  | 0.36 | 0.33 | 0.23 | 29.24 | 1438.023 | 1.12
D | 4002 | 2020-05-28 | 10 | ON | 24.18 | 9.61 | 0.41 | 0.26 | 0.09 | 0.34 | 0.34 | -0.03 | -0.04 | -0.1 | 0 |  | 0.36 | 0.33 | 0.23 | 35.98 | 1513.617 | 1.44
D | 4002 | 2020-05-28 | 11 | ON | 17.44 | 9.61 | 0.41 | 0.26 | 0.05 | 0.33 | 0 | 0 | -0.07 | -0.1 | 0 |  | 0.36 | 0.33 | 0.23 | 28.85 | 1583.245 | 1.05
D | 4002 | 2020-05-28 | 12 | ON | 16.24 | 9.61 | 0.41 | 0.26 | 0.04 | 0.32 | 0.02 | 0.01 | -0.09 | -0.1 | 0 |  | 0.36 | 0.33 | 0.23 | 27.64 | 1642.154 | 1.05
D | 4002 | 2020-05-28 | 13 | ON | 20.8 | 9.61 | 0.41 | 0.26 | 0.1 | 0.32 | 0.15 | 0 | -0.1 | -0.1 | 0 |  | 0.36 | 0.33 | 0.23 | 32.37 | 1686.441 | 1.24
D | 4002 | 2020-05-28 | 14 | ON | 17.38 | 9.61 | 0.41 | 0.26 | 0.06 | 0.31 | 0.04 | 0.02 | -0.1 | -0.1 | 0 |  | 0.36 | 0.33 | 0.23 | 28.81 | 1707.62 | 1.08
D | 4002 | 2020-05-28 | 15 | ON | 25.75 | 9.61 | 0.41 | 0.26 | 0.1 | 0.31 | 0.41 | 0 | -0.11 | -0.1 | 0 |  | 0.36 | 0.33 | 0.23 | 37.56 | 1708.165 | 1.49
D | 4002 | 2020-05-28 | 16 | ON | 18.45 | 9.61 | 0.41 | 0.26 | 0.1 | 0.31 | 0.06 | -0.01 | -0.1 | -0.1 | 0 |  | 0.36 | 0.33 | 0.23 | 29.91 | 1713.175 | 1.14
D | 4002 | 2020-05-28 | 17 | ON | 17.85 | 9.61 | 0.41 | 0.26 | 0.07 | 0.32 | 0.13 | 0.01 | -0.16 | -0.1 | 0 |  | 0.36 | 0.33 | 0.23 | 29.32 | 1719.658 | 1.19
D | 4002 | 2020-05-28 | 18 | ON | 17.86 | 9.61 | 0.41 | 0.26 | 0.05 | 0.32 | 0.09 | -0.01 | -0.17 | -0.1 | 0 |  | 0.36 | 0.33 | 0.23 | 29.24 | 1718.868 | 1.13
D | 4002 | 2020-05-28 | 19 | ON | 16.94 | 9.61 | 0.41 | 0.26 | 0.04 | 0.32 | 0.03 | 0 | -0.17 | -0.1 | 0 |  | 0.36 | 0.33 | 0.23 | 28.26 | 1703.935 | 1.06
D | 4002 | 2020-05-28 | 20 | ON | 18.66 | 9.61 | 0.41 | 0.26 | 0.05 | 0.33 | 0.04 | 0 | -0.15 | -0.1 | 0 |  | 0.36 | 0.33 | 0.23 | 30.03 | 1643.057 | 1.09
D | 4002 | 2020-05-28 | 21 | ON | 17.66 | 9.61 | 0.41 | 0.26 | 0.05 | 0.33 | 0.08 | 0.01 | -0.17 | -0.1 | 0 |  | 0.36 | 0.33 | 0.23 | 29.06 | 1598.375 | 1.13
D | 4002 | 2020-05-28 | 22 | ON | 16 | 9.61 | 0.41 | 0.26 | 0.12 | 0.35 | 0 | -0.01 | -0.17 | -0.1 | 0 |  | 0.36 | 0.33 | 0.23 | 27.39 | 1515.773 | 1.14
D | 4002 | 2020-05-28 | 23 | ON | 14.95 | 9.61 | 0.41 | 0.26 | 0.1 | 0.38 | 0 | -0.01 | -0.13 | -0.1 | 0 |  | 0.36 | 0.33 | 0.23 | 26.39 | 1383.562 | 1.15
D | 4002 | 2020-05-28 | 24 | OFF | 14.45 | 9.61 | 0.41 | 0.26 | 0.08 | 0 | 0 | 0 | -0.1 | -0.1 | 0 |  | 0.36 | 0.33 | 0.23 | 25.53 | 1265.852 | 0.75
D | 4002 | 2020-05-29 | 1 | OFF | 14.97 | 9.61 | 0.76 | 0.34 | 0.06 | 0 | 0 | -0.02 | -0.18 | -0.1 | 0 |  | 0.36 | 0.33 | 0.23 | 26.36 | 1181.613 | 1.16
D | 4002 | 2020-05-29 | 2 | OFF | 26.96 | 9.61 | 0.76 | 0.34 | 0.18 | 0 | 0 | 0.04 | -0.15 | -0.1 | 0 |  | 0.36 | 0.33 | 0.23 | 38.56 | 1130.555 | 1.28
D | 4002 | 2020-05-29 | 3 | OFF | 22.33 | 9.61 | 0.76 | 0.34 | 0.13 | 0 | 0 | 0 | -0.11 | -0.1 | 0 |  | 0.36 | 0.33 | 0.23 | 33.88 | 1099.475 | 1.23
D | 4002 | 2020-05-29 | 4 | OFF | 17.68 | 9.61 | 0.76 | 0.34 | 0.08 | 0 | 0 | 0 | -0.11 | -0.1 | 0 |  | 0.36 | 0.33 | 0.23 | 29.18 | 1089.734 | 1.18
D | 4002 | 2020-05-29 | 5 | OFF | 21.68 | 9.61 | 0.76 | 0.34 | 0.1 | 0 | 0 | 0 | -0.09 | -0.1 | 0 |  | 0.36 | 0.33 | 0.23 | 33.22 | 1106.915 | 1.2
D | 4002 | 2020-05-29 | 6 | OFF | 27.93 | 9.61 | 0.76 | 0.34 | 0.15 | 0 | 0.01 | -0.01 | -0.11 | -0.1 | 0 |  | 0.36 | 0.33 | 0.23 | 39.5 | 1165.521 | 1.26
D | 4002 | 2020-05-29 | 7 | OFF | 19.74 | 9.61 | 0.76 | 0.34 | 0.13 | 0 | 0.14 | 0 | -0.05 | -0.1 | 0 |  | 0.36 | 0.33 | 0.23 | 31.49 | 1277.251 | 1.37
D | 4002 | 2020-05-29 | 8 | ON | 16.4 | 9.61 | 0.76 | 0.34 | 0.11 | 0.39 | 0.05 | 0.01 | -0.14 | -0.1 | 0 |  | 0.36 | 0.33 | 0.23 | 28.35 | 1399.861 | 1.65
D | 4002 | 2020-05-29 | 9 | ON | 16.27 | 9.61 | 0.76 | 0.34 | 0.04 | 0.36 | 0 | -0.03 | -0.11 | -0.1 | 0 |  | 0.36 | 0.33 | 0.23 | 28.06 | 1511.423 | 1.5
D | 4002 | 2020-05-29 | 10 | ON | 28.75 | 9.61 | 0.76 | 0.34 | 0.11 | 0.34 | 0.6 | 0.03 | -0.1 | -0.1 | 0 |  | 0.36 | 0.33 | 0.23 | 41.26 | 1596.951 | 2.15
D | 4002 | 2020-05-29 | 11 | ON | 23.29 | 9.61 | 0.76 | 0.34 | 0.13 | 0.33 | 0.43 | 0.01 | -0.12 | -0.1 | 0 |  | 0.36 | 0.33 | 0.23 | 35.6 | 1662.56 | 1.99
D | 4002 | 2020-05-29 | 12 | ON | 15.13 | 9.61 | 0.76 | 0.34 | 0.04 | 0.33 | 0 | 0 | -0.11 | -0.1 | 0 |  | 0.36 | 0.33 | 0.23 | 26.92 | 1728.043 | 1.47
D | 4002 | 2020-05-29 | 13 | ON | 15.89 | 9.61 | 0.76 | 0.34 | 0.03 | 0.32 | 0.01 | -0.01 | -0.11 | -0.1 | 0 |  | 0.36 | 0.33 | 0.23 | 27.66 | 1781.051 | 1.46
D | 4002 | 2020-05-29 | 14 | ON | 17.57 | 9.61 | 0.76 | 0.34 | 0.06 | 0.32 | 0.04 | -0.01 | -0.14 | -0.1 | 0 |  | 0.36 | 0.33 | 0.23 | 29.37 | 1806.309 | 1.52
D | 4002 | 2020-05-29 | 15 | ON | 32.7 | 9.61 | 0.76 | 0.34 | 0.12 | 0.31 | 0.04 | -0.26 | -0.14 | -0.1 | 0 |  | 0.36 | 0.33 | 0.23 | 44.3 | 1848.904 | 1.57
D | 4002 | 2020-05-29 | 16 | ON | 28.52 | 9.61 | 0.76 | 0.34 | 0.12 | 0.31 | 0.02 | -0.05 | -0.23 | -0.1 | 0 |  | 0.36 | 0.33 | 0.23 | 40.22 | 1878.44 | 1.55
D | 4002 | 2020-05-29 | 17 | ON | 27.65 | 9.61 | 0.76 | 0.34 | 0.12 | 0.31 | 0 | -0.03 | -0.24 | -0.1 | 0 |  | 0.36 | 0.33 | 0.23 | 39.34 | 1874.571 | 1.53
D | 4002 | 2020-05-29 | 18 | ON | 28.92 | 9.61 | 0.76 | 0.34 | 0.11 | 0.31 | 0.01 | -0.05 | -0.25 | -0.1 | 0 |  | 0.36 | 0.33 | 0.23 | 40.58 | 1878.054 | 1.53
D | 4002 | 2020-05-29 | 19 | ON | 29.23 | 9.61 | 0.76 | 0.34 | 0.13 | 0.31 | 0 | 0.01 | -0.25 | -0.1 | 0 |  | 0.36 | 0.33 | 0.23 | 40.96 | 1839.329 | 1.54
D | 4002 | 2020-05-29 | 20 | ON | 30.13 | 9.61 | 0.76 | 0.34 | 0.15 | 0.32 | 0.08 | 0 | -0.2 | -0.1 | 0 |  | 0.36 | 0.33 | 0.23 | 42.01 | 1765.274 | 1.65
D | 4002 | 2020-05-29 | 21 | ON | 54.15 | 9.61 | 0.76 | 0.34 | 0.3 | 0.33 | 0.64 | -0.35 | -0.55 | -0.1 | 0 |  | 0.36 | 0.33 | 0.23 | 66.05 | 1709.555 | 2.37
D | 4002 | 2020-05-29 | 22 | ON | 89.5 | 9.61 | 0.76 | 0.34 | 0.83 | 0.36 | 1.41 | 0 | -0.32 | -0.1 | 0 |  | 0.36 | 0.33 | 0.23 | 103.31 | 1624.232 | 3.7
D | 4002 | 2020-05-29 | 23 | ON | 113.98 | 9.61 | 0.76 | 0.34 | 0.84 | 0.39 | 1.33 | 0.03 | -0.85 | -0.1 | 0 |  | 0.36 | 0.33 | 0.23 | 127.25 | 1497.372 | 3.66
D | 4002 | 2020-05-29 | 24 | OFF | 96.94 | 9.61 | 0.76 | 0.34 | 0.7 | 0 | 0.53 | -0.04 | -0.62 | -0.1 | 0 |  | 0.36 | 0.33 | 0.23 | 109.04 | 1369.896 | 2.33
D | 4002 | 2020-05-30 | 1 | OFF | 139.2 | 9.61 | 2.65 | 0.48 | 1.02 | 0 | 1 | -0.12 | -1.13 | -0.1 | 0 |  | 0.36 | 0.33 | 0.23 | 153.53 | 1269.547 | 5.15
D | 4002 | 2020-05-30 | 2 | OFF | 159.84 | 9.61 | 2.65 | 0.48 | 1.45 | 0 | 1.56 | 0.03 | -0.43 | -0.1 | 0 |  | 0.36 | 0.33 | 0.23 | 176.01 | 1203.642 | 6.14
D | 4002 | 2020-05-30 | 3 | OFF | 112.43 | 9.61 | 2.65 | 0.48 | 0.86 | 0 | 1.84 | 0.16 | 0.03 | -0.1 | 0 |  | 0.36 | 0.33 | 0.23 | 128.88 | 1158.439 | 5.83
D | 4002 | 2020-05-30 | 4 | OFF | 50.46 | 9.61 | 2.65 | 0.48 | 0.22 | 0 | 0.18 | 0.02 | 0.07 | -0.1 | 0 |  | 0.36 | 0.33 | 0.23 | 64.51 | 1130.739 | 3.53
D | 4002 | 2020-05-30 | 5 | OFF | 34.21 | 9.61 | 2.65 | 0.48 | 0.09 | 0 | 0 | -0.01 | -0.06 | -0.1 | 0 |  | 0.36 | 0.33 | 0.23 | 47.79 | 1121.059 | 3.22
D | 4002 | 2020-05-30 | 6 | OFF | 30.79 | 9.61 | 2.65 | 0.48 | 0.12 | 0 | 0 | -0.08 | -0.15 | -0.1 | 0 |  | 0.36 | 0.33 | 0.23 | 44.24 | 1128.855 | 3.25
D | 4002 | 2020-05-30 | 7 | OFF | 29.66 | 9.61 | 2.65 | 0.48 | 0.28 | 0 | 0 | 0.01 | -0.28 | -0.1 | 0 |  | 0.36 | 0.33 | 0.23 | 43.23 | 1167.411 | 3.41
D | 4002 | 2020-05-30 | 8 | OFF | 36.87 | 9.61 | 2.65 | 0.48 | 0.51 | 0 | 0.01 | -0.04 | -0.25 | -0.1 | 0 |  | 0.36 | 0.33 | 0.23 | 50.66 | 1243.69 | 3.65
D | 4002 | 2020-05-30 | 9 | OFF | 49.51 | 9.61 | 2.65 | 0.48 | 0.38 | 0 | 0.21 | -0.02 | -0.43 | -0.1 | 0 |  | 0.36 | 0.33 | 0.23 | 63.21 | 1335.878 | 3.72
D | 4002 | 2020-05-30 | 10 | OFF | 26.71 | 9.61 | 2.65 | 0.48 | 0.21 | 0 | 0.01 | 0 | -0.23 | -0.1 | 0 |  | 0.36 | 0.33 | 0.23 | 40.26 | 1404.33 | 3.35
D | 4002 | 2020-05-30 | 11 | OFF | 45.99 | 9.61 | 2.65 | 0.48 | 0.39 | 0 | 0.57 | -0.04 | -0.27 | -0.1 | 0 |  | 0.36 | 0.33 | 0.23 | 60.2 | 1441.542 | 4.09
D | 4002 | 2020-05-30 | 12 | OFF | 31.72 | 9.61 | 2.65 | 0.48 | 0.19 | 0 | 0 | -0.16 | -0.21 | -0.1 | 0 |  | 0.36 | 0.33 | 0.23 | 45.1 | 1451.323 | 3.32
D | 4002 | 2020-05-30 | 13 | OFF | 24.56 | 9.61 | 2.65 | 0.48 | 0.13 | 0 | 0 | 0.06 | -0.15 | -0.1 | 0 |  | 0.36 | 0.33 | 0.23 | 38.16 | 1451.502 | 3.26
D | 4002 | 2020-05-30 | 14 | OFF | 15.83 | 9.61 | 2.65 | 0.48 | 0.09 | 0 | 0 | 0 | -0.11 | -0.1 | 0 |  | 0.36 | 0.33 | 0.23 | 29.37 | 1449.519 | 3.22
D | 4002 | 2020-05-30 | 15 | OFF | 14.84 | 9.61 | 2.65 | 0.48 | 0.08 | 0 | 0 | 0.02 | -0.12 | -0.1 | 0 |  | 0.36 | 0.33 | 0.23 | 28.38 | 1454.257 | 3.21
D | 4002 | 2020-05-30 | 16 | OFF | 15.92 | 9.61 | 2.65 | 0.48 | 0.15 | 0 | 0 | 0 | -0.09 | -0.1 | 0 |  | 0.36 | 0.33 | 0.23 | 29.54 | 1467.899 | 3.28
D | 4002 | 2020-05-30 | 17 | OFF | 17.88 | 9.61 | 2.65 | 0.48 | 0.07 | 0 | 0 | 0 | -0.11 | -0.1 | 0 |  | 0.36 | 0.33 | 0.23 | 31.4 | 1498.095 | 3.2
D | 4002 | 2020-05-30 | 18 | OFF | 28.89 | 9.61 | 2.65 | 0.48 | 0.17 | 0 | 0.01 | 0 | -0.02 | -0.1 | 0 |  | 0.36 | 0.33 | 0.23 | 42.61 | 1528.675 | 3.31
D | 4002 | 2020-05-30 | 19 | OFF | 41.05 | 9.61 | 2.65 | 0.48 | 0.4 | 0 | 0.17 | 0 | -0.1 | -0.1 | 0 |  | 0.36 | 0.33 | 0.23 | 55.08 | 1512.542 | 3.7
D | 4002 | 2020-05-30 | 20 | OFF | 32.72 | 9.61 | 2.65 | 0.48 | 0.22 | 0 | 0.04 | 0 | -0.11 | -0.1 | 0 |  | 0.36 | 0.33 | 0.23 | 46.43 | 1451.94 | 3.39
D | 4002 | 2020-05-30 | 21 | OFF | 32.37 | 9.61 | 2.65 | 0.48 | 0.15 | 0 | 0.03 | 0 | -0.03 | -0.1 | 0 |  | 0.36 | 0.33 | 0.23 | 46.08 | 1393.556 | 3.31
D | 4002 | 2020-05-30 | 22 | OFF | 29.03 | 9.61 | 2.65 | 0.48 | 0.35 | 0 | 0.01 | -0.02 | 0 | -0.1 | 0 |  | 0.36 | 0.33 | 0.23 | 42.93 | 1320.656 | 3.49
D | 4002 | 2020-05-30 | 23 | OFF | 26.02 | 9.61 | 2.65 | 0.48 | 0.26 | 0 | 0 | -0.02 | -0.03 | -0.1 | 0 |  | 0.36 | 0.33 | 0.23 | 39.79 | 1210.086 | 3.39
D | 4002 | 2020-05-30 | 24 | OFF | 21.89 | 9.61 | 2.65 | 0.48 | 0.19 | 0 | 0 | 0 | 0.03 | -0.1 | 0 |  | 0.36 | 0.33 | 0.23 | 35.67 | 1108.379 | 3.32
D | 4002 | 2020-05-31 | 1 | OFF | 17.18 | 9.61 | 0.25 | 0.05 | 0.21 | 0 | 0 | 0.01 | -0.07 | -0.1 | 0 |  | 0.36 | 0.33 | 0.23 | 28.06 | 1028.098 | 0.51
D | 4002 | 2020-05-31 | 2 | OFF | 16.96 | 9.61 | 0.25 | 0.05 | 0.16 | 0 | 0 | 0.04 | -0.09 | -0.1 | 0 |  | 0.36 | 0.33 | 0.23 | 27.8 | 981.014 | 0.46
D | 4002 | 2020-05-31 | 3 | OFF | 18.73 | 9.61 | 0.25 | 0.05 | 0.15 | 0 | 0 | 0.01 | -0.13 | -0.1 | 0 |  | 0.36 | 0.33 | 0.23 | 29.49 | 946.02 | 0.45
D | 4002 | 2020-05-31 | 4 | OFF | 17.29 | 9.61 | 0.25 | 0.05 | 0.14 | 0 | 0 | 0.02 | -0.11 | -0.1 | 0 |  | 0.36 | 0.33 | 0.23 | 28.07 | 921.564 | 0.44
D | 4002 | 2020-05-31 | 5 | OFF | 16.26 | 9.61 | 0.25 | 0.05 | 0.12 | 0 | 0 | 0.04 | -0.15 | -0.1 | 0 |  | 0.36 | 0.33 | 0.23 | 27 | 912.48 | 0.42
D | 4002 | 2020-05-31 | 6 | OFF | 14.76 | 9.61 | 0.25 | 0.05 | 0.08 | 0 | 0 | 0 | -0.17 | -0.1 | 0 |  | 0.36 | 0.33 | 0.23 | 25.4 | 906.964 | 0.38
D | 4002 | 2020-05-31 | 7 | OFF | 14.44 | 9.61 | 0.25 | 0.05 | 0.12 | 0 | 0 | -0.01 | -0.14 | -0.1 | 0 |  | 0.36 | 0.33 | 0.23 | 25.14 | 932.339 | 0.42
D | 4002 | 2020-05-31 | 8 | OFF | 13.44 | 9.61 | 0.25 | 0.05 | 0.13 | 0 | 0 | 0.01 | -0.09 | -0.1 | 0 |  | 0.36 | 0.33 | 0.23 | 24.22 | 986.798 | 0.43
D | 4002 | 2020-05-31 | 9 | OFF | 12.67 | 9.61 | 0.25 | 0.05 | 0.11 | 0 | 0 | 0.01 | -0.12 | -0.1 | 0 |  | 0.36 | 0.33 | 0.23 | 23.4 | 1057.87 | 0.41
D | 4002 | 2020-05-31 | 10 | OFF | 11.97 | 9.61 | 0.25 | 0.05 | 0.1 | 0 | 0 | 0 | -0.12 | -0.1 | 0 |  | 0.36 | 0.33 | 0.23 | 22.68 | 1107.177 | 0.4
D | 4002 | 2020-05-31 | 11 | OFF | 12.61 | 9.61 | 0.25 | 0.05 | 0.08 | 0 | 0 | 0.01 | -0.18 | -0.1 | 0 |  | 0.36 | 0.33 | 0.23 | 23.25 | 1135.191 | 0.38
D | 4002 | 2020-05-31 | 12 | OFF | 14.92 | 9.61 | 0.25 | 0.05 | 0.06 | 0 | 0 | -0.02 | -0.17 | -0.1 | 0 |  | 0.36 | 0.33 | 0.23 | 25.52 | 1149.594 | 0.36
D | 4002 | 2020-05-31 | 13 | OFF | 14.49 | 9.61 | 0.25 | 0.05 | 0.05 | 0 | 0 | 0 | -0.2 | -0.1 | 0 |  | 0.36 | 0.33 | 0.23 | 25.07 | 1152.531 | 0.35
D | 4002 | 2020-05-31 | 14 | OFF | 15.16 | 9.61 | 0.25 | 0.05 | 0.06 | 0 | 0 | -0.03 | -0.17 | -0.1 | 0 |  | 0.36 | 0.33 | 0.23 | 25.75 | 1140.772 | 0.36
D | 4002 | 2020-05-31 | 15 | OFF | 13.95 | 9.61 | 0.25 | 0.05 | 0.05 | 0 | 0 | -0.01 | -0.15 | -0.1 | 0 |  | 0.36 | 0.33 | 0.23 | 24.57 | 1134.819 | 0.35
D | 4002 | 2020-05-31 | 16 | OFF | 15.32 | 9.61 | 0.25 | 0.05 | 0.05 | 0 | 0 | -0.03 | -0.12 | -0.1 | 0 |  | 0.36 | 0.33 | 0.23 | 25.95 | 1140.852 | 0.35
D | 4002 | 2020-05-31 | 17 | OFF | 14.4 | 9.61 | 0.25 | 0.05 | 0.05 | 0 | 0.02 | 0.01 | -0.12 | -0.1 | 0 |  | 0.36 | 0.33 | 0.23 | 25.09 | 1178.518 | 0.37
D | 4002 | 2020-05-31 | 18 | OFF | 19.38 | 9.61 | 0.25 | 0.05 | 0.14 | 0 | 0.16 | 0.02 | -0.16 | -0.1 | 0 |  | 0.36 | 0.33 | 0.23 | 30.27 | 1235.19 | 0.6
D | 4002 | 2020-05-31 | 19 | OFF | 26.74 | 9.61 | 0.25 | 0.05 | 0.14 | 0 | 0.05 | -0.01 | -0.18 | -0.1 | 0 |  | 0.36 | 0.33 | 0.23 | 37.47 | 1240.897 | 0.49
D | 4002 | 2020-05-31 | 20 | OFF | 20.72 | 9.61 | 0.25 | 0.05 | 0.08 | 0 | 0.09 | -0.02 | -0.18 | -0.1 | 0 |  | 0.36 | 0.33 | 0.23 | 31.42 | 1209.055 | 0.47
D | 4002 | 2020-05-31 | 21 | OFF | 25.61 | 9.61 | 0.25 | 0.05 | 0.15 | 0 | 0.2 | -0.02 | -0.25 | -0.1 | 0 |  | 0.36 | 0.33 | 0.23 | 36.42 | 1183.459 | 0.65
D | 4002 | 2020-05-31 | 22 | OFF | 28.12 | 9.61 | 0.25 | 0.05 | 0.32 | 0 | 0.26 | -0.03 | -0.17 | -0.1 | 0 |  | 0.36 | 0.33 | 0.23 | 39.23 | 1123.742 | 0.88
D | 4002 | 2020-05-31 | 23 | OFF | 27.29 | 9.61 | 0.25 | 0.05 | 0.33 | 0 | 0.3 | -0.04 | -0.23 | -0.1 | 0 |  | 0.36 | 0.33 | 0.23 | 38.38 | 1027.798 | 0.93
D | 4002 | 2020-05-31 | 24 | OFF | 27.91 | 9.61 | 0.25 | 0.05 | 0.29 | 0 | 0.63 | -0.07 | -0.18 | -0.1 | 0 |  | 0.36 | 0.33 | 0.23 | 39.31 | 946.09 | 1.22
T | 744 lines

## whlsecost_hourly_4002_202006
C | Hourly Wholesale Load Cost Report
C | Filename: whlsecost_hourly_4002_202006.csv
C | Report for: 06 2020
C | Report generated: 04/27/2021 15:15:28 EDT
H | Location ID | Local Date | Local Hour | OnOffPeak | RTLMP | Capacity | First Contingency | Second Contingency | Regulation | Forward Reserves | Real-Time Reserves | Inadvertent | Marginal Loss Rev Fund | Auction Rev Rights | Real-Time Demand Reduction Cost | Price Responsive Demand Cost | ISO Sched 2 | ISO Sched 3 | NEPOOL Exp | Total Cost | RTLO | Total Ancillary & NCPC
H | Number | Date | Number | String | Number | Number | Number | Number | Number | Number | Number | Number | Number | Number | Number | Number | Number | Number | Number | Number | Number
D | 4002 | 2020-06-01 | 1 | OFF | 14.5 | 7.49 | 3.62 | 0.08 | 0.11 | 0 | 0 | 0 | -0.06 | -0.07 | 0 |  | 0.36 | 0.34 | 0.23 | 26.6 | 896.347 | 3.81
D | 4002 | 2020-06-01 | 2 | OFF | 15.1 | 7.49 | 3.62 | 0.08 | 0.08 | 0 | 0.02 | -0.03 | -0.02 | -0.07 | 0 |  | 0.36 | 0.34 | 0.23 | 27.2 | 821.262 | 3.8
D | 4002 | 2020-06-01 | 3 | OFF | 13.55 | 7.49 | 3.62 | 0.08 | 0.06 | 0 | 0 | -0.02 | -0.01 | -0.07 | 0 |  | 0.36 | 0.34 | 0.23 | 25.63 | 808.912 | 3.76
D | 4002 | 2020-06-01 | 4 | OFF | 12.81 | 7.49 | 3.62 | 0.08 | 0.06 | 0 | 0 | -0.02 | -0.02 | -0.07 | 0 |  | 0.36 | 0.34 | 0.23 | 24.88 | 814.115 | 3.76
D | 4002 | 2020-06-01 | 5 | OFF | 15.11 | 7.49 | 3.62 | 0.08 | 0.07 | 0 | 0 | -0.02 | 0 | -0.07 | 0 |  | 0.36 | 0.34 | 0.23 | 27.21 | 847.285 | 3.77
D | 4002 | 2020-06-01 | 6 | OFF | 16.54 | 7.49 | 3.62 | 0.08 | 0.19 | 0 | 0.07 | -0.01 | -0.02 | -0.07 | 0 |  | 0.36 | 0.34 | 0.23 | 28.82 | 915.741 | 3.96
D | 4002 | 2020-06-01 | 7 | OFF | 23.46 | 7.49 | 3.62 | 0.08 | 0.39 | 0 | 0.43 | -0.04 | -0.06 | -0.07 | 0 |  | 0.36 | 0.34 | 0.23 | 36.23 | 1023.893 | 4.52
D | 4002 | 2020-06-01 | 8 | ON | 27.78 | 7.49 | 3.62 | 0.08 | 0.41 | 0.68 | 0.28 | -0.01 | -0.06 | -0.07 | 0 |  | 0.36 | 0.34 | 0.23 | 41.13 | 1121.839 | 5.07
D | 4002 | 2020-06-01 | 9 | ON | 18.96 | 7.49 | 3.62 | 0.08 | 0.31 | 0.65 | 0.13 | -0.06 | 0.08 | -0.07 | 0 |  | 0.36 | 0.34 | 0.23 | 32.12 | 1180.587 | 4.79
D | 4002 | 2020-06-01 | 10 | ON | 14.35 | 7.49 | 3.62 | 0.08 | 0.11 | 0.65 | 0 | -0.07 | 0.08 | -0.07 | 0 |  | 0.36 | 0.34 | 0.23 | 27.17 | 1207.604 | 4.46
D | 4002 | 2020-06-01 | 11 | ON | 14.64 | 7.49 | 3.62 | 0.08 | 0.07 | 0.64 | 0.05 | -0.01 | -0.05 | -0.07 | 0 |  | 0.36 | 0.34 | 0.23 | 27.39 | 1233.676 | 4.46
D | 4002 | 2020-06-01 | 12 | ON | 21.26 | 7.49 | 3.62 | 0.08 | 0.13 | 0.62 | 0.17 | -0.02 | 0.06 | -0.07 | 0 |  | 0.36 | 0.34 | 0.23 | 34.27 | 1244.352 | 4.62
D | 4002 | 2020-06-01 | 13 | ON | 31.39 | 7.49 | 3.62 | 0.08 | 0.22 | 0.61 | 0 | 0.03 | -0.08 | -0.07 | 0 |  | 0.36 | 0.34 | 0.23 | 44.22 | 1251.995 | 4.53
D | 4002 | 2020-06-01 | 14 | ON | 33.66 | 7.49 | 3.62 | 0.08 | 0.26 | 0.61 | 0.08 | 0.02 | 0 | -0.07 | 0 |  | 0.36 | 0.34 | 0.23 | 46.68 | 1255.1 | 4.65
D | 4002 | 2020-06-01 | 15 | ON | 17.08 | 7.49 | 3.62 | 0.08 | 0.12 | 0.62 | 0.04 | -0.07 | 0.11 | -0.07 | 0 |  | 0.36 | 0.34 | 0.23 | 29.95 | 1240.676 | 4.48
D | 4002 | 2020-06-01 | 16 | ON | 15.9 | 7.49 | 3.62 | 0.08 | 0.17 | 0.62 | 0 | 0.03 | -0.12 | -0.07 | 0 |  | 0.36 | 0.34 | 0.23 | 28.65 | 1220.582 | 4.49
D | 4002 | 2020-06-01 | 17 | ON | 24.63 | 7.49 | 3.62 | 0.08 | 0.16 | 0.61 | 0.2 | -0.05 | 0.01 | -0.07 | 0 |  | 0.36 | 0.34 | 0.23 | 37.61 | 1231.579 | 4.67
D | 4002 | 2020-06-01 | 18 | ON | 30.09 | 7.49 | 3.62 | 0.08 | 0.13 | 0.58 | 0.2 | -0.08 | -0.04 | -0.07 | 0 |  | 0.36 | 0.34 | 0.23 | 42.93 | 1280.39 | 4.61
D | 4002 | 2020-06-01 | 19 | ON | 35.16 | 7.49 | 3.62 | 0.08 | 0.23 | 0.57 | 0.03 | 0.01 | -0.1 | -0.07 | 0 |  | 0.36 | 0.34 | 0.23 | 47.95 | 1277.198 | 4.53
D | 4002 | 2020-06-01 | 20 | ON | 40.87 | 7.49 | 3.62 | 0.08 | 0.19 | 0.58 | 0.7 | -0.01 | -0.1 | -0.07 | 0 |  | 0.36 | 0.34 | 0.23 | 54.28 | 1243.419 | 5.17
D | 4002 | 2020-06-01 | 21 | ON | 25.95 | 7.49 | 3.62 | 0.08 | 0.14 | 0.59 | 0.07 | 0.01 | -0.12 | -0.07 | 0 |  | 0.36 | 0.34 | 0.23 | 38.69 | 1216.489 | 4.5
D | 4002 | 2020-06-01 | 22 | ON | 25.4 | 7.49 | 3.62 | 0.08 | 0.21 | 0.61 | 0 | 0 | -0.09 | -0.07 | 0 |  | 0.36 | 0.34 | 0.23 | 38.18 | 1143.212 | 4.52
D | 4002 | 2020-06-01 | 23 | ON | 21.87 | 7.49 | 3.62 | 0.08 | 0.31 | 0.67 | 0 | 0.01 | 0.02 | -0.07 | 0 |  | 0.36 | 0.34 | 0.23 | 34.93 | 1038.542 | 4.68
D | 4002 | 2020-06-01 | 24 | OFF | 13.42 | 7.49 | 3.62 | 0.08 | 0.16 | 0 | 0 | 0 | -0.05 | -0.07 | 0 |  | 0.36 | 0.34 | 0.23 | 25.58 | 948.584 | 3.86
D | 4002 | 2020-06-02 | 1 | OFF | 14.33 | 7.49 | 0.16 | 0.01 | 0.06 | 0 | 0 | 0 | -0.08 | -0.07 | 0 |  | 0.36 | 0.34 | 0.23 | 22.83 | 889.156 | 0.23
D | 4002 | 2020-06-02 | 2 | OFF | 14.61 | 7.49 | 0.16 | 0.01 | 0.05 | 0 | 0 | -0.01 | -0.05 | -0.07 | 0 |  | 0.36 | 0.34 | 0.23 | 23.12 | 854.428 | 0.22
D | 4002 | 2020-06-02 | 3 | OFF | 14.6 | 7.49 | 0.16 | 0.01 | 0.07 | 0 | 0 | -0.01 | -0.03 | -0.07 | 0 |  | 0.36 | 0.34 | 0.23 | 23.15 | 838.54 | 0.24
D | 4002 | 2020-06-02 | 4 | OFF | 14.4 | 7.49 | 0.16 | 0.01 | 0.06 | 0 | 0 | -0.02 | -0.02 | -0.07 | 0 |  | 0.36 | 0.34 | 0.23 | 22.94 | 839.288 | 0.23
D | 4002 | 2020-06-02 | 5 | OFF | 14.73 | 7.49 | 0.16 | 0.01 | 0.06 | 0 | 0 | -0.03 | -0.02 | -0.07 | 0 |  | 0.36 | 0.34 | 0.23 | 23.26 | 870.99 | 0.23
D | 4002 | 2020-06-02 | 6 | OFF | 14.68 | 7.49 | 0.16 | 0.01 | 0.16 | 0 | 0 | -0.01 | -0.04 | -0.07 | 0 |  | 0.36 | 0.34 | 0.23 | 23.31 | 935.899 | 0.33
D | 4002 | 2020-06-02 | 7 | OFF | 14.27 | 7.49 | 0.16 | 0.01 | 0.18 | 0 | 0 | -0.02 | -0.12 | -0.07 | 0 |  | 0.36 | 0.34 | 0.23 | 22.83 | 1041.339 | 0.35
D | 4002 | 2020-06-02 | 8 | ON | 13.66 | 7.49 | 0.16 | 0.01 | 0.14 | 0.66 | 0 | -0.01 | -0.11 | -0.07 | 0 |  | 0.36 | 0.34 | 0.23 | 22.86 | 1135.529 | 0.97
D | 4002 | 2020-06-02 | 9 | ON | 13.93 | 7.49 | 0.16 | 0.01 | 0.07 | 0.63 | 0 | -0.01 | -0.09 | -0.07 | 0 |  | 0.36 | 0.34 | 0.23 | 23.05 | 1194.737 | 0.87
D | 4002 | 2020-06-02 | 10 | ON | 14.04 | 7.49 | 0.16 | 0.01 | 0.06 | 0.62 | 0 | 0 | -0.1 | -0.07 | 0 |  | 0.36 | 0.34 | 0.23 | 23.14 | 1216.183 | 0.85
D | 4002 | 2020-06-02 | 11 | ON | 14.05 | 7.49 | 0.16 | 0.01 | 0.04 | 0.61 | 0 | -0.01 | -0.07 | -0.07 | 0 |  | 0.36 | 0.34 | 0.23 | 23.14 | 1234.638 | 0.82
D | 4002 | 2020-06-02 | 12 | ON | 14.49 | 7.49 | 0.16 | 0.01 | 0.04 | 0.6 | 0 | 0.02 | -0.05 | -0.07 | 0 |  | 0.36 | 0.34 | 0.23 | 23.62 | 1251.961 | 0.81
D | 4002 | 2020-06-02 | 13 | ON | 14.83 | 7.49 | 0.16 | 0.01 | 0.05 | 0.61 | 0.01 | 0.02 | -0.06 | -0.07 | 0 |  | 0.36 | 0.34 | 0.23 | 23.98 | 1254.91 | 0.84
D | 4002 | 2020-06-02 | 14 | ON | 14.69 | 7.49 | 0.16 | 0.01 | 0.05 | 0.61 | 0 | -0.02 | -0.07 | -0.07 | 0 |  | 0.36 | 0.34 | 0.23 | 23.78 | 1256.839 | 0.83
D | 4002 | 2020-06-02 | 15 | ON | 14.95 | 7.49 | 0.16 | 0.01 | 0.05 | 0.6 | 0 | -0.01 | -0.07 | -0.07 | 0 |  | 0.36 | 0.34 | 0.23 | 24.04 | 1260.981 | 0.82
D | 4002 | 2020-06-02 | 16 | ON | 15.29 | 7.49 | 0.16 | 0.01 | 0.05 | 0.6 | 0.01 | -0.02 | -0.06 | -0.07 | 0 |  | 0.36 | 0.34 | 0.23 | 24.39 | 1263.276 | 0.83
D | 4002 | 2020-06-02 | 17 | ON | 17.4 | 7.49 | 0.16 | 0.01 | 0.07 | 0.59 | 0.11 | 0 | -0.03 | -0.07 | 0 |  | 0.36 | 0.34 | 0.23 | 26.66 | 1279.901 | 0.94
D | 4002 | 2020-06-02 | 18 | ON | 18.1 | 7.49 | 0.16 | 0.01 | 0.06 | 0.57 | 0.05 | -0.01 | -0.08 | -0.07 | 0 |  | 0.36 | 0.34 | 0.23 | 27.21 | 1311.32 | 0.85
D | 4002 | 2020-06-02 | 19 | ON | 23.58 | 7.49 | 0.16 | 0.01 | 0.1 | 0.56 | 0.01 | -0.05 | -0.09 | -0.07 | 0 |  | 0.36 | 0.34 | 0.23 | 32.63 | 1303.053 | 0.84
D | 4002 | 2020-06-02 | 20 | ON | 22.33 | 7.49 | 0.16 | 0.01 | 0.1 | 0.57 | 0.01 | -0.04 | -0.1 | -0.07 | 0 |  | 0.36 | 0.34 | 0.23 | 31.39 | 1256.499 | 0.85
D | 4002 | 2020-06-02 | 21 | ON | 15.15 | 7.49 | 0.16 | 0.01 | 0.06 | 0.57 | 0 | 0 | -0.12 | -0.07 | 0 |  | 0.36 | 0.34 | 0.23 | 24.18 | 1224.726 | 0.8
D | 4002 | 2020-06-02 | 22 | ON | 14.53 | 7.49 | 0.16 | 0.01 | 0.07 | 0.6 | 0 | -0.01 | -0.1 | -0.07 | 0 |  | 0.36 | 0.34 | 0.23 | 23.61 | 1156.725 | 0.84
D | 4002 | 2020-06-02 | 23 | ON | 13.9 | 7.49 | 0.16 | 0.01 | 0.15 | 0.65 | 0 | -0.02 | -0.09 | -0.07 | 0 |  | 0.36 | 0.34 | 0.23 | 23.11 | 1055.694 | 0.97
D | 4002 | 2020-06-02 | 24 | OFF | 14.21 | 7.49 | 0.16 | 0.01 | 0.17 | 0 | 0 | -0.03 | -0.04 | -0.07 | 0 |  | 0.36 | 0.34 | 0.23 | 22.83 | 968.991 | 0.34
D | 4002 | 2020-06-03 | 1 | OFF | 14.71 | 7.49 | 0.18 | 0.02 | 0.07 | 0 | 0 | -0.03 | -0.01 | -0.07 | 0 |  | 0.36 | 0.34 | 0.23 | 23.29 | 911.034 | 0.27
D | 4002 | 2020-06-03 | 2 | OFF | 14.16 | 7.49 | 0.18 | 0.02 | 0.05 | 0 | 0 | 0.02 | -0.01 | -0.07 | 0 |  | 0.36 | 0.34 | 0.23 | 22.77 | 876.421 | 0.25
D | 4002 | 2020-06-03 | 3 | OFF | 14 | 7.49 | 0.18 | 0.02 | 0.06 | 0 | 0 | -0.01 | -0.02 | -0.07 | 0 |  | 0.36 | 0.34 | 0.23 | 22.58 | 859.711 | 0.26
D | 4002 | 2020-06-03 | 4 | OFF | 13.49 | 7.49 | 0.18 | 0.02 | 0.06 | 0 | 0 | -0.02 | 0 | -0.07 | 0 |  | 0.36 | 0.34 | 0.23 | 22.08 | 857.611 | 0.26
D | 4002 | 2020-06-03 | 5 | OFF | 14.63 | 7.49 | 0.18 | 0.02 | 0.05 | 0 | 0 | -0.01 | -0.02 | -0.07 | 0 |  | 0.36 | 0.34 | 0.23 | 23.2 | 883.94 | 0.25
D | 4002 | 2020-06-03 | 6 | OFF | 15.39 | 7.49 | 0.18 | 0.02 | 0.15 | 0 | 0 | -0.02 | -0.01 | -0.07 | 0 |  | 0.36 | 0.34 | 0.23 | 24.06 | 949.913 | 0.35
D | 4002 | 2020-06-03 | 7 | OFF | 14.37 | 7.49 | 0.18 | 0.02 | 0.21 | 0 | 0 | 0.01 | -0.05 | -0.07 | 0 |  | 0.36 | 0.34 | 0.23 | 23.09 | 1056.205 | 0.41
D | 4002 | 2020-06-03 | 8 | ON | 13.87 | 7.49 | 0.18 | 0.02 | 0.16 | 0.64 | 0 | -0.03 | -0.04 | -0.07 | 0 |  | 0.36 | 0.34 | 0.23 | 23.15 | 1163.371 | 1
D | 4002 | 2020-06-03 | 9 | ON | 14.75 | 7.49 | 0.18 | 0.02 | 0.12 | 0.6 | 0.02 | 0.01 | -0.05 | -0.07 | 0 |  | 0.36 | 0.34 | 0.23 | 24 | 1225.988 | 0.94
D | 4002 | 2020-06-03 | 10 | ON | 13.62 | 7.49 | 0.18 | 0.02 | 0.05 | 0.6 | 0 | 0.02 | -0.07 | -0.07 | 0 |  | 0.36 | 0.34 | 0.23 | 22.77 | 1261.743 | 0.85
D | 4002 | 2020-06-03 | 11 | ON | 14.38 | 7.49 | 0.18 | 0.02 | 0.05 | 0.58 | 0 | -0.01 | -0.06 | -0.07 | 0 |  | 0.36 | 0.34 | 0.23 | 23.49 | 1302.768 | 0.83
D | 4002 | 2020-06-03 | 12 | ON | 15.31 | 7.49 | 0.18 | 0.02 | 0.04 | 0.56 | 0 | 0 | -0.07 | -0.07 | 0 |  | 0.36 | 0.34 | 0.23 | 24.39 | 1338.613 | 0.8
D | 4002 | 2020-06-03 | 13 | ON | 26.27 | 7.49 | 0.18 | 0.02 | 0.08 | 0.53 | 0.17 | -0.06 | 0.01 | -0.07 | 0 |  | 0.36 | 0.34 | 0.23 | 35.55 | 1367.875 | 0.98
D | 4002 | 2020-06-03 | 14 | ON | 28.54 | 7.49 | 0.18 | 0.02 | 0.12 | 0.51 | 0.01 | 0.09 | -0.05 | -0.07 | 0 |  | 0.36 | 0.34 | 0.23 | 37.77 | 1389.433 | 0.84
D | 4002 | 2020-06-03 | 15 | ON | 15.89 | 7.49 | 0.18 | 0.02 | 0.08 | 0.52 | 0 | 0.05 | -0.1 | -0.07 | 0 |  | 0.36 | 0.34 | 0.23 | 24.99 | 1367.539 | 0.8
D | 4002 | 2020-06-03 | 16 | ON | 15.35 | 7.49 | 0.18 | 0.02 | 0.05 | 0.52 | 0 | 0 | -0.12 | -0.07 | 0 |  | 0.36 | 0.34 | 0.23 | 24.35 | 1364.779 | 0.77
D | 4002 | 2020-06-03 | 17 | ON | 15.39 | 7.49 | 0.18 | 0.02 | 0.04 | 0.51 | 0 | 0.06 | -0.14 | -0.07 | 0 |  | 0.36 | 0.34 | 0.23 | 24.41 | 1384.27 | 0.75
D | 4002 | 2020-06-03 | 18 | ON | 15.92 | 7.49 | 0.18 | 0.02 | 0.04 | 0.49 | 0 | 0.08 | -0.16 | -0.07 | 0 |  | 0.36 | 0.34 | 0.23 | 24.92 | 1430.925 | 0.73
D | 4002 | 2020-06-03 | 19 | ON | 17.92 | 7.49 | 0.18 | 0.02 | 0.05 | 0.49 | 0 | 0.01 | -0.16 | -0.07 | 0 |  | 0.36 | 0.34 | 0.23 | 26.86 | 1428.001 | 0.74
D | 4002 | 2020-06-03 | 20 | ON | 16.21 | 7.49 | 0.18 | 0.02 | 0.05 | 0.49 | 0 | 0.01 | -0.14 | -0.07 | 0 |  | 0.36 | 0.34 | 0.23 | 25.17 | 1381.78 | 0.74
D | 4002 | 2020-06-03 | 21 | ON | 15.31 | 7.49 | 0.18 | 0.02 | 0.02 | 0.5 | 0 | -0.04 | -0.13 | -0.07 | 0 |  | 0.36 | 0.34 | 0.23 | 24.21 | 1342.126 | 0.72
D | 4002 | 2020-06-03 | 22 | ON | 15.22 | 7.49 | 0.18 | 0.02 | 0.04 | 0.52 | 0 | 0.01 | -0.09 | -0.07 | 0 |  | 0.36 | 0.34 | 0.23 | 24.25 | 1275.984 | 0.76
D | 4002 | 2020-06-03 | 23 | ON | 14.36 | 7.49 | 0.18 | 0.02 | 0.09 | 0.57 | 0 | -0.03 | -0.1 | -0.07 | 0 |  | 0.36 | 0.34 | 0.23 | 23.44 | 1160.874 | 0.86
D | 4002 | 2020-06-03 | 24 | OFF | 14.72 | 7.49 | 0.18 | 0.02 | 0.15 | 0 | 0 | -0.01 | -0.06 | -0.07 | 0 |  | 0.36 | 0.34 | 0.23 | 23.35 | 1061.047 | 0.35
D | 4002 | 2020-06-04 | 1 | OFF | 15.51 | 7.49 | 0.14 | 0.02 | 0.05 | 0 | 0 | -0.01 | -0.03 | -0.07 | 0 |  | 0.36 | 0.34 | 0.23 | 24.03 | 981.356 | 0.21
D | 4002 | 2020-06-04 | 2 | OFF | 15.62 | 7.49 | 0.14 | 0.02 | 0.04 | 0 | 0 | 0 | -0.01 | -0.07 | 0 |  | 0.36 | 0.34 | 0.23 | 24.16 | 934.742 | 0.2
D | 4002 | 2020-06-04 | 3 | OFF | 13.95 | 7.49 | 0.14 | 0.02 | 0.05 | 0 | 0 | -0.01 | -0.01 | -0.07 | 0 |  | 0.36 | 0.34 | 0.23 | 22.49 | 907.073 | 0.21
D | 4002 | 2020-06-04 | 4 | OFF | 13.14 | 7.49 | 0.14 | 0.02 | 0.05 | 0 | 0 | 0 | -0.02 | -0.07 | 0 |  | 0.36 | 0.34 | 0.23 | 21.68 | 898.48 | 0.21
D | 4002 | 2020-06-04 | 5 | OFF | 12.88 | 7.49 | 0.14 | 0.02 | 0.06 | 0 | 0 | -0.01 | -0.02 | -0.07 | 0 |  | 0.36 | 0.34 | 0.23 | 21.42 | 919.426 | 0.22
D | 4002 | 2020-06-04 | 6 | OFF | 13.35 | 7.49 | 0.14 | 0.02 | 0.16 | 0 | 0 | -0.01 | -0.02 | -0.07 | 0 |  | 0.36 | 0.34 | 0.23 | 21.99 | 977.919 | 0.32
D | 4002 | 2020-06-04 | 7 | OFF | 14.27 | 7.49 | 0.14 | 0.02 | 0.2 | 0 | 0 | -0.01 | -0.04 | -0.07 | 0 |  | 0.36 | 0.34 | 0.23 | 22.93 | 1087.399 | 0.36
D | 4002 | 2020-06-04 | 8 | ON | 15.69 | 7.49 | 0.14 | 0.02 | 0.14 | 0.6 | 0 | 0.01 | -0.1 | -0.07 | 0 |  | 0.36 | 0.34 | 0.23 | 24.85 | 1209.073 | 0.9
D | 4002 | 2020-06-04 | 9 | ON | 14.95 | 7.49 | 0.14 | 0.02 | 0.14 | 0.56 | 0 | -0.03 | -0.09 | -0.07 | 0 |  | 0.36 | 0.34 | 0.23 | 24.04 | 1309.957 | 0.86
D | 4002 | 2020-06-04 | 10 | ON | 14.53 | 7.49 | 0.14 | 0.02 | 0.06 | 0.54 | 0 | 0.01 | -0.11 | -0.07 | 0 |  | 0.36 | 0.34 | 0.23 | 23.54 | 1368.712 | 0.76
D | 4002 | 2020-06-04 | 11 | ON | 15.31 | 7.49 | 0.14 | 0.02 | 0.06 | 0.5 | 0 | 0 | -0.11 | -0.07 | 0 |  | 0.36 | 0.34 | 0.23 | 24.27 | 1420.307 | 0.72
D | 4002 | 2020-06-04 | 12 | ON | 18.54 | 7.49 | 0.14 | 0.02 | 0.07 | 0.49 | 0.09 | 0.01 | -0.12 | -0.07 | 0 |  | 0.36 | 0.34 | 0.23 | 27.59 | 1476.837 | 0.81
D | 4002 | 2020-06-04 | 13 | ON | 17.71 | 7.49 | 0.14 | 0.02 | 0.04 | 0.49 | 0.01 | 0 | -0.1 | -0.07 | 0 |  | 0.36 | 0.34 | 0.23 | 26.66 | 1528.938 | 0.7
D | 4002 | 2020-06-04 | 14 | ON | 24.86 | 7.49 | 0.14 | 0.02 | 0.08 | 0.47 | 0.18 | -0.05 | -0.12 | -0.07 | 0 |  | 0.36 | 0.34 | 0.23 | 33.93 | 1572.489 | 0.89
D | 4002 | 2020-06-04 | 15 | ON | 26.86 | 7.49 | 0.14 | 0.02 | 0.08 | 0.46 | 0.02 | -0.11 | -0.11 | -0.07 | 0 |  | 0.36 | 0.34 | 0.23 | 35.71 | 1593.981 | 0.72
D | 4002 | 2020-06-04 | 16 | ON | 29.94 | 7.49 | 0.14 | 0.02 | 0.13 | 0.32 | 0.02 | -0.04 | -0.12 | -0.07 | 0 |  | 0.36 | 0.34 | 0.23 | 38.76 | 1615.446 | 0.63
D | 4002 | 2020-06-04 | 17 | ON | 31.45 | 7.49 | 0.14 | 0.02 | 0.06 | 0.31 | 0.09 | -0.11 | -0.08 | -0.07 | 0 |  | 0.36 | 0.34 | 0.23 | 40.23 | 1641.311 | 0.62
D | 4002 | 2020-06-04 | 18 | ON | 28.36 | 7.49 | 0.14 | 0.02 | 0.07 | 0.3 | 0.16 | -0.04 | -0.2 | -0.07 | 0 |  | 0.36 | 0.34 | 0.23 | 37.16 | 1668.597 | 0.69
D | 4002 | 2020-06-04 | 19 | ON | 30.61 | 7.49 | 0.14 | 0.02 | 0.15 | 0.31 | 0.11 | 0.05 | -0.12 | -0.07 | 0 |  | 0.36 | 0.34 | 0.23 | 39.62 | 1671.063 | 0.73
D | 4002 | 2020-06-04 | 20 | ON | 24.51 | 7.49 | 0.14 | 0.02 | 0.14 | 0.32 | 0.05 | 0.01 | -0.14 | -0.07 | 0 |  | 0.36 | 0.34 | 0.23 | 33.4 | 1616.366 | 0.67
D | 4002 | 2020-06-04 | 21 | ON | 20.84 | 7.49 | 0.14 | 0.02 | 0.12 | 0.32 | 0.05 | 0.02 | -0.13 | -0.07 | 0 |  | 0.36 | 0.34 | 0.23 | 29.73 | 1567.557 | 0.65
D | 4002 | 2020-06-04 | 22 | ON | 19.93 | 7.49 | 0.14 | 0.02 | 0.14 | 0.34 | 0.04 | -0.01 | -0.07 | -0.07 | 0 |  | 0.36 | 0.34 | 0.23 | 28.88 | 1491.005 | 0.68
D | 4002 | 2020-06-04 | 23 | ON | 16.37 | 7.49 | 0.14 | 0.02 | 0.1 | 0.36 | 0 | -0.01 | -0.07 | -0.07 | 0 |  | 0.36 | 0.34 | 0.23 | 25.26 | 1359.434 | 0.62
D | 4002 | 2020-06-04 | 24 | OFF | 16.16 | 7.49 | 0.14 | 0.02 | 0.1 | 0 | 0 | -0.04 | -0.07 | -0.07 | 0 |  | 0.36 | 0.34 | 0.23 | 24.66 | 1233.157 | 0.26
D | 4002 | 2020-06-05 | 1 | OFF | 20.77 | 7.49 | 0.14 | 0.01 | 0.07 | 0 | 0.13 | -0.04 | -0.1 | -0.07 | 0 |  | 0.36 | 0.34 | 0.23 | 29.33 | 1137.541 | 0.35
D | 4002 | 2020-06-05 | 2 | OFF | 17.27 | 7.49 | 0.14 | 0.01 | 0.05 | 0 | 0.01 | -0.01 | -0.03 | -0.07 | 0 |  | 0.36 | 0.34 | 0.23 | 25.79 | 1079.432 | 0.21
D | 4002 | 2020-06-05 | 3 | OFF | 15.95 | 7.49 | 0.14 | 0.01 | 0.05 | 0 | 0 | -0.01 | -0.04 | -0.07 | 0 |  | 0.36 | 0.34 | 0.23 | 24.45 | 1044.972 | 0.2
D | 4002 | 2020-06-05 | 4 | OFF | 15.81 | 7.49 | 0.14 | 0.01 | 0.04 | 0 | 0 | -0.01 | -0.04 | -0.07 | 0 |  | 0.36 | 0.34 | 0.23 | 24.3 | 1030.352 | 0.19
D | 4002 | 2020-06-05 | 5 | OFF | 15.5 | 7.49 | 0.14 | 0.01 | 0.04 | 0 | 0 | -0.01 | -0.02 | -0.07 | 0 |  | 0.36 | 0.34 | 0.23 | 24.01 | 1046.421 | 0.19
D | 4002 | 2020-06-05 | 6 | OFF | 15.58 | 7.49 | 0.14 | 0.01 | 0.09 | 0 | 0 | 0 | -0.03 | -0.07 | 0 |  | 0.36 | 0.34 | 0.23 | 24.14 | 1096.576 | 0.24
D | 4002 | 2020-06-05 | 7 | OFF | 15.48 | 7.49 | 0.14 | 0.01 | 0.12 | 0 | 0 | 0 | -0.06 | -0.07 | 0 |  | 0.36 | 0.34 | 0.23 | 24.04 | 1197.216 | 0.27
D | 4002 | 2020-06-05 | 8 | ON | 16.51 | 7.49 | 0.14 | 0.01 | 0.12 | 0.56 | 0 | -0.01 | -0.06 | -0.07 | 0 |  | 0.36 | 0.34 | 0.23 | 25.62 | 1306.298 | 0.83
D | 4002 | 2020-06-05 | 9 | ON | 19.44 | 7.49 | 0.14 | 0.01 | 0.08 | 0.53 | 0.07 | 0 | -0.06 | -0.07 | 0 |  | 0.36 | 0.34 | 0.23 | 28.56 | 1402.641 | 0.83
D | 4002 | 2020-06-05 | 10 | ON | 22.75 | 7.49 | 0.14 | 0.01 | 0.11 | 0.51 | 0.18 | 0 | -0.07 | -0.07 | 0 |  | 0.36 | 0.34 | 0.23 | 31.98 | 1472.029 | 0.95
D | 4002 | 2020-06-05 | 11 | ON | 19.43 | 7.49 | 0.14 | 0.01 | 0.09 | 0.48 | 0.09 | 0.02 | -0.09 | -0.07 | 0 |  | 0.36 | 0.34 | 0.23 | 28.52 | 1527.773 | 0.81
D | 4002 | 2020-06-05 | 12 | ON | 16.36 | 7.49 | 0.14 | 0.01 | 0.04 | 0.49 | 0 | 0.02 | -0.1 | -0.07 | 0 |  | 0.36 | 0.34 | 0.23 | 25.31 | 1572.657 | 0.68
D | 4002 | 2020-06-05 | 13 | ON | 16.12 | 7.49 | 0.14 | 0.01 | 0.04 | 0.46 | 0 | 0.02 | -0.09 | -0.07 | 0 |  | 0.36 | 0.34 | 0.23 | 25.05 | 1610.7 | 0.65
D | 4002 | 2020-06-05 | 14 | ON | 15.73 | 7.49 | 0.14 | 0.01 | 0.03 | 0.45 | 0 | -0.04 | -0.09 | -0.07 | 0 |  | 0.36 | 0.34 | 0.23 | 24.58 | 1630.997 | 0.63
D | 4002 | 2020-06-05 | 15 | ON | 15.49 | 7.49 | 0.14 | 0.01 | 0.06 | 0.47 | 0 | -0.03 | -0.1 | -0.07 | 0 |  | 0.36 | 0.34 | 0.23 | 24.39 | 1658.043 | 0.68
D | 4002 | 2020-06-05 | 16 | ON | 16.42 | 7.49 | 0.14 | 0.01 | 0.04 | 0.46 | 0 | -0.02 | -0.1 | -0.07 | 0 |  | 0.36 | 0.34 | 0.23 | 25.3 | 1699.04 | 0.65
D | 4002 | 2020-06-05 | 17 | ON | 17.82 | 7.49 | 0.14 | 0.01 | 0.04 | 0.45 | 0 | -0.01 | -0.12 | -0.07 | 0 |  | 0.36 | 0.34 | 0.23 | 26.68 | 1745.165 | 0.64
D | 4002 | 2020-06-05 | 18 | ON | 17.5 | 7.49 | 0.14 | 0.01 | 0.05 | 0.44 | 0 | -0.01 | -0.16 | -0.07 | 0 |  | 0.36 | 0.34 | 0.23 | 26.32 | 1775.258 | 0.64
D | 4002 | 2020-06-05 | 19 | ON | 17.08 | 7.49 | 0.14 | 0.01 | 0.05 | 0.44 | 0 | -0.03 | -0.15 | -0.07 | 0 |  | 0.36 | 0.34 | 0.23 | 25.89 | 1757.118 | 0.64
D | 4002 | 2020-06-05 | 20 | ON | 16.92 | 7.49 | 0.14 | 0.01 | 0.04 | 0.45 | 0 | -0.02 | -0.14 | -0.07 | 0 |  | 0.36 | 0.34 | 0.23 | 25.75 | 1690.633 | 0.64
D | 4002 | 2020-06-05 | 21 | ON | 16.74 | 7.49 | 0.14 | 0.01 | 0.03 | 0.46 | 0 | -0.04 | -0.14 | -0.07 | 0 |  | 0.36 | 0.34 | 0.23 | 25.55 | 1633.414 | 0.64
D | 4002 | 2020-06-05 | 22 | ON | 17.02 | 7.49 | 0.14 | 0.01 | 0.16 | 0.47 | 0 | -0.03 | -0.12 | -0.07 | 0 |  | 0.36 | 0.34 | 0.23 | 26 | 1563.324 | 0.78
D | 4002 | 2020-06-05 | 23 | ON | 17.03 | 7.49 | 0.14 | 0.01 | 0.14 | 0.51 | 0 | -0.04 | -0.09 | -0.07 | 0 |  | 0.36 | 0.34 | 0.23 | 26.05 | 1437.019 | 0.8
D | 4002 | 2020-06-05 | 24 | OFF | 20.27 | 7.49 | 0.14 | 0.01 | 0.17 | 0 | 0.06 | -0.08 | -0.07 | -0.07 | 0 |  | 0.36 | 0.34 | 0.23 | 28.85 | 1314.274 | 0.38
D | 4002 | 2020-06-06 | 1 | OFF | 20.87 | 7.49 | 3.18 | 0.5 | 0.08 | 0 | 0.22 | -0.01 | -0.1 | -0.07 | 0 |  | 0.36 | 0.34 | 0.23 | 33.09 | 1208.328 | 3.98
D | 4002 | 2020-06-06 | 2 | OFF | 17.34 | 7.49 | 3.18 | 0.5 | 0.04 | 0 | 0.03 | 0.01 | -0.04 | -0.07 | 0 |  | 0.36 | 0.34 | 0.23 | 29.41 | 1136.138 | 3.75
D | 4002 | 2020-06-06 | 3 | OFF | 16.29 | 7.49 | 3.18 | 0.5 | 0.04 | 0 | 0 | 0.01 | -0.05 | -0.07 | 0 |  | 0.36 | 0.34 | 0.23 | 28.32 | 1089.36 | 3.72
D | 4002 | 2020-06-06 | 4 | OFF | 15.92 | 7.49 | 3.18 | 0.5 | 0.04 | 0 | 0 | 0.01 | -0.03 | -0.07 | 0 |  | 0.36 | 0.34 | 0.23 | 27.97 | 1060.696 | 3.72
D | 4002 | 2020-06-06 | 5 | OFF | 15.92 | 7.49 | 3.18 | 0.5 | 0.04 | 0 | 0 | -0.02 | -0.03 | -0.07 | 0 |  | 0.36 | 0.34 | 0.23 | 27.94 | 1052.546 | 3.72
D | 4002 | 2020-06-06 | 6 | OFF | 15.96 | 7.49 | 3.18 | 0.5 | 0.04 | 0 | 0 | 0 | -0.03 | -0.07 | 0 |  | 0.36 | 0.34 | 0.23 | 28 | 1063.713 | 3.72
D | 4002 | 2020-06-06 | 7 | OFF | 15.25 | 7.49 | 3.18 | 0.5 | 0.11 | 0 | 0 | -0.01 | -0.05 | -0.07 | 0 |  | 0.36 | 0.34 | 0.23 | 27.33 | 1116.8 | 3.79
D | 4002 | 2020-06-06 | 8 | OFF | 16.47 | 7.49 | 3.18 | 0.5 | 0.11 | 0 | 0.01 | -0.01 | -0.02 | -0.07 | 0 |  | 0.36 | 0.34 | 0.23 | 28.59 | 1212.995 | 3.8
D | 4002 | 2020-06-06 | 9 | OFF | 24.84 | 7.49 | 3.18 | 0.5 | 0.11 | 0 | 0.07 | -0.01 | -0.03 | -0.07 | 0 |  | 0.36 | 0.34 | 0.23 | 37.01 | 1332.763 | 3.86
D | 4002 | 2020-06-06 | 10 | OFF | 56.53 | 7.49 | 3.18 | 0.5 | 0.34 | 0 | 0.19 | -0.99 | 0.1 | -0.07 | 0 |  | 0.36 | 0.34 | 0.23 | 68.2 | 1475.461 | 4.21
D | 4002 | 2020-06-06 | 11 | OFF | 38.86 | 7.49 | 3.18 | 0.5 | 4.18 | 0 | 0.11 | 0.02 | -0.17 | -0.07 | 0 |  | 0.36 | 0.34 | 0.23 | 55.03 | 1588.66 | 7.97
D | 4002 | 2020-06-06 | 12 | OFF | 38.43 | 7.49 | 3.18 | 0.5 | 0.81 | 0 | 0.18 | -0.07 | -0.11 | -0.07 | 0 |  | 0.36 | 0.34 | 0.23 | 51.27 | 1669.096 | 4.67
D | 4002 | 2020-06-06 | 13 | OFF | 54.1 | 7.49 | 3.18 | 0.5 | 2.09 | 0 | 0.66 | 0 | -0.25 | -0.07 | 0 |  | 0.36 | 0.34 | 0.23 | 68.63 | 1711.383 | 6.43
D | 4002 | 2020-06-06 | 14 | OFF | 60.45 | 7.49 | 3.18 | 0.5 | 3.55 | 0 | 1.75 | -0.06 | -0.23 | -0.07 | 0 |  | 0.36 | 0.34 | 0.23 | 77.49 | 1724.297 | 8.98
D | 4002 | 2020-06-06 | 15 | OFF | 86.97 | 7.49 | 3.18 | 0.5 | 0.58 | 0 | 4.07 | 0.16 | -0.44 | -0.07 | 0 |  | 0.36 | 0.34 | 0.23 | 103.37 | 1693.16 | 8.33
D | 4002 | 2020-06-06 | 16 | OFF | 71.11 | 7.49 | 3.18 | 0.5 | 0.59 | 0 | 1.27 | 0.11 | 0.31 | -0.07 | 0 |  | 0.36 | 0.34 | 0.23 | 85.42 | 1621.491 | 5.54
D | 4002 | 2020-06-06 | 17 | OFF | 27.78 | 7.49 | 3.18 | 0.5 | 0.1 | 0 | 0 | -0.01 | -0.14 | -0.07 | 0 |  | 0.36 | 0.34 | 0.23 | 39.76 | 1606.717 | 3.78
D | 4002 | 2020-06-06 | 18 | OFF | 24.11 | 7.49 | 3.18 | 0.5 | 0.04 | 0 | 0 | -0.04 | 0.01 | -0.07 | 0 |  | 0.36 | 0.34 | 0.23 | 36.15 | 1612.929 | 3.72
D | 4002 | 2020-06-06 | 19 | OFF | 20.78 | 7.49 | 3.18 | 0.5 | 0.13 | 0 | 0 | 0.02 | -0.19 | -0.07 | 0 |  | 0.36 | 0.34 | 0.23 | 32.77 | 1602.813 | 3.81
D | 4002 | 2020-06-06 | 20 | OFF | 26.91 | 7.49 | 3.18 | 0.5 | 0.13 | 0 | 0 | 0 | -0.19 | -0.07 | 0 |  | 0.36 | 0.34 | 0.23 | 38.88 | 1536.373 | 3.81
D | 4002 | 2020-06-06 | 21 | OFF | 28.36 | 7.49 | 3.18 | 0.5 | 0.13 | 0 | 0.01 | -0.01 | -0.16 | -0.07 | 0 |  | 0.36 | 0.34 | 0.23 | 40.36 | 1477.652 | 3.82
D | 4002 | 2020-06-06 | 22 | OFF | 24.37 | 7.49 | 3.18 | 0.5 | 0.07 | 0 | 0 | -0.01 | -0.03 | -0.07 | 0 |  | 0.36 | 0.34 | 0.23 | 36.43 | 1379.376 | 3.75
D | 4002 | 2020-06-06 | 23 | OFF | 23.08 | 7.49 | 3.18 | 0.5 | 0.17 | 0 | 0 | -0.03 | -0.18 | -0.07 | 0 |  | 0.36 | 0.34 | 0.23 | 35.07 | 1245.221 | 3.85
D | 4002 | 2020-06-06 | 24 | OFF | 22.82 | 7.49 | 3.18 | 0.5 | 0.25 | 0 | 0.03 | 0.01 | -0.05 | -0.07 | 0 |  | 0.36 | 0.34 | 0.23 | 35.09 | 1129.605 | 3.96
D | 4002 | 2020-06-07 | 1 | OFF | 15.91 | 7.49 | 0.31 | 0.02 | 0.18 | 0 | 0.01 | 0.02 | -0.18 | -0.07 | 0 |  | 0.36 | 0.34 | 0.23 | 24.62 | 1041.268 | 0.52
D | 4002 | 2020-06-07 | 2 | OFF | 15.6 | 7.49 | 0.31 | 0.02 | 0.06 | 0 | 0 | 0 | -0.15 | -0.07 | 0 |  | 0.36 | 0.34 | 0.23 | 24.19 | 983.682 | 0.39
D | 4002 | 2020-06-07 | 3 | OFF | 15.31 | 7.49 | 0.31 | 0.02 | 0.05 | 0 | 0 | 0.01 | -0.14 | -0.07 | 0 |  | 0.36 | 0.34 | 0.23 | 23.91 | 946.119 | 0.38
D | 4002 | 2020-06-07 | 4 | OFF | 14.84 | 7.49 | 0.31 | 0.02 | 0.05 | 0 | 0 | 0 | -0.12 | -0.07 | 0 |  | 0.36 | 0.34 | 0.23 | 23.45 | 927.241 | 0.38
D | 4002 | 2020-06-07 | 5 | OFF | 15.24 | 7.49 | 0.31 | 0.02 | 0.05 | 0 | 0 | 0 | -0.1 | -0.07 | 0 |  | 0.36 | 0.34 | 0.23 | 23.87 | 923.484 | 0.38
D | 4002 | 2020-06-07 | 6 | OFF | 15.5 | 7.49 | 0.31 | 0.02 | 0.05 | 0 | 0 | -0.02 | -0.1 | -0.07 | 0 |  | 0.36 | 0.34 | 0.23 | 24.11 | 928.524 | 0.38
D | 4002 | 2020-06-07 | 7 | OFF | 15.15 | 7.49 | 0.31 | 0.02 | 0.14 | 0 | 0 | -0.01 | -0.09 | -0.07 | 0 |  | 0.36 | 0.34 | 0.23 | 23.87 | 956.723 | 0.47
D | 4002 | 2020-06-07 | 8 | OFF | 14.11 | 7.49 | 0.31 | 0.02 | 0.13 | 0 | 0 | 0.01 | -0.1 | -0.07 | 0 |  | 0.36 | 0.34 | 0.23 | 22.83 | 1016.99 | 0.46
D | 4002 | 2020-06-07 | 9 | OFF | 14.4 | 7.49 | 0.31 | 0.02 | 0.09 | 0 | 0 | 0.01 | -0.1 | -0.07 | 0 |  | 0.36 | 0.34 | 0.23 | 23.08 | 1099.459 | 0.42
D | 4002 | 2020-06-07 | 10 | OFF | 16.98 | 7.49 | 0.31 | 0.02 | 0.09 | 0 | 0.1 | -0.01 | -0.13 | -0.07 | 0 |  | 0.36 | 0.34 | 0.23 | 25.71 | 1165.301 | 0.52
D | 4002 | 2020-06-07 | 11 | OFF | 15.52 | 7.49 | 0.31 | 0.02 | 0.09 | 0 | 0.01 | -0.03 | -0.13 | -0.07 | 0 |  | 0.36 | 0.34 | 0.23 | 24.14 | 1203.033 | 0.43
D | 4002 | 2020-06-07 | 12 | OFF | 20.32 | 7.49 | 0.31 | 0.02 | 0.09 | 0 | 0.11 | 0 | -0.1 | -0.07 | 0 |  | 0.36 | 0.34 | 0.23 | 29.1 | 1218.38 | 0.53
D | 4002 | 2020-06-07 | 13 | OFF | 21.32 | 7.49 | 0.31 | 0.02 | 0.11 | 0 | 0.02 | 0.02 | -0.1 | -0.07 | 0 |  | 0.36 | 0.34 | 0.23 | 30.05 | 1228.951 | 0.46
D | 4002 | 2020-06-07 | 14 | OFF | 21.92 | 7.49 | 0.31 | 0.02 | 0.13 | 0 | 0.22 | 0.03 | -0.11 | -0.07 | 0 |  | 0.36 | 0.34 | 0.23 | 30.87 | 1221.929 | 0.68
D | 4002 | 2020-06-07 | 15 | OFF | 17.16 | 7.49 | 0.31 | 0.02 | 0.08 | 0 | 0.01 | 0.03 | -0.12 | -0.07 | 0 |  | 0.36 | 0.34 | 0.23 | 25.84 | 1208.073 | 0.42
D | 4002 | 2020-06-07 | 16 | OFF | 18.57 | 7.49 | 0.31 | 0.02 | 0.07 | 0 | 0.03 | 0.02 | -0.09 | -0.07 | 0 |  | 0.36 | 0.34 | 0.23 | 27.28 | 1215.538 | 0.43
D | 4002 | 2020-06-07 | 17 | OFF | 16.55 | 7.49 | 0.31 | 0.02 | 0.06 | 0 | 0.01 | -0.02 | -0.11 | -0.07 | 0 |  | 0.36 | 0.34 | 0.23 | 25.17 | 1237.744 | 0.4
D | 4002 | 2020-06-07 | 18 | OFF | 24 | 7.49 | 0.31 | 0.02 | 0.05 | 0 | 0.16 | -0.04 | -0.06 | -0.07 | 0 |  | 0.36 | 0.34 | 0.23 | 32.79 | 1275.195 | 0.54
D | 4002 | 2020-06-07 | 19 | OFF | 29.76 | 7.49 | 0.31 | 0.02 | 0.15 | 0 | 0.3 | -0.05 | -0.17 | -0.07 | 0 |  | 0.36 | 0.34 | 0.23 | 38.67 | 1280.643 | 0.78
D | 4002 | 2020-06-07 | 20 | OFF | 26.58 | 7.49 | 0.31 | 0.02 | 0.17 | 0 | 0.16 | -0.04 | -0.18 | -0.07 | 0 |  | 0.36 | 0.34 | 0.23 | 35.37 | 1254.972 | 0.66
D | 4002 | 2020-06-07 | 21 | OFF | 24.95 | 7.49 | 0.31 | 0.02 | 0.13 | 0 | 0.07 | -0.02 | -0.18 | -0.07 | 0 |  | 0.36 | 0.34 | 0.23 | 33.63 | 1231.233 | 0.53
D | 4002 | 2020-06-07 | 22 | OFF | 25.85 | 7.49 | 0.31 | 0.02 | 0.15 | 0 | 0.04 | 0 | -0.16 | -0.07 | 0 |  | 0.36 | 0.34 | 0.23 | 34.56 | 1174.408 | 0.52
D | 4002 | 2020-06-07 | 23 | OFF | 21.16 | 7.49 | 0.31 | 0.02 | 0.28 | 0 | 0.1 | -0.03 | -0.1 | -0.07 | 0 |  | 0.36 | 0.34 | 0.23 | 30.09 | 1075.451 | 0.71
D | 4002 | 2020-06-07 | 24 | OFF | 16.6 | 7.49 | 0.31 | 0.02 | 0.22 | 0 | 0.01 | -0.01 | -0.07 | -0.07 | 0 |  | 0.36 | 0.34 | 0.23 | 25.43 | 986.971 | 0.56
D | 4002 | 2020-06-08 | 1 | OFF | 20.86 | 7.49 | 0.27 | 0.13 | 0.24 | 0 | 0 | -0.01 | -0.05 | -0.07 | 0 |  | 0.36 | 0.34 | 0.23 | 29.79 | 926.312 | 0.64
D | 4002 | 2020-06-08 | 2 | OFF | 16.51 | 7.49 | 0.27 | 0.13 | 0.13 | 0 | 0 | -0.01 | -0.07 | -0.07 | 0 |  | 0.36 | 0.34 | 0.23 | 25.31 | 890.566 | 0.53
D | 4002 | 2020-06-08 | 3 | OFF | 15.45 | 7.49 | 0.27 | 0.13 | 0.06 | 0 | 0 | 0 | -0.09 | -0.07 | 0 |  | 0.36 | 0.34 | 0.23 | 24.17 | 873.84 | 0.46
D | 4002 | 2020-06-08 | 4 | OFF | 18.28 | 7.49 | 0.27 | 0.13 | 0.09 | 0 | 0 | -0.02 | -0.09 | -0.07 | 0 |  | 0.36 | 0.34 | 0.23 | 27.01 | 874.647 | 0.49
D | 4002 | 2020-06-08 | 5 | OFF | 20.04 | 7.49 | 0.27 | 0.13 | 0.08 | 0 | 0 | -0.02 | -0.07 | -0.07 | 0 |  | 0.36 | 0.34 | 0.23 | 28.78 | 899.397 | 0.48
D | 4002 | 2020-06-08 | 6 | OFF | 18.3 | 7.49 | 0.27 | 0.13 | 0.2 | 0 | 0 | -0.01 | -0.05 | -0.07 | 0 |  | 0.36 | 0.34 | 0.23 | 27.19 | 963.347 | 0.6
D | 4002 | 2020-06-08 | 7 | OFF | 28.47 | 7.49 | 0.27 | 0.13 | 0.52 | 0 | 0 | -0.01 | -0.06 | -0.07 | 0 |  | 0.36 | 0.34 | 0.23 | 37.67 | 1074.187 | 0.92
D | 4002 | 2020-06-08 | 8 | ON | 28.6 | 7.49 | 0.27 | 0.13 | 0.4 | 0.6 | 0.18 | -0.01 | -0.07 | -0.07 | 0 |  | 0.36 | 0.34 | 0.23 | 38.45 | 1187.797 | 1.58
D | 4002 | 2020-06-08 | 9 | ON | 26.58 | 7.49 | 0.27 | 0.13 | 0.18 | 0.57 | 0.36 | 0.03 | -0.11 | -0.07 | 0 |  | 0.36 | 0.34 | 0.23 | 36.36 | 1263.152 | 1.51
D | 4002 | 2020-06-08 | 10 | ON | 22.22 | 7.49 | 0.27 | 0.13 | 0.2 | 0.56 | 0.43 | 0 | -0.13 | -0.07 | 0 |  | 0.36 | 0.34 | 0.23 | 32.03 | 1304.799 | 1.59
D | 4002 | 2020-06-08 | 11 | ON | 16.56 | 7.49 | 0.27 | 0.13 | 0.07 | 0.55 | 0.11 | 0.03 | -0.12 | -0.07 | 0 |  | 0.36 | 0.34 | 0.23 | 25.95 | 1335.93 | 1.13
D | 4002 | 2020-06-08 | 12 | ON | 14.28 | 7.49 | 0.27 | 0.13 | 0.04 | 0.54 | 0 | -0.01 | -0.11 | -0.07 | 0 |  | 0.36 | 0.34 | 0.23 | 23.49 | 1352.772 | 0.98
D | 4002 | 2020-06-08 | 13 | ON | 14.14 | 7.49 | 0.27 | 0.13 | 0.05 | 0.53 | 0 | -0.01 | -0.12 | -0.07 | 0 |  | 0.36 | 0.34 | 0.23 | 23.34 | 1368.326 | 0.98
D | 4002 | 2020-06-08 | 14 | ON | 14.72 | 7.49 | 0.27 | 0.13 | 0.04 | 0.53 | 0 | -0.01 | -0.11 | -0.07 | 0 |  | 0.36 | 0.34 | 0.23 | 23.92 | 1377.259 | 0.97
D | 4002 | 2020-06-08 | 15 | ON | 16.85 | 7.49 | 0.27 | 0.13 | 0.05 | 0.52 | 0 | 0.01 | -0.12 | -0.07 | 0 |  | 0.36 | 0.34 | 0.23 | 26.06 | 1386.113 | 0.97
D | 4002 | 2020-06-08 | 16 | ON | 16.46 | 7.49 | 0.27 | 0.13 | 0.04 | 0.51 | 0 | -0.01 | -0.13 | -0.07 | 0 |  | 0.36 | 0.34 | 0.23 | 25.62 | 1397.798 | 0.95
D | 4002 | 2020-06-08 | 17 | ON | 17.15 | 7.49 | 0.27 | 0.13 | 0.04 | 0.48 | 0.04 | 0.02 | -0.14 | -0.07 | 0 |  | 0.36 | 0.34 | 0.23 | 26.34 | 1426.333 | 0.96
D | 4002 | 2020-06-08 | 18 | ON | 28.54 | 7.49 | 0.27 | 0.13 | 0.1 | 0.46 | 0.16 | -0.05 | -0.09 | -0.07 | 0 |  | 0.36 | 0.34 | 0.23 | 37.87 | 1470.56 | 1.12
D | 4002 | 2020-06-08 | 19 | ON | 37.07 | 7.49 | 0.27 | 0.13 | 0.21 | 0.46 | 0.22 | -0.03 | -0.19 | -0.07 | 0 |  | 0.36 | 0.34 | 0.23 | 46.49 | 1469.588 | 1.29
D | 4002 | 2020-06-08 | 20 | ON | 31.46 | 7.49 | 0.27 | 0.13 | 0.23 | 0.45 | 0.09 | 0.01 | -0.15 | -0.07 | 0 |  | 0.36 | 0.34 | 0.23 | 40.84 | 1416.718 | 1.17
D | 4002 | 2020-06-08 | 21 | ON | 29.09 | 7.49 | 0.27 | 0.13 | 0.16 | 0.46 | 0.08 | -0.03 | -0.2 | -0.07 | 0 |  | 0.36 | 0.34 | 0.23 | 38.31 | 1366.873 | 1.1
D | 4002 | 2020-06-08 | 22 | ON | 25.03 | 7.49 | 0.27 | 0.13 | 0.17 | 0.48 | 0.11 | 0.02 | -0.04 | -0.07 | 0 |  | 0.36 | 0.34 | 0.23 | 34.52 | 1293.894 | 1.16
D | 4002 | 2020-06-08 | 23 | ON | 16.18 | 7.49 | 0.27 | 0.13 | 0.13 | 0.55 | 0 | -0.02 | -0.15 | -0.07 | 0 |  | 0.36 | 0.34 | 0.23 | 25.44 | 1172.884 | 1.08
D | 4002 | 2020-06-08 | 24 | OFF | 18.81 | 7.49 | 0.27 | 0.13 | 0.21 | 0 | 0.07 | -0.01 | -0.08 | -0.07 | 0 |  | 0.36 | 0.34 | 0.23 | 27.75 | 1063.473 | 0.68
D | 4002 | 2020-06-09 | 1 | OFF | 18.86 | 7.49 | 1.04 | 0.07 | 0.09 | 0 | 0 | -0.03 | -0.17 | -0.07 | 0 |  | 0.36 | 0.34 | 0.23 | 28.21 | 991.644 | 1.2
D | 4002 | 2020-06-09 | 2 | OFF | 27.49 | 7.49 | 1.04 | 0.07 | 0.17 | 0 | 0 | -0.03 | -0.09 | -0.07 | 0 |  | 0.36 | 0.34 | 0.23 | 37 | 951.77 | 1.28
D | 4002 | 2020-06-09 | 3 | OFF | 18.02 | 7.49 | 1.04 | 0.07 | 0.1 | 0 | 0 | -0.01 | -0.1 | -0.07 | 0 |  | 0.36 | 0.34 | 0.23 | 27.47 | 928.7 | 1.21
D | 4002 | 2020-06-09 | 4 | OFF | 16.64 | 7.49 | 1.04 | 0.07 | 0.07 | 0 | 0 | -0.01 | -0.11 | -0.07 | 0 |  | 0.36 | 0.34 | 0.23 | 26.05 | 923.635 | 1.18
D | 4002 | 2020-06-09 | 5 | OFF | 16.99 | 7.49 | 1.04 | 0.07 | 0.06 | 0 | 0 | -0.01 | -0.13 | -0.07 | 0 |  | 0.36 | 0.34 | 0.23 | 26.37 | 948.592 | 1.17
D | 4002 | 2020-06-09 | 6 | OFF | 24.56 | 7.49 | 1.04 | 0.07 | 0.23 | 0 | 0 | -0.02 | -0.02 | -0.07 | 0 |  | 0.36 | 0.34 | 0.23 | 34.21 | 1015.108 | 1.34
D | 4002 | 2020-06-09 | 7 | OFF | 23.14 | 7.49 | 1.04 | 0.07 | 0.39 | 0 | 0.18 | 0 | -0.14 | -0.07 | 0 |  | 0.36 | 0.34 | 0.23 | 33.03 | 1115.352 | 1.68
D | 4002 | 2020-06-09 | 8 | ON | 17.33 | 7.49 | 1.04 | 0.07 | 0.2 | 0.58 | 0.01 | -0.04 | -0.19 | -0.07 | 0 |  | 0.36 | 0.34 | 0.23 | 27.35 | 1215.585 | 1.9
D | 4002 | 2020-06-09 | 9 | ON | 19.87 | 7.49 | 1.04 | 0.07 | 0.12 | 0.52 | 0.02 | -0.04 | -0.18 | -0.07 | 0 |  | 0.36 | 0.34 | 0.23 | 29.77 | 1291.023 | 1.77
D | 4002 | 2020-06-09 | 10 | ON | 18.82 | 7.49 | 1.04 | 0.07 | 0.07 | 0.5 | 0.08 | -0.01 | -0.19 | -0.07 | 0 |  | 0.36 | 0.34 | 0.23 | 28.73 | 1339.076 | 1.76
D | 4002 | 2020-06-09 | 11 | ON | 16.88 | 7.49 | 1.04 | 0.07 | 0.04 | 0.49 | 0 | -0.03 | -0.14 | -0.07 | 0 |  | 0.36 | 0.34 | 0.23 | 26.7 | 1367.289 | 1.64
D | 4002 | 2020-06-09 | 12 | ON | 27.42 | 7.49 | 1.04 | 0.07 | 0.11 | 0.48 | 0.21 | -0.01 | -0.07 | -0.07 | 0 |  | 0.36 | 0.34 | 0.23 | 37.6 | 1391.703 | 1.91
D | 4002 | 2020-06-09 | 13 | ON | 25.46 | 7.49 | 1.04 | 0.07 | 0.14 | 0.47 | 0.03 | 0.03 | -0.1 | -0.07 | -0.04 |  | 0.36 | 0.34 | 0.23 | 35.45 | 1399.681 | 1.71
D | 4002 | 2020-06-09 | 14 | ON | 18.64 | 7.49 | 1.04 | 0.07 | 0.05 | 0.49 | 0 | -0.02 | -0.14 | -0.07 | -0.07 |  | 0.36 | 0.34 | 0.23 | 28.41 | 1410.601 | 1.58
D | 4002 | 2020-06-09 | 15 | ON | 27.59 | 7.49 | 1.04 | 0.07 | 0.08 | 0.5 | 0.04 | 0.03 | -0.08 | -0.07 | 0 |  | 0.36 | 0.34 | 0.23 | 37.62 | 1423.624 | 1.73
D | 4002 | 2020-06-09 | 16 | ON | 32.52 | 7.49 | 1.04 | 0.07 | 0.11 | 0.48 | 0.06 | -0.05 | -0.13 | -0.07 | 0 |  | 0.36 | 0.34 | 0.23 | 42.45 | 1420.084 | 1.76
D | 4002 | 2020-06-09 | 17 | ON | 37.78 | 7.49 | 1.04 | 0.07 | 0.16 | 0.47 | 0.01 | -0.02 | -0.14 | -0.07 | 0 |  | 0.36 | 0.34 | 0.23 | 47.72 | 1419.796 | 1.75
D | 4002 | 2020-06-09 | 18 | ON | 48.07 | 7.49 | 1.04 | 0.07 | 3.85 | 0.45 | 0.9 | -0.01 | -0.15 | -0.07 | 0 |  | 0.36 | 0.34 | 0.23 | 62.57 | 1446.823 | 6.31
D | 4002 | 2020-06-09 | 19 | ON | 43.94 | 7.49 | 1.04 | 0.07 | 0.65 | 0.45 | 0.57 | -0.01 | -0.21 | -0.07 | 0 |  | 0.36 | 0.34 | 0.23 | 54.85 | 1440.064 | 2.78
D | 4002 | 2020-06-09 | 20 | ON | 33.55 | 7.49 | 1.04 | 0.07 | 0.17 | 0.47 | 0.01 | -0.03 | -0.12 | -0.07 | 0 |  | 0.36 | 0.34 | 0.23 | 43.51 | 1402.15 | 1.76
D | 4002 | 2020-06-09 | 21 | ON | 27.84 | 7.49 | 1.04 | 0.07 | 0.13 | 0.48 | 0 | -0.04 | -0.14 | -0.07 | 0 |  | 0.36 | 0.34 | 0.23 | 37.73 | 1368.691 | 1.72
D | 4002 | 2020-06-09 | 22 | ON | 23.43 | 7.49 | 1.04 | 0.07 | 0.12 | 0.5 | 0.02 | -0.04 | -0.02 | -0.07 | 0 |  | 0.36 | 0.34 | 0.23 | 33.47 | 1305.052 | 1.75
D | 4002 | 2020-06-09 | 23 | ON | 26.78 | 7.49 | 1.04 | 0.07 | 0.43 | 0.54 | 0.2 | -0.03 | 0.29 | -0.07 | 0 |  | 0.36 | 0.34 | 0.23 | 37.67 | 1194.118 | 2.28
D | 4002 | 2020-06-09 | 24 | OFF | 18.41 | 7.49 | 1.04 | 0.07 | 0.19 | 0 | 0 | -0.03 | 0.19 | -0.07 | 0 |  | 0.36 | 0.34 | 0.23 | 28.22 | 1090.143 | 1.3
D | 4002 | 2020-06-10 | 1 | OFF | 19.63 | 7.49 | 0.35 | 0.06 | 0.08 | 0 | 0 | -0.02 | -0.11 | -0.07 | 0 |  | 0.36 | 0.34 | 0.23 | 28.34 | 1021.212 | 0.49
D | 4002 | 2020-06-10 | 2 | OFF | 15.12 | 7.49 | 0.35 | 0.06 | 0.13 | 0 | 0 | 0.01 | -0.12 | -0.07 | 0 |  | 0.36 | 0.34 | 0.23 | 23.9 | 976.583 | 0.54
D | 4002 | 2020-06-10 | 3 | OFF | 15.34 | 7.49 | 0.35 | 0.06 | 0.06 | 0 | 0 | -0.02 | -0.09 | -0.07 | 0 |  | 0.36 | 0.34 | 0.23 | 24.05 | 953.348 | 0.47
D | 4002 | 2020-06-10 | 4 | OFF | 15.01 | 7.49 | 0.35 | 0.06 | 0.06 | 0 | 0 | -0.02 | -0.07 | -0.07 | 0 |  | 0.36 | 0.34 | 0.23 | 23.74 | 944.493 | 0.47
D | 4002 | 2020-06-10 | 5 | OFF | 15.2 | 7.49 | 0.35 | 0.06 | 0.06 | 0 | 0 | -0.01 | -0.1 | -0.07 | 0 |  | 0.36 | 0.34 | 0.23 | 23.91 | 963.438 | 0.47
D | 4002 | 2020-06-10 | 6 | OFF | 15.77 | 7.49 | 0.35 | 0.06 | 0.13 | 0 | 0 | -0.01 | -0.11 | -0.07 | 0 |  | 0.36 | 0.34 | 0.23 | 24.54 | 1019.026 | 0.54
D | 4002 | 2020-06-10 | 7 | OFF | 17.35 | 7.49 | 0.35 | 0.06 | 0.15 | 0 | 0 | 0.02 | -0.12 | -0.07 | 0 |  | 0.36 | 0.34 | 0.23 | 26.16 | 1129.113 | 0.56
D | 4002 | 2020-06-10 | 8 | ON | 17.12 | 7.49 | 0.35 | 0.06 | 0.13 | 0.61 | 0 | 0.01 | -0.17 | -0.07 | 0 |  | 0.36 | 0.34 | 0.23 | 26.46 | 1244.756 | 1.15
D | 4002 | 2020-06-10 | 9 | ON | 20.23 | 7.49 | 0.35 | 0.06 | 0.12 | 0.56 | 0.05 | -0.1 | -0.1 | -0.07 | 0 |  | 0.36 | 0.34 | 0.23 | 29.52 | 1324.948 | 1.14
D | 4002 | 2020-06-10 | 10 | ON | 31.16 | 7.49 | 0.35 | 0.06 | 0.18 | 0.54 | 0.34 | 0.02 | -0.15 | -0.07 | 0 |  | 0.36 | 0.34 | 0.23 | 40.85 | 1362.306 | 1.47
D | 4002 | 2020-06-10 | 11 | ON | 28.39 | 7.49 | 0.35 | 0.06 | 0.23 | 0.53 | 0.28 | 0.03 | -0.19 | -0.07 | 0 |  | 0.36 | 0.34 | 0.23 | 38.03 | 1392.191 | 1.45
D | 4002 | 2020-06-10 | 12 | ON | 30.33 | 7.49 | 0.35 | 0.06 | 0.14 | 0.51 | 0.47 | 0.04 | -0.13 | -0.07 | 0 |  | 0.36 | 0.34 | 0.23 | 40.12 | 1415.827 | 1.53
D | 4002 | 2020-06-10 | 13 | ON | 30.42 | 7.49 | 0.35 | 0.06 | 0.21 | 0.5 | 0.33 | 0.04 | -0.15 | -0.07 | 0 |  | 0.36 | 0.34 | 0.23 | 40.11 | 1428.808 | 1.45
D | 4002 | 2020-06-10 | 14 | ON | 20.53 | 7.49 | 0.35 | 0.06 | 0.1 | 0.51 | 0.06 | -0.01 | -0.15 | -0.07 | 0 |  | 0.36 | 0.34 | 0.23 | 29.8 | 1442.521 | 1.08
D | 4002 | 2020-06-10 | 15 | ON | 24.47 | 7.49 | 0.35 | 0.06 | 0.11 | 0.5 | 0.07 | 0 | -0.14 | -0.07 | 0 |  | 0.36 | 0.34 | 0.23 | 33.77 | 1452.49 | 1.09
D | 4002 | 2020-06-10 | 16 | ON | 28.64 | 7.49 | 0.35 | 0.06 | 0.13 | 0.49 | 0.13 | 0 | -0.16 | -0.07 | 0 |  | 0.36 | 0.34 | 0.23 | 37.99 | 1452.628 | 1.16
D | 4002 | 2020-06-10 | 17 | ON | 32.91 | 7.49 | 0.35 | 0.06 | 0.14 | 0.48 | 0.04 | -0.03 | -0.17 | -0.07 | 0 |  | 0.36 | 0.34 | 0.23 | 42.13 | 1457.105 | 1.07
D | 4002 | 2020-06-10 | 18 | ON | 31.02 | 7.49 | 0.35 | 0.06 | 0.18 | 0.46 | 0.02 | 0.01 | -0.25 | -0.07 | 0 |  | 0.36 | 0.34 | 0.23 | 40.2 | 1464.548 | 1.07
D | 4002 | 2020-06-10 | 19 | ON | 26.75 | 7.49 | 0.35 | 0.06 | 0.16 | 0.46 | 0.04 | 0 | -0.21 | -0.07 | 0 |  | 0.36 | 0.34 | 0.23 | 35.96 | 1437.115 | 1.07
D | 4002 | 2020-06-10 | 20 | ON | 26.46 | 7.49 | 0.35 | 0.06 | 0.17 | 0.48 | 0.12 | -0.01 | -0.19 | -0.07 | 0 |  | 0.36 | 0.34 | 0.23 | 35.79 | 1385.729 | 1.18
D | 4002 | 2020-06-10 | 21 | ON | 20.21 | 7.49 | 0.35 | 0.06 | 0.13 | 0.5 | 0.04 | -0.01 | -0.13 | -0.07 | 0 |  | 0.36 | 0.34 | 0.23 | 29.5 | 1349.581 | 1.08
D | 4002 | 2020-06-10 | 22 | ON | 19.98 | 7.49 | 0.35 | 0.06 | 0.13 | 0.53 | 0.07 | -0.03 | -0.12 | -0.07 | 0 |  | 0.36 | 0.34 | 0.23 | 29.32 | 1282.31 | 1.14
D | 4002 | 2020-06-10 | 23 | ON | 28.53 | 7.49 | 0.35 | 0.06 | 0.2 | 0.57 | 0.49 | -0.07 | -0.06 | -0.07 | 0 |  | 0.36 | 0.34 | 0.23 | 38.42 | 1173.192 | 1.67
D | 4002 | 2020-06-10 | 24 | OFF | 16.92 | 7.49 | 0.35 | 0.06 | 0.12 | 0 | 0.01 | -0.04 | -0.11 | -0.07 | 0 |  | 0.36 | 0.34 | 0.23 | 25.66 | 1075.461 | 0.54
D | 4002 | 2020-06-11 | 1 | OFF | 17.05 | 7.49 | 0.16 | 0.04 | 0.06 | 0 | 0 | -0.03 | -0.07 | -0.07 | 0 |  | 0.36 | 0.34 | 0.23 | 25.56 | 1011.485 | 0.26
D | 4002 | 2020-06-11 | 2 | OFF | 17.42 | 7.49 | 0.16 | 0.04 | 0.05 | 0 | 0 | -0.01 | -0.06 | -0.07 | 0 |  | 0.36 | 0.34 | 0.23 | 25.95 | 972.715 | 0.25
D | 4002 | 2020-06-11 | 3 | OFF | 17.64 | 7.49 | 0.16 | 0.04 | 0.06 | 0 | 0 | 0.02 | -0.06 | -0.07 | 0 |  | 0.36 | 0.34 | 0.23 | 26.21 | 952.374 | 0.26
D | 4002 | 2020-06-11 | 4 | OFF | 15.63 | 7.49 | 0.16 | 0.04 | 0.04 | 0 | 0 | -0.01 | -0.05 | -0.07 | 0 |  | 0.36 | 0.34 | 0.23 | 24.16 | 949.94 | 0.24
D | 4002 | 2020-06-11 | 5 | OFF | 16.8 | 7.49 | 0.16 | 0.04 | 0.05 | 0 | 0 | -0.01 | -0.06 | -0.07 | 0 |  | 0.36 | 0.34 | 0.23 | 25.33 | 977.478 | 0.25
D | 4002 | 2020-06-11 | 6 | OFF | 17.33 | 7.49 | 0.16 | 0.04 | 0.06 | 0 | 0 | -0.01 | -0.09 | -0.07 | 0 |  | 0.36 | 0.34 | 0.23 | 25.84 | 1007.943 | 0.26
D | 4002 | 2020-06-11 | 7 | OFF | 17.4 | 7.49 | 0.16 | 0.04 | 0.16 | 0 | 0.07 | -0.01 | -0.08 | -0.07 | 0 |  | 0.36 | 0.34 | 0.23 | 26.09 | 1111.775 | 0.43
D | 4002 | 2020-06-11 | 8 | ON | 24.14 | 7.49 | 0.16 | 0.04 | 0.19 | 0.56 | 0.01 | -0.01 | -0.03 | -0.07 | 0 |  | 0.36 | 0.34 | 0.23 | 33.41 | 1226.345 | 0.96
D | 4002 | 2020-06-11 | 9 | ON | 31.74 | 7.49 | 0.16 | 0.04 | 0.16 | 0.53 | 0.02 | -0.01 | -0.11 | -0.07 | 0 |  | 0.36 | 0.34 | 0.23 | 40.88 | 1319.762 | 0.91
D | 4002 | 2020-06-11 | 10 | ON | 35.57 | 7.49 | 0.16 | 0.04 | 0.2 | 0.51 | 0.05 | -0.06 | -0.12 | -0.07 | 0 |  | 0.36 | 0.34 | 0.23 | 44.7 | 1382.5 | 0.96
D | 4002 | 2020-06-11 | 11 | ON | 34.04 | 7.49 | 0.16 | 0.04 | 0.13 | 0.49 | 0.05 | 0.01 | -0.12 | -0.07 | 0 |  | 0.36 | 0.34 | 0.23 | 43.15 | 1430.906 | 0.87
D | 4002 | 2020-06-11 | 12 | ON | 31.6 | 7.49 | 0.16 | 0.04 | 0.11 | 0.49 | 0.04 | 0.03 | -0.11 | -0.07 | 0 |  | 0.36 | 0.34 | 0.23 | 40.71 | 1469.262 | 0.84
D | 4002 | 2020-06-11 | 13 | ON | 29.71 | 7.49 | 0.16 | 0.04 | 0.12 | 0.48 | 0.05 | 0 | -0.12 | -0.07 | 0 |  | 0.36 | 0.34 | 0.23 | 38.79 | 1483.987 | 0.85
D | 4002 | 2020-06-11 | 14 | ON | 26.93 | 7.49 | 0.16 | 0.04 | 0.13 | 0.48 | 0 | 0.06 | -0.15 | -0.07 | 0 |  | 0.36 | 0.34 | 0.23 | 36 | 1484.376 | 0.81
D | 4002 | 2020-06-11 | 15 | ON | 18.05 | 7.49 | 0.16 | 0.04 | 0.08 | 0.48 | 0.03 | 0 | -0.13 | -0.07 | 0 |  | 0.36 | 0.34 | 0.23 | 27.06 | 1485.579 | 0.79
D | 4002 | 2020-06-11 | 16 | ON | 16.22 | 7.49 | 0.16 | 0.04 | 0.1 | 0.49 | 0 | 0.01 | -0.14 | -0.07 | 0 |  | 0.36 | 0.34 | 0.23 | 25.23 | 1498.797 | 0.79
D | 4002 | 2020-06-11 | 17 | ON | 16.17 | 7.49 | 0.16 | 0.04 | 0.09 | 0.49 | 0 | 0 | -0.15 | -0.07 | 0 |  | 0.36 | 0.34 | 0.23 | 25.15 | 1520.49 | 0.78
D | 4002 | 2020-06-11 | 18 | ON | 16.44 | 7.49 | 0.16 | 0.04 | 0.08 | 0.48 | 0 | 0 | -0.18 | -0.07 | 0 |  | 0.36 | 0.34 | 0.23 | 25.37 | 1551.807 | 0.76
D | 4002 | 2020-06-11 | 19 | ON | 16.21 | 7.49 | 0.16 | 0.04 | 0.06 | 0.48 | 0 | 0.01 | -0.16 | -0.07 | 0 |  | 0.36 | 0.34 | 0.23 | 25.15 | 1543.468 | 0.74
D | 4002 | 2020-06-11 | 20 | ON | 16.73 | 7.49 | 0.16 | 0.04 | 0.06 | 0.5 | 0 | 0.01 | -0.14 | -0.07 | 0 |  | 0.36 | 0.34 | 0.23 | 25.71 | 1502.589 | 0.76
D | 4002 | 2020-06-11 | 21 | ON | 15.82 | 7.49 | 0.16 | 0.04 | 0.09 | 0.51 | 0 | -0.01 | -0.14 | -0.07 | 0 |  | 0.36 | 0.34 | 0.23 | 24.82 | 1468.638 | 0.8
D | 4002 | 2020-06-11 | 22 | ON | 15.34 | 7.49 | 0.16 | 0.04 | 0.05 | 0.52 | 0 | -0.01 | -0.11 | -0.07 | 0 |  | 0.36 | 0.34 | 0.23 | 24.34 | 1411.17 | 0.77
D | 4002 | 2020-06-11 | 23 | ON | 17.11 | 7.49 | 0.16 | 0.04 | 0.1 | 0.56 | 0.09 | -0.01 | -0.1 | -0.07 | 0 |  | 0.36 | 0.34 | 0.23 | 26.3 | 1290.376 | 0.95
D | 4002 | 2020-06-11 | 24 | OFF | 14.58 | 7.49 | 0.16 | 0.04 | 0.1 | 0 | 0 | -0.02 | -0.11 | -0.07 | 0 |  | 0.36 | 0.34 | 0.23 | 23.1 | 1175.309 | 0.3
D | 4002 | 2020-06-12 | 1 | OFF | 15.63 | 7.49 | 0.15 | 0.01 | 0.06 | 0 | 0 | 0.02 | -0.08 | -0.07 | 0 |  | 0.36 | 0.34 | 0.23 | 24.14 | 1090.937 | 0.22
D | 4002 | 2020-06-12 | 2 | OFF | 14.8 | 7.49 | 0.15 | 0.01 | 0.04 | 0 | 0 | 0 | -0.08 | -0.07 | 0 |  | 0.36 | 0.34 | 0.23 | 23.27 | 1032.972 | 0.2
D | 4002 | 2020-06-12 | 3 | OFF | 14.77 | 7.49 | 0.15 | 0.01 | 0.04 | 0 | 0 | 0 | -0.06 | -0.07 | 0 |  | 0.36 | 0.34 | 0.23 | 23.26 | 994 | 0.2
D | 4002 | 2020-06-12 | 4 | OFF | 14.42 | 7.49 | 0.15 | 0.01 | 0.04 | 0 | 0 | 0 | -0.04 | -0.07 | 0 |  | 0.36 | 0.34 | 0.23 | 22.93 | 974.803 | 0.2
D | 4002 | 2020-06-12 | 5 | OFF | 14.6 | 7.49 | 0.15 | 0.01 | 0.04 | 0 | 0 | -0.01 | -0.03 | -0.07 | 0 |  | 0.36 | 0.34 | 0.23 | 23.11 | 980.654 | 0.2
D | 4002 | 2020-06-12 | 6 | OFF | 15.04 | 7.49 | 0.15 | 0.01 | 0.11 | 0 | 0 | 0 | -0.07 | -0.07 | 0 |  | 0.36 | 0.34 | 0.23 | 23.59 | 1022.63 | 0.27
D | 4002 | 2020-06-12 | 7 | OFF | 14.36 | 7.49 | 0.15 | 0.01 | 0.13 | 0 | 0 | 0 | -0.1 | -0.07 | 0 |  | 0.36 | 0.34 | 0.23 | 22.9 | 1118.126 | 0.29
D | 4002 | 2020-06-12 | 8 | ON | 14.21 | 7.49 | 0.15 | 0.01 | 0.12 | 0.6 | 0 | 0 | -0.11 | -0.07 | 0 |  | 0.36 | 0.34 | 0.23 | 23.33 | 1243.604 | 0.88
D | 4002 | 2020-06-12 | 9 | ON | 14.7 | 7.49 | 0.15 | 0.01 | 0.09 | 0.56 | 0 | 0.03 | -0.12 | -0.07 | 0 |  | 0.36 | 0.34 | 0.23 | 23.77 | 1341.68 | 0.81
D | 4002 | 2020-06-12 | 10 | ON | 16.14 | 7.49 | 0.15 | 0.01 | 0.06 | 0.54 | 0 | 0 | -0.11 | -0.07 | 0 |  | 0.36 | 0.34 | 0.23 | 25.14 | 1399.642 | 0.76
D | 4002 | 2020-06-12 | 11 | ON | 14.92 | 7.49 | 0.15 | 0.01 | 0.04 | 0.53 | 0 | 0 | -0.11 | -0.07 | 0 |  | 0.36 | 0.34 | 0.23 | 23.89 | 1453.179 | 0.73
D | 4002 | 2020-06-12 | 12 | ON | 14.79 | 7.49 | 0.15 | 0.01 | 0.03 | 0.51 | 0 | 0.01 | -0.11 | -0.07 | 0 |  | 0.36 | 0.34 | 0.23 | 23.74 | 1491.421 | 0.7
D | 4002 | 2020-06-12 | 13 | ON | 15.66 | 7.49 | 0.15 | 0.01 | 0.03 | 0.5 | 0 | 0 | -0.1 | -0.07 | 0 |  | 0.36 | 0.34 | 0.23 | 24.6 | 1522.159 | 0.69
D | 4002 | 2020-06-12 | 14 | ON | 14.8 | 7.49 | 0.15 | 0.01 | 0.03 | 0.42 | 0 | 0 | -0.11 | -0.07 | 0 |  | 0.36 | 0.34 | 0.23 | 23.65 | 1550.25 | 0.61
D | 4002 | 2020-06-12 | 15 | ON | 14.68 | 7.49 | 0.15 | 0.01 | 0.02 | 0.42 | 0 | -0.03 | -0.11 | -0.07 | 0 |  | 0.36 | 0.34 | 0.23 | 23.49 | 1565.081 | 0.6
D | 4002 | 2020-06-12 | 16 | ON | 15.54 | 7.49 | 0.15 | 0.01 | 0.03 | 0.43 | 0 | 0.01 | -0.12 | -0.07 | 0 |  | 0.36 | 0.34 | 0.23 | 24.4 | 1570.596 | 0.62
D | 4002 | 2020-06-12 | 17 | ON | 16.35 | 7.49 | 0.15 | 0.01 | 0.02 | 0.4 | 0 | -0.01 | -0.12 | -0.07 | 0 |  | 0.36 | 0.34 | 0.23 | 25.15 | 1578.843 | 0.58
D | 4002 | 2020-06-12 | 18 | ON | 20.37 | 7.49 | 0.15 | 0.01 | 0.05 | 0.46 | 0.04 | -0.01 | -0.14 | -0.07 | 0 |  | 0.36 | 0.34 | 0.23 | 29.28 | 1585.016 | 0.71
D | 4002 | 2020-06-12 | 19 | ON | 24.96 | 7.49 | 0.15 | 0.01 | 0.08 | 0.47 | 0.01 | -0.02 | -0.14 | -0.07 | 0 |  | 0.36 | 0.34 | 0.23 | 33.87 | 1549.735 | 0.72
D | 4002 | 2020-06-12 | 20 | ON | 18.58 | 7.49 | 0.15 | 0.01 | 0.09 | 0.49 | 0 | 0 | -0.1 | -0.07 | 0 |  | 0.36 | 0.34 | 0.23 | 27.57 | 1468.28 | 0.74
D | 4002 | 2020-06-12 | 21 | ON | 14.84 | 7.49 | 0.15 | 0.01 | 0.04 | 0.51 | 0 | -0.01 | -0.14 | -0.07 | 0 |  | 0.36 | 0.34 | 0.23 | 23.75 | 1395.615 | 0.71
D | 4002 | 2020-06-12 | 22 | ON | 14.46 | 7.49 | 0.15 | 0.01 | 0.04 | 0.53 | 0 | 0.01 | -0.11 | -0.07 | 0 |  | 0.36 | 0.34 | 0.23 | 23.44 | 1320.985 | 0.73
D | 4002 | 2020-06-12 | 23 | ON | 14.8 | 7.49 | 0.15 | 0.01 | 0.08 | 0.58 | 0 | 0 | -0.14 | -0.07 | 0 |  | 0.36 | 0.34 | 0.23 | 23.83 | 1195.163 | 0.82
D | 4002 | 2020-06-12 | 24 | OFF | 15.46 | 7.49 | 0.15 | 0.01 | 0.12 | 0 | 0 | -0.02 | -0.12 | -0.07 | 0 |  | 0.36 | 0.34 | 0.23 | 23.95 | 1073.754 | 0.28
D | 4002 | 2020-06-13 | 1 | OFF | 17.36 | 7.49 | 0.36 | 0.02 | 0.13 | 0 | 0 | 0 | -0.1 | -0.07 | 0 |  | 0.36 | 0.34 | 0.23 | 26.12 | 980.819 | 0.51
D | 4002 | 2020-06-13 | 2 | OFF | 16.8 | 7.49 | 0.36 | 0.02 | 0.06 | 0 | 0 | -0.02 | -0.08 | -0.07 | 0 |  | 0.36 | 0.34 | 0.23 | 25.49 | 923.418 | 0.44
D | 4002 | 2020-06-13 | 3 | OFF | 14.76 | 7.49 | 0.36 | 0.02 | 0.05 | 0 | 0.02 | -0.01 | -0.04 | -0.07 | 0 |  | 0.36 | 0.34 | 0.23 | 23.51 | 886.315 | 0.45
D | 4002 | 2020-06-13 | 4 | OFF | 14.66 | 7.49 | 0.36 | 0.02 | 0.04 | 0 | 0.03 | -0.01 | -0.05 | -0.07 | 0 |  | 0.36 | 0.34 | 0.23 | 23.4 | 867.858 | 0.45
D | 4002 | 2020-06-13 | 5 | OFF | 15.76 | 7.49 | 0.36 | 0.02 | 0.07 | 0 | 0.07 | -0.02 | -0.03 | -0.07 | 0 |  | 0.36 | 0.34 | 0.23 | 24.58 | 867.394 | 0.52
D | 4002 | 2020-06-13 | 6 | OFF | 14.3 | 7.49 | 0.36 | 0.02 | 0.06 | 0 | 0 | -0.03 | -0.05 | -0.07 | 0 |  | 0.36 | 0.34 | 0.23 | 23.01 | 878.827 | 0.44
D | 4002 | 2020-06-13 | 7 | OFF | 13.74 | 7.49 | 0.36 | 0.02 | 0.1 | 0 | 0 | -0.02 | -0.07 | -0.07 | 0 |  | 0.36 | 0.34 | 0.23 | 22.48 | 928.591 | 0.48
D | 4002 | 2020-06-13 | 8 | OFF | 13.53 | 7.49 | 0.36 | 0.02 | 0.11 | 0 | 0 | 0.02 | -0.07 | -0.07 | 0 |  | 0.36 | 0.34 | 0.23 | 22.32 | 1000.142 | 0.49
D | 4002 | 2020-06-13 | 9 | OFF | 14.19 | 7.49 | 0.36 | 0.02 | 0.08 | 0 | 0 | -0.01 | -0.09 | -0.07 | 0 |  | 0.36 | 0.34 | 0.23 | 22.9 | 1080.636 | 0.46
D | 4002 | 2020-06-13 | 10 | OFF | 14.26 | 7.49 | 0.36 | 0.02 | 0.05 | 0 | 0 | 0.03 | -0.09 | -0.07 | 0 |  | 0.36 | 0.34 | 0.23 | 22.98 | 1131.75 | 0.43
D | 4002 | 2020-06-13 | 11 | OFF | 13.02 | 7.49 | 0.36 | 0.02 | 0.05 | 0 | 0 | 0 | -0.09 | -0.07 | 0 |  | 0.36 | 0.34 | 0.23 | 21.71 | 1157.53 | 0.43
D | 4002 | 2020-06-13 | 12 | OFF | 13.07 | 7.49 | 0.36 | 0.02 | 0.04 | 0 | 0 | 0 | -0.08 | -0.07 | 0 |  | 0.36 | 0.34 | 0.23 | 21.76 | 1172.204 | 0.42
D | 4002 | 2020-06-13 | 13 | OFF | 13.09 | 7.49 | 0.36 | 0.02 | 0.04 | 0 | 0 | 0 | -0.09 | -0.07 | 0 |  | 0.36 | 0.34 | 0.23 | 21.77 | 1180.258 | 0.42
D | 4002 | 2020-06-13 | 14 | OFF | 13.2 | 7.49 | 0.36 | 0.02 | 0.04 | 0 | 0 | 0.01 | -0.07 | -0.07 | 0 |  | 0.36 | 0.34 | 0.23 | 21.91 | 1176.651 | 0.42
D | 4002 | 2020-06-13 | 15 | OFF | 13.32 | 7.49 | 0.36 | 0.02 | 0.04 | 0 | 0 | 0 | -0.09 | -0.07 | 0 |  | 0.36 | 0.34 | 0.23 | 22 | 1172.16 | 0.42
D | 4002 | 2020-06-13 | 16 | OFF | 18.66 | 7.49 | 0.36 | 0.02 | 0.07 | 0 | 0.17 | 0.01 | -0.07 | -0.07 | 0 |  | 0.36 | 0.34 | 0.23 | 27.57 | 1177.892 | 0.62
D | 4002 | 2020-06-13 | 17 | OFF | 24.54 | 7.49 | 0.36 | 0.02 | 0.13 | 0 | 0.01 | 0 | -0.1 | -0.07 | 0 |  | 0.36 | 0.34 | 0.23 | 33.31 | 1193.854 | 0.52
D | 4002 | 2020-06-13 | 18 | OFF | 22.98 | 7.49 | 0.36 | 0.02 | 0.14 | 0 | 0.01 | 0 | -0.15 | -0.07 | 0 |  | 0.36 | 0.34 | 0.23 | 31.71 | 1219.011 | 0.53
D | 4002 | 2020-06-13 | 19 | OFF | 25.96 | 7.49 | 0.36 | 0.02 | 0.15 | 0 | 0 | -0.01 | -0.16 | -0.07 | 0 |  | 0.36 | 0.34 | 0.23 | 34.67 | 1214.146 | 0.53
D | 4002 | 2020-06-13 | 20 | OFF | 26.88 | 7.49 | 0.36 | 0.02 | 0.2 | 0 | 0.2 | -0.01 | -0.14 | -0.07 | 0 |  | 0.36 | 0.34 | 0.23 | 35.86 | 1179.293 | 0.78
D | 4002 | 2020-06-13 | 21 | OFF | 23.79 | 7.49 | 0.36 | 0.02 | 0.11 | 0 | 0.11 | -0.01 | -0.18 | -0.07 | 0 |  | 0.36 | 0.34 | 0.23 | 32.55 | 1150.915 | 0.6
D | 4002 | 2020-06-13 | 22 | OFF | 21.63 | 7.49 | 0.36 | 0.02 | 0.12 | 0 | 0.05 | 0.06 | -0.09 | -0.07 | 0 |  | 0.36 | 0.34 | 0.23 | 30.5 | 1111.08 | 0.55
D | 4002 | 2020-06-13 | 23 | OFF | 20.04 | 7.49 | 0.36 | 0.02 | 0.32 | 0 | 0.3 | 0 | 0.04 | -0.07 | 0 |  | 0.36 | 0.34 | 0.23 | 29.43 | 1027.821 | 1
D | 4002 | 2020-06-13 | 24 | OFF | 12.56 | 7.49 | 0.36 | 0.02 | 0.14 | 0 | 0 | 0.01 | -0.03 | -0.07 | 0 |  | 0.36 | 0.34 | 0.23 | 21.41 | 945.743 | 0.52
D | 4002 | 2020-06-14 | 1 | OFF | 12.55 | 7.49 | 0.42 | 0.02 | 0.11 | 0 | 0 | -0.01 | -0.06 | -0.07 | 0 |  | 0.36 | 0.34 | 0.23 | 21.38 | 882.757 | 0.55
D | 4002 | 2020-06-14 | 2 | OFF | 12.4 | 7.49 | 0.42 | 0.02 | 0.05 | 0 | 0 | 0.04 | -0.02 | -0.07 | 0 |  | 0.36 | 0.34 | 0.23 | 21.26 | 842.967 | 0.49
D | 4002 | 2020-06-14 | 3 | OFF | 12.64 | 7.49 | 0.42 | 0.02 | 0.04 | 0 | 0 | 0 | -0.03 | -0.07 | 0 |  | 0.36 | 0.34 | 0.23 | 21.44 | 817.806 | 0.48
D | 4002 | 2020-06-14 | 4 | OFF | 12.35 | 7.49 | 0.42 | 0.02 | 0.05 | 0 | 0 | -0.01 | -0.03 | -0.07 | 0 |  | 0.36 | 0.34 | 0.23 | 21.15 | 808.619 | 0.49
D | 4002 | 2020-06-14 | 5 | OFF | 12.2 | 7.49 | 0.42 | 0.02 | 0.05 | 0 | 0 | 0 | -0.03 | -0.07 | 0 |  | 0.36 | 0.34 | 0.23 | 21.01 | 811.668 | 0.49
D | 4002 | 2020-06-14 | 6 | OFF | 12.08 | 7.49 | 0.42 | 0.02 | 0.05 | 0 | 0 | 0.03 | -0.04 | -0.07 | 0 |  | 0.36 | 0.34 | 0.23 | 20.91 | 821.869 | 0.49
D | 4002 | 2020-06-14 | 7 | OFF | 12.05 | 7.49 | 0.42 | 0.02 | 0.12 | 0 | 0 | -0.02 | -0.03 | -0.07 | 0 |  | 0.36 | 0.34 | 0.23 | 20.91 | 854.483 | 0.56
D | 4002 | 2020-06-14 | 8 | OFF | 5.08 | 7.49 | 0.42 | 0.02 | 0.15 | 0 | 0 | 0 | -0.07 | -0.07 | 0 |  | 0.36 | 0.34 | 0.23 | 13.95 | 916.058 | 0.59
D | 4002 | 2020-06-14 | 9 | OFF | 12.03 | 7.49 | 0.42 | 0.02 | 0.1 | 0 | 0 | 0 | -0.05 | -0.07 | 0 |  | 0.36 | 0.34 | 0.23 | 20.87 | 1000.178 | 0.54
D | 4002 | 2020-06-14 | 10 | OFF | 12.29 | 7.49 | 0.42 | 0.02 | 0.06 | 0 | 0 | 0.01 | -0.06 | -0.07 | 0 |  | 0.36 | 0.34 | 0.23 | 21.09 | 1061.533 | 0.5
D | 4002 | 2020-06-14 | 11 | OFF | 12.25 | 7.49 | 0.42 | 0.02 | 0.05 | 0 | 0 | 0 | -0.05 | -0.07 | 0 |  | 0.36 | 0.34 | 0.23 | 21.04 | 1095.565 | 0.49
D | 4002 | 2020-06-14 | 12 | OFF | 11.9 | 7.49 | 0.42 | 0.02 | 0.04 | 0 | 0 | 0.02 | -0.05 | -0.07 | 0 |  | 0.36 | 0.34 | 0.23 | 20.7 | 1120.479 | 0.48
D | 4002 | 2020-06-14 | 13 | OFF | 12.47 | 7.49 | 0.42 | 0.02 | 0.05 | 0 | 0 | -0.01 | -0.05 | -0.07 | 0 |  | 0.36 | 0.34 | 0.23 | 21.25 | 1142.701 | 0.49
D | 4002 | 2020-06-14 | 14 | OFF | 12.69 | 7.49 | 0.42 | 0.02 | 0.05 | 0 | 0 | 0 | -0.05 | -0.07 | 0 |  | 0.36 | 0.34 | 0.23 | 21.48 | 1146.043 | 0.49
D | 4002 | 2020-06-14 | 15 | OFF | 13.04 | 7.49 | 0.42 | 0.02 | 0.05 | 0 | 0 | 0.02 | -0.06 | -0.07 | 0 |  | 0.36 | 0.34 | 0.23 | 21.84 | 1141.651 | 0.49
D | 4002 | 2020-06-14 | 16 | OFF | 13.17 | 7.49 | 0.42 | 0.02 | 0.05 | 0 | 0 | 0 | -0.07 | -0.07 | 0 |  | 0.36 | 0.34 | 0.23 | 21.94 | 1154.427 | 0.49
D | 4002 | 2020-06-14 | 17 | OFF | 13.06 | 7.49 | 0.42 | 0.02 | 0.05 | 0 | 0.01 | 0.01 | -0.12 | -0.07 | 0 |  | 0.36 | 0.34 | 0.23 | 21.8 | 1185.146 | 0.5
D | 4002 | 2020-06-14 | 18 | OFF | 21.45 | 7.49 | 0.42 | 0.02 | 0.09 | 0 | 0 | 0.01 | -0.13 | -0.07 | 0 |  | 0.36 | 0.34 | 0.23 | 30.21 | 1235.729 | 0.53
D | 4002 | 2020-06-14 | 19 | OFF | 24.88 | 7.49 | 0.42 | 0.02 | 0.17 | 0 | 0 | -0.02 | -0.17 | -0.07 | 0 |  | 0.36 | 0.34 | 0.23 | 33.65 | 1240.095 | 0.61
D | 4002 | 2020-06-14 | 20 | OFF | 24.95 | 7.49 | 0.42 | 0.02 | 0.14 | 0 | 0 | -0.02 | -0.17 | -0.07 | 0 |  | 0.36 | 0.34 | 0.23 | 33.69 | 1212.395 | 0.58
D | 4002 | 2020-06-14 | 21 | OFF | 21.94 | 7.49 | 0.42 | 0.02 | 0.1 | 0 | 0 | -0.04 | -0.22 | -0.07 | 0 |  | 0.36 | 0.34 | 0.23 | 30.57 | 1188.304 | 0.54
D | 4002 | 2020-06-14 | 22 | OFF | 25.18 | 7.49 | 0.42 | 0.02 | 0.18 | 0 | 0.06 | 0 | -0.09 | -0.07 | 0 |  | 0.36 | 0.34 | 0.23 | 34.12 | 1136.218 | 0.68
D | 4002 | 2020-06-14 | 23 | OFF | 15.45 | 7.49 | 0.42 | 0.02 | 0.17 | 0 | 0 | 0 | -0.07 | -0.07 | 0 |  | 0.36 | 0.34 | 0.23 | 24.34 | 1035.44 | 0.61
D | 4002 | 2020-06-14 | 24 | OFF | 13.2 | 7.49 | 0.42 | 0.02 | 0.15 | 0 | 0 | -0.02 | -0.04 | -0.07 | 0 |  | 0.36 | 0.34 | 0.23 | 22.08 | 945.11 | 0.59
D | 4002 | 2020-06-15 | 1 | OFF | 12.79 | 7.49 | 0.29 | 0.04 | 0.05 | 0 | 0 | 0.01 | -0.05 | -0.07 | 0 |  | 0.36 | 0.34 | 0.23 | 21.48 | 888.226 | 0.38
D | 4002 | 2020-06-15 | 2 | OFF | 12.77 | 7.49 | 0.29 | 0.04 | 0.04 | 0 | 0 | -0.01 | -0.04 | -0.07 | 0 |  | 0.36 | 0.34 | 0.23 | 21.44 | 851.79 | 0.37
D | 4002 | 2020-06-15 | 3 | OFF | 12.25 | 7.49 | 0.29 | 0.04 | 0.05 | 0 | 0 | 0.02 | -0.02 | -0.07 | 0 |  | 0.36 | 0.34 | 0.23 | 20.98 | 834.037 | 0.38
D | 4002 | 2020-06-15 | 4 | OFF | 12.66 | 7.49 | 0.29 | 0.04 | 0.05 | 0 | 0 | -0.01 | -0.02 | -0.07 | 0 |  | 0.36 | 0.34 | 0.23 | 21.36 | 834.534 | 0.38
D | 4002 | 2020-06-15 | 5 | OFF | 13.32 | 7.49 | 0.29 | 0.04 | 0.04 | 0 | 0 | 0 | -0.03 | -0.07 | 0 |  | 0.36 | 0.34 | 0.23 | 22.01 | 865.068 | 0.37
D | 4002 | 2020-06-15 | 6 | OFF | 14.48 | 7.49 | 0.29 | 0.04 | 0.14 | 0 | 0 | 0 | -0.04 | -0.07 | 0 |  | 0.36 | 0.34 | 0.23 | 23.26 | 929.363 | 0.47
D | 4002 | 2020-06-15 | 7 | OFF | 16.47 | 7.49 | 0.29 | 0.04 | 0.17 | 0 | 0 | 0 | -0.07 | -0.07 | 0 |  | 0.36 | 0.34 | 0.23 | 25.25 | 1037.424 | 0.5
D | 4002 | 2020-06-15 | 8 | ON | 26.93 | 7.49 | 0.29 | 0.04 | 0.42 | 0.68 | 0.18 | -0.02 | -0.14 | -0.07 | 0 |  | 0.36 | 0.34 | 0.23 | 36.73 | 1150.254 | 1.61
D | 4002 | 2020-06-15 | 9 | ON | 29.71 | 7.49 | 0.29 | 0.04 | 0.31 | 0.65 | 0.63 | 0.05 | -0.1 | -0.07 | 0 |  | 0.36 | 0.34 | 0.23 | 39.93 | 1223.335 | 1.92
D | 4002 | 2020-06-15 | 10 | ON | 15.89 | 7.49 | 0.29 | 0.04 | 0.07 | 0.64 | 0.04 | 0.01 | -0.1 | -0.07 | 0 |  | 0.36 | 0.34 | 0.23 | 25.23 | 1267.835 | 1.08
D | 4002 | 2020-06-15 | 11 | ON | 18.75 | 7.49 | 0.29 | 0.04 | 0.06 | 0.63 | 0.12 | -0.01 | -0.05 | -0.07 | 0 |  | 0.36 | 0.34 | 0.23 | 28.18 | 1302.7 | 1.14
D | 4002 | 2020-06-15 | 12 | ON | 15.75 | 7.49 | 0.29 | 0.04 | 0.05 | 0.62 | 0.07 | -0.03 | -0.08 | -0.07 | 0 |  | 0.36 | 0.34 | 0.23 | 25.06 | 1340.619 | 1.07
D | 4002 | 2020-06-15 | 13 | ON | 26.37 | 7.49 | 0.29 | 0.04 | 0.07 | 0.6 | 0.53 | -0.03 | -0.02 | -0.07 | 0 |  | 0.36 | 0.34 | 0.23 | 36.2 | 1367.858 | 1.53
D | 4002 | 2020-06-15 | 14 | ON | 24.78 | 7.49 | 0.29 | 0.04 | 0.12 | 0.58 | 0.26 | -0.04 | -0.04 | -0.07 | 0 |  | 0.36 | 0.34 | 0.23 | 34.34 | 1371.096 | 1.29
D | 4002 | 2020-06-15 | 15 | ON | 24.45 | 7.49 | 0.29 | 0.04 | 0.15 | 0.58 | 0 | 0 | -0.05 | -0.07 | 0 |  | 0.36 | 0.34 | 0.23 | 33.81 | 1360.165 | 1.06
D | 4002 | 2020-06-15 | 16 | ON | 26.07 | 7.49 | 0.29 | 0.04 | 0.09 | 0.57 | 0.01 | -0.06 | -0.06 | -0.07 | 0 |  | 0.36 | 0.34 | 0.23 | 35.3 | 1351.86 | 1
D | 4002 | 2020-06-15 | 17 | ON | 17.85 | 7.49 | 0.29 | 0.04 | 0.05 | 0.56 | 0.01 | -0.01 | -0.1 | -0.07 | 0 |  | 0.36 | 0.34 | 0.23 | 27.04 | 1360.149 | 0.95
D | 4002 | 2020-06-15 | 18 | ON | 19.2 | 7.49 | 0.29 | 0.04 | 0.04 | 0.55 | 0.02 | -0.04 | -0.1 | -0.07 | 0 |  | 0.36 | 0.34 | 0.23 | 28.35 | 1387.708 | 0.94
D | 4002 | 2020-06-15 | 19 | ON | 22.43 | 7.49 | 0.29 | 0.04 | 0.08 | 0.54 | 0 | -0.01 | -0.15 | -0.07 | 0 |  | 0.36 | 0.34 | 0.23 | 31.57 | 1382.374 | 0.95
D | 4002 | 2020-06-15 | 20 | ON | 21.63 | 7.49 | 0.29 | 0.04 | 0.09 | 0.55 | 0.02 | -0.03 | -0.14 | -0.07 | 0 |  | 0.36 | 0.34 | 0.23 | 30.8 | 1342.299 | 0.99
D | 4002 | 2020-06-15 | 21 | ON | 21.43 | 7.49 | 0.29 | 0.04 | 0.08 | 0.56 | 0 | -0.03 | -0.2 | -0.07 | 0 |  | 0.36 | 0.34 | 0.23 | 30.52 | 1301.785 | 0.97
D | 4002 | 2020-06-15 | 22 | ON | 22.28 | 7.49 | 0.29 | 0.04 | 0.11 | 0.59 | 0 | -0.02 | -0.16 | -0.07 | 0 |  | 0.36 | 0.34 | 0.23 | 31.48 | 1233.899 | 1.03
D | 4002 | 2020-06-15 | 23 | ON | 16.27 | 7.49 | 0.29 | 0.04 | 0.19 | 0.64 | 0.06 | -0.01 | -0.1 | -0.07 | 0 |  | 0.36 | 0.34 | 0.23 | 25.73 | 1114.733 | 1.22
D | 4002 | 2020-06-15 | 24 | OFF | 22.27 | 7.49 | 0.29 | 0.04 | 0.43 | 0 | 0.32 | -0.01 | 0.09 | -0.07 | 0 |  | 0.36 | 0.34 | 0.23 | 31.78 | 1009.363 | 1.08
D | 4002 | 2020-06-16 | 1 | OFF | 14.43 | 7.49 | 0.37 | 0.03 | 0.09 | 0 | 0 | -0.01 | -0.06 | -0.07 | 0 |  | 0.36 | 0.34 | 0.23 | 23.2 | 937.609 | 0.49
D | 4002 | 2020-06-16 | 2 | OFF | 14.81 | 7.49 | 0.37 | 0.03 | 0.06 | 0 | 0 | 0.02 | -0.02 | -0.07 | 0 |  | 0.36 | 0.34 | 0.23 | 23.62 | 895.082 | 0.46
D | 4002 | 2020-06-16 | 3 | OFF | 14.84 | 7.49 | 0.37 | 0.03 | 0.06 | 0 | 0 | 0 | -0.03 | -0.07 | 0 |  | 0.36 | 0.34 | 0.23 | 23.62 | 873.049 | 0.46
D | 4002 | 2020-06-16 | 4 | OFF | 13.62 | 7.49 | 0.37 | 0.03 | 0.05 | 0 | 0 | -0.01 | -0.04 | -0.07 | 0 |  | 0.36 | 0.34 | 0.23 | 22.37 | 869.63 | 0.45
D | 4002 | 2020-06-16 | 5 | OFF | 13.1 | 7.49 | 0.37 | 0.03 | 0.04 | 0 | 0 | -0.01 | -0.04 | -0.07 | 0 |  | 0.36 | 0.34 | 0.23 | 21.84 | 893.104 | 0.44
D | 4002 | 2020-06-16 | 6 | OFF | 13.36 | 7.49 | 0.37 | 0.03 | 0.19 | 0 | 0 | 0.01 | -0.04 | -0.07 | 0 |  | 0.36 | 0.34 | 0.23 | 22.27 | 952.191 | 0.59
D | 4002 | 2020-06-16 | 7 | OFF | 13.22 | 7.49 | 0.37 | 0.03 | 0.17 | 0 | 0 | -0.01 | -0.11 | -0.07 | 0 |  | 0.36 | 0.34 | 0.23 | 22.02 | 1061.809 | 0.57
D | 4002 | 2020-06-16 | 8 | ON | 13.41 | 7.49 | 0.37 | 0.03 | 0.16 | 0.66 | 0 | -0.01 | -0.12 | -0.07 | 0 |  | 0.36 | 0.34 | 0.23 | 22.85 | 1172.741 | 1.22
D | 4002 | 2020-06-16 | 9 | ON | 13.13 | 7.49 | 0.37 | 0.03 | 0.12 | 0.63 | 0 | 0 | -0.15 | -0.07 | 0 |  | 0.36 | 0.34 | 0.23 | 22.48 | 1252.376 | 1.15
D | 4002 | 2020-06-16 | 10 | ON | 15.51 | 7.49 | 0.37 | 0.03 | 0.09 | 0.61 | 0 | 0 | -0.12 | -0.07 | 0 |  | 0.36 | 0.34 | 0.23 | 24.84 | 1299.522 | 1.1
D | 4002 | 2020-06-16 | 11 | ON | 13.78 | 7.49 | 0.37 | 0.03 | 0.05 | 0.6 | 0.01 | -0.01 | -0.09 | -0.07 | 0 |  | 0.36 | 0.34 | 0.23 | 23.09 | 1337.678 | 1.06
D | 4002 | 2020-06-16 | 12 | ON | 13.23 | 7.49 | 0.37 | 0.03 | 0.04 | 0.59 | 0 | 0 | -0.07 | -0.07 | 0 |  | 0.36 | 0.34 | 0.23 | 22.54 | 1366.984 | 1.03
D | 4002 | 2020-06-16 | 13 | ON | 13.43 | 7.49 | 0.37 | 0.03 | 0.04 | 0.53 | 0.03 | 0 | -0.07 | -0.07 | 0 |  | 0.36 | 0.34 | 0.23 | 22.71 | 1393.495 | 1
D | 4002 | 2020-06-16 | 14 | ON | 14.29 | 7.49 | 0.37 | 0.03 | 0.05 | 0.51 | 0.01 | 0.01 | -0.08 | -0.07 | 0 |  | 0.36 | 0.34 | 0.23 | 23.54 | 1415.426 | 0.97
D | 4002 | 2020-06-16 | 15 | ON | 16.91 | 7.49 | 0.37 | 0.03 | 0.07 | 0.51 | 0.06 | -0.02 | -0.07 | -0.07 | 0 |  | 0.36 | 0.34 | 0.23 | 26.21 | 1428.438 | 1.04
D | 4002 | 2020-06-16 | 16 | ON | 16.38 | 7.49 | 0.37 | 0.03 | 0.11 | 0.5 | 0.17 | -0.01 | -0.09 | -0.07 | 0 |  | 0.36 | 0.34 | 0.23 | 25.81 | 1453.341 | 1.18
D | 4002 | 2020-06-16 | 17 | ON | 17.09 | 7.49 | 0.37 | 0.03 | 0.05 | 0.48 | 0.03 | -0.03 | -0.05 | -0.07 | 0 |  | 0.36 | 0.34 | 0.23 | 26.32 | 1484.26 | 0.96
D | 4002 | 2020-06-16 | 18 | ON | 28.03 | 7.49 | 0.37 | 0.03 | 0.08 | 0.47 | 0.11 | -0.04 | -0.09 | -0.07 | 0 |  | 0.36 | 0.34 | 0.23 | 37.31 | 1519.51 | 1.06
D | 4002 | 2020-06-16 | 19 | ON | 33.3 | 7.49 | 0.37 | 0.03 | 0.21 | 0.46 | 0.23 | 0 | -0.1 | -0.07 | 0 |  | 0.36 | 0.34 | 0.23 | 42.85 | 1506.184 | 1.3
D | 4002 | 2020-06-16 | 20 | ON | 26.08 | 7.49 | 0.37 | 0.03 | 0.19 | 0.52 | 0.21 | 0.04 | -0.08 | -0.07 | 0 |  | 0.36 | 0.34 | 0.23 | 35.71 | 1446.013 | 1.32
D | 4002 | 2020-06-16 | 21 | ON | 17.34 | 7.49 | 0.37 | 0.03 | 0.08 | 0.55 | 0.14 | 0.02 | -0.08 | -0.07 | 0 |  | 0.36 | 0.34 | 0.23 | 26.8 | 1386.804 | 1.17
D | 4002 | 2020-06-16 | 22 | ON | 13.94 | 7.49 | 0.37 | 0.03 | 0.04 | 0.57 | 0.03 | -0.02 | -0.11 | -0.07 | 0 |  | 0.36 | 0.34 | 0.23 | 23.2 | 1309.139 | 1.04
D | 4002 | 2020-06-16 | 23 | ON | 14.06 | 7.49 | 0.37 | 0.03 | 0.14 | 0.62 | 0.09 | -0.03 | -0.08 | -0.07 | 0 |  | 0.36 | 0.34 | 0.23 | 23.55 | 1177.011 | 1.25
D | 4002 | 2020-06-16 | 24 | OFF | 12.52 | 7.49 | 0.37 | 0.03 | 0.14 | 0 | 0 | -0.03 | 0.01 | -0.07 | 0 |  | 0.36 | 0.34 | 0.23 | 21.39 | 1057.503 | 0.54
D | 4002 | 2020-06-17 | 1 | OFF | 13.96 | 7.49 | 0.37 | 0.04 | 0.07 | 0 | 0.12 | -0.05 | -0.01 | -0.07 | 0 |  | 0.36 | 0.34 | 0.23 | 22.85 | 977.145 | 0.6
D | 4002 | 2020-06-17 | 2 | OFF | 12.42 | 7.49 | 0.37 | 0.04 | 0.05 | 0 | 0.02 | 0.01 | 0 | -0.07 | 0 |  | 0.36 | 0.34 | 0.23 | 21.26 | 928.155 | 0.48
D | 4002 | 2020-06-17 | 3 | OFF | 10.55 | 7.49 | 0.37 | 0.04 | 0.11 | 0 | 0 | 0.02 | 0.06 | -0.07 | 0 |  | 0.36 | 0.34 | 0.23 | 19.5 | 897.627 | 0.52
D | 4002 | 2020-06-17 | 4 | OFF | 10.29 | 7.49 | 0.37 | 0.04 | 0.06 | 0 | 0 | 0 | -0.08 | -0.07 | 0 |  | 0.36 | 0.34 | 0.23 | 19.03 | 889.428 | 0.47
D | 4002 | 2020-06-17 | 5 | OFF | 10.55 | 7.49 | 0.37 | 0.04 | 0.07 | 0 | 0 | -0.01 | -0.02 | -0.07 | 0 |  | 0.36 | 0.34 | 0.23 | 19.35 | 910.262 | 0.48
D | 4002 | 2020-06-17 | 6 | OFF | 14.36 | 7.49 | 0.37 | 0.04 | 0.08 | 0 | 0 | -0.02 | 0 | -0.07 | 0 |  | 0.36 | 0.34 | 0.23 | 23.18 | 967.432 | 0.49
D | 4002 | 2020-06-17 | 7 | OFF | 21.89 | 7.49 | 0.37 | 0.04 | 0.41 | 0 | 0 | -0.04 | 0 | -0.07 | 0 |  | 0.36 | 0.34 | 0.23 | 31.02 | 1078.309 | 0.82
D | 4002 | 2020-06-17 | 8 | ON | 10.21 | 7.49 | 0.37 | 0.04 | 0.17 | 0.66 | 0 | 0.01 | 0 | -0.07 | 0 |  | 0.36 | 0.34 | 0.23 | 19.81 | 1191.063 | 1.24
D | 4002 | 2020-06-17 | 9 | ON | 13.07 | 7.49 | 0.37 | 0.04 | 0.1 | 0.61 | 0 | -0.01 | -0.15 | -0.07 | 0 |  | 0.36 | 0.34 | 0.23 | 22.38 | 1270.71 | 1.12
D | 4002 | 2020-06-17 | 10 | ON | 12.67 | 7.49 | 0.37 | 0.04 | 0.05 | 0.57 | 0 | -0.01 | -0.05 | -0.07 | 0 |  | 0.36 | 0.34 | 0.23 | 21.99 | 1321.837 | 1.03
D | 4002 | 2020-06-17 | 11 | ON | 13.13 | 7.49 | 0.37 | 0.04 | 0.05 | 0.56 | 0 | 0 | -0.07 | -0.07 | 0 |  | 0.36 | 0.34 | 0.23 | 22.43 | 1367.523 | 1.02
D | 4002 | 2020-06-17 | 12 | ON | 13.8 | 7.49 | 0.37 | 0.04 | 0.05 | 0.54 | 0 | -0.02 | -0.08 | -0.07 | 0 |  | 0.36 | 0.34 | 0.23 | 23.05 | 1415.567 | 1
D | 4002 | 2020-06-17 | 13 | ON | 14.3 | 7.49 | 0.37 | 0.04 | 0.05 | 0.53 | 0.04 | -0.01 | -0.06 | -0.07 | 0 |  | 0.36 | 0.34 | 0.23 | 23.61 | 1460.604 | 1.03
D | 4002 | 2020-06-17 | 14 | ON | 23.44 | 7.49 | 0.37 | 0.04 | 0.08 | 0.51 | 0.27 | 0 | -0.12 | -0.07 | 0 |  | 0.36 | 0.34 | 0.23 | 32.94 | 1502.685 | 1.27
D | 4002 | 2020-06-17 | 15 | ON | 20.81 | 7.49 | 0.37 | 0.04 | 0.07 | 0.5 | 0.05 | -0.03 | -0.12 | -0.07 | 0 |  | 0.36 | 0.34 | 0.23 | 30.04 | 1540.672 | 1.03
D | 4002 | 2020-06-17 | 16 | ON | 24.96 | 7.49 | 0.37 | 0.04 | 0.12 | 0.49 | 0.16 | -0.02 | -0.07 | -0.07 | 0 |  | 0.36 | 0.34 | 0.23 | 34.4 | 1582.348 | 1.18
D | 4002 | 2020-06-17 | 17 | ON | 26.67 | 7.49 | 0.37 | 0.04 | 0.09 | 0.46 | 0.25 | -0.01 | -0.06 | -0.07 | 0 |  | 0.36 | 0.34 | 0.23 | 36.16 | 1626.895 | 1.21
D | 4002 | 2020-06-17 | 18 | ON | 27.6 | 7.49 | 0.37 | 0.04 | 0.11 | 0.45 | 0.08 | -0.03 | -0.1 | -0.07 | 0 |  | 0.36 | 0.34 | 0.23 | 36.87 | 1670.461 | 1.05
D | 4002 | 2020-06-17 | 19 | ON | 31.59 | 7.49 | 0.37 | 0.04 | 0.2 | 0.44 | 0.25 | 0 | -0.15 | -0.07 | 0 |  | 0.36 | 0.34 | 0.23 | 41.09 | 1664.626 | 1.3
D | 4002 | 2020-06-17 | 20 | ON | 29.71 | 7.49 | 0.37 | 0.04 | 0.19 | 0.49 | 0.11 | 0.06 | -0.12 | -0.07 | 0 |  | 0.36 | 0.34 | 0.23 | 39.2 | 1600.814 | 1.2
D | 4002 | 2020-06-17 | 21 | ON | 28.04 | 7.49 | 0.37 | 0.04 | 0.14 | 0.5 | 0.11 | -0.04 | -0.11 | -0.07 | 0 |  | 0.36 | 0.34 | 0.23 | 37.4 | 1525.221 | 1.16
D | 4002 | 2020-06-17 | 22 | ON | 21.7 | 7.49 | 0.37 | 0.04 | 0.1 | 0.52 | 0.06 | 0 | -0.08 | -0.07 | 0 |  | 0.36 | 0.34 | 0.23 | 31.06 | 1437.932 | 1.09
D | 4002 | 2020-06-17 | 23 | ON | 15.92 | 7.49 | 0.37 | 0.04 | 0.19 | 0.57 | 0 | -0.02 | -0.04 | -0.07 | 0 |  | 0.36 | 0.34 | 0.23 | 25.38 | 1289.404 | 1.17
D | 4002 | 2020-06-17 | 24 | OFF | 19.09 | 7.49 | 0.37 | 0.04 | 0.22 | 0 | 0.15 | 0.03 | 0.1 | -0.07 | 0 |  | 0.36 | 0.34 | 0.23 | 28.35 | 1155.487 | 0.78
D | 4002 | 2020-06-18 | 1 | OFF | 15.24 | 7.49 | 0.31 | 0.09 | 0.06 | 0 | 0 | -0.01 | -0.1 | -0.07 | 0 |  | 0.36 | 0.34 | 0.23 | 23.94 | 1061.677 | 0.46
D | 4002 | 2020-06-18 | 2 | OFF | 13.5 | 7.49 | 0.31 | 0.09 | 0.04 | 0 | 0 | 0.01 | -0.05 | -0.07 | 0 |  | 0.36 | 0.34 | 0.23 | 22.25 | 1003.935 | 0.44
D | 4002 | 2020-06-18 | 3 | OFF | 13.32 | 7.49 | 0.31 | 0.09 | 0.04 | 0 | 0 | 0.02 | 0.01 | -0.07 | 0 |  | 0.36 | 0.34 | 0.23 | 22.14 | 967.346 | 0.44
D | 4002 | 2020-06-18 | 4 | OFF | 13.33 | 7.49 | 0.31 | 0.09 | 0.04 | 0 | 0 | -0.01 | 0.05 | -0.07 | 0 |  | 0.36 | 0.34 | 0.23 | 22.16 | 951.718 | 0.44
D | 4002 | 2020-06-18 | 5 | OFF | 13.48 | 7.49 | 0.31 | 0.09 | 0.04 | 0 | 0 | -0.01 | -0.01 | -0.07 | 0 |  | 0.36 | 0.34 | 0.23 | 22.25 | 965.361 | 0.44
D | 4002 | 2020-06-18 | 6 | OFF | 14.47 | 7.49 | 0.31 | 0.09 | 0.11 | 0 | 0 | 0.01 | -0.09 | -0.07 | 0 |  | 0.36 | 0.34 | 0.23 | 23.25 | 1016.726 | 0.51
D | 4002 | 2020-06-18 | 7 | OFF | 14.8 | 7.49 | 0.31 | 0.09 | 0.13 | 0 | 0 | 0.01 | -0.02 | -0.07 | 0 |  | 0.36 | 0.34 | 0.23 | 23.67 | 1135.762 | 0.53
D | 4002 | 2020-06-18 | 8 | ON | 15.89 | 7.49 | 0.31 | 0.09 | 0.14 | 0.6 | 0.07 | 0 | -0.11 | -0.07 | 0 |  | 0.36 | 0.34 | 0.23 | 25.34 | 1270.899 | 1.21
D | 4002 | 2020-06-18 | 9 | ON | 29.17 | 7.49 | 0.31 | 0.09 | 0.29 | 0.57 | 0.68 | -0.02 | 0.01 | -0.07 | 0 |  | 0.36 | 0.34 | 0.23 | 39.45 | 1381.027 | 1.94
D | 4002 | 2020-06-18 | 10 | ON | 27.1 | 7.49 | 0.31 | 0.09 | 0.13 | 0.55 | 0.55 | 0 | -0.05 | -0.07 | 0 |  | 0.36 | 0.34 | 0.23 | 37.03 | 1467.263 | 1.63
D | 4002 | 2020-06-18 | 11 | ON | 16.18 | 7.49 | 0.31 | 0.09 | 0.05 | 0.53 | 0.01 | -0.01 | -0.06 | -0.07 | 0 |  | 0.36 | 0.34 | 0.23 | 25.45 | 1546.015 | 0.99
D | 4002 | 2020-06-18 | 12 | ON | 24.8 | 7.49 | 0.31 | 0.09 | 0.09 | 0.49 | 0.25 | 0 | -0.03 | -0.07 | 0 |  | 0.36 | 0.34 | 0.23 | 34.35 | 1624.014 | 1.23
D | 4002 | 2020-06-18 | 13 | ON | 42.93 | 7.49 | 0.31 | 0.09 | 0.17 | 0.43 | 0.22 | -0.03 | -0.03 | -0.07 | 0 |  | 0.36 | 0.34 | 0.23 | 52.44 | 1694.405 | 1.22
D | 4002 | 2020-06-18 | 14 | ON | 41.29 | 7.49 | 0.31 | 0.09 | 0.21 | 0.41 | 0.17 | -0.01 | -0.08 | -0.07 | 0 |  | 0.36 | 0.34 | 0.23 | 50.74 | 1763.045 | 1.19
D | 4002 | 2020-06-18 | 15 | ON | 36.67 | 7.49 | 0.31 | 0.09 | 0.25 | 0.26 | 0.67 | -0.02 | -0.1 | -0.07 | 0 |  | 0.36 | 0.34 | 0.23 | 46.48 | 1819.75 | 1.58
D | 4002 | 2020-06-18 | 16 | ON | 28.84 | 7.49 | 0.31 | 0.09 | 0.09 | 0.32 | 0.16 | 0.02 | -0.08 | -0.07 | 0 |  | 0.36 | 0.34 | 0.23 | 38.1 | 1873.072 | 0.97
D | 4002 | 2020-06-18 | 17 | ON | 42.42 | 7.49 | 0.31 | 0.09 | 0.17 | 0.42 | 0.15 | 0.03 | -0.12 | -0.07 | 0 |  | 0.36 | 0.34 | 0.23 | 51.82 | 1923.239 | 1.14
D | 4002 | 2020-06-18 | 18 | ON | 54.15 | 7.49 | 0.31 | 0.09 | 0.16 | 0.41 | 0.15 | -0.04 | -0.08 | -0.07 | 0 |  | 0.36 | 0.34 | 0.23 | 63.5 | 1962.704 | 1.12
D | 4002 | 2020-06-18 | 19 | ON | 65.71 | 7.49 | 0.31 | 0.09 | 0.28 | 0.41 | 0.32 | -0.03 | -0.16 | -0.07 | 0 |  | 0.36 | 0.34 | 0.23 | 75.28 | 1953.714 | 1.41
D | 4002 | 2020-06-18 | 20 | ON | 45.76 | 7.49 | 0.31 | 0.09 | 0.2 | 0.42 | 0.21 | -0.03 | -0.02 | -0.07 | 0 |  | 0.36 | 0.34 | 0.23 | 55.29 | 1886.319 | 1.23
D | 4002 | 2020-06-18 | 21 | ON | 33.15 | 7.49 | 0.31 | 0.09 | 0.24 | 0.44 | 0.36 | -0.04 | -0.1 | -0.07 | 0 |  | 0.36 | 0.34 | 0.23 | 42.8 | 1802.83 | 1.44
D | 4002 | 2020-06-18 | 22 | ON | 28.75 | 7.49 | 0.31 | 0.09 | 0.16 | 0.46 | 0.27 | -0.05 | -0.01 | -0.07 | 0 |  | 0.36 | 0.34 | 0.23 | 38.33 | 1717.113 | 1.29
D | 4002 | 2020-06-18 | 23 | ON | 25.67 | 7.49 | 0.31 | 0.09 | 0.2 | 0.5 | 0.01 | -0.04 | -0.1 | -0.07 | 0 |  | 0.36 | 0.34 | 0.23 | 34.99 | 1550.837 | 1.11
D | 4002 | 2020-06-18 | 24 | OFF | 21.8 | 7.49 | 0.31 | 0.09 | 0.19 | 0 | 0 | 0.04 | 0.14 | -0.07 | 0 |  | 0.36 | 0.34 | 0.23 | 30.92 | 1393.849 | 0.59
D | 4002 | 2020-06-19 | 1 | OFF | 16.05 | 7.49 | 0.2 | 0.05 | 0.04 | 0 | 0 | 0.06 | -0.07 | -0.07 | 0 |  | 0.36 | 0.34 | 0.23 | 24.68 | 1281.349 | 0.29
D | 4002 | 2020-06-19 | 2 | OFF | 16.82 | 7.49 | 0.2 | 0.05 | 0.04 | 0 | 0 | -0.01 | -0.04 | -0.07 | 0 |  | 0.36 | 0.34 | 0.23 | 25.41 | 1205.554 | 0.29
D | 4002 | 2020-06-19 | 3 | OFF | 15.12 | 7.49 | 0.2 | 0.05 | 0.04 | 0 | 0 | -0.01 | -0.02 | -0.07 | 0 |  | 0.36 | 0.34 | 0.23 | 23.73 | 1155.834 | 0.29
D | 4002 | 2020-06-19 | 4 | OFF | 13.85 | 7.49 | 0.2 | 0.05 | 0.03 | 0 | 0 | -0.01 | -0.01 | -0.07 | 0 |  | 0.36 | 0.34 | 0.23 | 22.46 | 1130.724 | 0.28
D | 4002 | 2020-06-19 | 5 | OFF | 13.64 | 7.49 | 0.2 | 0.05 | 0.04 | 0 | 0 | -0.02 | -0.03 | -0.07 | 0 |  | 0.36 | 0.34 | 0.23 | 22.23 | 1139.681 | 0.29
D | 4002 | 2020-06-19 | 6 | OFF | 14.57 | 7.49 | 0.2 | 0.05 | 0.1 | 0 | 0 | -0.01 | -0.07 | -0.07 | 0 |  | 0.36 | 0.34 | 0.23 | 23.19 | 1177.087 | 0.35
D | 4002 | 2020-06-19 | 7 | OFF | 13.87 | 7.49 | 0.2 | 0.05 | 0.11 | 0 | 0 | -0.02 | -0.02 | -0.07 | 0 |  | 0.36 | 0.34 | 0.23 | 22.54 | 1292.496 | 0.36
D | 4002 | 2020-06-19 | 8 | ON | 13.96 | 7.49 | 0.2 | 0.05 | 0.1 | 0.55 | 0 | 0 | -0.08 | -0.07 | 0 |  | 0.36 | 0.34 | 0.23 | 23.13 | 1438.767 | 0.9
D | 4002 | 2020-06-19 | 9 | ON | 15.56 | 7.49 | 0.2 | 0.05 | 0.1 | 0.51 | 0.02 | -0.01 | -0.12 | -0.07 | 0 |  | 0.36 | 0.34 | 0.23 | 24.66 | 1572.529 | 0.88
D | 4002 | 2020-06-19 | 10 | ON | 22.12 | 7.49 | 0.2 | 0.05 | 0.09 | 0.49 | 0.2 | 0 | -0.13 | -0.07 | 0 |  | 0.36 | 0.34 | 0.23 | 31.37 | 1675.057 | 1.03
D | 4002 | 2020-06-19 | 11 | ON | 33.62 | 7.49 | 0.2 | 0.05 | 0.16 | 0.47 | 0.25 | 0 | -0.11 | -0.07 | 0 |  | 0.36 | 0.34 | 0.23 | 42.99 | 1766.022 | 1.13
D | 4002 | 2020-06-19 | 12 | ON | 35.37 | 7.49 | 0.2 | 0.05 | 0.17 | 0.45 | 0.43 | 0.01 | -0.04 | -0.07 | 0 |  | 0.36 | 0.34 | 0.23 | 44.99 | 1844.61 | 1.3
D | 4002 | 2020-06-19 | 13 | ON | 36.44 | 7.49 | 0.2 | 0.05 | 0.2 | 0.43 | 0.27 | 0 | -0.16 | -0.07 | 0 |  | 0.36 | 0.34 | 0.23 | 45.78 | 1906.658 | 1.15
D | 4002 | 2020-06-19 | 14 | ON | 35.47 | 7.49 | 0.2 | 0.05 | 0.12 | 0.41 | 0.2 | -0.01 | -0.1 | -0.07 | 0 |  | 0.36 | 0.34 | 0.23 | 44.69 | 1955.549 | 0.98
D | 4002 | 2020-06-19 | 15 | ON | 31.7 | 7.49 | 0.2 | 0.05 | 0.1 | 0.41 | 0.19 | -0.01 | -0.16 | -0.07 | 0 |  | 0.36 | 0.34 | 0.23 | 40.83 | 1988.873 | 0.95
D | 4002 | 2020-06-19 | 16 | ON | 23.89 | 7.49 | 0.2 | 0.05 | 0.08 | 0.41 | 0.07 | -0.01 | -0.2 | -0.07 | 0 |  | 0.36 | 0.34 | 0.23 | 32.84 | 2018.046 | 0.81
D | 4002 | 2020-06-19 | 17 | ON | 35.79 | 7.49 | 0.2 | 0.05 | 0.14 | 0.4 | 0.42 | -0.01 | -0.21 | -0.07 | 0 |  | 0.36 | 0.34 | 0.23 | 45.13 | 2043.79 | 1.21
D | 4002 | 2020-06-19 | 18 | ON | 33.1 | 7.49 | 0.2 | 0.05 | 0.12 | 0.4 | 0.32 | 0 | -0.22 | -0.07 | 0 |  | 0.36 | 0.34 | 0.23 | 42.32 | 2052.143 | 1.09
D | 4002 | 2020-06-19 | 19 | ON | 30.83 | 7.49 | 0.2 | 0.05 | 0.14 | 0.4 | 0.25 | 0.01 | -0.15 | -0.07 | 0 |  | 0.36 | 0.34 | 0.23 | 40.08 | 2018.596 | 1.04
D | 4002 | 2020-06-19 | 20 | ON | 26.51 | 7.49 | 0.2 | 0.05 | 0.11 | 0.42 | 0.07 | 0.03 | -0.13 | -0.07 | 0 |  | 0.36 | 0.34 | 0.23 | 35.61 | 1930.201 | 0.85
D | 4002 | 2020-06-19 | 21 | ON | 21.46 | 7.49 | 0.2 | 0.05 | 0.08 | 0.43 | 0.01 | 0.01 | -0.11 | -0.07 | 0 |  | 0.36 | 0.34 | 0.23 | 30.48 | 1834.502 | 0.77
D | 4002 | 2020-06-19 | 22 | ON | 28.14 | 7.49 | 0.2 | 0.05 | 0.17 | 0.45 | 0.24 | 0.04 | -0.06 | -0.07 | 0 |  | 0.36 | 0.34 | 0.23 | 37.58 | 1740.893 | 1.11
D | 4002 | 2020-06-19 | 23 | ON | 19.9 | 7.49 | 0.2 | 0.05 | 0.14 | 0.49 | 0.02 | 0.01 | -0.03 | -0.07 | 0 |  | 0.36 | 0.34 | 0.23 | 29.13 | 1583.946 | 0.9
D | 4002 | 2020-06-19 | 24 | OFF | 17.28 | 7.49 | 0.2 | 0.05 | 0.1 | 0 | 0 | -0.01 | -0.06 | -0.07 | 0 |  | 0.36 | 0.34 | 0.23 | 25.91 | 1428.676 | 0.35
D | 4002 | 2020-06-20 | 1 | OFF | 16.94 | 7.49 | 0.14 | 0.3 | 0.04 | 0 | 0.01 | 0.06 | -0.12 | -0.07 | 0 |  | 0.36 | 0.34 | 0.23 | 25.72 | 1306.861 | 0.49
D | 4002 | 2020-06-20 | 2 | OFF | 15.68 | 7.49 | 0.14 | 0.3 | 0.04 | 0 | 0 | 0.05 | 0.01 | -0.07 | 0 |  | 0.36 | 0.34 | 0.23 | 24.57 | 1226.058 | 0.48
D | 4002 | 2020-06-20 | 3 | OFF | 15.92 | 7.49 | 0.14 | 0.3 | 0.08 | 0 | 0 | 0 | -0.16 | -0.07 | 0 |  | 0.36 | 0.34 | 0.23 | 24.63 | 1175.076 | 0.52
D | 4002 | 2020-06-20 | 4 | OFF | 15.43 | 7.49 | 0.14 | 0.3 | 0.05 | 0 | 0 | -0.01 | -0.06 | -0.07 | 0 |  | 0.36 | 0.34 | 0.23 | 24.2 | 1147.44 | 0.49
D | 4002 | 2020-06-20 | 5 | OFF | 14.43 | 7.49 | 0.14 | 0.3 | 0.05 | 0 | 0 | 0 | -0.04 | -0.07 | 0 |  | 0.36 | 0.34 | 0.23 | 23.23 | 1129.998 | 0.49
D | 4002 | 2020-06-20 | 6 | OFF | 14.57 | 7.49 | 0.14 | 0.3 | 0.04 | 0 | 0 | -0.01 | -0.08 | -0.07 | 0 |  | 0.36 | 0.34 | 0.23 | 23.31 | 1131.007 | 0.48
D | 4002 | 2020-06-20 | 7 | OFF | 14.57 | 7.49 | 0.14 | 0.3 | 0.08 | 0 | 0 | 0 | -0.06 | -0.07 | 0 |  | 0.36 | 0.34 | 0.23 | 23.38 | 1194.979 | 0.52
D | 4002 | 2020-06-20 | 8 | OFF | 15.41 | 7.49 | 0.14 | 0.3 | 0.25 | 0 | 0 | -0.03 | -0.1 | -0.07 | 0 |  | 0.36 | 0.34 | 0.23 | 24.32 | 1312.856 | 0.69
D | 4002 | 2020-06-20 | 9 | OFF | 15.75 | 7.49 | 0.14 | 0.3 | 0.06 | 0 | 0 | -0.01 | -0.1 | -0.07 | 0 |  | 0.36 | 0.34 | 0.23 | 24.49 | 1452.403 | 0.5
D | 4002 | 2020-06-20 | 10 | OFF | 18.85 | 7.49 | 0.14 | 0.3 | 0.04 | 0 | 0.13 | -0.03 | -0.08 | -0.07 | 0 |  | 0.36 | 0.34 | 0.23 | 27.7 | 1582.895 | 0.61
D | 4002 | 2020-06-20 | 11 | OFF | 21.22 | 7.49 | 0.14 | 0.3 | 0.05 | 0 | 0.18 | -0.01 | -0.1 | -0.07 | 0 |  | 0.36 | 0.34 | 0.23 | 30.13 | 1689.967 | 0.67
D | 4002 | 2020-06-20 | 12 | OFF | 28.2 | 7.49 | 0.14 | 0.3 | 0.11 | 0 | 0.2 | -0.04 | -0.13 | -0.07 | 0 |  | 0.36 | 0.34 | 0.23 | 37.13 | 1780.559 | 0.75
D | 4002 | 2020-06-20 | 13 | OFF | 30.77 | 7.49 | 0.14 | 0.3 | 0.06 | 0 | 0.06 | -0.01 | -0.15 | -0.07 | 0 |  | 0.36 | 0.34 | 0.23 | 39.52 | 1846.238 | 0.56
D | 4002 | 2020-06-20 | 14 | OFF | 29.35 | 7.49 | 0.14 | 0.3 | 0.08 | 0 | 0.02 | -0.04 | -0.13 | -0.07 | 0 |  | 0.36 | 0.34 | 0.23 | 38.07 | 1888.285 | 0.54
D | 4002 | 2020-06-20 | 15 | OFF | 33.96 | 7.49 | 0.14 | 0.3 | 0.09 | 0 | 0.17 | -0.07 | -0.16 | -0.07 | 0 |  | 0.36 | 0.34 | 0.23 | 42.78 | 1915.388 | 0.7
D | 4002 | 2020-06-20 | 16 | OFF | 34.01 | 7.49 | 0.14 | 0.3 | 0.09 | 0 | 0.07 | 0 | -0.17 | -0.07 | 0 |  | 0.36 | 0.34 | 0.23 | 42.79 | 1939.966 | 0.6
D | 4002 | 2020-06-20 | 17 | OFF | 37.6 | 7.49 | 0.14 | 0.3 | 0.08 | 0 | 0.34 | -0.01 | -0.22 | -0.07 | 0 |  | 0.36 | 0.34 | 0.23 | 46.58 | 1963.409 | 0.86
D | 4002 | 2020-06-20 | 18 | OFF | 43.18 | 7.49 | 0.14 | 0.3 | 0.15 | 0 | 0.15 | -0.04 | -0.21 | -0.07 | 0 |  | 0.36 | 0.34 | 0.23 | 52.02 | 1975.032 | 0.74
D | 4002 | 2020-06-20 | 19 | OFF | 48.59 | 7.49 | 0.14 | 0.3 | 0.22 | 0 | 0.28 | -0.05 | -0.21 | -0.07 | 0 |  | 0.36 | 0.34 | 0.23 | 57.62 | 1938.908 | 0.94
D | 4002 | 2020-06-20 | 20 | OFF | 37.06 | 7.49 | 0.14 | 0.3 | 0.17 | 0 | 0.02 | 0.01 | -0.15 | -0.07 | 0 |  | 0.36 | 0.34 | 0.23 | 45.9 | 1869.823 | 0.63
D | 4002 | 2020-06-20 | 21 | OFF | 30.79 | 7.49 | 0.14 | 0.3 | 0.11 | 0 | 0.06 | -0.01 | -0.15 | -0.07 | 0 |  | 0.36 | 0.34 | 0.23 | 39.59 | 1800.15 | 0.61
D | 4002 | 2020-06-20 | 22 | OFF | 31.81 | 7.49 | 0.14 | 0.3 | 0.11 | 0 | 0.05 | -0.01 | -0.13 | -0.07 | 0 |  | 0.36 | 0.34 | 0.23 | 40.62 | 1720.838 | 0.6
D | 4002 | 2020-06-20 | 23 | OFF | 37.78 | 7.49 | 0.14 | 0.3 | 0.3 | 0 | 0.35 | 0 | -0.07 | -0.07 | 0 |  | 0.36 | 0.34 | 0.23 | 47.15 | 1578.866 | 1.09
D | 4002 | 2020-06-20 | 24 | OFF | 38.94 | 7.49 | 0.14 | 0.3 | 0.32 | 0 | 0.51 | -0.06 | -0.08 | -0.07 | 0 |  | 0.36 | 0.34 | 0.23 | 48.42 | 1433.408 | 1.27
D | 4002 | 2020-06-21 | 1 | OFF | 42.35 | 7.49 | 0.43 | 0.12 | 0.3 | 0 | 0.83 | -0.04 | -0.31 | -0.07 | 0 |  | 0.36 | 0.34 | 0.23 | 52.03 | 1314.006 | 1.68
D | 4002 | 2020-06-21 | 2 | OFF | 24.65 | 7.49 | 0.43 | 0.12 | 0.21 | 0 | 0 | 0 | -0.01 | -0.07 | 0 |  | 0.36 | 0.34 | 0.23 | 33.75 | 1231.886 | 0.76
D | 4002 | 2020-06-21 | 3 | OFF | 18 | 7.49 | 0.43 | 0.12 | 0.08 | 0 | 0 | 0.04 | -0.03 | -0.07 | 0 |  | 0.36 | 0.34 | 0.23 | 26.99 | 1173.266 | 0.63
D | 4002 | 2020-06-21 | 4 | OFF | 15.31 | 7.49 | 0.43 | 0.12 | 0.05 | 0 | 0 | -0.01 | 0 | -0.07 | 0 |  | 0.36 | 0.34 | 0.23 | 24.25 | 1133.985 | 0.6
D | 4002 | 2020-06-21 | 5 | OFF | 15.31 | 7.49 | 0.43 | 0.12 | 0.05 | 0 | 0 | -0.01 | -0.06 | -0.07 | 0 |  | 0.36 | 0.34 | 0.23 | 24.19 | 1111.781 | 0.6
D | 4002 | 2020-06-21 | 6 | OFF | 14.58 | 7.49 | 0.43 | 0.12 | 0.04 | 0 | 0 | -0.02 | -0.05 | -0.07 | 0 |  | 0.36 | 0.34 | 0.23 | 23.45 | 1104.987 | 0.59
D | 4002 | 2020-06-21 | 7 | OFF | 14.21 | 7.49 | 0.43 | 0.12 | 0.08 | 0 | 0 | -0.01 | -0.02 | -0.07 | 0 |  | 0.36 | 0.34 | 0.23 | 23.16 | 1160.055 | 0.63
D | 4002 | 2020-06-21 | 8 | OFF | 15.49 | 7.49 | 0.43 | 0.12 | 0.09 | 0 | 0 | 0 | -0.08 | -0.07 | 0 |  | 0.36 | 0.34 | 0.23 | 24.4 | 1280.3 | 0.64
D | 4002 | 2020-06-21 | 9 | OFF | 22.66 | 7.49 | 0.43 | 0.12 | 0.12 | 0 | 0.25 | 0.01 | -0.02 | -0.07 | 0 |  | 0.36 | 0.34 | 0.23 | 31.92 | 1436.939 | 0.92
D | 4002 | 2020-06-21 | 10 | OFF | 39.12 | 7.49 | 0.43 | 0.12 | 0.13 | 0 | 0.76 | 0 | -0.04 | -0.07 | 0 |  | 0.36 | 0.34 | 0.23 | 48.87 | 1587.631 | 1.44
D | 4002 | 2020-06-21 | 11 | OFF | 36.13 | 7.49 | 0.43 | 0.12 | 0.17 | 0 | 0.13 | -0.04 | -0.01 | -0.07 | 0 |  | 0.36 | 0.34 | 0.23 | 45.28 | 1705.309 | 0.85
D | 4002 | 2020-06-21 | 12 | OFF | 42.22 | 7.49 | 0.43 | 0.12 | 0.18 | 0 | 0.11 | 0.06 | -0.04 | -0.07 | 0 |  | 0.36 | 0.34 | 0.23 | 51.43 | 1798.5 | 0.84
D | 4002 | 2020-06-21 | 13 | OFF | 45.44 | 7.49 | 0.43 | 0.12 | 0.15 | 0 | 0.51 | 0.01 | -0.15 | -0.07 | 0 |  | 0.36 | 0.34 | 0.23 | 54.86 | 1850.893 | 1.21
D | 4002 | 2020-06-21 | 14 | OFF | 35.71 | 7.49 | 0.43 | 0.12 | 0.1 | 0 | 0.04 | -0.04 | -0.09 | -0.07 | 0 |  | 0.36 | 0.34 | 0.23 | 44.62 | 1877.76 | 0.69
D | 4002 | 2020-06-21 | 15 | OFF | 45.76 | 7.49 | 0.43 | 0.12 | 0.2 | 0 | 0.04 | 0 | -0.11 | -0.07 | 0 |  | 0.36 | 0.34 | 0.23 | 54.79 | 1893.674 | 0.79
D | 4002 | 2020-06-21 | 16 | OFF | 54.93 | 7.49 | 0.43 | 0.12 | 0.16 | 0 | 0.37 | -0.04 | -0.18 | -0.07 | 0 |  | 0.36 | 0.34 | 0.23 | 64.14 | 1912.199 | 1.08
D | 4002 | 2020-06-21 | 17 | OFF | 47.45 | 7.49 | 0.43 | 0.12 | 0.17 | 0 | 0.11 | -0.02 | -0.2 | -0.07 | 0 |  | 0.36 | 0.34 | 0.23 | 56.41 | 1902.662 | 0.83
D | 4002 | 2020-06-21 | 18 | OFF | 58.5 | 7.49 | 0.43 | 0.12 | 0.12 | 0 | 0.05 | -0.03 | -0.22 | -0.07 | 0 |  | 0.36 | 0.34 | 0.23 | 67.32 | 1883.841 | 0.72
D | 4002 | 2020-06-21 | 19 | OFF | 64.6 | 7.49 | 0.43 | 0.12 | 0.15 | 0 | 0.03 | -0.02 | -0.26 | -0.07 | 0 |  | 0.36 | 0.34 | 0.23 | 73.4 | 1862.834 | 0.73
D | 4002 | 2020-06-21 | 20 | OFF | 54.12 | 7.49 | 0.43 | 0.12 | 0.14 | 0 | 0.01 | -0.04 | -0.18 | -0.07 | 0 |  | 0.36 | 0.34 | 0.23 | 62.95 | 1812.356 | 0.7
D | 4002 | 2020-06-21 | 21 | OFF | 34.95 | 7.49 | 0.43 | 0.12 | 0.19 | 0 | 0.14 | -0.02 | -0.17 | -0.07 | 0 |  | 0.36 | 0.34 | 0.23 | 43.99 | 1753.843 | 0.88
D | 4002 | 2020-06-21 | 22 | OFF | 36.38 | 7.49 | 0.43 | 0.12 | 0.11 | 0 | 0.15 | -0.03 | -0.18 | -0.07 | 0 |  | 0.36 | 0.34 | 0.23 | 45.33 | 1672.285 | 0.81
D | 4002 | 2020-06-21 | 23 | OFF | 28.23 | 7.49 | 0.43 | 0.12 | 0.21 | 0 | 0.13 | -0.03 | -0.04 | -0.07 | 0 |  | 0.36 | 0.34 | 0.23 | 37.4 | 1511.013 | 0.89
D | 4002 | 2020-06-21 | 24 | OFF | 44.51 | 7.49 | 0.43 | 0.12 | 0.48 | 0 | 0.59 | 0.01 | -0.14 | -0.07 | 0 |  | 0.36 | 0.34 | 0.23 | 54.35 | 1363.477 | 1.62
D | 4002 | 2020-06-22 | 1 | OFF | 25.55 | 7.49 | 0.14 | 0.03 | 0.12 | 0 | 0 | 0 | -0.17 | -0.07 | 0 |  | 0.36 | 0.34 | 0.23 | 34.02 | 1266.257 | 0.29
D | 4002 | 2020-06-22 | 2 | OFF | 21.45 | 7.49 | 0.14 | 0.03 | 0.06 | 0 | 0 | -0.02 | -0.1 | -0.07 | 0 |  | 0.36 | 0.34 | 0.23 | 29.91 | 1204.618 | 0.23
D | 4002 | 2020-06-22 | 3 | OFF | 23.33 | 7.49 | 0.14 | 0.03 | 0.07 | 0 | 0 | -0.04 | -0.04 | -0.07 | 0 |  | 0.36 | 0.34 | 0.23 | 31.84 | 1164.987 | 0.24
D | 4002 | 2020-06-22 | 4 | OFF | 24.11 | 7.49 | 0.14 | 0.03 | 0.1 | 0 | 0 | -0.02 | -0.06 | -0.07 | 0 |  | 0.36 | 0.34 | 0.23 | 32.65 | 1150.74 | 0.27
D | 4002 | 2020-06-22 | 5 | OFF | 24.38 | 7.49 | 0.14 | 0.03 | 0.1 | 0 | 0 | -0.02 | -0.03 | -0.07 | 0 |  | 0.36 | 0.34 | 0.23 | 32.95 | 1166.917 | 0.27
D | 4002 | 2020-06-22 | 6 | OFF | 24.5 | 7.49 | 0.14 | 0.03 | 0.21 | 0 | 0 | 0 | -0.05 | -0.07 | 0 |  | 0.36 | 0.34 | 0.23 | 33.18 | 1227.557 | 0.38
D | 4002 | 2020-06-22 | 7 | OFF | 24.21 | 7.49 | 0.14 | 0.03 | 0.26 | 0 | 0 | -0.06 | -0.1 | -0.07 | 0 |  | 0.36 | 0.34 | 0.23 | 32.83 | 1335.891 | 0.43
D | 4002 | 2020-06-22 | 8 | ON | 22.86 | 7.49 | 0.14 | 0.03 | 0.22 | 0.53 | 0 | 0 | -0.07 | -0.07 | 0 |  | 0.36 | 0.34 | 0.23 | 32.06 | 1445.598 | 0.92
D | 4002 | 2020-06-22 | 9 | ON | 23.16 | 7.49 | 0.14 | 0.03 | 0.09 | 0.49 | 0.02 | 0 | -0.16 | -0.07 | 0 |  | 0.36 | 0.34 | 0.23 | 32.12 | 1525.616 | 0.77
D | 4002 | 2020-06-22 | 10 | ON | 26.03 | 7.49 | 0.14 | 0.03 | 0.1 | 0.47 | 0.16 | 0.01 | -0.17 | -0.07 | 0 |  | 0.36 | 0.34 | 0.23 | 35.12 | 1579.963 | 0.9
D | 4002 | 2020-06-22 | 11 | ON | 24.39 | 7.49 | 0.14 | 0.03 | 0.08 | 0.46 | 0.1 | -0.01 | -0.17 | -0.07 | 0 |  | 0.36 | 0.34 | 0.23 | 33.37 | 1626.146 | 0.81
D | 4002 | 2020-06-22 | 12 | ON | 27.58 | 7.49 | 0.14 | 0.03 | 0.08 | 0.44 | 0.09 | -0.01 | -0.12 | -0.07 | 0 |  | 0.36 | 0.34 | 0.23 | 36.58 | 1673.938 | 0.78
D | 4002 | 2020-06-22 | 13 | ON | 33.83 | 7.49 | 0.14 | 0.03 | 0.1 | 0.42 | 0.1 | -0.02 | -0.1 | -0.07 | 0 |  | 0.36 | 0.34 | 0.23 | 42.85 | 1728.262 | 0.79
D | 4002 | 2020-06-22 | 14 | ON | 37.75 | 7.49 | 0.14 | 0.03 | 0.14 | 0.41 | 0.04 | 0.04 | -0.14 | -0.07 | 0 |  | 0.36 | 0.34 | 0.23 | 46.76 | 1789.143 | 0.76
D | 4002 | 2020-06-22 | 15 | ON | 40.53 | 7.49 | 0.14 | 0.03 | 0.15 | 0.39 | 0.02 | -0.05 | -0.15 | -0.07 | 0 |  | 0.36 | 0.34 | 0.23 | 49.41 | 1844.566 | 0.73
D | 4002 | 2020-06-22 | 16 | ON | 43.36 | 7.49 | 0.14 | 0.03 | 0.11 | 0.3 | 0.02 | -0.03 | -0.22 | -0.07 | 0 |  | 0.36 | 0.34 | 0.23 | 52.06 | 1891.024 | 0.6
D | 4002 | 2020-06-22 | 17 | ON | 42.79 | 7.49 | 0.14 | 0.03 | 0.08 | 0.39 | 0.12 | -0.02 | -0.19 | -0.07 | 0 |  | 0.36 | 0.34 | 0.23 | 51.69 | 1928.81 | 0.76
D | 4002 | 2020-06-22 | 18 | ON | 46.79 | 7.49 | 0.14 | 0.03 | 0.1 | 0.38 | 0.02 | 0 | -0.22 | -0.07 | 0 |  | 0.36 | 0.34 | 0.23 | 55.59 | 1963.521 | 0.67
D | 4002 | 2020-06-22 | 19 | ON | 36.31 | 7.49 | 0.14 | 0.03 | 0.1 | 0.37 | 0.02 | -0.01 | -0.16 | -0.07 | 0 |  | 0.36 | 0.34 | 0.23 | 45.15 | 1941.726 | 0.66
D | 4002 | 2020-06-22 | 20 | ON | 31.21 | 7.49 | 0.14 | 0.03 | 0.09 | 0.39 | 0.16 | 0 | -0.19 | -0.07 | 0 |  | 0.36 | 0.34 | 0.23 | 40.18 | 1860.009 | 0.81
D | 4002 | 2020-06-22 | 21 | ON | 26.78 | 7.49 | 0.14 | 0.03 | 0.07 | 0.42 | 0.04 | -0.01 | -0.17 | -0.07 | 0 |  | 0.36 | 0.34 | 0.23 | 35.65 | 1772.418 | 0.7
D | 4002 | 2020-06-22 | 22 | ON | 23.33 | 7.49 | 0.14 | 0.03 | 0.06 | 0.44 | 0.04 | 0.01 | -0.07 | -0.07 | 0 |  | 0.36 | 0.34 | 0.23 | 32.33 | 1662.916 | 0.71
D | 4002 | 2020-06-22 | 23 | ON | 21.74 | 7.49 | 0.14 | 0.03 | 0.11 | 0.48 | 0.01 | -0.02 | -0.11 | -0.07 | 0 |  | 0.36 | 0.34 | 0.23 | 30.73 | 1503.086 | 0.77
D | 4002 | 2020-06-22 | 24 | OFF | 19.85 | 7.49 | 0.14 | 0.03 | 0.11 | 0 | 0 | -0.03 | -0.09 | -0.07 | 0 |  | 0.36 | 0.34 | 0.23 | 28.36 | 1354.912 | 0.28
D | 4002 | 2020-06-23 | 1 | OFF | 16.82 | 7.49 | 0.14 | 0.02 | 0.05 | 0 | 0 | 0 | -0.02 | -0.07 | 0 |  | 0.36 | 0.34 | 0.23 | 25.36 | 1251.3 | 0.21
D | 4002 | 2020-06-23 | 2 | OFF | 16.36 | 7.49 | 0.14 | 0.02 | 0.04 | 0 | 0 | -0.02 | -0.1 | -0.07 | 0 |  | 0.36 | 0.34 | 0.23 | 24.79 | 1183.658 | 0.2
D | 4002 | 2020-06-23 | 3 | OFF | 14.76 | 7.49 | 0.14 | 0.02 | 0.04 | 0 | 0 | -0.02 | -0.04 | -0.07 | 0 |  | 0.36 | 0.34 | 0.23 | 23.25 | 1141.581 | 0.2
D | 4002 | 2020-06-23 | 4 | OFF | 14.1 | 7.49 | 0.14 | 0.02 | 0.04 | 0 | 0 | -0.02 | -0.04 | -0.07 | 0 |  | 0.36 | 0.34 | 0.23 | 22.59 | 1124.16 | 0.2
D | 4002 | 2020-06-23 | 5 | OFF | 14.15 | 7.49 | 0.14 | 0.02 | 0.04 | 0 | 0 | -0.02 | -0.08 | -0.07 | 0 |  | 0.36 | 0.34 | 0.23 | 22.6 | 1138.735 | 0.2
D | 4002 | 2020-06-23 | 6 | OFF | 13.27 | 7.49 | 0.14 | 0.02 | 0.09 | 0 | 0 | -0.01 | -0.06 | -0.07 | 0 |  | 0.36 | 0.34 | 0.23 | 21.8 | 1198.988 | 0.25
D | 4002 | 2020-06-23 | 7 | OFF | 13.41 | 7.49 | 0.14 | 0.02 | 0.11 | 0 | 0 | -0.03 | -0.07 | -0.07 | 0 |  | 0.36 | 0.34 | 0.23 | 21.93 | 1316.47 | 0.27
D | 4002 | 2020-06-23 | 8 | ON | 13.74 | 7.49 | 0.14 | 0.02 | 0.11 | 0.48 | 0 | 0 | -0.15 | -0.07 | 0 |  | 0.36 | 0.34 | 0.23 | 22.69 | 1431.491 | 0.75
D | 4002 | 2020-06-23 | 9 | ON | 15.1 | 7.49 | 0.14 | 0.02 | 0.1 | 0.44 | 0 | 0.01 | -0.17 | -0.07 | 0 |  | 0.36 | 0.34 | 0.23 | 23.99 | 1532.911 | 0.7
D | 4002 | 2020-06-23 | 10 | ON | 17.97 | 7.49 | 0.14 | 0.02 | 0.05 | 0.44 | 0 | -0.01 | -0.14 | -0.07 | 0 |  | 0.36 | 0.34 | 0.23 | 26.82 | 1624.562 | 0.65
D | 4002 | 2020-06-23 | 11 | ON | 26.29 | 7.49 | 0.14 | 0.02 | 0.08 | 0.44 | 0.16 | -0.01 | -0.12 | -0.07 | 0 |  | 0.36 | 0.34 | 0.23 | 35.35 | 1730.221 | 0.84
D | 4002 | 2020-06-23 | 12 | ON | 33.97 | 7.49 | 0.14 | 0.02 | 0.18 | 0.42 | 0.23 | -0.06 | -0.19 | -0.07 | 0 |  | 0.36 | 0.34 | 0.23 | 43.06 | 1854.643 | 0.99
D | 4002 | 2020-06-23 | 13 | ON | 35.34 | 7.49 | 0.14 | 0.02 | 0.13 | 0.4 | 0.13 | -0.04 | -0.13 | -0.07 | 0 |  | 0.36 | 0.34 | 0.23 | 44.34 | 1953.428 | 0.82
D | 4002 | 2020-06-23 | 14 | ON | 36.3 | 7.49 | 0.14 | 0.02 | 0.08 | 0.38 | 0.13 | -0.01 | -0.15 | -0.07 | 0 |  | 0.36 | 0.34 | 0.23 | 45.24 | 2024.384 | 0.75
D | 4002 | 2020-06-23 | 15 | ON | 32.64 | 7.49 | 0.14 | 0.02 | 0.14 | 0.38 | 0.17 | 0.01 | -0.18 | -0.07 | 0 |  | 0.36 | 0.34 | 0.23 | 41.67 | 2063.165 | 0.85
D | 4002 | 2020-06-23 | 16 | ON | 28.69 | 7.49 | 0.14 | 0.02 | 0.14 | 0.37 | 0.02 | -0.02 | -0.19 | -0.07 | 0 |  | 0.36 | 0.34 | 0.23 | 37.52 | 2098.277 | 0.69
D | 4002 | 2020-06-23 | 17 | ON | 32.79 | 7.49 | 0.14 | 0.02 | 0.17 | 0.37 | 0.1 | -0.01 | -0.2 | -0.07 | 0 |  | 0.36 | 0.34 | 0.23 | 41.73 | 2125.455 | 0.8
D | 4002 | 2020-06-23 | 18 | ON | 40.33 | 7.49 | 0.14 | 0.02 | 0.18 | 0.36 | 0.18 | -0.04 | -0.24 | -0.07 | 0 |  | 0.36 | 0.34 | 0.23 | 49.28 | 2148.147 | 0.88
D | 4002 | 2020-06-23 | 19 | ON | 42.34 | 7.49 | 0.14 | 0.02 | 0.1 | 0.37 | 0.32 | -0.02 | -0.24 | -0.07 | 0 |  | 0.36 | 0.34 | 0.23 | 51.38 | 2118.74 | 0.95
D | 4002 | 2020-06-23 | 20 | ON | 28.02 | 7.49 | 0.14 | 0.02 | 0.1 | 0.37 | 0.09 | -0.01 | -0.15 | -0.07 | 0 |  | 0.36 | 0.34 | 0.23 | 36.93 | 2042.246 | 0.72
D | 4002 | 2020-06-23 | 21 | ON | 23.94 | 7.49 | 0.14 | 0.02 | 0.11 | 0.38 | 0 | -0.01 | -0.16 | -0.07 | 0 |  | 0.36 | 0.34 | 0.23 | 32.77 | 1953.792 | 0.65
D | 4002 | 2020-06-23 | 22 | ON | 30.46 | 7.49 | 0.14 | 0.02 | 0.11 | 0.42 | 0.27 | 0 | -0.11 | -0.07 | 0 |  | 0.36 | 0.34 | 0.23 | 39.66 | 1845.156 | 0.96
D | 4002 | 2020-06-23 | 23 | ON | 26.57 | 7.49 | 0.14 | 0.02 | 0.19 | 0.46 | 0 | 0.01 | -0.11 | -0.07 | 0 |  | 0.36 | 0.34 | 0.23 | 35.63 | 1666.76 | 0.81
D | 4002 | 2020-06-23 | 24 | OFF | 32.84 | 7.49 | 0.14 | 0.02 | 0.37 | 0 | 0 | 0.04 | -0.06 | -0.07 | 0 |  | 0.36 | 0.34 | 0.23 | 41.7 | 1506.228 | 0.53
D | 4002 | 2020-06-24 | 1 | OFF | 37.04 | 7.49 | 0.5 | 0.12 | 0.19 | 0 | 0 | 0 | -0.2 | -0.07 | 0 |  | 0.36 | 0.34 | 0.23 | 46 | 1391.366 | 0.81
D | 4002 | 2020-06-24 | 2 | OFF | 19.61 | 7.49 | 0.5 | 0.12 | 0.09 | 0 | 0 | 0.03 | 0 | -0.07 | 0 |  | 0.36 | 0.34 | 0.23 | 28.7 | 1307.439 | 0.71
D | 4002 | 2020-06-24 | 3 | OFF | 16.95 | 7.49 | 0.5 | 0.12 | 0.03 | 0 | 0 | 0 | -0.04 | -0.07 | 0 |  | 0.36 | 0.34 | 0.23 | 25.91 | 1253.838 | 0.65
D | 4002 | 2020-06-24 | 4 | OFF | 17.04 | 7.49 | 0.5 | 0.12 | 0.03 | 0 | 0 | 0.01 | -0.03 | -0.07 | 0 |  | 0.36 | 0.34 | 0.23 | 26.02 | 1228.037 | 0.65
D | 4002 | 2020-06-24 | 5 | OFF | 17.13 | 7.49 | 0.5 | 0.12 | 0.03 | 0 | 0 | -0.01 | -0.06 | -0.07 | 0 |  | 0.36 | 0.34 | 0.23 | 26.06 | 1237.089 | 0.65
D | 4002 | 2020-06-24 | 6 | OFF | 22.92 | 7.49 | 0.5 | 0.12 | 0.11 | 0 | 0 | -0.01 | 0.01 | -0.07 | 0 |  | 0.36 | 0.34 | 0.23 | 32 | 1288.846 | 0.73
D | 4002 | 2020-06-24 | 7 | OFF | 24.49 | 7.49 | 0.5 | 0.12 | 0.18 | 0 | 0.05 | -0.03 | -0.04 | -0.07 | 0 |  | 0.36 | 0.34 | 0.23 | 33.62 | 1403.584 | 0.85
D | 4002 | 2020-06-24 | 8 | ON | 31.1 | 7.49 | 0.5 | 0.12 | 0.29 | 0.5 | 0.05 | 0 | -0.09 | -0.07 | 0 |  | 0.36 | 0.34 | 0.23 | 40.82 | 1517.893 | 1.46
D | 4002 | 2020-06-24 | 9 | ON | 38.2 | 7.49 | 0.5 | 0.12 | 0.21 | 0.47 | 0.05 | 0.01 | -0.11 | -0.07 | 0 |  | 0.36 | 0.34 | 0.23 | 47.8 | 1608.431 | 1.35
D | 4002 | 2020-06-24 | 10 | ON | 64.71 | 7.49 | 0.5 | 0.12 | 0.36 | 0.45 | 0.55 | 0 | -0.26 | -0.07 | 0 |  | 0.36 | 0.34 | 0.23 | 74.78 | 1671.195 | 1.98
D | 4002 | 2020-06-24 | 11 | ON | 36.94 | 7.49 | 0.5 | 0.12 | 0.24 | 0.43 | 0.03 | 0.05 | -0.07 | -0.07 | 0 |  | 0.36 | 0.34 | 0.23 | 46.59 | 1732.262 | 1.32
D | 4002 | 2020-06-24 | 12 | ON | 23.76 | 7.49 | 0.5 | 0.12 | 0.1 | 0.42 | 0.04 | 0.01 | -0.1 | -0.07 | 0 |  | 0.36 | 0.34 | 0.23 | 33.2 | 1781.926 | 1.18
D | 4002 | 2020-06-24 | 13 | ON | 28.03 | 7.49 | 0.5 | 0.12 | 0.11 | 0.41 | 0.09 | 0 | -0.11 | -0.07 | 0 |  | 0.36 | 0.34 | 0.23 | 37.5 | 1837.912 | 1.23
D | 4002 | 2020-06-24 | 14 | ON | 31.16 | 7.49 | 0.5 | 0.12 | 0.07 | 0.4 | 0.12 | -0.01 | -0.1 | -0.07 | 0 |  | 0.36 | 0.34 | 0.23 | 40.61 | 1869.617 | 1.21
D | 4002 | 2020-06-24 | 15 | ON | 35.67 | 7.49 | 0.5 | 0.12 | 0.12 | 0.4 | 0.05 | -0.14 | -0.19 | -0.07 | 0 |  | 0.36 | 0.34 | 0.23 | 44.88 | 1895.708 | 1.19
D | 4002 | 2020-06-24 | 16 | ON | 34.33 | 7.49 | 0.5 | 0.12 | 0.13 | 0.39 | 0.03 | 0 | -0.16 | -0.07 | 0 |  | 0.36 | 0.34 | 0.23 | 43.69 | 1914.051 | 1.17
D | 4002 | 2020-06-24 | 17 | ON | 39.99 | 7.49 | 0.5 | 0.12 | 0.12 | 0.38 | 0.05 | -0.03 | -0.19 | -0.07 | 0 |  | 0.36 | 0.34 | 0.23 | 49.29 | 1941.281 | 1.17
D | 4002 | 2020-06-24 | 18 | ON | 125.93 | 7.49 | 0.5 | 0.12 | 4.05 | 0.38 | 0.94 | -0.1 | 0.12 | -0.07 | 0 |  | 0.36 | 0.34 | 0.23 | 140.29 | 1955.853 | 5.99
D | 4002 | 2020-06-24 | 19 | ON | 240.19 | 7.49 | 0.5 | 0.12 | 9.24 | 0.37 | 1.29 | 0.39 | 0.08 | -0.07 | 0 |  | 0.36 | 0.34 | 0.23 | 260.53 | 1909.84 | 11.52
D | 4002 | 2020-06-24 | 20 | ON | 46.99 | 7.49 | 0.5 | 0.12 | 3.24 | 0.39 | 0 | 0.02 | -0.03 | -0.07 | 0 |  | 0.36 | 0.34 | 0.23 | 59.58 | 1803.455 | 4.25
D | 4002 | 2020-06-24 | 21 | ON | 33.67 | 7.49 | 0.5 | 0.12 | 1.91 | 0.41 | 0 | 0.1 | -0.07 | -0.07 | 0 |  | 0.36 | 0.34 | 0.23 | 44.99 | 1695.198 | 2.94
D | 4002 | 2020-06-24 | 22 | ON | 30.06 | 7.49 | 0.5 | 0.12 | 1.35 | 0.43 | 0 | 0.11 | 0.02 | -0.07 | 0 |  | 0.36 | 0.34 | 0.23 | 40.94 | 1581.036 | 2.4
D | 4002 | 2020-06-24 | 23 | ON | 21.87 | 7.49 | 0.5 | 0.12 | 0.16 | 0.48 | 0 | 0.02 | 0 | -0.07 | 0 |  | 0.36 | 0.34 | 0.23 | 31.5 | 1419.897 | 1.26
D | 4002 | 2020-06-24 | 24 | OFF | 26.65 | 7.49 | 0.5 | 0.12 | 0.29 | 0 | 0 | 0.01 | -0.08 | -0.07 | 0 |  | 0.36 | 0.34 | 0.23 | 35.84 | 1271.514 | 0.91
D | 4002 | 2020-06-25 | 1 | OFF | 25.67 | 7.49 | 0.58 | 0.02 | 0.11 | 0 | 0 | 0.03 | -0.1 | -0.07 | 0 |  | 0.36 | 0.34 | 0.23 | 34.66 | 1169.62 | 0.71
D | 4002 | 2020-06-25 | 2 | OFF | 18.47 | 7.49 | 0.58 | 0.02 | 0.05 | 0 | 0 | 0.05 | -0.07 | -0.07 | 0 |  | 0.36 | 0.34 | 0.23 | 27.45 | 1101.254 | 0.65
D | 4002 | 2020-06-25 | 3 | OFF | 15.83 | 7.49 | 0.58 | 0.02 | 0.04 | 0 | 0 | 0.05 | 0.04 | -0.07 | 0 |  | 0.36 | 0.34 | 0.23 | 24.91 | 1054.767 | 0.64
D | 4002 | 2020-06-25 | 4 | OFF | 15.99 | 7.49 | 0.58 | 0.02 | 0.03 | 0 | 0 | 0.04 | -0.13 | -0.07 | 0 |  | 0.36 | 0.34 | 0.23 | 24.88 | 1033.479 | 0.63
D | 4002 | 2020-06-25 | 5 | OFF | 16.52 | 7.49 | 0.58 | 0.02 | 0.04 | 0 | 0 | 0.04 | 0.01 | -0.07 | 0 |  | 0.36 | 0.34 | 0.23 | 25.56 | 1043.606 | 0.64
D | 4002 | 2020-06-25 | 6 | OFF | 18 | 7.49 | 0.58 | 0.02 | 0.13 | 0 | 0 | 0 | -0.05 | -0.07 | 0 |  | 0.36 | 0.34 | 0.23 | 27.03 | 1091.999 | 0.73
D | 4002 | 2020-06-25 | 7 | OFF | 18.92 | 7.49 | 0.58 | 0.02 | 0.16 | 0 | 0 | 0.01 | -0.14 | -0.07 | 0 |  | 0.36 | 0.34 | 0.23 | 27.9 | 1193.928 | 0.76
D | 4002 | 2020-06-25 | 8 | ON | 16.93 | 7.49 | 0.58 | 0.02 | 0.12 | 0.55 | 0 | 0.03 | -0.17 | -0.07 | 0 |  | 0.36 | 0.34 | 0.23 | 26.41 | 1308.894 | 1.27
D | 4002 | 2020-06-25 | 9 | ON | 16.34 | 7.49 | 0.58 | 0.02 | 0.09 | 0.52 | 0 | 0.04 | -0.13 | -0.07 | 0 |  | 0.36 | 0.34 | 0.23 | 25.81 | 1396.614 | 1.21
D | 4002 | 2020-06-25 | 10 | ON | 15.62 | 7.49 | 0.58 | 0.02 | 0.04 | 0.5 | 0 | 0 | -0.1 | -0.07 | 0 |  | 0.36 | 0.34 | 0.23 | 25.01 | 1461.741 | 1.14
D | 4002 | 2020-06-25 | 11 | ON | 16.97 | 7.49 | 0.58 | 0.02 | 0.1 | 0.48 | 0 | 0.04 | -0.12 | -0.07 | 0 |  | 0.36 | 0.34 | 0.23 | 26.42 | 1512.02 | 1.18
D | 4002 | 2020-06-25 | 12 | ON | 16.8 | 7.49 | 0.58 | 0.02 | 0.09 | 0.46 | 0 | 0.11 | -0.11 | -0.07 | 0 |  | 0.36 | 0.34 | 0.23 | 26.3 | 1554.242 | 1.15
D | 4002 | 2020-06-25 | 13 | ON | 15.55 | 7.49 | 0.58 | 0.02 | 0.03 | 0.45 | 0 | -0.05 | -0.1 | -0.07 | 0 |  | 0.36 | 0.34 | 0.23 | 24.83 | 1592.219 | 1.08
D | 4002 | 2020-06-25 | 14 | ON | 15.09 | 7.49 | 0.58 | 0.02 | 0.03 | 0.44 | 0 | 0.01 | -0.1 | -0.07 | 0 |  | 0.36 | 0.34 | 0.23 | 24.42 | 1626.514 | 1.07
D | 4002 | 2020-06-25 | 15 | ON | 15.67 | 7.49 | 0.58 | 0.02 | 0.03 | 0.43 | 0 | 0 | -0.13 | -0.07 | 0 |  | 0.36 | 0.34 | 0.23 | 24.95 | 1657.29 | 1.06
D | 4002 | 2020-06-25 | 16 | ON | 24.11 | 7.49 | 0.58 | 0.02 | 0.06 | 0.42 | 0.26 | 0 | -0.13 | -0.07 | 0 |  | 0.36 | 0.34 | 0.23 | 33.67 | 1694.614 | 1.34
D | 4002 | 2020-06-25 | 17 | ON | 22.06 | 7.49 | 0.58 | 0.02 | 0.06 | 0.41 | 0.08 | -0.01 | -0.12 | -0.07 | 0 |  | 0.36 | 0.34 | 0.23 | 31.43 | 1729.315 | 1.15
D | 4002 | 2020-06-25 | 18 | ON | 20.09 | 7.49 | 0.58 | 0.02 | 0.04 | 0.4 | 0.04 | 0.01 | -0.17 | -0.07 | 0 |  | 0.36 | 0.34 | 0.23 | 29.36 | 1759.962 | 1.08
D | 4002 | 2020-06-25 | 19 | ON | 28.01 | 7.49 | 0.58 | 0.02 | 0.08 | 0.4 | 0.05 | -0.04 | -0.2 | -0.07 | 0 |  | 0.36 | 0.34 | 0.23 | 37.25 | 1746.174 | 1.13
D | 4002 | 2020-06-25 | 20 | ON | 22.36 | 7.49 | 0.58 | 0.02 | 0.08 | 0.42 | 0.04 | 0.01 | -0.12 | -0.07 | 0 |  | 0.36 | 0.34 | 0.23 | 31.74 | 1676.866 | 1.14
D | 4002 | 2020-06-25 | 21 | ON | 16.79 | 7.49 | 0.58 | 0.02 | 0.05 | 0.43 | 0.01 | -0.01 | -0.14 | -0.07 | 0 |  | 0.36 | 0.34 | 0.23 | 26.08 | 1596.114 | 1.09
D | 4002 | 2020-06-25 | 22 | ON | 16.87 | 7.49 | 0.58 | 0.02 | 0.04 | 0.45 | 0 | -0.01 | -0.12 | -0.07 | 0 |  | 0.36 | 0.34 | 0.23 | 26.18 | 1516.722 | 1.09
D | 4002 | 2020-06-25 | 23 | ON | 15.29 | 7.49 | 0.58 | 0.02 | 0.07 | 0.49 | 0 | 0 | -0.05 | -0.07 | 0 |  | 0.36 | 0.34 | 0.23 | 24.75 | 1373.972 | 1.16
D | 4002 | 2020-06-25 | 24 | OFF | 14.2 | 7.49 | 0.58 | 0.02 | 0.08 | 0 | 0 | 0 | -0.09 | -0.07 | 0 |  | 0.36 | 0.34 | 0.23 | 23.14 | 1238.178 | 0.68
D | 4002 | 2020-06-26 | 1 | OFF | 14.72 | 7.49 | 0.09 | 0 | 0.04 | 0 | 0 | -0.01 | -0.11 | -0.07 | 0 |  | 0.36 | 0.34 | 0.23 | 23.08 | 1141.662 | 0.13
D | 4002 | 2020-06-26 | 2 | OFF | 14.78 | 7.49 | 0.09 | 0 | 0.04 | 0 | 0 | 0.01 | -0.08 | -0.07 | 0 |  | 0.36 | 0.34 | 0.23 | 23.19 | 1075.955 | 0.13
D | 4002 | 2020-06-26 | 3 | OFF | 14.08 | 7.49 | 0.09 | 0 | 0.05 | 0 | 0 | 0.01 | -0.06 | -0.07 | 0 |  | 0.36 | 0.34 | 0.23 | 22.52 | 1035.686 | 0.14
D | 4002 | 2020-06-26 | 4 | OFF | 13.43 | 7.49 | 0.09 | 0 | 0.04 | 0 | 0 | 0 | -0.04 | -0.07 | 0 |  | 0.36 | 0.34 | 0.23 | 21.87 | 1016.48 | 0.13
D | 4002 | 2020-06-26 | 5 | OFF | 13.4 | 7.49 | 0.09 | 0 | 0.04 | 0 | 0 | 0.01 | -0.07 | -0.07 | 0 |  | 0.36 | 0.34 | 0.23 | 21.82 | 1029.099 | 0.13
D | 4002 | 2020-06-26 | 6 | OFF | 14.09 | 7.49 | 0.09 | 0 | 0.08 | 0 | 0 | 0.01 | -0.11 | -0.07 | 0 |  | 0.36 | 0.34 | 0.23 | 22.51 | 1075.155 | 0.17
D | 4002 | 2020-06-26 | 7 | OFF | 14.99 | 7.49 | 0.09 | 0 | 0.11 | 0 | 0 | 0.01 | -0.15 | -0.07 | 0 |  | 0.36 | 0.34 | 0.23 | 23.4 | 1181.973 | 0.2
D | 4002 | 2020-06-26 | 8 | ON | 15.3 | 7.49 | 0.09 | 0 | 0.1 | 0.55 | 0 | 0 | -0.19 | -0.07 | 0 |  | 0.36 | 0.34 | 0.23 | 24.2 | 1310.396 | 0.74
D | 4002 | 2020-06-26 | 9 | ON | 15.54 | 7.49 | 0.09 | 0 | 0.09 | 0.51 | 0 | 0.01 | -0.13 | -0.07 | 0 |  | 0.36 | 0.34 | 0.23 | 24.46 | 1414.663 | 0.69
D | 4002 | 2020-06-26 | 10 | ON | 16.39 | 7.49 | 0.09 | 0 | 0.04 | 0.49 | 0 | 0 | -0.13 | -0.07 | 0 |  | 0.36 | 0.34 | 0.23 | 25.23 | 1494.553 | 0.62
D | 4002 | 2020-06-26 | 11 | ON | 16.96 | 7.49 | 0.09 | 0 | 0.04 | 0.47 | 0 | 0.01 | -0.12 | -0.07 | 0 |  | 0.36 | 0.34 | 0.23 | 25.8 | 1567.493 | 0.6
D | 4002 | 2020-06-26 | 12 | ON | 17.43 | 7.49 | 0.09 | 0 | 0.04 | 0.45 | 0 | 0 | -0.12 | -0.07 | 0 |  | 0.36 | 0.34 | 0.23 | 26.24 | 1616.959 | 0.58
D | 4002 | 2020-06-26 | 13 | ON | 19.06 | 7.49 | 0.09 | 0 | 0.05 | 0.44 | 0.01 | 0.01 | -0.12 | -0.07 | 0 |  | 0.36 | 0.34 | 0.23 | 27.89 | 1668.964 | 0.59
D | 4002 | 2020-06-26 | 14 | ON | 25.17 | 7.49 | 0.09 | 0 | 0.06 | 0.42 | 0.02 | 0 | -0.12 | -0.07 | 0 |  | 0.36 | 0.34 | 0.23 | 33.99 | 1706.949 | 0.59
D | 4002 | 2020-06-26 | 15 | ON | 21.67 | 7.49 | 0.09 | 0 | 0.06 | 0.42 | 0 | 0 | -0.12 | -0.07 | 0 |  | 0.36 | 0.34 | 0.23 | 30.47 | 1710.716 | 0.57
D | 4002 | 2020-06-26 | 16 | ON | 20.61 | 7.49 | 0.09 | 0 | 0.05 | 0.43 | 0 | 0.01 | -0.14 | -0.07 | 0 |  | 0.36 | 0.34 | 0.23 | 29.4 | 1686.127 | 0.57
D | 4002 | 2020-06-26 | 17 | ON | 21.9 | 7.49 | 0.09 | 0 | 0.06 | 0.42 | 0 | 0 | -0.15 | -0.07 | 0 |  | 0.36 | 0.34 | 0.23 | 30.67 | 1688.031 | 0.57
D | 4002 | 2020-06-26 | 18 | ON | 21.12 | 7.49 | 0.09 | 0 | 0.05 | 0.42 | 0 | -0.03 | -0.16 | -0.07 | 0 |  | 0.36 | 0.34 | 0.23 | 29.84 | 1719.534 | 0.56
D | 4002 | 2020-06-26 | 19 | ON | 26.31 | 7.49 | 0.09 | 0 | 0.1 | 0.42 | 0.02 | 0 | -0.16 | -0.07 | 0 |  | 0.36 | 0.34 | 0.23 | 35.13 | 1717.127 | 0.63
D | 4002 | 2020-06-26 | 20 | ON | 23.85 | 7.49 | 0.09 | 0 | 0.07 | 0.44 | 0.02 | 0.01 | -0.1 | -0.07 | 0 |  | 0.36 | 0.34 | 0.23 | 32.73 | 1642.367 | 0.62
D | 4002 | 2020-06-26 | 21 | ON | 16.87 | 7.49 | 0.09 | 0 | 0.06 | 0.46 | 0 | -0.01 | -0.11 | -0.07 | 0 |  | 0.36 | 0.34 | 0.23 | 25.71 | 1562.668 | 0.61
D | 4002 | 2020-06-26 | 22 | ON | 17.06 | 7.49 | 0.09 | 0 | 0.05 | 0.47 | 0 | 0.01 | -0.11 | -0.07 | 0 |  | 0.36 | 0.34 | 0.23 | 25.92 | 1490.957 | 0.61
D | 4002 | 2020-06-26 | 23 | ON | 16.12 | 7.49 | 0.09 | 0 | 0.09 | 0.51 | 0 | 0 | -0.09 | -0.07 | 0 |  | 0.36 | 0.34 | 0.23 | 25.07 | 1359.915 | 0.69
D | 4002 | 2020-06-26 | 24 | OFF | 14.09 | 7.49 | 0.09 | 0 | 0.09 | 0 | 0 | -0.01 | -0.07 | -0.07 | 0 |  | 0.36 | 0.34 | 0.23 | 22.54 | 1229.706 | 0.18
D | 4002 | 2020-06-27 | 1 | OFF | 11.61 | 7.49 | 0.17 | 0 | 0.08 | 0 | 0 | 0.01 | -0.14 | -0.07 | 0 |  | 0.36 | 0.34 | 0.23 | 20.08 | 1123.594 | 0.25
D | 4002 | 2020-06-27 | 2 | OFF | 14.17 | 7.49 | 0.17 | 0 | 0.06 | 0 | 0 | 0.01 | -0.14 | -0.07 | 0 |  | 0.36 | 0.34 | 0.23 | 22.62 | 1053.904 | 0.23
D | 4002 | 2020-06-27 | 3 | OFF | 13.34 | 7.49 | 0.17 | 0 | 0.04 | 0 | 0 | -0.01 | -0.03 | -0.07 | 0 |  | 0.36 | 0.34 | 0.23 | 21.86 | 1007.653 | 0.21
D | 4002 | 2020-06-27 | 4 | OFF | 12.78 | 7.49 | 0.17 | 0 | 0.05 | 0 | 0 | 0 | -0.04 | -0.07 | 0 |  | 0.36 | 0.34 | 0.23 | 21.31 | 980.255 | 0.22
D | 4002 | 2020-06-27 | 5 | OFF | 12.48 | 7.49 | 0.17 | 0 | 0.05 | 0 | 0 | -0.01 | -0.1 | -0.07 | 0 |  | 0.36 | 0.34 | 0.23 | 20.94 | 972.561 | 0.22
D | 4002 | 2020-06-27 | 6 | OFF | 12.72 | 7.49 | 0.17 | 0 | 0.07 | 0 | 0 | 0 | -0.05 | -0.07 | 0 |  | 0.36 | 0.34 | 0.23 | 21.26 | 981.027 | 0.24
D | 4002 | 2020-06-27 | 7 | OFF | 13.22 | 7.49 | 0.17 | 0 | 0.08 | 0 | 0 | 0 | -0.07 | -0.07 | 0 |  | 0.36 | 0.34 | 0.23 | 21.75 | 1032.648 | 0.25
D | 4002 | 2020-06-27 | 8 | OFF | 13.11 | 7.49 | 0.17 | 0 | 0.09 | 0 | 0 | 0.02 | -0.08 | -0.07 | 0 |  | 0.36 | 0.34 | 0.23 | 21.66 | 1124.579 | 0.26
D | 4002 | 2020-06-27 | 9 | OFF | 13.7 | 7.49 | 0.17 | 0 | 0.09 | 0 | 0 | -0.01 | -0.14 | -0.07 | 0 |  | 0.36 | 0.34 | 0.23 | 22.16 | 1233.475 | 0.26
D | 4002 | 2020-06-27 | 10 | OFF | 13.67 | 7.49 | 0.17 | 0 | 0.04 | 0 | 0 | 0 | -0.14 | -0.07 | 0 |  | 0.36 | 0.34 | 0.23 | 22.09 | 1326.816 | 0.21
D | 4002 | 2020-06-27 | 11 | OFF | 14.22 | 7.49 | 0.17 | 0 | 0.04 | 0 | 0 | 0 | -0.16 | -0.07 | 0 |  | 0.36 | 0.34 | 0.23 | 22.62 | 1408.377 | 0.21
D | 4002 | 2020-06-27 | 12 | OFF | 15.18 | 7.49 | 0.17 | 0 | 0.02 | 0 | 0 | -0.02 | -0.17 | -0.07 | 0 |  | 0.36 | 0.34 | 0.23 | 23.53 | 1454.732 | 0.19
D | 4002 | 2020-06-27 | 13 | OFF | 22.18 | 7.49 | 0.17 | 0 | 0.08 | 0 | 0.22 | -0.02 | -0.12 | -0.07 | 0 |  | 0.36 | 0.34 | 0.23 | 30.86 | 1462.796 | 0.47
D | 4002 | 2020-06-27 | 14 | OFF | 27.16 | 7.49 | 0.17 | 0 | 0.15 | 0 | 0.44 | 0.04 | -0.12 | -0.07 | 0 |  | 0.36 | 0.34 | 0.23 | 36.19 | 1453.628 | 0.76
D | 4002 | 2020-06-27 | 15 | OFF | 15.87 | 7.49 | 0.17 | 0 | 0.06 | 0 | 0 | 0.03 | -0.13 | -0.07 | 0 |  | 0.36 | 0.34 | 0.23 | 24.35 | 1462.347 | 0.23
D | 4002 | 2020-06-27 | 16 | OFF | 15.16 | 7.49 | 0.17 | 0 | 0.05 | 0 | 0 | 0.01 | -0.13 | -0.07 | 0 |  | 0.36 | 0.34 | 0.23 | 23.61 | 1456.594 | 0.22
D | 4002 | 2020-06-27 | 17 | OFF | 14.75 | 7.49 | 0.17 | 0 | 0.05 | 0 | 0 | -0.01 | -0.16 | -0.07 | 0 |  | 0.36 | 0.34 | 0.23 | 23.15 | 1459.198 | 0.22
D | 4002 | 2020-06-27 | 18 | OFF | 14 | 7.49 | 0.17 | 0 | 0.04 | 0 | 0 | 0.02 | -0.19 | -0.07 | 0 |  | 0.36 | 0.34 | 0.23 | 22.39 | 1474.552 | 0.21
D | 4002 | 2020-06-27 | 19 | OFF | 14.11 | 7.49 | 0.17 | 0 | 0.04 | 0 | 0 | 0 | -0.24 | -0.07 | 0 |  | 0.36 | 0.34 | 0.23 | 22.43 | 1461.793 | 0.21
D | 4002 | 2020-06-27 | 20 | OFF | 13.87 | 7.49 | 0.17 | 0 | 0.04 | 0 | 0 | 0.01 | -0.19 | -0.07 | 0 |  | 0.36 | 0.34 | 0.23 | 22.25 | 1426.72 | 0.21
D | 4002 | 2020-06-27 | 21 | OFF | 13.85 | 7.49 | 0.17 | 0 | 0.04 | 0 | 0 | -0.01 | -0.17 | -0.07 | 0 |  | 0.36 | 0.34 | 0.23 | 22.23 | 1401.397 | 0.21
D | 4002 | 2020-06-27 | 22 | OFF | 14.33 | 7.49 | 0.17 | 0 | 0.04 | 0 | 0 | -0.01 | -0.15 | -0.07 | 0 |  | 0.36 | 0.34 | 0.23 | 22.73 | 1356.546 | 0.21
D | 4002 | 2020-06-27 | 23 | OFF | 13.75 | 7.49 | 0.17 | 0 | 0.1 | 0 | 0 | -0.02 | -0.14 | -0.07 | 0 |  | 0.36 | 0.34 | 0.23 | 22.21 | 1261.996 | 0.27
D | 4002 | 2020-06-27 | 24 | OFF | 12.63 | 7.49 | 0.17 | 0 | 0.15 | 0 | 0 | 0 | -0.12 | -0.07 | 0 |  | 0.36 | 0.34 | 0.23 | 21.18 | 1159.292 | 0.32
D | 4002 | 2020-06-28 | 1 | OFF | 11.1 | 7.49 | 0.13 | 0.01 | 0.09 | 0 | 0 | -0.01 | -0.08 | -0.07 | 0 |  | 0.36 | 0.34 | 0.23 | 19.59 | 1073.815 | 0.23
D | 4002 | 2020-06-28 | 2 | OFF | 13.12 | 7.49 | 0.13 | 0.01 | 0.05 | 0 | 0 | -0.01 | -0.12 | -0.07 | 0 |  | 0.36 | 0.34 | 0.23 | 21.53 | 1014.167 | 0.19
D | 4002 | 2020-06-28 | 3 | OFF | 12.57 | 7.49 | 0.13 | 0.01 | 0.04 | 0 | 0 | 0.03 | -0.06 | -0.07 | 0 |  | 0.36 | 0.34 | 0.23 | 21.07 | 974.686 | 0.18
D | 4002 | 2020-06-28 | 4 | OFF | 10.63 | 7.49 | 0.13 | 0.01 | 0.04 | 0 | 0 | 0.01 | -0.07 | -0.07 | 0 |  | 0.36 | 0.34 | 0.23 | 19.1 | 952.665 | 0.18
D | 4002 | 2020-06-28 | 5 | OFF | 9.72 | 7.49 | 0.13 | 0.01 | 0.03 | 0 | 0 | 0 | -0.04 | -0.07 | 0 |  | 0.36 | 0.34 | 0.23 | 18.2 | 945.262 | 0.17
D | 4002 | 2020-06-28 | 6 | OFF | 9.66 | 7.49 | 0.13 | 0.01 | 0.03 | 0 | 0 | 0 | -0.07 | -0.07 | 0 |  | 0.36 | 0.34 | 0.23 | 18.11 | 947.164 | 0.17
D | 4002 | 2020-06-28 | 7 | OFF | 8.55 | 7.49 | 0.13 | 0.01 | 0.11 | 0 | 0 | -0.01 | -0.05 | -0.07 | 0 |  | 0.36 | 0.34 | 0.23 | 17.09 | 992.966 | 0.25
D | 4002 | 2020-06-28 | 8 | OFF | 8.56 | 7.49 | 0.13 | 0.01 | 0.12 | 0 | 0 | 0.01 | -0.11 | -0.07 | 0 |  | 0.36 | 0.34 | 0.23 | 17.07 | 1084.894 | 0.26
D | 4002 | 2020-06-28 | 9 | OFF | 8.7 | 7.49 | 0.13 | 0.01 | 0.09 | 0 | 0 | -0.02 | -0.13 | -0.07 | 0 |  | 0.36 | 0.34 | 0.23 | 17.13 | 1203.307 | 0.23
D | 4002 | 2020-06-28 | 10 | OFF | 11.89 | 7.49 | 0.13 | 0.01 | 0.11 | 0 | 0 | -0.01 | -0.16 | -0.07 | 0 |  | 0.36 | 0.34 | 0.23 | 20.32 | 1317.444 | 0.25
D | 4002 | 2020-06-28 | 11 | OFF | 14.39 | 7.49 | 0.13 | 0.01 | 0.04 | 0 | 0 | 0.01 | -0.09 | -0.07 | 0 |  | 0.36 | 0.34 | 0.23 | 22.84 | 1414.581 | 0.18
D | 4002 | 2020-06-28 | 12 | OFF | 18.86 | 7.49 | 0.13 | 0.01 | 0.04 | 0 | 0.13 | -0.04 | -0.1 | -0.07 | 0 |  | 0.36 | 0.34 | 0.23 | 27.38 | 1499.208 | 0.31
D | 4002 | 2020-06-28 | 13 | OFF | 29.97 | 7.49 | 0.13 | 0.01 | 0.1 | 0 | 0.39 | -0.03 | -0.13 | -0.07 | 0 |  | 0.36 | 0.34 | 0.23 | 38.79 | 1535.241 | 0.63
D | 4002 | 2020-06-28 | 14 | OFF | 22.63 | 7.49 | 0.13 | 0.01 | 0.06 | 0 | 0.1 | -0.05 | -0.13 | -0.07 | 0 |  | 0.36 | 0.34 | 0.23 | 31.1 | 1553.28 | 0.3
D | 4002 | 2020-06-28 | 15 | OFF | 25.55 | 7.49 | 0.13 | 0.01 | 0.07 | 0 | 0.28 | -0.01 | -0.14 | -0.07 | 0 |  | 0.36 | 0.34 | 0.23 | 34.24 | 1592.331 | 0.49
D | 4002 | 2020-06-28 | 16 | OFF | 22.1 | 7.49 | 0.13 | 0.01 | 0.04 | 0 | 0.14 | -0.01 | -0.16 | -0.07 | 0 |  | 0.36 | 0.34 | 0.23 | 30.6 | 1612.236 | 0.32
D | 4002 | 2020-06-28 | 17 | OFF | 18.44 | 7.49 | 0.13 | 0.01 | 0.04 | 0 | 0.01 | -0.02 | -0.23 | -0.07 | 0 |  | 0.36 | 0.34 | 0.23 | 26.73 | 1619.791 | 0.19
D | 4002 | 2020-06-28 | 18 | OFF | 17.88 | 7.49 | 0.13 | 0.01 | 0.05 | 0 | 0.01 | 0.02 | -0.25 | -0.07 | 0 |  | 0.36 | 0.34 | 0.23 | 26.2 | 1638.217 | 0.2
D | 4002 | 2020-06-28 | 19 | OFF | 15.94 | 7.49 | 0.13 | 0.01 | 0.04 | 0 | 0 | 0 | -0.25 | -0.07 | 0 |  | 0.36 | 0.34 | 0.23 | 24.22 | 1611.883 | 0.18
D | 4002 | 2020-06-28 | 20 | OFF | 16.9 | 7.49 | 0.13 | 0.01 | 0.04 | 0 | 0.01 | -0.01 | -0.21 | -0.07 | 0 |  | 0.36 | 0.34 | 0.23 | 25.22 | 1558.555 | 0.19
D | 4002 | 2020-06-28 | 21 | OFF | 15.73 | 7.49 | 0.13 | 0.01 | 0.04 | 0 | 0 | 0 | -0.18 | -0.07 | 0 |  | 0.36 | 0.34 | 0.23 | 24.08 | 1508.199 | 0.18
D | 4002 | 2020-06-28 | 22 | OFF | 15.22 | 7.49 | 0.13 | 0.01 | 0.04 | 0 | 0 | -0.01 | -0.15 | -0.07 | 0 |  | 0.36 | 0.34 | 0.23 | 23.59 | 1417.342 | 0.18
D | 4002 | 2020-06-28 | 23 | OFF | 14.94 | 7.49 | 0.13 | 0.01 | 0.09 | 0 | 0 | -0.03 | -0.1 | -0.07 | 0 |  | 0.36 | 0.34 | 0.23 | 23.39 | 1296.627 | 0.23
D | 4002 | 2020-06-28 | 24 | OFF | 14.07 | 7.49 | 0.13 | 0.01 | 0.13 | 0 | 0 | -0.01 | -0.1 | -0.07 | 0 |  | 0.36 | 0.34 | 0.23 | 22.58 | 1192.796 | 0.27
D | 4002 | 2020-06-29 | 1 | OFF | 15.47 | 7.49 | 0.25 | 0.02 | 0.04 | 0 | 0 | -0.03 | 0.14 | -0.07 | 0 |  | 0.36 | 0.34 | 0.23 | 24.24 | 1120.006 | 0.31
D | 4002 | 2020-06-29 | 2 | OFF | 15.2 | 7.49 | 0.25 | 0.02 | 0.04 | 0 | 0 | -0.01 | 0.02 | -0.07 | 0 |  | 0.36 | 0.34 | 0.23 | 23.87 | 1070.978 | 0.31
D | 4002 | 2020-06-29 | 3 | OFF | 14.57 | 7.49 | 0.25 | 0.02 | 0.04 | 0 | 0 | 0 | -0.03 | -0.07 | 0 |  | 0.36 | 0.34 | 0.23 | 23.2 | 1044.944 | 0.31
D | 4002 | 2020-06-29 | 4 | OFF | 13.27 | 7.49 | 0.25 | 0.02 | 0.04 | 0 | 0 | -0.01 | -0.03 | -0.07 | 0 |  | 0.36 | 0.34 | 0.23 | 21.89 | 1039.368 | 0.31
D | 4002 | 2020-06-29 | 5 | OFF | 14.29 | 7.49 | 0.25 | 0.02 | 0.04 | 0 | 0 | -0.03 | -0.04 | -0.07 | 0 |  | 0.36 | 0.34 | 0.23 | 22.88 | 1062.489 | 0.31
D | 4002 | 2020-06-29 | 6 | OFF | 14.11 | 7.49 | 0.25 | 0.02 | 0.1 | 0 | 0 | 0 | -0.04 | -0.07 | 0 |  | 0.36 | 0.34 | 0.23 | 22.79 | 1129.878 | 0.37
D | 4002 | 2020-06-29 | 7 | OFF | 14.99 | 7.49 | 0.25 | 0.02 | 0.15 | 0 | 0 | 0 | -0.08 | -0.07 | 0 |  | 0.36 | 0.34 | 0.23 | 23.68 | 1238.572 | 0.42
D | 4002 | 2020-06-29 | 8 | ON | 16.24 | 7.49 | 0.25 | 0.02 | 0.14 | 0.52 | 0.05 | 0 | -0.07 | -0.07 | 0 |  | 0.36 | 0.34 | 0.23 | 25.5 | 1353.796 | 0.98
D | 4002 | 2020-06-29 | 9 | ON | 27.44 | 7.49 | 0.25 | 0.02 | 0.21 | 0.49 | 0.51 | -0.01 | -0.31 | -0.07 | 0 |  | 0.36 | 0.34 | 0.23 | 36.95 | 1440.946 | 1.48
D | 4002 | 2020-06-29 | 10 | ON | 22.02 | 7.49 | 0.25 | 0.02 | 0.11 | 0.46 | 0.08 | 0.02 | -0.22 | -0.07 | 0 |  | 0.36 | 0.34 | 0.23 | 31.09 | 1494.421 | 0.92
D | 4002 | 2020-06-29 | 11 | ON | 18.59 | 7.49 | 0.25 | 0.02 | 0.06 | 0.48 | 0.09 | 0.01 | -0.09 | -0.07 | 0 |  | 0.36 | 0.34 | 0.23 | 27.76 | 1531.686 | 0.9
D | 4002 | 2020-06-29 | 12 | ON | 18.92 | 7.49 | 0.25 | 0.02 | 0.05 | 0.45 | 0.11 | -0.01 | -0.08 | -0.07 | 0 |  | 0.36 | 0.34 | 0.23 | 28.06 | 1562.738 | 0.88
D | 4002 | 2020-06-29 | 13 | ON | 25.72 | 7.49 | 0.25 | 0.02 | 0.12 | 0.44 | 0.13 | -0.01 | -0.1 | -0.07 | 0 |  | 0.36 | 0.34 | 0.23 | 34.92 | 1576.907 | 0.96
D | 4002 | 2020-06-29 | 14 | ON | 23.34 | 7.49 | 0.25 | 0.02 | 0.07 | 0.44 | 0.04 | 0.03 | -0.1 | -0.07 | 0 |  | 0.36 | 0.34 | 0.23 | 32.44 | 1581.819 | 0.82
D | 4002 | 2020-06-29 | 15 | ON | 22.25 | 7.49 | 0.25 | 0.02 | 0.08 | 0.44 | 0.07 | 0.01 | -0.12 | -0.07 | 0 |  | 0.36 | 0.34 | 0.23 | 31.35 | 1572.644 | 0.86
D | 4002 | 2020-06-29 | 16 | ON | 21.98 | 7.49 | 0.25 | 0.02 | 0.07 | 0.46 | 0 | 0 | -0.17 | -0.07 | -0.01 |  | 0.36 | 0.34 | 0.23 | 30.95 | 1552.711 | 0.79
D | 4002 | 2020-06-29 | 17 | ON | 17.49 | 7.49 | 0.25 | 0.02 | 0.04 | 0.47 | 0 | -0.01 | -0.17 | -0.07 | -0.03 |  | 0.36 | 0.34 | 0.23 | 26.41 | 1539.365 | 0.75
D | 4002 | 2020-06-29 | 18 | ON | 17.64 | 7.49 | 0.25 | 0.02 | 0.04 | 0.47 | 0 | 0.02 | -0.22 | -0.07 | -0.01 |  | 0.36 | 0.34 | 0.23 | 26.56 | 1556.137 | 0.77
D | 4002 | 2020-06-29 | 19 | ON | 15.93 | 7.49 | 0.25 | 0.02 | 0.04 | 0.48 | 0 | 0 | -0.17 | -0.07 | 0 |  | 0.36 | 0.34 | 0.23 | 24.9 | 1536.6 | 0.79
D | 4002 | 2020-06-29 | 20 | ON | 15.54 | 7.49 | 0.25 | 0.02 | 0.04 | 0.49 | 0 | -0.02 | -0.15 | -0.07 | 0 |  | 0.36 | 0.34 | 0.23 | 24.52 | 1481.97 | 0.8
D | 4002 | 2020-06-29 | 21 | ON | 14.79 | 7.49 | 0.25 | 0.02 | 0.04 | 0.5 | 0 | -0.01 | -0.12 | -0.07 | 0 |  | 0.36 | 0.34 | 0.23 | 23.82 | 1429.575 | 0.81
D | 4002 | 2020-06-29 | 22 | ON | 14.08 | 7.49 | 0.25 | 0.02 | 0.04 | 0.53 | 0 | -0.01 | -0.08 | -0.07 | 0 |  | 0.36 | 0.34 | 0.23 | 23.18 | 1345.253 | 0.84
D | 4002 | 2020-06-29 | 23 | ON | 13.79 | 7.49 | 0.25 | 0.02 | 0.08 | 0.57 | 0 | -0.02 | -0.08 | -0.07 | 0 |  | 0.36 | 0.34 | 0.23 | 22.96 | 1228.607 | 0.92
D | 4002 | 2020-06-29 | 24 | OFF | 13.61 | 7.49 | 0.25 | 0.02 | 0.1 | 0 | 0 | -0.01 | 0.12 | -0.07 | 0 |  | 0.36 | 0.34 | 0.23 | 22.44 | 1127.414 | 0.37
D | 4002 | 2020-06-30 | 1 | OFF | 14.84 | 7.49 | 0.14 | 0.01 | 0.05 | 0 | 0 | 0 | -0.03 | -0.07 | 0 |  | 0.36 | 0.34 | 0.23 | 23.36 | 1057.002 | 0.2
D | 4002 | 2020-06-30 | 2 | OFF | 13.91 | 7.49 | 0.14 | 0.01 | 0.03 | 0 | 0 | -0.02 | -0.03 | -0.07 | 0 |  | 0.36 | 0.34 | 0.23 | 22.39 | 1012.818 | 0.18
D | 4002 | 2020-06-30 | 3 | OFF | 13.68 | 7.49 | 0.14 | 0.01 | 0.03 | 0 | 0 | 0.01 | -0.04 | -0.07 | 0 |  | 0.36 | 0.34 | 0.23 | 22.18 | 988.09 | 0.18
D | 4002 | 2020-06-30 | 4 | OFF | 13.29 | 7.49 | 0.14 | 0.01 | 0.03 | 0 | 0 | 0 | -0.04 | -0.07 | 0 |  | 0.36 | 0.34 | 0.23 | 21.78 | 982.646 | 0.18
D | 4002 | 2020-06-30 | 5 | OFF | 13.15 | 7.49 | 0.14 | 0.01 | 0.05 | 0 | 0 | 0.02 | -0.04 | -0.07 | 0 |  | 0.36 | 0.34 | 0.23 | 21.68 | 1004.965 | 0.2
D | 4002 | 2020-06-30 | 6 | OFF | 13.43 | 7.49 | 0.14 | 0.01 | 0.1 | 0 | 0 | 0 | -0.14 | -0.07 | 0 |  | 0.36 | 0.34 | 0.23 | 21.89 | 1069.525 | 0.25
D | 4002 | 2020-06-30 | 7 | OFF | 13.94 | 7.49 | 0.14 | 0.01 | 0.13 | 0 | 0 | 0 | -0.2 | -0.07 | 0 |  | 0.36 | 0.34 | 0.23 | 22.37 | 1177.876 | 0.28
D | 4002 | 2020-06-30 | 8 | ON | 14.31 | 7.49 | 0.14 | 0.01 | 0.12 | 0.58 | 0 | 0.01 | -0.14 | -0.07 | 0 |  | 0.36 | 0.34 | 0.23 | 23.38 | 1288.749 | 0.85
D | 4002 | 2020-06-30 | 9 | ON | 15.06 | 7.49 | 0.14 | 0.01 | 0.06 | 0.55 | 0 | 0 | -0.12 | -0.07 | 0 |  | 0.36 | 0.34 | 0.23 | 24.05 | 1372.742 | 0.76
D | 4002 | 2020-06-30 | 10 | ON | 18.82 | 7.49 | 0.14 | 0.01 | 0.06 | 0.53 | 0.17 | 0 | -0.09 | -0.07 | 0 |  | 0.36 | 0.34 | 0.23 | 27.99 | 1428.023 | 0.91
D | 4002 | 2020-06-30 | 11 | ON | 22.11 | 7.49 | 0.14 | 0.01 | 0.12 | 0.52 | 0.34 | -0.01 | -0.09 | -0.07 | 0 |  | 0.36 | 0.34 | 0.23 | 31.49 | 1470.266 | 1.13
D | 4002 | 2020-06-30 | 12 | ON | 18.97 | 7.49 | 0.14 | 0.01 | 0.06 | 0.51 | 0.15 | -0.03 | -0.1 | -0.07 | 0 |  | 0.36 | 0.34 | 0.23 | 28.06 | 1503.535 | 0.87
D | 4002 | 2020-06-30 | 13 | ON | 20.41 | 7.49 | 0.14 | 0.01 | 0.11 | 0.5 | 0.22 | 0.02 | -0.11 | -0.07 | 0 |  | 0.36 | 0.34 | 0.23 | 29.65 | 1534.124 | 0.98
D | 4002 | 2020-06-30 | 14 | ON | 15.36 | 7.49 | 0.14 | 0.01 | 0.04 | 0.5 | 0 | -0.03 | -0.11 | -0.07 | 0 |  | 0.36 | 0.34 | 0.23 | 24.26 | 1552.002 | 0.69
D | 4002 | 2020-06-30 | 15 | ON | 15.51 | 7.49 | 0.14 | 0.01 | 0.04 | 0.5 | 0 | -0.01 | -0.3 | -0.07 | 0 |  | 0.36 | 0.34 | 0.23 | 24.24 | 1552.094 | 0.69
D | 4002 | 2020-06-30 | 16 | ON | 15.46 | 7.49 | 0.14 | 0.01 | 0.04 | 0.5 | 0 | 0 | -0.3 | -0.07 | 0 |  | 0.36 | 0.34 | 0.23 | 24.2 | 1551.347 | 0.69
D | 4002 | 2020-06-30 | 17 | ON | 16.89 | 7.49 | 0.14 | 0.01 | 0.04 | 0.49 | 0.02 | -0.03 | -0.33 | -0.07 | 0 |  | 0.36 | 0.34 | 0.23 | 25.58 | 1560.598 | 0.7
D | 4002 | 2020-06-30 | 18 | ON | 16.11 | 7.49 | 0.14 | 0.01 | 0.04 | 0.48 | 0 | 0.01 | -0.36 | -0.07 | 0 |  | 0.36 | 0.34 | 0.23 | 24.78 | 1567.977 | 0.67
D | 4002 | 2020-06-30 | 19 | ON | 16.77 | 7.49 | 0.14 | 0.01 | 0.04 | 0.49 | 0.01 | -0.05 | -0.37 | -0.07 | 0 |  | 0.36 | 0.34 | 0.23 | 25.39 | 1555.167 | 0.69
D | 4002 | 2020-06-30 | 20 | ON | 15.75 | 7.49 | 0.14 | 0.01 | 0.04 | 0.5 | 0 | 0.01 | -0.34 | -0.07 | 0 |  | 0.36 | 0.34 | 0.23 | 24.46 | 1500.193 | 0.69
D | 4002 | 2020-06-30 | 21 | ON | 14.87 | 7.49 | 0.14 | 0.01 | 0.04 | 0.51 | 0 | -0.01 | -0.29 | -0.07 | 0 |  | 0.36 | 0.34 | 0.23 | 23.62 | 1453.433 | 0.7
D | 4002 | 2020-06-30 | 22 | ON | 14.63 | 7.49 | 0.14 | 0.01 | 0.04 | 0.53 | 0 | -0.01 | -0.28 | -0.07 | 0 |  | 0.36 | 0.34 | 0.23 | 23.41 | 1381.431 | 0.72
D | 4002 | 2020-06-30 | 23 | ON | 15.21 | 7.49 | 0.14 | 0.01 | 0.07 | 0.57 | 0 | 0 | -0.29 | -0.07 | 0 |  | 0.36 | 0.34 | 0.23 | 24.06 | 1265.371 | 0.79
D | 4002 | 2020-06-30 | 24 | OFF | 14.63 | 7.49 | 0.14 | 0.01 | 0.09 | 0 | 0 | -0.02 | -0.26 | -0.07 | 0 |  | 0.36 | 0.34 | 0.23 | 22.94 | 1162.764 | 0.24
T | 720 lines

## whlsecost_hourly_4002_202007
C | Hourly Wholesale Load Cost Report
C | Filename: whlsecost_hourly_4002_202007.csv
C | Report for: 07 2020
C | Report generated: 03/10/2021 13:34:51 EST
H | Location ID | Local Date | Local Hour | OnOffPeak | RTLMP | Capacity | First Contingency | Second Contingency | Regulation | Forward Reserves | Real-Time Reserves | Inadvertent | Marginal Loss Rev Fund | Auction Rev Rights | Real-Time Demand Reduction Cost | Price Responsive Demand Cost | ISO Sched 2 | ISO Sched 3 | NEPOOL Exp | Total Cost | RTLO | Total Ancillary & NCPC
H | Number | Date | Number | String | Number | Number | Number | Number | Number | Number | Number | Number | Number | Number | Number | Number | Number | Number | Number | Number | Number
D | 4002 | 2020-07-01 | 1 | OFF | 15.21 | 7.28 | 0.26 | 0 | 0.07 | 0 | 0 | -0.06 | -0.05 | -0.06 | 0 |  | 0.36 | 0.33 | 0.23 | 23.57 | 1091.782 | 0.33
D | 4002 | 2020-07-01 | 2 | OFF | 14.99 | 7.28 | 0.26 | 0 | 0.06 | 0 | 0 | -0.02 | -0.01 | -0.06 | 0 |  | 0.36 | 0.33 | 0.23 | 23.42 | 1041.751 | 0.32
D | 4002 | 2020-07-01 | 3 | OFF | 14.22 | 7.28 | 0.26 | 0 | 0.06 | 0 | 0 | 0 | 0 | -0.06 | 0 |  | 0.36 | 0.33 | 0.23 | 22.68 | 1013.328 | 0.32
D | 4002 | 2020-07-01 | 4 | OFF | 13.57 | 7.28 | 0.26 | 0 | 0.08 | 0 | 0 | -0.02 | 0.02 | -0.06 | 0 |  | 0.36 | 0.33 | 0.23 | 22.05 | 1002.862 | 0.34
D | 4002 | 2020-07-01 | 5 | OFF | 13.59 | 7.28 | 0.26 | 0 | 0.08 | 0 | 0 | 0 | 0 | -0.06 | 0 |  | 0.36 | 0.33 | 0.23 | 22.07 | 1026.573 | 0.34
D | 4002 | 2020-07-01 | 6 | OFF | 13.83 | 7.28 | 0.26 | 0 | 0.12 | 0 | 0 | 0.01 | -0.04 | -0.06 | 0 |  | 0.36 | 0.33 | 0.23 | 22.32 | 1078.644 | 0.38
D | 4002 | 2020-07-01 | 7 | OFF | 13.98 | 7.28 | 0.26 | 0 | 0.19 | 0 | 0 | 0 | -0.09 | -0.06 | 0 |  | 0.36 | 0.33 | 0.23 | 22.48 | 1184.36 | 0.45
D | 4002 | 2020-07-01 | 8 | ON | 14.42 | 7.28 | 0.26 | 0 | 0.14 | 0.5 | 0 | 0.03 | -0.12 | -0.06 | 0 |  | 0.36 | 0.33 | 0.23 | 23.37 | 1298.532 | 0.9
D | 4002 | 2020-07-01 | 9 | ON | 15.11 | 7.28 | 0.26 | 0 | 0.12 | 0.45 | 0 | -0.01 | -0.07 | -0.06 | 0 |  | 0.36 | 0.33 | 0.23 | 24 | 1383.972 | 0.83
D | 4002 | 2020-07-01 | 10 | ON | 15.07 | 7.28 | 0.26 | 0 | 0.05 | 0.43 | 0 | 0 | -0.08 | -0.06 | 0 |  | 0.36 | 0.33 | 0.23 | 23.87 | 1443.488 | 0.74
D | 4002 | 2020-07-01 | 11 | ON | 15.56 | 7.28 | 0.26 | 0 | 0.05 | 0.42 | 0 | 0 | -0.08 | -0.06 | 0 |  | 0.36 | 0.33 | 0.23 | 24.35 | 1487.808 | 0.73
D | 4002 | 2020-07-01 | 12 | ON | 15.79 | 7.28 | 0.26 | 0 | 0.05 | 0.41 | 0 | 0 | -0.07 | -0.06 | 0 |  | 0.36 | 0.33 | 0.23 | 24.58 | 1529.265 | 0.72
D | 4002 | 2020-07-01 | 13 | ON | 15.53 | 7.28 | 0.26 | 0 | 0.05 | 0.4 | 0 | -0.04 | -0.07 | -0.06 | 0 |  | 0.36 | 0.33 | 0.23 | 24.27 | 1568.164 | 0.71
D | 4002 | 2020-07-01 | 14 | ON | 16.67 | 7.28 | 0.26 | 0 | 0.05 | 0.45 | 0 | -0.05 | -0.06 | -0.06 | 0 |  | 0.36 | 0.33 | 0.23 | 25.46 | 1599.858 | 0.76
D | 4002 | 2020-07-01 | 15 | ON | 20.67 | 7.28 | 0.26 | 0 | 0.07 | 0.44 | 0.07 | -0.04 | -0.08 | -0.06 | 0 |  | 0.36 | 0.33 | 0.23 | 29.53 | 1613.772 | 0.84
D | 4002 | 2020-07-01 | 16 | ON | 20.2 | 7.28 | 0.26 | 0 | 0.06 | 0.44 | 0 | -0.03 | -0.08 | -0.06 | 0 |  | 0.36 | 0.33 | 0.23 | 28.99 | 1629.687 | 0.76
D | 4002 | 2020-07-01 | 17 | ON | 20.07 | 7.28 | 0.26 | 0 | 0.06 | 0.44 | 0.02 | -0.02 | -0.09 | -0.06 | 0 |  | 0.36 | 0.33 | 0.23 | 28.88 | 1642.671 | 0.78
D | 4002 | 2020-07-01 | 18 | ON | 20.4 | 7.28 | 0.26 | 0 | 0.06 | 0.43 | 0.02 | -0.02 | -0.12 | -0.06 | 0 |  | 0.36 | 0.33 | 0.23 | 29.17 | 1653.957 | 0.77
D | 4002 | 2020-07-01 | 19 | ON | 18.4 | 7.28 | 0.26 | 0 | 0.07 | 0.44 | 0.02 | 0 | -0.09 | -0.06 | 0 |  | 0.36 | 0.33 | 0.23 | 27.24 | 1627.744 | 0.79
D | 4002 | 2020-07-01 | 20 | ON | 16.27 | 7.28 | 0.26 | 0 | 0.06 | 0.46 | 0 | -0.01 | -0.09 | -0.06 | 0 |  | 0.36 | 0.33 | 0.23 | 25.09 | 1567.997 | 0.78
D | 4002 | 2020-07-01 | 21 | ON | 15.2 | 7.28 | 0.26 | 0 | 0.05 | 0.47 | 0 | -0.01 | -0.1 | -0.06 | 0 |  | 0.36 | 0.33 | 0.23 | 24.01 | 1520.457 | 0.78
D | 4002 | 2020-07-01 | 22 | ON | 15.3 | 7.28 | 0.26 | 0 | 0.05 | 0.48 | 0 | 0 | -0.1 | -0.06 | 0 |  | 0.36 | 0.33 | 0.23 | 24.13 | 1457.566 | 0.79
D | 4002 | 2020-07-01 | 23 | ON | 15.08 | 7.28 | 0.26 | 0 | 0.08 | 0.52 | 0 | -0.02 | -0.09 | -0.06 | 0 |  | 0.36 | 0.33 | 0.23 | 23.97 | 1326.918 | 0.86
D | 4002 | 2020-07-01 | 24 | OFF | 14.99 | 7.28 | 0.26 | 0 | 0.12 | 0 | 0 | -0.01 | -0.09 | -0.06 | 0 |  | 0.36 | 0.33 | 0.23 | 23.41 | 1203.958 | 0.38
D | 4002 | 2020-07-02 | 1 | OFF | 14.66 | 7.28 | 1.92 | 0.08 | 0.07 | 0 | 0 | -0.02 | -0.04 | -0.06 | 0 |  | 0.36 | 0.33 | 0.23 | 24.81 | 1113.366 | 2.07
D | 4002 | 2020-07-02 | 2 | OFF | 11.88 | 7.28 | 1.92 | 0.08 | 0.07 | 0 | 0 | 0.02 | 0.01 | -0.06 | 0 |  | 0.36 | 0.33 | 0.23 | 22.12 | 1054.88 | 2.07
D | 4002 | 2020-07-02 | 3 | OFF | 13.26 | 7.28 | 1.92 | 0.08 | 0.06 | 0 | 0 | 0 | 0.01 | -0.06 | 0 |  | 0.36 | 0.33 | 0.23 | 23.47 | 1019.071 | 2.06
D | 4002 | 2020-07-02 | 4 | OFF | 10.39 | 7.28 | 1.92 | 0.08 | 0.1 | 0 | 0 | 0.02 | -0.03 | -0.06 | 0 |  | 0.36 | 0.33 | 0.23 | 20.62 | 1004.707 | 2.1
D | 4002 | 2020-07-02 | 5 | OFF | -9.06 | 7.28 | 1.92 | 0.08 | 0.24 | 0 | 0 | -0.03 | -0.02 | -0.06 | 0 |  | 0.36 | 0.33 | 0.23 | 1.27 | 1021.362 | 2.24
D | 4002 | 2020-07-02 | 6 | OFF | -12.72 | 7.28 | 1.92 | 0.08 | 0.38 | 0 | 0 | -0.01 | -0.08 | -0.06 | 0 |  | 0.36 | 0.33 | 0.23 | -2.29 | 1076.215 | 2.38
D | 4002 | 2020-07-02 | 7 | OFF | 13.27 | 7.28 | 1.92 | 0.08 | 0.18 | 0 | 0 | 0.01 | -0.06 | -0.06 | 0 |  | 0.36 | 0.33 | 0.23 | 23.54 | 1173.699 | 2.18
D | 4002 | 2020-07-02 | 8 | ON | 13.59 | 7.28 | 1.92 | 0.08 | 0.12 | 0.56 | 0 | 0.04 | -0.1 | -0.06 | 0 |  | 0.36 | 0.33 | 0.23 | 24.35 | 1297.186 | 2.68
D | 4002 | 2020-07-02 | 9 | ON | 13.98 | 7.28 | 1.92 | 0.08 | 0.1 | 0.52 | 0 | 0 | -0.09 | -0.06 | 0 |  | 0.36 | 0.33 | 0.23 | 24.65 | 1413.572 | 2.62
D | 4002 | 2020-07-02 | 10 | ON | 14.04 | 7.28 | 1.92 | 0.08 | 0.05 | 0.5 | 0 | 0 | -0.07 | -0.06 | 0 |  | 0.36 | 0.33 | 0.23 | 24.66 | 1507.4 | 2.55
D | 4002 | 2020-07-02 | 11 | ON | 14.37 | 7.28 | 1.92 | 0.08 | 0.04 | 0.47 | 0 | -0.01 | -0.08 | -0.06 | 0 |  | 0.36 | 0.33 | 0.23 | 24.93 | 1599.298 | 2.51
D | 4002 | 2020-07-02 | 12 | ON | 15.47 | 7.28 | 1.92 | 0.08 | 0.05 | 0.45 | 0 | -0.01 | -0.07 | -0.06 | 0 |  | 0.36 | 0.33 | 0.23 | 26.03 | 1688.697 | 2.5
D | 4002 | 2020-07-02 | 13 | ON | 17.66 | 7.28 | 1.92 | 0.08 | 0.06 | 0.42 | 0 | -0.03 | -0.07 | -0.06 | 0 |  | 0.36 | 0.33 | 0.23 | 28.18 | 1765.729 | 2.48
D | 4002 | 2020-07-02 | 14 | ON | 18.8 | 7.28 | 1.92 | 0.08 | 0.06 | 0.39 | 0.01 | -0.03 | -0.09 | -0.06 | 0 |  | 0.36 | 0.33 | 0.23 | 29.28 | 1843.855 | 2.46
D | 4002 | 2020-07-02 | 15 | ON | 20.93 | 7.28 | 1.92 | 0.08 | 0.07 | 0.38 | 0.02 | -0.01 | -0.09 | -0.06 | 0 |  | 0.36 | 0.33 | 0.23 | 31.44 | 1907.114 | 2.47
D | 4002 | 2020-07-02 | 16 | ON | 25.42 | 7.28 | 1.92 | 0.08 | 0.07 | 0.36 | 0.05 | -0.07 | -0.06 | -0.06 | 0 |  | 0.36 | 0.33 | 0.23 | 35.91 | 1962.462 | 2.48
D | 4002 | 2020-07-02 | 17 | ON | 58.41 | 7.28 | 1.92 | 0.08 | 2.08 | 0.31 | 1.6 | -0.11 | 0.05 | -0.06 | 0 |  | 0.36 | 0.33 | 0.23 | 72.48 | 2013.403 | 5.99
D | 4002 | 2020-07-02 | 18 | ON | 155.68 | 7.28 | 1.92 | 0.08 | 5.49 | 0.07 | 10.01 | -0.01 | -0.21 | -0.06 | 0 |  | 0.36 | 0.33 | 0.23 | 181.17 | 2046.819 | 17.57
D | 4002 | 2020-07-02 | 19 | ON | 114.23 | 7.28 | 1.92 | 0.08 | 5.84 | 0.22 | 9.15 | 0.09 | -0.01 | -0.06 | 0 |  | 0.36 | 0.33 | 0.23 | 139.66 | 2015.569 | 17.21
D | 4002 | 2020-07-02 | 20 | ON | 34.5 | 7.28 | 1.92 | 0.08 | 3.83 | 0.34 | 0.94 | -0.01 | -0.02 | -0.06 | 0 |  | 0.36 | 0.33 | 0.23 | 49.72 | 1895.476 | 7.11
D | 4002 | 2020-07-02 | 21 | ON | 21.73 | 7.28 | 1.92 | 0.08 | 0.6 | 0.38 | 0.01 | -0.01 | -0.09 | -0.06 | 0 |  | 0.36 | 0.33 | 0.23 | 32.76 | 1807.459 | 2.99
D | 4002 | 2020-07-02 | 22 | ON | 21.15 | 7.28 | 1.92 | 0.08 | 0.07 | 0.41 | 0 | 0.02 | -0.04 | -0.06 | 0 |  | 0.36 | 0.33 | 0.23 | 31.75 | 1720.793 | 2.48
D | 4002 | 2020-07-02 | 23 | ON | 17.56 | 7.28 | 1.92 | 0.08 | 0.11 | 0.44 | 0 | -0.02 | -0.06 | -0.06 | 0 |  | 0.36 | 0.33 | 0.23 | 28.17 | 1564.951 | 2.55
D | 4002 | 2020-07-02 | 24 | OFF | 19.41 | 7.28 | 1.92 | 0.08 | 0.14 | 0 | 0 | -0.06 | -0.11 | -0.06 | 0 |  | 0.36 | 0.33 | 0.23 | 29.52 | 1416.004 | 2.14
D | 4002 | 2020-07-03 | 1 | OFF | 24.63 | 7.28 | 0.24 | 0.03 | 0.12 | 0 | 0.05 | -0.07 | -0.04 | -0.06 | 0 |  | 0.36 | 0.33 | 0.23 | 33.1 | 1304.439 | 0.44
D | 4002 | 2020-07-03 | 2 | OFF | 24.12 | 7.28 | 0.24 | 0.03 | 0.16 | 0 | 0.14 | -0.01 | -0.07 | -0.06 | 0 |  | 0.36 | 0.33 | 0.23 | 32.75 | 1231.124 | 0.57
D | 4002 | 2020-07-03 | 3 | OFF | 17.23 | 7.28 | 0.24 | 0.03 | 0.07 | 0 | 0.04 | 0 | -0.03 | -0.06 | 0 |  | 0.36 | 0.33 | 0.23 | 25.72 | 1182.563 | 0.38
D | 4002 | 2020-07-03 | 4 | OFF | 15.71 | 7.28 | 0.24 | 0.03 | 0.05 | 0 | 0 | 0 | -0.02 | -0.06 | 0 |  | 0.36 | 0.33 | 0.23 | 24.15 | 1153.439 | 0.32
D | 4002 | 2020-07-03 | 5 | OFF | 16.27 | 7.28 | 0.24 | 0.03 | 0.05 | 0 | 0 | -0.03 | -0.01 | -0.06 | 0 |  | 0.36 | 0.33 | 0.23 | 24.69 | 1152.553 | 0.32
D | 4002 | 2020-07-03 | 6 | OFF | 17.45 | 7.28 | 0.24 | 0.03 | 0.08 | 0 | 0 | 0.02 | -0.01 | -0.06 | 0 |  | 0.36 | 0.33 | 0.23 | 25.95 | 1177.559 | 0.35
D | 4002 | 2020-07-03 | 7 | OFF | 15.99 | 7.28 | 0.24 | 0.03 | 0.1 | 0 | 0.01 | 0.01 | -0.02 | -0.06 | 0 |  | 0.36 | 0.33 | 0.23 | 24.5 | 1225.842 | 0.38
D | 4002 | 2020-07-03 | 8 | ON | 15.73 | 7.28 | 0.24 | 0.03 | 0.1 | 0.53 | 0 | 0 | -0.04 | -0.06 | 0 |  | 0.36 | 0.33 | 0.23 | 24.73 | 1301.541 | 0.9
D | 4002 | 2020-07-03 | 9 | ON | 16.5 | 7.28 | 0.24 | 0.03 | 0.09 | 0.51 | 0 | -0.01 | -0.05 | -0.06 | 0 |  | 0.36 | 0.33 | 0.23 | 25.45 | 1376.879 | 0.87
D | 4002 | 2020-07-03 | 10 | ON | 24.05 | 7.28 | 0.24 | 0.03 | 0.11 | 0.49 | 0.18 | 0.03 | -0.06 | -0.06 | 0 |  | 0.36 | 0.33 | 0.23 | 33.21 | 1429.435 | 1.05
D | 4002 | 2020-07-03 | 11 | ON | 24.4 | 7.28 | 0.24 | 0.03 | 0.1 | 0.47 | 0.13 | -0.02 | -0.02 | -0.06 | 0 |  | 0.36 | 0.33 | 0.23 | 33.47 | 1457.562 | 0.97
D | 4002 | 2020-07-03 | 12 | ON | 24.77 | 7.28 | 0.24 | 0.03 | 0.1 | 0.46 | 0.02 | -0.01 | -0.06 | -0.06 | 0 |  | 0.36 | 0.33 | 0.23 | 33.69 | 1467.79 | 0.85
D | 4002 | 2020-07-03 | 13 | ON | 27.62 | 7.28 | 0.24 | 0.03 | 0.21 | 0.46 | 0.18 | 0 | -0.07 | -0.06 | 0 |  | 0.36 | 0.33 | 0.23 | 36.81 | 1461.542 | 1.12
D | 4002 | 2020-07-03 | 14 | ON | 27.26 | 7.28 | 0.24 | 0.03 | 0.17 | 0.46 | 0.25 | 0 | -0.05 | -0.06 | 0 |  | 0.36 | 0.33 | 0.23 | 36.5 | 1451.506 | 1.15
D | 4002 | 2020-07-03 | 15 | ON | 25.91 | 7.28 | 0.24 | 0.03 | 0.13 | 0.46 | 0.03 | 0.03 | -0.05 | -0.06 | 0 |  | 0.36 | 0.33 | 0.23 | 34.92 | 1440.75 | 0.89
D | 4002 | 2020-07-03 | 16 | ON | 24.92 | 7.28 | 0.24 | 0.03 | 0.1 | 0.46 | 0.08 | -0.01 | -0.05 | -0.06 | 0 |  | 0.36 | 0.33 | 0.23 | 33.91 | 1434.445 | 0.91
D | 4002 | 2020-07-03 | 17 | ON | 29.61 | 7.28 | 0.24 | 0.03 | 0.12 | 0.46 | 0.23 | -0.01 | -0.05 | -0.06 | 0 |  | 0.36 | 0.33 | 0.23 | 38.77 | 1437.248 | 1.08
D | 4002 | 2020-07-03 | 18 | ON | 26.72 | 7.28 | 0.24 | 0.03 | 0.19 | 0.47 | 0.18 | 0 | -0.07 | -0.06 | 0 |  | 0.36 | 0.33 | 0.23 | 35.9 | 1449.954 | 1.11
D | 4002 | 2020-07-03 | 19 | ON | 23.51 | 7.28 | 0.24 | 0.03 | 0.12 | 0.48 | 0.07 | 0.03 | -0.04 | -0.06 | 0 |  | 0.36 | 0.33 | 0.23 | 32.58 | 1429.055 | 0.94
D | 4002 | 2020-07-03 | 20 | ON | 19.79 | 7.28 | 0.24 | 0.03 | 0.1 | 0.49 | 0.05 | -0.03 | -0.06 | -0.06 | 0 |  | 0.36 | 0.33 | 0.23 | 28.75 | 1381.445 | 0.91
D | 4002 | 2020-07-03 | 21 | ON | 18.51 | 7.28 | 0.24 | 0.03 | 0.07 | 0.5 | 0.09 | 0 | -0.05 | -0.06 | 0 |  | 0.36 | 0.33 | 0.23 | 27.53 | 1348.364 | 0.93
D | 4002 | 2020-07-03 | 22 | ON | 19.49 | 7.28 | 0.24 | 0.03 | 0.15 | 0.52 | 0.17 | 0 | 0.01 | -0.06 | 0 |  | 0.36 | 0.33 | 0.23 | 28.75 | 1295.973 | 1.11
D | 4002 | 2020-07-03 | 23 | ON | 15.56 | 7.28 | 0.24 | 0.03 | 0.14 | 0.56 | 0 | 0 | -0.02 | -0.06 | 0 |  | 0.36 | 0.33 | 0.23 | 24.65 | 1205.147 | 0.97
D | 4002 | 2020-07-03 | 24 | OFF | 14.53 | 7.28 | 0.24 | 0.03 | 0.13 | 0 | 0 | -0.02 | -0.03 | -0.06 | 0 |  | 0.36 | 0.33 | 0.23 | 23.02 | 1111.244 | 0.4
D | 4002 | 2020-07-04 | 1 | OFF | 14.37 | 7.28 | 0.19 | 0.02 | 0.1 | 0 | 0 | 0.02 | -0.06 | -0.06 | 0 |  | 0.36 | 0.33 | 0.23 | 22.78 | 1036.594 | 0.31
D | 4002 | 2020-07-04 | 2 | OFF | 13.46 | 7.28 | 0.19 | 0.02 | 0.07 | 0 | 0 | 0.01 | -0.04 | -0.06 | 0 |  | 0.36 | 0.33 | 0.23 | 21.85 | 983.527 | 0.28
D | 4002 | 2020-07-04 | 3 | OFF | 13.52 | 7.28 | 0.19 | 0.02 | 0.07 | 0 | 0 | -0.02 | -0.05 | -0.06 | 0 |  | 0.36 | 0.33 | 0.23 | 21.87 | 951.508 | 0.28
D | 4002 | 2020-07-04 | 4 | OFF | 14.52 | 7.28 | 0.19 | 0.02 | 0.07 | 0 | 0 | -0.03 | -0.01 | -0.06 | 0 |  | 0.36 | 0.33 | 0.23 | 22.9 | 933.207 | 0.28
D | 4002 | 2020-07-04 | 5 | OFF | 13.78 | 7.28 | 0.19 | 0.02 | 0.07 | 0 | 0 | -0.03 | -0.01 | -0.06 | 0 |  | 0.36 | 0.33 | 0.23 | 22.16 | 933.704 | 0.28
D | 4002 | 2020-07-04 | 6 | OFF | 12.76 | 7.28 | 0.19 | 0.02 | 0.07 | 0 | 0 | 0.01 | -0.01 | -0.06 | 0 |  | 0.36 | 0.33 | 0.23 | 21.18 | 947.061 | 0.28
D | 4002 | 2020-07-04 | 7 | OFF | 12.84 | 7.28 | 0.19 | 0.02 | 0.09 | 0 | 0 | -0.01 | -0.02 | -0.06 | 0 |  | 0.36 | 0.33 | 0.23 | 21.25 | 978.761 | 0.3
D | 4002 | 2020-07-04 | 8 | OFF | 13.17 | 7.28 | 0.19 | 0.02 | 0.1 | 0 | 0 | 0 | -0.03 | -0.06 | 0 |  | 0.36 | 0.33 | 0.23 | 21.59 | 1056.4 | 0.31
D | 4002 | 2020-07-04 | 9 | OFF | 13.6 | 7.28 | 0.19 | 0.02 | 0.15 | 0 | 0 | 0.01 | -0.05 | -0.06 | 0 |  | 0.36 | 0.33 | 0.23 | 22.06 | 1162.219 | 0.36
D | 4002 | 2020-07-04 | 10 | OFF | 13.15 | 7.28 | 0.19 | 0.02 | 0.12 | 0 | 0 | 0.05 | -0.08 | -0.06 | 0 |  | 0.36 | 0.33 | 0.23 | 21.59 | 1262.121 | 0.33
D | 4002 | 2020-07-04 | 11 | OFF | 13.3 | 7.28 | 0.19 | 0.02 | 0.09 | 0 | 0 | 0.02 | -0.05 | -0.06 | 0 |  | 0.36 | 0.33 | 0.23 | 21.71 | 1327.705 | 0.3
D | 4002 | 2020-07-04 | 12 | OFF | 13.6 | 7.28 | 0.19 | 0.02 | 0.08 | 0 | 0 | 0.01 | -0.07 | -0.06 | 0 |  | 0.36 | 0.33 | 0.23 | 21.97 | 1391.733 | 0.29
D | 4002 | 2020-07-04 | 13 | OFF | 13.84 | 7.28 | 0.19 | 0.02 | 0.06 | 0 | 0 | 0.02 | -0.06 | -0.06 | 0 |  | 0.36 | 0.33 | 0.23 | 22.21 | 1436.434 | 0.27
D | 4002 | 2020-07-04 | 14 | OFF | 15.09 | 7.28 | 0.19 | 0.02 | 0.12 | 0 | 0 | 0 | -0.06 | -0.06 | 0 |  | 0.36 | 0.33 | 0.23 | 23.5 | 1471.126 | 0.33
D | 4002 | 2020-07-04 | 15 | OFF | 16.26 | 7.28 | 0.19 | 0.02 | 0.08 | 0 | 0 | 0 | -0.07 | -0.06 | 0 |  | 0.36 | 0.33 | 0.23 | 24.62 | 1501.433 | 0.29
D | 4002 | 2020-07-04 | 16 | OFF | 17.68 | 7.28 | 0.19 | 0.02 | 0.07 | 0 | 0 | -0.02 | -0.08 | -0.06 | 0 |  | 0.36 | 0.33 | 0.23 | 26 | 1533.35 | 0.28
D | 4002 | 2020-07-04 | 17 | OFF | 23.29 | 7.28 | 0.19 | 0.02 | 0.09 | 0 | 0.04 | -0.03 | -0.04 | -0.06 | 0 |  | 0.36 | 0.33 | 0.23 | 31.7 | 1574.398 | 0.34
D | 4002 | 2020-07-04 | 18 | OFF | 27.61 | 7.28 | 0.19 | 0.02 | 0.1 | 0 | 0.05 | -0.02 | -0.08 | -0.06 | 0 |  | 0.36 | 0.33 | 0.23 | 36.01 | 1609.95 | 0.36
D | 4002 | 2020-07-04 | 19 | OFF | 28.73 | 7.28 | 0.19 | 0.02 | 0.13 | 0 | 0.02 | -0.01 | -0.07 | -0.06 | 0 |  | 0.36 | 0.33 | 0.23 | 37.15 | 1600.107 | 0.36
D | 4002 | 2020-07-04 | 20 | OFF | 25.98 | 7.28 | 0.19 | 0.02 | 0.13 | 0 | 0 | -0.01 | -0.05 | -0.06 | 0 |  | 0.36 | 0.33 | 0.23 | 34.4 | 1532.566 | 0.34
D | 4002 | 2020-07-04 | 21 | OFF | 21.62 | 7.28 | 0.19 | 0.02 | 0.09 | 0 | 0 | -0.03 | -0.07 | -0.06 | 0 |  | 0.36 | 0.33 | 0.23 | 29.96 | 1467.134 | 0.3
D | 4002 | 2020-07-04 | 22 | OFF | 18.61 | 7.28 | 0.19 | 0.02 | 0.1 | 0 | 0 | -0.02 | -0.04 | -0.06 | 0 |  | 0.36 | 0.33 | 0.23 | 27 | 1400.427 | 0.31
D | 4002 | 2020-07-04 | 23 | OFF | 20.88 | 7.28 | 0.19 | 0.02 | 0.19 | 0 | 0 | -0.03 | -0.03 | -0.06 | 0 |  | 0.36 | 0.33 | 0.23 | 29.36 | 1314.704 | 0.4
D | 4002 | 2020-07-04 | 24 | OFF | 19 | 7.28 | 0.19 | 0.02 | 0.15 | 0 | 0.03 | -0.01 | -0.01 | -0.06 | 0 |  | 0.36 | 0.33 | 0.23 | 27.51 | 1208.804 | 0.39
D | 4002 | 2020-07-05 | 1 | OFF | 16.41 | 7.28 | 0.38 | 0.02 | 0.12 | 0 | 0 | -0.02 | -0.03 | -0.06 | 0 |  | 0.36 | 0.33 | 0.23 | 25.02 | 1111.564 | 0.52
D | 4002 | 2020-07-05 | 2 | OFF | 15.08 | 7.28 | 0.38 | 0.02 | 0.07 | 0 | 0 | 0 | 0 | -0.06 | 0 |  | 0.36 | 0.33 | 0.23 | 23.69 | 1044.618 | 0.47
D | 4002 | 2020-07-05 | 3 | OFF | 14.59 | 7.28 | 0.38 | 0.02 | 0.07 | 0 | 0 | -0.01 | 0 | -0.06 | 0 |  | 0.36 | 0.33 | 0.23 | 23.19 | 1002.719 | 0.47
D | 4002 | 2020-07-05 | 4 | OFF | 13.95 | 7.28 | 0.38 | 0.02 | 0.06 | 0 | 0 | -0.01 | 0.01 | -0.06 | 0 |  | 0.36 | 0.33 | 0.23 | 22.55 | 980.604 | 0.46
D | 4002 | 2020-07-05 | 5 | OFF | 13.99 | 7.28 | 0.38 | 0.02 | 0.07 | 0 | 0 | -0.01 | 0.01 | -0.06 | 0 |  | 0.36 | 0.33 | 0.23 | 22.6 | 975.68 | 0.47
D | 4002 | 2020-07-05 | 6 | OFF | 14.34 | 7.28 | 0.38 | 0.02 | 0.06 | 0 | 0 | -0.01 | -0.01 | -0.06 | 0 |  | 0.36 | 0.33 | 0.23 | 22.92 | 984.788 | 0.46
D | 4002 | 2020-07-05 | 7 | OFF | 11.13 | 7.28 | 0.38 | 0.02 | 0.1 | 0 | 0 | 0 | -0.02 | -0.06 | 0 |  | 0.36 | 0.33 | 0.23 | 19.75 | 1002.635 | 0.5
D | 4002 | 2020-07-05 | 8 | OFF | 12.2 | 7.28 | 0.38 | 0.02 | 0.1 | 0 | 0 | -0.01 | -0.02 | -0.06 | 0 |  | 0.36 | 0.33 | 0.23 | 20.81 | 1062.112 | 0.5
D | 4002 | 2020-07-05 | 9 | OFF | 13.64 | 7.28 | 0.38 | 0.02 | 0.19 | 0 | 0 | 0 | -0.04 | -0.06 | 0 |  | 0.36 | 0.33 | 0.23 | 22.33 | 1152.533 | 0.59
D | 4002 | 2020-07-05 | 10 | OFF | 13.69 | 7.28 | 0.38 | 0.02 | 0.09 | 0 | 0 | 0.03 | -0.09 | -0.06 | 0 |  | 0.36 | 0.33 | 0.23 | 22.26 | 1244.481 | 0.49
D | 4002 | 2020-07-05 | 11 | OFF | 13.44 | 7.28 | 0.38 | 0.02 | 0.08 | 0 | 0 | -0.01 | -0.08 | -0.06 | 0 |  | 0.36 | 0.33 | 0.23 | 21.97 | 1324.794 | 0.48
D | 4002 | 2020-07-05 | 12 | OFF | 14.8 | 7.28 | 0.38 | 0.02 | 0.06 | 0 | 0 | -0.01 | -0.07 | -0.06 | 0 |  | 0.36 | 0.33 | 0.23 | 23.32 | 1405.595 | 0.46
D | 4002 | 2020-07-05 | 13 | OFF | 16.15 | 7.28 | 0.38 | 0.02 | 0.05 | 0 | 0 | 0 | -0.1 | -0.06 | 0 |  | 0.36 | 0.33 | 0.23 | 24.64 | 1476.29 | 0.45
D | 4002 | 2020-07-05 | 14 | OFF | 14.18 | 7.28 | 0.38 | 0.02 | 0.06 | 0 | 0 | 0 | -0.1 | -0.06 | 0 |  | 0.36 | 0.33 | 0.23 | 22.68 | 1530.858 | 0.46
D | 4002 | 2020-07-05 | 15 | OFF | 16.69 | 7.28 | 0.38 | 0.02 | 0.05 | 0 | 0 | -0.02 | -0.11 | -0.06 | 0 |  | 0.36 | 0.33 | 0.23 | 25.15 | 1580.643 | 0.45
D | 4002 | 2020-07-05 | 16 | OFF | 18.32 | 7.28 | 0.38 | 0.02 | 0.05 | 0 | 0 | -0.01 | -0.13 | -0.06 | 0 |  | 0.36 | 0.33 | 0.23 | 26.77 | 1623.02 | 0.45
D | 4002 | 2020-07-05 | 17 | OFF | 29.8 | 7.28 | 0.38 | 0.02 | 0.08 | 0 | 0.03 | -0.02 | -0.08 | -0.06 | 0 |  | 0.36 | 0.33 | 0.23 | 38.35 | 1665.505 | 0.51
D | 4002 | 2020-07-05 | 18 | OFF | 33.64 | 7.28 | 0.38 | 0.02 | 0.1 | 0 | 0 | -0.01 | -0.17 | -0.06 | 0 |  | 0.36 | 0.33 | 0.23 | 42.1 | 1703.019 | 0.5
D | 4002 | 2020-07-05 | 19 | OFF | 33.22 | 7.28 | 0.38 | 0.02 | 0.15 | 0 | 0.01 | 0 | -0.19 | -0.06 | 0 |  | 0.36 | 0.33 | 0.23 | 41.73 | 1690.91 | 0.56
D | 4002 | 2020-07-05 | 20 | OFF | 26.61 | 7.28 | 0.38 | 0.02 | 0.17 | 0 | 0.01 | -0.01 | -0.13 | -0.06 | 0 |  | 0.36 | 0.33 | 0.23 | 35.19 | 1628.322 | 0.58
D | 4002 | 2020-07-05 | 21 | OFF | 27.05 | 7.28 | 0.38 | 0.02 | 0.16 | 0 | 0.07 | -0.01 | -0.14 | -0.06 | 0 |  | 0.36 | 0.33 | 0.23 | 35.67 | 1572.169 | 0.63
D | 4002 | 2020-07-05 | 22 | OFF | 26.87 | 7.28 | 0.38 | 0.02 | 0.18 | 0 | 0.05 | 0.01 | -0.06 | -0.06 | 0 |  | 0.36 | 0.33 | 0.23 | 35.59 | 1476.42 | 0.63
D | 4002 | 2020-07-05 | 23 | OFF | 26.28 | 7.28 | 0.38 | 0.02 | 0.31 | 0 | 0 | -0.03 | -0.07 | -0.06 | 0 |  | 0.36 | 0.33 | 0.23 | 35.03 | 1332.873 | 0.71
D | 4002 | 2020-07-05 | 24 | OFF | 24.22 | 7.28 | 0.38 | 0.02 | 0.31 | 0 | 0 | 0 | 0 | -0.06 | 0 |  | 0.36 | 0.33 | 0.23 | 33.07 | 1214.506 | 0.71
D | 4002 | 2020-07-06 | 1 | OFF | 17.04 | 7.28 | 0.15 | 0 | 0.09 | 0 | 0 | -0.01 | -0.06 | -0.06 | 0 |  | 0.36 | 0.33 | 0.23 | 25.35 | 1130.051 | 0.24
D | 4002 | 2020-07-06 | 2 | OFF | 16.1 | 7.28 | 0.15 | 0 | 0.08 | 0 | 0 | 0.01 | -0.04 | -0.06 | 0 |  | 0.36 | 0.33 | 0.23 | 24.44 | 1076.536 | 0.23
D | 4002 | 2020-07-06 | 3 | OFF | 14.91 | 7.28 | 0.15 | 0 | 0.06 | 0 | 0 | -0.01 | -0.03 | -0.06 | 0 |  | 0.36 | 0.33 | 0.23 | 23.22 | 1047.486 | 0.21
D | 4002 | 2020-07-06 | 4 | OFF | 13.8 | 7.28 | 0.15 | 0 | 0.06 | 0 | 0 | 0 | -0.04 | -0.06 | 0 |  | 0.36 | 0.33 | 0.23 | 22.11 | 1036.57 | 0.21
D | 4002 | 2020-07-06 | 5 | OFF | 14.12 | 7.28 | 0.15 | 0 | 0.05 | 0 | 0 | -0.01 | -0.02 | -0.06 | 0 |  | 0.36 | 0.33 | 0.23 | 22.43 | 1055.179 | 0.2
D | 4002 | 2020-07-06 | 6 | OFF | 14.24 | 7.28 | 0.15 | 0 | 0.14 | 0 | 0 | 0.01 | -0.05 | -0.06 | 0 |  | 0.36 | 0.33 | 0.23 | 22.63 | 1113.014 | 0.29
D | 4002 | 2020-07-06 | 7 | OFF | 15.06 | 7.28 | 0.15 | 0 | 0.14 | 0 | 0 | -0.01 | -0.07 | -0.06 | 0 |  | 0.36 | 0.33 | 0.23 | 23.41 | 1210.908 | 0.29
D | 4002 | 2020-07-06 | 8 | ON | 14.66 | 7.28 | 0.15 | 0 | 0.12 | 0.53 | 0 | 0.01 | -0.1 | -0.06 | 0 |  | 0.36 | 0.33 | 0.23 | 23.51 | 1331.108 | 0.8
D | 4002 | 2020-07-06 | 9 | ON | 15.69 | 7.28 | 0.15 | 0 | 0.1 | 0.5 | 0 | 0 | -0.08 | -0.06 | 0 |  | 0.36 | 0.33 | 0.23 | 24.5 | 1436.307 | 0.75
D | 4002 | 2020-07-06 | 10 | ON | 16.74 | 7.28 | 0.15 | 0 | 0.06 | 0.48 | 0 | 0.01 | -0.07 | -0.06 | 0 |  | 0.36 | 0.33 | 0.23 | 25.51 | 1513.705 | 0.69
D | 4002 | 2020-07-06 | 11 | ON | 17.87 | 7.28 | 0.15 | 0 | 0.06 | 0.46 | 0 | 0.02 | -0.07 | -0.06 | 0 |  | 0.36 | 0.33 | 0.23 | 26.63 | 1575.883 | 0.67
D | 4002 | 2020-07-06 | 12 | ON | 19.14 | 7.28 | 0.15 | 0 | 0.07 | 0.44 | 0 | 0.01 | -0.1 | -0.06 | 0 |  | 0.36 | 0.33 | 0.23 | 27.85 | 1632.149 | 0.66
D | 4002 | 2020-07-06 | 13 | ON | 18.78 | 7.28 | 0.15 | 0 | 0.05 | 0.43 | 0 | 0 | -0.11 | -0.06 | 0 |  | 0.36 | 0.33 | 0.23 | 27.44 | 1675.802 | 0.63
D | 4002 | 2020-07-06 | 14 | ON | 21.84 | 7.28 | 0.15 | 0 | 0.06 | 0.42 | 0 | -0.01 | -0.12 | -0.06 | 0 |  | 0.36 | 0.33 | 0.23 | 30.48 | 1709.126 | 0.63
D | 4002 | 2020-07-06 | 15 | ON | 20.9 | 7.28 | 0.15 | 0 | 0.06 | 0.41 | 0 | 0.01 | -0.15 | -0.06 | 0 |  | 0.36 | 0.33 | 0.23 | 29.52 | 1729.82 | 0.62
D | 4002 | 2020-07-06 | 16 | ON | 25.29 | 7.28 | 0.15 | 0 | 0.05 | 0.4 | 0 | -0.02 | -0.15 | -0.06 | 0 |  | 0.36 | 0.33 | 0.23 | 33.86 | 1743.995 | 0.6
D | 4002 | 2020-07-06 | 17 | ON | 25.46 | 7.28 | 0.15 | 0 | 0.07 | 0.4 | 0.01 | -0.01 | -0.2 | -0.06 | 0 |  | 0.36 | 0.33 | 0.23 | 34.02 | 1768.086 | 0.63
D | 4002 | 2020-07-06 | 18 | ON | 24.69 | 7.28 | 0.15 | 0 | 0.07 | 0.39 | 0.01 | 0.02 | -0.19 | -0.06 | 0 |  | 0.36 | 0.33 | 0.23 | 33.28 | 1784.195 | 0.62
D | 4002 | 2020-07-06 | 19 | ON | 22.27 | 7.28 | 0.15 | 0 | 0.06 | 0.4 | 0 | 0.01 | -0.17 | -0.06 | 0 |  | 0.36 | 0.33 | 0.23 | 30.86 | 1750.502 | 0.61
D | 4002 | 2020-07-06 | 20 | ON | 19.87 | 7.28 | 0.15 | 0 | 0.12 | 0.42 | 0 | 0.04 | -0.13 | -0.06 | 0 |  | 0.36 | 0.33 | 0.23 | 28.61 | 1658.903 | 0.69
D | 4002 | 2020-07-06 | 21 | ON | 17.97 | 7.28 | 0.15 | 0 | 0.07 | 0.44 | 0 | 0.02 | -0.13 | -0.06 | 0 |  | 0.36 | 0.33 | 0.23 | 26.66 | 1570.917 | 0.66
D | 4002 | 2020-07-06 | 22 | ON | 17.32 | 7.28 | 0.15 | 0 | 0.06 | 0.46 | 0 | -0.01 | -0.1 | -0.06 | 0 |  | 0.36 | 0.33 | 0.23 | 26.02 | 1483.756 | 0.67
D | 4002 | 2020-07-06 | 23 | ON | 17.03 | 7.28 | 0.15 | 0 | 0.11 | 0.5 | 0 | 0.01 | -0.07 | -0.06 | 0 |  | 0.36 | 0.33 | 0.23 | 25.87 | 1340.285 | 0.76
D | 4002 | 2020-07-06 | 24 | OFF | 15.59 | 7.28 | 0.15 | 0 | 0.14 | 0 | 0 | 0.01 | -0.07 | -0.06 | 0 |  | 0.36 | 0.33 | 0.23 | 23.96 | 1215.748 | 0.29
D | 4002 | 2020-07-07 | 1 | OFF | 22.59 | 7.28 | 0.1 | 0 | 0.13 | 0 | 0 | -0.02 | -0.04 | -0.06 | 0 |  | 0.36 | 0.33 | 0.23 | 30.9 | 1122.235 | 0.23
D | 4002 | 2020-07-07 | 2 | OFF | 15.02 | 7.28 | 0.1 | 0 | 0.06 | 0 | 0 | -0.01 | -0.01 | -0.06 | 0 |  | 0.36 | 0.33 | 0.23 | 23.3 | 1061.179 | 0.16
D | 4002 | 2020-07-07 | 3 | OFF | 13.7 | 7.28 | 0.1 | 0 | 0.05 | 0 | 0 | -0.01 | -0.02 | -0.06 | 0 |  | 0.36 | 0.33 | 0.23 | 21.96 | 1028.145 | 0.15
D | 4002 | 2020-07-07 | 4 | OFF | 13.13 | 7.28 | 0.1 | 0 | 0.07 | 0 | 0 | 0.01 | -0.01 | -0.06 | 0 |  | 0.36 | 0.33 | 0.23 | 21.44 | 1015.594 | 0.17
D | 4002 | 2020-07-07 | 5 | OFF | 13.66 | 7.28 | 0.1 | 0 | 0.06 | 0 | 0 | -0.02 | -0.01 | -0.06 | 0 |  | 0.36 | 0.33 | 0.23 | 21.93 | 1035.826 | 0.16
D | 4002 | 2020-07-07 | 6 | OFF | 14.41 | 7.28 | 0.1 | 0 | 0.15 | 0 | 0 | -0.01 | -0.02 | -0.06 | 0 |  | 0.36 | 0.33 | 0.23 | 22.77 | 1099.468 | 0.25
D | 4002 | 2020-07-07 | 7 | OFF | 13.49 | 7.28 | 0.1 | 0 | 0.12 | 0 | 0 | 0.03 | -0.07 | -0.06 | 0 |  | 0.36 | 0.33 | 0.23 | 21.81 | 1200.26 | 0.22
D | 4002 | 2020-07-07 | 8 | ON | 14.51 | 7.28 | 0.1 | 0 | 0.12 | 0.54 | 0 | 0 | -0.04 | -0.06 | 0 |  | 0.36 | 0.33 | 0.23 | 23.37 | 1313.689 | 0.76
D | 4002 | 2020-07-07 | 9 | ON | 15.64 | 7.28 | 0.1 | 0 | 0.12 | 0.51 | 0 | 0.03 | -0.07 | -0.06 | 0 |  | 0.36 | 0.33 | 0.23 | 24.47 | 1406.884 | 0.73
D | 4002 | 2020-07-07 | 10 | ON | 15.78 | 7.28 | 0.1 | 0 | 0.06 | 0.49 | 0 | 0.05 | -0.06 | -0.06 | 0 |  | 0.36 | 0.33 | 0.23 | 24.56 | 1467.297 | 0.65
D | 4002 | 2020-07-07 | 11 | ON | 15.8 | 7.28 | 0.1 | 0 | 0.05 | 0.48 | 0 | 0.02 | -0.06 | -0.06 | -0.02 |  | 0.36 | 0.33 | 0.23 | 24.51 | 1528.019 | 0.61
D | 4002 | 2020-07-07 | 12 | ON | 15.54 | 7.28 | 0.1 | 0 | 0.05 | 0.47 | 0 | 0.01 | -0.07 | -0.06 | -0.02 |  | 0.36 | 0.33 | 0.23 | 24.22 | 1584.743 | 0.6
D | 4002 | 2020-07-07 | 13 | ON | 16.42 | 7.28 | 0.1 | 0 | 0.05 | 0.46 | 0 | 0.01 | -0.08 | -0.06 | 0 |  | 0.36 | 0.33 | 0.23 | 25.1 | 1631.019 | 0.61
D | 4002 | 2020-07-07 | 14 | ON | 16.79 | 7.28 | 0.1 | 0 | 0.05 | 0.45 | 0 | 0.01 | -0.08 | -0.06 | 0 |  | 0.36 | 0.33 | 0.23 | 25.46 | 1669.053 | 0.6
D | 4002 | 2020-07-07 | 15 | ON | 17.69 | 7.28 | 0.1 | 0 | 0.06 | 0.44 | 0 | 0 | -0.09 | -0.06 | 0 |  | 0.36 | 0.33 | 0.23 | 26.34 | 1702.599 | 0.6
D | 4002 | 2020-07-07 | 16 | ON | 20.02 | 7.28 | 0.1 | 0 | 0.08 | 0.44 | 0 | 0 | -0.1 | -0.06 | 0 |  | 0.36 | 0.33 | 0.23 | 28.68 | 1739.833 | 0.62
D | 4002 | 2020-07-07 | 17 | ON | 21.35 | 7.28 | 0.1 | 0 | 0.09 | 0.43 | 0 | 0.03 | -0.14 | -0.06 | 0 |  | 0.36 | 0.33 | 0.23 | 30 | 1776.117 | 0.62
D | 4002 | 2020-07-07 | 18 | ON | 18.92 | 7.28 | 0.1 | 0 | 0.07 | 0.42 | 0 | 0.01 | -0.16 | -0.06 | 0 |  | 0.36 | 0.33 | 0.23 | 27.5 | 1786.711 | 0.59
D | 4002 | 2020-07-07 | 19 | ON | 18.51 | 7.28 | 0.1 | 0 | 0.12 | 0.43 | 0 | 0.02 | -0.14 | -0.06 | 0 |  | 0.36 | 0.33 | 0.23 | 27.18 | 1764.031 | 0.65
D | 4002 | 2020-07-07 | 20 | ON | 16.51 | 7.28 | 0.1 | 0 | 0.07 | 0.44 | 0 | 0 | -0.13 | -0.06 | 0 |  | 0.36 | 0.33 | 0.23 | 25.13 | 1693.907 | 0.61
D | 4002 | 2020-07-07 | 21 | ON | 16.28 | 7.28 | 0.1 | 0 | 0.05 | 0.45 | 0 | -0.01 | -0.11 | -0.06 | 0 |  | 0.36 | 0.33 | 0.23 | 24.9 | 1636.948 | 0.6
D | 4002 | 2020-07-07 | 22 | ON | 15.48 | 7.28 | 0.1 | 0 | 0.05 | 0.47 | 0 | 0.01 | -0.1 | -0.06 | 0 |  | 0.36 | 0.33 | 0.23 | 24.15 | 1557.803 | 0.62
D | 4002 | 2020-07-07 | 23 | ON | 14.32 | 7.28 | 0.1 | 0 | 0.12 | 0.5 | 0 | -0.01 | -0.08 | -0.06 | 0 |  | 0.36 | 0.33 | 0.23 | 23.09 | 1416.702 | 0.72
D | 4002 | 2020-07-07 | 24 | OFF | 14.64 | 7.28 | 0.1 | 0 | 0.15 | 0 | 0 | 0.01 | -0.08 | -0.06 | 0 |  | 0.36 | 0.33 | 0.23 | 22.96 | 1292.343 | 0.25
D | 4002 | 2020-07-08 | 1 | OFF | 15.78 | 7.28 | 0.13 | 0.01 | 0.06 | 0 | 0 | 0 | -0.05 | -0.06 | 0 |  | 0.36 | 0.33 | 0.23 | 24.07 | 1205.231 | 0.2
D | 4002 | 2020-07-08 | 2 | OFF | 14.81 | 7.28 | 0.13 | 0.01 | 0.05 | 0 | 0 | 0 | -0.04 | -0.06 | 0 |  | 0.36 | 0.33 | 0.23 | 23.1 | 1147.735 | 0.19
D | 4002 | 2020-07-08 | 3 | OFF | 14.49 | 7.28 | 0.13 | 0.01 | 0.05 | 0 | 0 | 0 | 0 | -0.06 | 0 |  | 0.36 | 0.33 | 0.23 | 22.82 | 1113.846 | 0.19
D | 4002 | 2020-07-08 | 4 | OFF | 14.27 | 7.28 | 0.13 | 0.01 | 0.07 | 0 | 0 | 0 | 0 | -0.06 | 0 |  | 0.36 | 0.33 | 0.23 | 22.62 | 1108.801 | 0.21
D | 4002 | 2020-07-08 | 5 | OFF | 11.79 | 7.28 | 0.13 | 0.01 | 0.07 | 0 | 0 | 0.02 | 0 | -0.06 | 0 |  | 0.36 | 0.33 | 0.23 | 20.16 | 1131.292 | 0.21
D | 4002 | 2020-07-08 | 6 | OFF | 15.28 | 7.28 | 0.13 | 0.01 | 0.14 | 0 | 0 | 0.01 | 0 | -0.06 | 0 |  | 0.36 | 0.33 | 0.23 | 23.71 | 1196.485 | 0.28
D | 4002 | 2020-07-08 | 7 | OFF | 15.79 | 7.28 | 0.13 | 0.01 | 0.13 | 0 | 0 | 0.01 | -0.05 | -0.06 | 0 |  | 0.36 | 0.33 | 0.23 | 24.16 | 1286.805 | 0.27
D | 4002 | 2020-07-08 | 8 | ON | 16.02 | 7.28 | 0.13 | 0.01 | 0.15 | 0.51 | 0 | 0 | -0.05 | -0.06 | 0 |  | 0.36 | 0.33 | 0.23 | 24.91 | 1405.991 | 0.8
D | 4002 | 2020-07-08 | 9 | ON | 16.99 | 7.28 | 0.13 | 0.01 | 0.12 | 0.48 | 0 | -0.01 | -0.07 | -0.06 | 0 |  | 0.36 | 0.33 | 0.23 | 25.79 | 1506.144 | 0.74
D | 4002 | 2020-07-08 | 10 | ON | 17.41 | 7.28 | 0.13 | 0.01 | 0.05 | 0.46 | 0 | -0.01 | -0.06 | -0.06 | 0 |  | 0.36 | 0.33 | 0.23 | 26.13 | 1585.852 | 0.65
D | 4002 | 2020-07-08 | 11 | ON | 17.6 | 7.28 | 0.13 | 0.01 | 0.05 | 0.44 | 0 | 0.01 | -0.09 | -0.06 | 0 |  | 0.36 | 0.33 | 0.23 | 26.29 | 1676.53 | 0.63
D | 4002 | 2020-07-08 | 12 | ON | 18.02 | 7.28 | 0.13 | 0.01 | 0.04 | 0.42 | 0 | 0.01 | -0.08 | -0.06 | 0 |  | 0.36 | 0.33 | 0.23 | 26.69 | 1772.781 | 0.6
D | 4002 | 2020-07-08 | 13 | ON | 18.19 | 7.28 | 0.13 | 0.01 | 0.06 | 0.4 | 0 | 0.02 | -0.11 | -0.06 | 0 |  | 0.36 | 0.33 | 0.23 | 26.84 | 1847.046 | 0.6
D | 4002 | 2020-07-08 | 14 | ON | 20.43 | 7.28 | 0.13 | 0.01 | 0.04 | 0.39 | 0 | -0.05 | -0.09 | -0.06 | 0 |  | 0.36 | 0.33 | 0.23 | 29 | 1910.819 | 0.57
D | 4002 | 2020-07-08 | 15 | ON | 29.69 | 7.28 | 0.13 | 0.01 | 0.12 | 0.38 | 0.05 | 0.01 | -0.15 | -0.06 | 0 |  | 0.36 | 0.33 | 0.23 | 38.38 | 1968.1 | 0.69
D | 4002 | 2020-07-08 | 16 | ON | 21.07 | 7.28 | 0.13 | 0.01 | 0.08 | 0.37 | 0 | 0 | -0.14 | -0.06 | 0 |  | 0.36 | 0.33 | 0.23 | 29.66 | 2013.848 | 0.59
D | 4002 | 2020-07-08 | 17 | ON | 21.14 | 7.28 | 0.13 | 0.01 | 0.07 | 0.37 | 0 | 0 | -0.17 | -0.06 | 0 |  | 0.36 | 0.33 | 0.23 | 29.69 | 2011.906 | 0.58
D | 4002 | 2020-07-08 | 18 | ON | 23.6 | 7.28 | 0.13 | 0.01 | 0.08 | 0.37 | 0 | -0.01 | -0.18 | -0.06 | 0 |  | 0.36 | 0.33 | 0.23 | 32.14 | 1971.355 | 0.59
D | 4002 | 2020-07-08 | 19 | ON | 26.7 | 7.28 | 0.13 | 0.01 | 0.12 | 0.37 | 0 | -0.02 | -0.17 | -0.06 | 0 |  | 0.36 | 0.33 | 0.23 | 35.28 | 1899.4 | 0.63
D | 4002 | 2020-07-08 | 20 | ON | 25.03 | 7.28 | 0.13 | 0.01 | 0.12 | 0.39 | 0.02 | -0.01 | -0.15 | -0.06 | 0 |  | 0.36 | 0.33 | 0.23 | 33.68 | 1814.822 | 0.67
D | 4002 | 2020-07-08 | 21 | ON | 23.42 | 7.28 | 0.13 | 0.01 | 0.1 | 0.4 | 0 | -0.02 | -0.14 | -0.06 | 0 |  | 0.36 | 0.33 | 0.23 | 32.04 | 1741.625 | 0.64
D | 4002 | 2020-07-08 | 22 | ON | 18.76 | 7.28 | 0.13 | 0.01 | 0.07 | 0.42 | 0 | -0.01 | -0.08 | -0.06 | 0 |  | 0.36 | 0.33 | 0.23 | 27.44 | 1652.345 | 0.63
D | 4002 | 2020-07-08 | 23 | ON | 16.78 | 7.28 | 0.13 | 0.01 | 0.1 | 0.46 | 0 | 0.01 | -0.09 | -0.06 | 0 |  | 0.36 | 0.33 | 0.23 | 25.54 | 1503.657 | 0.7
D | 4002 | 2020-07-08 | 24 | OFF | 16.3 | 7.28 | 0.13 | 0.01 | 0.11 | 0 | 0 | -0.01 | -0.08 | -0.06 | 0 |  | 0.36 | 0.33 | 0.23 | 24.6 | 1364.901 | 0.25
D | 4002 | 2020-07-09 | 1 | OFF | 16.39 | 7.28 | 0.44 | 0.03 | 0.06 | 0 | 0 | 0.01 | -0.06 | -0.06 | 0 |  | 0.36 | 0.33 | 0.23 | 25.01 | 1267.097 | 0.53
D | 4002 | 2020-07-09 | 2 | OFF | 15.09 | 7.28 | 0.44 | 0.03 | 0.09 | 0 | 0 | -0.01 | -0.05 | -0.06 | 0 |  | 0.36 | 0.33 | 0.23 | 23.73 | 1203.755 | 0.56
D | 4002 | 2020-07-09 | 3 | OFF | 14.19 | 7.28 | 0.44 | 0.03 | 0.06 | 0 | 0 | -0.01 | -0.04 | -0.06 | 0 |  | 0.36 | 0.33 | 0.23 | 22.81 | 1165.035 | 0.53
D | 4002 | 2020-07-09 | 4 | OFF | 13.85 | 7.28 | 0.44 | 0.03 | 0.07 | 0 | 0 | 0 | -0.03 | -0.06 | 0 |  | 0.36 | 0.33 | 0.23 | 22.5 | 1146.715 | 0.54
D | 4002 | 2020-07-09 | 5 | OFF | 14.12 | 7.28 | 0.44 | 0.03 | 0.07 | 0 | 0 | -0.01 | -0.03 | -0.06 | 0 |  | 0.36 | 0.33 | 0.23 | 22.76 | 1165.884 | 0.54
D | 4002 | 2020-07-09 | 6 | OFF | 14.54 | 7.28 | 0.44 | 0.03 | 0.12 | 0 | 0 | -0.01 | -0.05 | -0.06 | 0 |  | 0.36 | 0.33 | 0.23 | 23.21 | 1226.404 | 0.59
D | 4002 | 2020-07-09 | 7 | OFF | 14.54 | 7.28 | 0.44 | 0.03 | 0.12 | 0 | 0 | 0.01 | -0.09 | -0.06 | 0 |  | 0.36 | 0.33 | 0.23 | 23.19 | 1326.737 | 0.59
D | 4002 | 2020-07-09 | 8 | ON | 14.92 | 7.28 | 0.44 | 0.03 | 0.1 | 0.48 | 0 | -0.02 | -0.09 | -0.06 | 0 |  | 0.36 | 0.33 | 0.23 | 24 | 1471.552 | 1.05
D | 4002 | 2020-07-09 | 9 | ON | 17.13 | 7.28 | 0.44 | 0.03 | 0.1 | 0.45 | 0 | 0 | -0.09 | -0.06 | 0 |  | 0.36 | 0.33 | 0.23 | 26.2 | 1603.841 | 1.02
D | 4002 | 2020-07-09 | 10 | ON | 18.97 | 7.28 | 0.44 | 0.03 | 0.06 | 0.42 | 0 | 0.05 | -0.1 | -0.06 | 0 |  | 0.36 | 0.33 | 0.23 | 28.01 | 1716.497 | 0.95
D | 4002 | 2020-07-09 | 11 | ON | 18.8 | 7.28 | 0.44 | 0.03 | 0.05 | 0.39 | 0 | 0 | -0.11 | -0.06 | 0 |  | 0.36 | 0.33 | 0.23 | 27.74 | 1819.58 | 0.91
D | 4002 | 2020-07-09 | 12 | ON | 21.95 | 7.28 | 0.44 | 0.03 | 0.07 | 0.38 | 0 | -0.02 | -0.11 | -0.06 | 0 |  | 0.36 | 0.33 | 0.23 | 30.88 | 1921.593 | 0.92
D | 4002 | 2020-07-09 | 13 | ON | 25.25 | 7.28 | 0.44 | 0.03 | 0.08 | 0.36 | 0.01 | -0.02 | -0.13 | -0.06 | 0 |  | 0.36 | 0.33 | 0.23 | 34.16 | 2010.668 | 0.92
D | 4002 | 2020-07-09 | 14 | ON | 36.18 | 7.28 | 0.44 | 0.03 | 0.08 | 0.34 | 0 | -0.05 | -0.16 | -0.06 | 0 |  | 0.36 | 0.33 | 0.23 | 45 | 2090.894 | 0.89
D | 4002 | 2020-07-09 | 15 | ON | 32.8 | 7.28 | 0.44 | 0.03 | 0.12 | 0.33 | 0.01 | 0 | -0.19 | -0.06 | 0 |  | 0.36 | 0.33 | 0.23 | 41.68 | 2134.892 | 0.93
D | 4002 | 2020-07-09 | 16 | ON | 39.35 | 7.28 | 0.44 | 0.03 | 0.13 | 0.32 | 0.13 | -0.02 | -0.2 | -0.06 | 0 |  | 0.36 | 0.33 | 0.23 | 48.32 | 2158.765 | 1.05
D | 4002 | 2020-07-09 | 17 | ON | 57.41 | 7.28 | 0.44 | 0.03 | 0.14 | 0.31 | 0.93 | -0.06 | -0.19 | -0.06 | 0 |  | 0.36 | 0.33 | 0.23 | 67.15 | 2180.336 | 1.85
D | 4002 | 2020-07-09 | 18 | ON | 102.1 | 7.28 | 0.44 | 0.03 | 0.47 | 0.32 | 2.07 | -0.02 | -0.45 | -0.06 | 0 |  | 0.36 | 0.33 | 0.23 | 113.1 | 2197.648 | 3.33
D | 4002 | 2020-07-09 | 19 | ON | 64.61 | 7.28 | 0.44 | 0.03 | 0.41 | 0.32 | 1.22 | 0.02 | -0.24 | -0.06 | 0 |  | 0.36 | 0.33 | 0.23 | 74.95 | 2176.095 | 2.42
D | 4002 | 2020-07-09 | 20 | ON | 39.95 | 7.28 | 0.44 | 0.03 | 0.13 | 0.33 | 0.04 | 0 | -0.19 | -0.06 | 0 |  | 0.36 | 0.33 | 0.23 | 48.87 | 2102.459 | 0.97
D | 4002 | 2020-07-09 | 21 | ON | 32.21 | 7.28 | 0.44 | 0.03 | 0.08 | 0.35 | 0.02 | -0.02 | -0.17 | -0.06 | 0 |  | 0.36 | 0.33 | 0.23 | 41.08 | 2030.036 | 0.92
D | 4002 | 2020-07-09 | 22 | ON | 30.39 | 7.28 | 0.44 | 0.03 | 0.07 | 0.36 | 0.05 | 0.03 | -0.11 | -0.06 | 0 |  | 0.36 | 0.33 | 0.23 | 39.4 | 1931.419 | 0.95
D | 4002 | 2020-07-09 | 23 | ON | 23.21 | 7.28 | 0.44 | 0.03 | 0.16 | 0.4 | 0.01 | 0.05 | -0.01 | -0.06 | 0 |  | 0.36 | 0.33 | 0.23 | 32.43 | 1749.654 | 1.04
D | 4002 | 2020-07-09 | 24 | OFF | 24.96 | 7.28 | 0.44 | 0.03 | 0.22 | 0 | 0 | 0 | -0.08 | -0.06 | 0 |  | 0.36 | 0.33 | 0.23 | 33.71 | 1585.799 | 0.69
D | 4002 | 2020-07-10 | 1 | OFF | 21.97 | 7.28 | 0.1 | 0.02 | 0.1 | 0 | 0 | 0.01 | -0.03 | -0.06 | 0 |  | 0.36 | 0.33 | 0.23 | 30.31 | 1464.153 | 0.22
D | 4002 | 2020-07-10 | 2 | OFF | 17.89 | 7.28 | 0.1 | 0.02 | 0.07 | 0 | 0 | 0.01 | -0.05 | -0.06 | 0 |  | 0.36 | 0.33 | 0.23 | 26.18 | 1376.828 | 0.19
D | 4002 | 2020-07-10 | 3 | OFF | 16.62 | 7.28 | 0.1 | 0.02 | 0.05 | 0 | 0 | 0 | -0.05 | -0.06 | 0 |  | 0.36 | 0.33 | 0.23 | 24.88 | 1318.853 | 0.17
D | 4002 | 2020-07-10 | 4 | OFF | 16.25 | 7.28 | 0.1 | 0.02 | 0.05 | 0 | 0 | -0.01 | -0.03 | -0.06 | 0 |  | 0.36 | 0.33 | 0.23 | 24.52 | 1286.149 | 0.17
D | 4002 | 2020-07-10 | 5 | OFF | 15.82 | 7.28 | 0.1 | 0.02 | 0.05 | 0 | 0 | -0.01 | -0.03 | -0.06 | 0 |  | 0.36 | 0.33 | 0.23 | 24.09 | 1284.809 | 0.17
D | 4002 | 2020-07-10 | 6 | OFF | 16.34 | 7.28 | 0.1 | 0.02 | 0.09 | 0 | 0 | -0.02 | -0.04 | -0.06 | 0 |  | 0.36 | 0.33 | 0.23 | 24.63 | 1330.565 | 0.21
D | 4002 | 2020-07-10 | 7 | OFF | 19.16 | 7.28 | 0.1 | 0.02 | 0.16 | 0 | 0 | 0.01 | -0.05 | -0.06 | 0 |  | 0.36 | 0.33 | 0.23 | 27.54 | 1427.154 | 0.28
D | 4002 | 2020-07-10 | 8 | ON | 19.65 | 7.28 | 0.1 | 0.02 | 0.13 | 0.45 | 0 | 0 | -0.09 | -0.06 | 0 |  | 0.36 | 0.33 | 0.23 | 28.4 | 1572.262 | 0.7
D | 4002 | 2020-07-10 | 9 | ON | 28.24 | 7.28 | 0.1 | 0.02 | 0.16 | 0.43 | 0.04 | -0.01 | -0.09 | -0.06 | 0 |  | 0.36 | 0.33 | 0.23 | 37.03 | 1701.593 | 0.75
D | 4002 | 2020-07-10 | 10 | ON | 29.33 | 7.28 | 0.1 | 0.02 | 0.12 | 0.41 | 0.07 | -0.01 | -0.1 | -0.06 | 0 |  | 0.36 | 0.33 | 0.23 | 38.08 | 1812.559 | 0.72
D | 4002 | 2020-07-10 | 11 | ON | 22.34 | 7.28 | 0.1 | 0.02 | 0.11 | 0.39 | 0.13 | 0.01 | -0.12 | -0.06 | 0 |  | 0.36 | 0.33 | 0.23 | 31.12 | 1918.223 | 0.75
D | 4002 | 2020-07-10 | 12 | ON | 28.45 | 7.28 | 0.1 | 0.02 | 0.12 | 0.37 | 0.04 | -0.01 | -0.12 | -0.06 | 0 |  | 0.36 | 0.33 | 0.23 | 37.11 | 1997.6 | 0.65
D | 4002 | 2020-07-10 | 13 | ON | 29.67 | 7.28 | 0.1 | 0.02 | 0.08 | 0.36 | 0.08 | -0.01 | -0.13 | -0.06 | 0 |  | 0.36 | 0.33 | 0.23 | 38.31 | 2053.522 | 0.64
D | 4002 | 2020-07-10 | 14 | ON | 29.22 | 7.28 | 0.1 | 0.02 | 0.07 | 0.36 | 0.06 | 0.01 | -0.13 | -0.06 | 0 |  | 0.36 | 0.33 | 0.23 | 37.85 | 2089.847 | 0.61
D | 4002 | 2020-07-10 | 15 | ON | 28.04 | 7.28 | 0.1 | 0.02 | 0.11 | 0.35 | 0.02 | 0.01 | -0.13 | -0.06 | 0 |  | 0.36 | 0.33 | 0.23 | 36.66 | 2086.874 | 0.6
D | 4002 | 2020-07-10 | 16 | ON | 26.28 | 7.28 | 0.1 | 0.02 | 0.09 | 0.36 | 0 | 0.01 | -0.13 | -0.06 | 0 |  | 0.36 | 0.33 | 0.23 | 34.87 | 2062.904 | 0.57
D | 4002 | 2020-07-10 | 17 | ON | 22.3 | 7.28 | 0.1 | 0.02 | 0.06 | 0.36 | 0 | 0.02 | -0.13 | -0.06 | 0 |  | 0.36 | 0.33 | 0.23 | 30.87 | 2039.624 | 0.54
D | 4002 | 2020-07-10 | 18 | ON | 19.33 | 7.28 | 0.1 | 0.02 | 0.07 | 0.37 | 0 | 0.02 | -0.12 | -0.06 | 0 |  | 0.36 | 0.33 | 0.23 | 27.93 | 2005.625 | 0.56
D | 4002 | 2020-07-10 | 19 | ON | 18.97 | 7.28 | 0.1 | 0.02 | 0.05 | 0.38 | 0 | -0.01 | -0.11 | -0.06 | 0 |  | 0.36 | 0.33 | 0.23 | 27.54 | 1943.945 | 0.55
D | 4002 | 2020-07-10 | 20 | ON | 17.8 | 7.28 | 0.1 | 0.02 | 0.03 | 0.39 | 0 | 0.01 | -0.09 | -0.06 | 0 |  | 0.36 | 0.33 | 0.23 | 26.4 | 1859.134 | 0.54
D | 4002 | 2020-07-10 | 21 | ON | 17.69 | 7.28 | 0.1 | 0.02 | 0.02 | 0.4 | 0 | 0 | -0.09 | -0.06 | 0 |  | 0.36 | 0.33 | 0.23 | 26.28 | 1792.038 | 0.54
D | 4002 | 2020-07-10 | 22 | ON | 19.83 | 7.28 | 0.1 | 0.02 | 0.05 | 0.41 | 0.02 | 0 | -0.06 | -0.06 | 0 |  | 0.36 | 0.33 | 0.23 | 28.51 | 1706.769 | 0.6
D | 4002 | 2020-07-10 | 23 | ON | 18.19 | 7.28 | 0.1 | 0.02 | 0.14 | 0.44 | 0 | -0.01 | -0.06 | -0.06 | 0 |  | 0.36 | 0.33 | 0.23 | 26.96 | 1575.428 | 0.7
D | 4002 | 2020-07-10 | 24 | OFF | 19.22 | 7.28 | 0.1 | 0.02 | 0.14 | 0 | 0 | -0.01 | -0.04 | -0.06 | 0 |  | 0.36 | 0.33 | 0.23 | 27.57 | 1448.253 | 0.26
D | 4002 | 2020-07-11 | 1 | OFF | 20.33 | 7.28 | 0.17 | 0.02 | 0.08 | 0 | 0 | -0.01 | -0.12 | -0.06 | 0 |  | 0.36 | 0.33 | 0.23 | 28.61 | 1355.857 | 0.27
D | 4002 | 2020-07-11 | 2 | OFF | 17.12 | 7.28 | 0.17 | 0.02 | 0.06 | 0 | 0 | 0 | -0.07 | -0.06 | 0 |  | 0.36 | 0.33 | 0.23 | 25.44 | 1292.496 | 0.25
D | 4002 | 2020-07-11 | 3 | OFF | 16.83 | 7.28 | 0.17 | 0.02 | 0.03 | 0 | 0 | -0.03 | -0.05 | -0.06 | 0 |  | 0.36 | 0.33 | 0.23 | 25.11 | 1250.141 | 0.22
D | 4002 | 2020-07-11 | 4 | OFF | 16.23 | 7.28 | 0.17 | 0.02 | 0.06 | 0 | 0 | -0.01 | -0.05 | -0.06 | 0 |  | 0.36 | 0.33 | 0.23 | 24.56 | 1228.186 | 0.25
D | 4002 | 2020-07-11 | 5 | OFF | 16 | 7.28 | 0.17 | 0.02 | 0.06 | 0 | 0 | -0.02 | -0.05 | -0.06 | 0 |  | 0.36 | 0.33 | 0.23 | 24.32 | 1222.666 | 0.25
D | 4002 | 2020-07-11 | 6 | OFF | 15.87 | 7.28 | 0.17 | 0.02 | 0.06 | 0 | 0 | -0.02 | -0.05 | -0.06 | 0 |  | 0.36 | 0.33 | 0.23 | 24.19 | 1244.718 | 0.25
D | 4002 | 2020-07-11 | 7 | OFF | 15.91 | 7.28 | 0.17 | 0.02 | 0.09 | 0 | 0 | -0.01 | -0.06 | -0.06 | 0 |  | 0.36 | 0.33 | 0.23 | 24.26 | 1279.562 | 0.28
D | 4002 | 2020-07-11 | 8 | OFF | 15.79 | 7.28 | 0.17 | 0.02 | 0.09 | 0 | 0 | -0.04 | -0.06 | -0.06 | 0 |  | 0.36 | 0.33 | 0.23 | 24.11 | 1363.444 | 0.28
D | 4002 | 2020-07-11 | 9 | OFF | 15.57 | 7.28 | 0.17 | 0.02 | 0.07 | 0 | 0 | -0.01 | -0.08 | -0.06 | 0 |  | 0.36 | 0.33 | 0.23 | 23.88 | 1475.571 | 0.26
D | 4002 | 2020-07-11 | 10 | OFF | 17.14 | 7.28 | 0.17 | 0.02 | 0.07 | 0 | 0 | -0.02 | -0.08 | -0.06 | 0 |  | 0.36 | 0.33 | 0.23 | 25.44 | 1587.142 | 0.26
D | 4002 | 2020-07-11 | 11 | OFF | 20.32 | 7.28 | 0.17 | 0.02 | 0.08 | 0 | 0.06 | -0.04 | -0.05 | -0.06 | 0 |  | 0.36 | 0.33 | 0.23 | 28.7 | 1701.321 | 0.33
D | 4002 | 2020-07-11 | 12 | OFF | 22.92 | 7.28 | 0.17 | 0.02 | 0.2 | 0 | 0.18 | -0.03 | -0.17 | -0.06 | 0 |  | 0.36 | 0.33 | 0.23 | 31.43 | 1801.646 | 0.57
D | 4002 | 2020-07-11 | 13 | OFF | 24.99 | 7.28 | 0.17 | 0.02 | 0.15 | 0 | 0.13 | -0.03 | -0.11 | -0.06 | 0 |  | 0.36 | 0.33 | 0.23 | 33.46 | 1882.367 | 0.47
D | 4002 | 2020-07-11 | 14 | OFF | 28.32 | 7.28 | 0.17 | 0.02 | 0.2 | 0 | 0.09 | -0.03 | -0.12 | -0.06 | 0 |  | 0.36 | 0.33 | 0.23 | 36.79 | 1923.93 | 0.48
D | 4002 | 2020-07-11 | 15 | OFF | 26.78 | 7.28 | 0.17 | 0.02 | 0.11 | 0 | 0.16 | -0.05 | -0.14 | -0.06 | 0 |  | 0.36 | 0.33 | 0.23 | 35.19 | 1942.997 | 0.46
D | 4002 | 2020-07-11 | 16 | OFF | 23.68 | 7.28 | 0.17 | 0.02 | 0.18 | 0 | 0.08 | -0.03 | -0.13 | -0.06 | 0 |  | 0.36 | 0.33 | 0.23 | 32.11 | 1964.461 | 0.45
D | 4002 | 2020-07-11 | 17 | OFF | 27.59 | 7.28 | 0.17 | 0.02 | 0.14 | 0 | 0.14 | -0.04 | -0.14 | -0.06 | 0 |  | 0.36 | 0.33 | 0.23 | 36.02 | 2000.182 | 0.47
D | 4002 | 2020-07-11 | 18 | OFF | 28.63 | 7.28 | 0.17 | 0.02 | 0.13 | 0 | 0.06 | -0.05 | -0.15 | -0.06 | 0 |  | 0.36 | 0.33 | 0.23 | 36.95 | 2032.182 | 0.38
D | 4002 | 2020-07-11 | 19 | OFF | 29.79 | 7.28 | 0.17 | 0.02 | 0.16 | 0 | 0.09 | -0.04 | -0.14 | -0.06 | 0 |  | 0.36 | 0.33 | 0.23 | 38.19 | 2014.389 | 0.44
D | 4002 | 2020-07-11 | 20 | OFF | 25.41 | 7.28 | 0.17 | 0.02 | 0.14 | 0 | 0.08 | -0.01 | -0.12 | -0.06 | 0 |  | 0.36 | 0.33 | 0.23 | 33.83 | 1940.455 | 0.41
D | 4002 | 2020-07-11 | 21 | OFF | 23.96 | 7.28 | 0.17 | 0.02 | 0.12 | 0 | 0.11 | -0.04 | -0.13 | -0.06 | 0 |  | 0.36 | 0.33 | 0.23 | 32.35 | 1878.999 | 0.42
D | 4002 | 2020-07-11 | 22 | OFF | 22.13 | 7.28 | 0.17 | 0.02 | 0.1 | 0 | 0.07 | -0.04 | -0.07 | -0.06 | 0 |  | 0.36 | 0.33 | 0.23 | 30.52 | 1806.719 | 0.36
D | 4002 | 2020-07-11 | 23 | OFF | 18.49 | 7.28 | 0.17 | 0.02 | 0.17 | 0 | 0 | -0.02 | -0.06 | -0.06 | 0 |  | 0.36 | 0.33 | 0.23 | 26.91 | 1672.661 | 0.36
D | 4002 | 2020-07-11 | 24 | OFF | 17.02 | 7.28 | 0.17 | 0.02 | 0.09 | 0 | 0 | -0.03 | -0.09 | -0.06 | 0 |  | 0.36 | 0.33 | 0.23 | 25.32 | 1546.26 | 0.28
D | 4002 | 2020-07-12 | 1 | OFF | 20.57 | 7.28 | 0.13 | 0.01 | 0.1 | 0 | 0.06 | -0.08 | -0.11 | -0.06 | 0 |  | 0.36 | 0.33 | 0.23 | 28.82 | 1438.851 | 0.3
D | 4002 | 2020-07-12 | 2 | OFF | 19.1 | 7.28 | 0.13 | 0.01 | 0.13 | 0 | 0.01 | -0.02 | -0.06 | -0.06 | 0 |  | 0.36 | 0.33 | 0.23 | 27.44 | 1357.2 | 0.28
D | 4002 | 2020-07-12 | 3 | OFF | 17 | 7.28 | 0.13 | 0.01 | 0.07 | 0 | 0 | 0.01 | -0.06 | -0.06 | 0 |  | 0.36 | 0.33 | 0.23 | 25.3 | 1298.974 | 0.21
D | 4002 | 2020-07-12 | 4 | OFF | 17.32 | 7.28 | 0.13 | 0.01 | 0.11 | 0 | 0 | -0.02 | -0.06 | -0.06 | 0 |  | 0.36 | 0.33 | 0.23 | 25.63 | 1260.873 | 0.25
D | 4002 | 2020-07-12 | 5 | OFF | 17.15 | 7.28 | 0.13 | 0.01 | 0.07 | 0 | 0 | -0.01 | -0.05 | -0.06 | 0 |  | 0.36 | 0.33 | 0.23 | 25.44 | 1240.803 | 0.21
D | 4002 | 2020-07-12 | 6 | OFF | 15.79 | 7.28 | 0.13 | 0.01 | 0.06 | 0 | 0 | 0.01 | -0.06 | -0.06 | 0 |  | 0.36 | 0.33 | 0.23 | 24.08 | 1236.089 | 0.2
D | 4002 | 2020-07-12 | 7 | OFF | 14.5 | 7.28 | 0.13 | 0.01 | 0.11 | 0 | 0 | 0 | -0.06 | -0.06 | 0 |  | 0.36 | 0.33 | 0.23 | 22.83 | 1272.386 | 0.25
D | 4002 | 2020-07-12 | 8 | OFF | 15.47 | 7.28 | 0.13 | 0.01 | 0.11 | 0 | 0 | -0.01 | -0.07 | -0.06 | 0 |  | 0.36 | 0.33 | 0.23 | 23.78 | 1369.97 | 0.25
D | 4002 | 2020-07-12 | 9 | OFF | 15.07 | 7.28 | 0.13 | 0.01 | 0.14 | 0 | 0 | 0.02 | -0.08 | -0.06 | 0 |  | 0.36 | 0.33 | 0.23 | 23.43 | 1494.55 | 0.28
D | 4002 | 2020-07-12 | 10 | OFF | 17.23 | 7.28 | 0.13 | 0.01 | 0.08 | 0 | 0 | 0.02 | -0.09 | -0.06 | 0 |  | 0.36 | 0.33 | 0.23 | 25.52 | 1604.05 | 0.22
D | 4002 | 2020-07-12 | 11 | OFF | 15.75 | 7.28 | 0.13 | 0.01 | 0.05 | 0 | 0 | 0.01 | -0.08 | -0.06 | 0 |  | 0.36 | 0.33 | 0.23 | 24.01 | 1684.023 | 0.19
D | 4002 | 2020-07-12 | 12 | OFF | 16.06 | 7.28 | 0.13 | 0.01 | 0.06 | 0 | 0 | -0.01 | -0.09 | -0.06 | 0 |  | 0.36 | 0.33 | 0.23 | 24.3 | 1750.064 | 0.2
D | 4002 | 2020-07-12 | 13 | OFF | 15.98 | 7.28 | 0.13 | 0.01 | 0.04 | 0 | 0 | 0 | -0.08 | -0.06 | 0 |  | 0.36 | 0.33 | 0.23 | 24.22 | 1804.745 | 0.18
D | 4002 | 2020-07-12 | 14 | OFF | 16.03 | 7.28 | 0.13 | 0.01 | 0.05 | 0 | 0 | 0 | -0.1 | -0.06 | 0 |  | 0.36 | 0.33 | 0.23 | 24.26 | 1836.194 | 0.19
D | 4002 | 2020-07-12 | 15 | OFF | 17.57 | 7.28 | 0.13 | 0.01 | 0.09 | 0 | 0 | -0.03 | -0.11 | -0.06 | 0 |  | 0.36 | 0.33 | 0.23 | 25.8 | 1873.187 | 0.23
D | 4002 | 2020-07-12 | 16 | OFF | 18.53 | 7.28 | 0.13 | 0.01 | 0.06 | 0 | 0 | -0.01 | -0.12 | -0.06 | 0 |  | 0.36 | 0.33 | 0.23 | 26.74 | 1921.853 | 0.2
D | 4002 | 2020-07-12 | 17 | OFF | 21.18 | 7.28 | 0.13 | 0.01 | 0.04 | 0 | 0.01 | -0.02 | -0.12 | -0.06 | 0 |  | 0.36 | 0.33 | 0.23 | 29.37 | 1973.361 | 0.19
D | 4002 | 2020-07-12 | 18 | OFF | 29.08 | 7.28 | 0.13 | 0.01 | 0.07 | 0 | 0.02 | -0.02 | -0.19 | -0.06 | 0 |  | 0.36 | 0.33 | 0.23 | 37.24 | 2024.824 | 0.23
D | 4002 | 2020-07-12 | 19 | OFF | 32 | 7.28 | 0.13 | 0.01 | 0.07 | 0 | 0.03 | -0.01 | -0.19 | -0.06 | 0 |  | 0.36 | 0.33 | 0.23 | 40.18 | 2016.135 | 0.24
D | 4002 | 2020-07-12 | 20 | OFF | 29.24 | 7.28 | 0.13 | 0.01 | 0.07 | 0 | 0.02 | 0.01 | -0.13 | -0.06 | 0 |  | 0.36 | 0.33 | 0.23 | 37.49 | 1939.964 | 0.23
D | 4002 | 2020-07-12 | 21 | OFF | 25.83 | 7.28 | 0.13 | 0.01 | 0.1 | 0 | 0 | 0.03 | -0.12 | -0.06 | 0 |  | 0.36 | 0.33 | 0.23 | 34.12 | 1857.356 | 0.24
D | 4002 | 2020-07-12 | 22 | OFF | 26.44 | 7.28 | 0.13 | 0.01 | 0.15 | 0 | 0.03 | 0.04 | -0.11 | -0.06 | 0 |  | 0.36 | 0.33 | 0.23 | 34.83 | 1755.213 | 0.32
D | 4002 | 2020-07-12 | 23 | OFF | 18.36 | 7.28 | 0.13 | 0.01 | 0.12 | 0 | 0.01 | 0.02 | -0.08 | -0.06 | 0 |  | 0.36 | 0.33 | 0.23 | 26.71 | 1590.397 | 0.27
D | 4002 | 2020-07-12 | 24 | OFF | 15.78 | 7.28 | 0.13 | 0.01 | 0.1 | 0 | 0 | 0.02 | -0.11 | -0.06 | 0 |  | 0.36 | 0.33 | 0.23 | 24.07 | 1448.167 | 0.24
D | 4002 | 2020-07-13 | 1 | OFF | 17.23 | 7.28 | 0.26 | 0.04 | 0.05 | 0 | 0 | 0.02 | -0.1 | -0.06 | 0 |  | 0.36 | 0.33 | 0.23 | 25.64 | 1347.971 | 0.35
D | 4002 | 2020-07-13 | 2 | OFF | 17.33 | 7.28 | 0.26 | 0.04 | 0.05 | 0 | 0 | 0.02 | -0.06 | -0.06 | 0 |  | 0.36 | 0.33 | 0.23 | 25.78 | 1276.454 | 0.35
D | 4002 | 2020-07-13 | 3 | OFF | 17.78 | 7.28 | 0.26 | 0.04 | 0.04 | 0 | 0 | -0.01 | -0.06 | -0.06 | 0 |  | 0.36 | 0.33 | 0.23 | 26.19 | 1231.083 | 0.34
D | 4002 | 2020-07-13 | 4 | OFF | 17.07 | 7.28 | 0.26 | 0.04 | 0.04 | 0 | 0 | -0.01 | -0.06 | -0.06 | 0 |  | 0.36 | 0.33 | 0.23 | 25.48 | 1208.263 | 0.34
D | 4002 | 2020-07-13 | 5 | OFF | 17.18 | 7.28 | 0.26 | 0.04 | 0.05 | 0 | 0 | 0 | -0.07 | -0.06 | 0 |  | 0.36 | 0.33 | 0.23 | 25.6 | 1215.883 | 0.35
D | 4002 | 2020-07-13 | 6 | OFF | 15.91 | 7.28 | 0.26 | 0.04 | 0.05 | 0 | 0 | 0.02 | -0.06 | -0.06 | 0 |  | 0.36 | 0.33 | 0.23 | 24.36 | 1270.753 | 0.35
D | 4002 | 2020-07-13 | 7 | OFF | 15.99 | 7.28 | 0.26 | 0.04 | 0.12 | 0 | 0 | -0.01 | -0.09 | -0.06 | 0 |  | 0.36 | 0.33 | 0.23 | 24.45 | 1375.786 | 0.42
D | 4002 | 2020-07-13 | 8 | ON | 17.17 | 7.28 | 0.26 | 0.04 | 0.22 | 0.46 | 0 | 0 | -0.13 | -0.06 | 0 |  | 0.36 | 0.33 | 0.23 | 26.16 | 1489.492 | 0.98
D | 4002 | 2020-07-13 | 9 | ON | 23.63 | 7.28 | 0.26 | 0.04 | 0.19 | 0.44 | 0 | -0.02 | -0.1 | -0.06 | 0 |  | 0.36 | 0.33 | 0.23 | 32.58 | 1584.224 | 0.93
D | 4002 | 2020-07-13 | 10 | ON | 18.76 | 7.28 | 0.26 | 0.04 | 0.1 | 0.42 | 0 | 0.02 | -0.13 | -0.06 | -0.05 |  | 0.36 | 0.33 | 0.23 | 27.56 | 1663.49 | 0.77
D | 4002 | 2020-07-13 | 11 | ON | 18.63 | 7.28 | 0.26 | 0.04 | 0.08 | 0.4 | 0 | 0.02 | -0.13 | -0.06 | -0.05 |  | 0.36 | 0.33 | 0.23 | 27.39 | 1747.049 | 0.73
D | 4002 | 2020-07-13 | 12 | ON | 18.8 | 7.28 | 0.26 | 0.04 | 0.06 | 0.38 | 0 | -0.05 | -0.1 | -0.06 | 0 |  | 0.36 | 0.33 | 0.23 | 27.53 | 1839.799 | 0.74
D | 4002 | 2020-07-13 | 13 | ON | 28.73 | 7.28 | 0.26 | 0.04 | 0.08 | 0.37 | 0.03 | -0.08 | -0.05 | -0.06 | 0 |  | 0.36 | 0.33 | 0.23 | 37.52 | 1924.176 | 0.78
D | 4002 | 2020-07-13 | 14 | ON | 32.48 | 7.28 | 0.26 | 0.04 | 0.1 | 0.36 | 0.25 | 0.02 | -0.14 | -0.06 | 0 |  | 0.36 | 0.33 | 0.23 | 41.51 | 1941.251 | 1.01
D | 4002 | 2020-07-13 | 15 | ON | 22.06 | 7.28 | 0.26 | 0.04 | 0.08 | 0.36 | 0 | -0.04 | -0.13 | -0.06 | 0 |  | 0.36 | 0.33 | 0.23 | 30.77 | 1883.789 | 0.74
D | 4002 | 2020-07-13 | 16 | ON | 26.6 | 7.28 | 0.26 | 0.04 | 0.06 | 0.36 | 0.01 | -0.08 | -0.11 | -0.06 | 0 |  | 0.36 | 0.33 | 0.23 | 35.28 | 1858.01 | 0.73
D | 4002 | 2020-07-13 | 17 | ON | 65.53 | 7.28 | 0.26 | 0.04 | 0.34 | 0.33 | 1.74 | -0.02 | 0.21 | -0.06 | 0 |  | 0.36 | 0.33 | 0.23 | 76.57 | 1889.241 | 2.71
D | 4002 | 2020-07-13 | 18 | ON | 67.52 | 7.28 | 0.26 | 0.04 | 0.29 | 0.07 | 1.63 | 0.04 | -0.37 | -0.06 | 0 |  | 0.36 | 0.33 | 0.23 | 77.62 | 1909.919 | 2.29
D | 4002 | 2020-07-13 | 19 | ON | 37.44 | 7.28 | 0.26 | 0.04 | 0.1 | 0.35 | 0.04 | -0.04 | -0.11 | -0.06 | 0 |  | 0.36 | 0.33 | 0.23 | 46.22 | 1869.908 | 0.79
D | 4002 | 2020-07-13 | 20 | ON | 32.2 | 7.28 | 0.26 | 0.04 | 0.08 | 0.37 | 0.24 | -0.02 | -0.09 | -0.06 | 0 |  | 0.36 | 0.33 | 0.23 | 41.22 | 1781.364 | 0.99
D | 4002 | 2020-07-13 | 21 | ON | 33.61 | 7.28 | 0.26 | 0.04 | 0.11 | 0.38 | 0.41 | -0.05 | -0.1 | -0.06 | 0 |  | 0.36 | 0.33 | 0.23 | 42.8 | 1713.151 | 1.2
D | 4002 | 2020-07-13 | 22 | ON | 22.59 | 7.28 | 0.26 | 0.04 | 0.1 | 0.4 | 0.08 | -0.01 | -0.02 | -0.06 | 0 |  | 0.36 | 0.33 | 0.23 | 31.58 | 1624.001 | 0.88
D | 4002 | 2020-07-13 | 23 | ON | 23.98 | 7.28 | 0.26 | 0.04 | 0.15 | 0.44 | 0.03 | -0.04 | -0.05 | -0.06 | 0 |  | 0.36 | 0.33 | 0.23 | 32.95 | 1477.656 | 0.92
D | 4002 | 2020-07-13 | 24 | OFF | 21.41 | 7.28 | 0.26 | 0.04 | 0.14 | 0 | 0.12 | -0.03 | -0.16 | -0.06 | 0 |  | 0.36 | 0.33 | 0.23 | 29.92 | 1345.372 | 0.56
D | 4002 | 2020-07-14 | 1 | OFF | 21.65 | 7.28 | 0.27 | 0.03 | 0.08 | 0 | 0.18 | -0.03 | -0.11 | -0.06 | 0 |  | 0.36 | 0.33 | 0.23 | 30.21 | 1245.82 | 0.56
D | 4002 | 2020-07-14 | 2 | OFF | 18.26 | 7.28 | 0.27 | 0.03 | 0.08 | 0 | 0 | -0.01 | -0.06 | -0.06 | 0 |  | 0.36 | 0.33 | 0.23 | 26.71 | 1181.502 | 0.38
D | 4002 | 2020-07-14 | 3 | OFF | 17.66 | 7.28 | 0.27 | 0.03 | 0.07 | 0 | 0 | -0.01 | -0.04 | -0.06 | 0 |  | 0.36 | 0.33 | 0.23 | 26.12 | 1138.07 | 0.37
D | 4002 | 2020-07-14 | 4 | OFF | 16.86 | 7.28 | 0.27 | 0.03 | 0.06 | 0 | 0 | -0.02 | -0.05 | -0.06 | 0 |  | 0.36 | 0.33 | 0.23 | 25.29 | 1113.907 | 0.36
D | 4002 | 2020-07-14 | 5 | OFF | 15.85 | 7.28 | 0.27 | 0.03 | 0.06 | 0 | 0 | 0 | -0.04 | -0.06 | 0 |  | 0.36 | 0.33 | 0.23 | 24.31 | 1126.297 | 0.36
D | 4002 | 2020-07-14 | 6 | OFF | 17.23 | 7.28 | 0.27 | 0.03 | 0.14 | 0 | 0 | -0.01 | -0.04 | -0.06 | 0 |  | 0.36 | 0.33 | 0.23 | 25.76 | 1179.686 | 0.44
D | 4002 | 2020-07-14 | 7 | OFF | 18.38 | 7.28 | 0.27 | 0.03 | 0.22 | 0 | 0 | -0.02 | -0.08 | -0.06 | 0 |  | 0.36 | 0.33 | 0.23 | 26.94 | 1278.277 | 0.52
D | 4002 | 2020-07-14 | 8 | ON | 21.46 | 7.28 | 0.27 | 0.03 | 0.22 | 0.49 | 0.16 | 0 | -0.07 | -0.06 | 0 |  | 0.36 | 0.33 | 0.23 | 30.7 | 1397.769 | 1.17
D | 4002 | 2020-07-14 | 9 | ON | 24.79 | 7.28 | 0.27 | 0.03 | 0.21 | 0.46 | 0.28 | -0.01 | -0.1 | -0.06 | 0 |  | 0.36 | 0.33 | 0.23 | 34.07 | 1475.177 | 1.25
D | 4002 | 2020-07-14 | 10 | ON | 26.14 | 7.28 | 0.27 | 0.03 | 0.14 | 0.44 | 0.21 | -0.07 | -0.08 | -0.06 | 0 |  | 0.36 | 0.33 | 0.23 | 35.22 | 1498.185 | 1.09
D | 4002 | 2020-07-14 | 11 | ON | 30.95 | 7.28 | 0.27 | 0.03 | 0.19 | 0.43 | 0.4 | -0.06 | -0.08 | -0.06 | 0 |  | 0.36 | 0.33 | 0.23 | 40.27 | 1538.259 | 1.32
D | 4002 | 2020-07-14 | 12 | ON | 23.09 | 7.28 | 0.27 | 0.03 | 0.12 | 0.42 | 0.17 | -0.01 | -0.12 | -0.06 | 0 |  | 0.36 | 0.33 | 0.23 | 32.11 | 1579.539 | 1.01
D | 4002 | 2020-07-14 | 13 | ON | 28.89 | 7.28 | 0.27 | 0.03 | 0.1 | 0.4 | 0.39 | -0.07 | -0.09 | -0.06 | 0 |  | 0.36 | 0.33 | 0.23 | 38.06 | 1620.852 | 1.19
D | 4002 | 2020-07-14 | 14 | ON | 30 | 7.28 | 0.27 | 0.03 | 0.12 | 0.39 | 0.2 | -0.07 | -0.11 | -0.06 | 0 |  | 0.36 | 0.33 | 0.23 | 38.97 | 1675.205 | 1.01
D | 4002 | 2020-07-14 | 15 | ON | 28.21 | 7.28 | 0.27 | 0.03 | 0.12 | 0.39 | 0.19 | -0.06 | -0.09 | -0.06 | 0 |  | 0.36 | 0.33 | 0.23 | 37.2 | 1711.764 | 1
D | 4002 | 2020-07-14 | 16 | ON | 28.53 | 7.28 | 0.27 | 0.03 | 0.11 | 0.39 | 0.07 | -0.09 | -0.09 | -0.06 | 0 |  | 0.36 | 0.33 | 0.23 | 37.36 | 1691.151 | 0.87
D | 4002 | 2020-07-14 | 17 | ON | 30.91 | 7.28 | 0.27 | 0.03 | 0.12 | 0.39 | 0.04 | -0.08 | -0.1 | -0.06 | 0 |  | 0.36 | 0.33 | 0.23 | 39.72 | 1688.639 | 0.85
D | 4002 | 2020-07-14 | 18 | ON | 24.72 | 7.28 | 0.27 | 0.03 | 0.11 | 0.39 | 0.02 | -0.04 | -0.12 | -0.06 | 0 |  | 0.36 | 0.33 | 0.23 | 33.52 | 1683.543 | 0.82
D | 4002 | 2020-07-14 | 19 | ON | 23.04 | 7.28 | 0.27 | 0.03 | 0.1 | 0.4 | 0.08 | -0.04 | -0.09 | -0.06 | 0 |  | 0.36 | 0.33 | 0.23 | 31.93 | 1641.846 | 0.88
D | 4002 | 2020-07-14 | 20 | ON | 23.4 | 7.28 | 0.27 | 0.03 | 0.11 | 0.41 | 0.13 | -0.05 | -0.08 | -0.06 | 0 |  | 0.36 | 0.33 | 0.23 | 32.36 | 1573.826 | 0.95
D | 4002 | 2020-07-14 | 21 | ON | 17.45 | 7.28 | 0.27 | 0.03 | 0.07 | 0.43 | 0.01 | -0.03 | -0.09 | -0.06 | 0 |  | 0.36 | 0.33 | 0.23 | 26.28 | 1531.387 | 0.81
D | 4002 | 2020-07-14 | 22 | ON | 18.47 | 7.28 | 0.27 | 0.03 | 0.11 | 0.45 | 0 | -0.07 | -0.06 | -0.06 | 0 |  | 0.36 | 0.33 | 0.23 | 27.34 | 1459.908 | 0.86
D | 4002 | 2020-07-14 | 23 | ON | 17.79 | 7.28 | 0.27 | 0.03 | 0.21 | 0.49 | 0 | -0.05 | 0 | -0.06 | 0 |  | 0.36 | 0.33 | 0.23 | 26.88 | 1335.232 | 1
D | 4002 | 2020-07-14 | 24 | OFF | 16.76 | 7.28 | 0.27 | 0.03 | 0.14 | 0 | 0 | -0.06 | -0.04 | -0.06 | 0 |  | 0.36 | 0.33 | 0.23 | 25.24 | 1224.106 | 0.44
D | 4002 | 2020-07-15 | 1 | OFF | 17.34 | 7.28 | 0.31 | 0.02 | 0.12 | 0 | 0 | -0.04 | -0.05 | -0.06 | 0 |  | 0.36 | 0.33 | 0.23 | 25.84 | 1148.199 | 0.45
D | 4002 | 2020-07-15 | 2 | OFF | 15.16 | 7.28 | 0.31 | 0.02 | 0.07 | 0 | 0 | -0.06 | -0.03 | -0.06 | 0 |  | 0.36 | 0.33 | 0.23 | 23.61 | 1096.817 | 0.4
D | 4002 | 2020-07-15 | 3 | OFF | 14.45 | 7.28 | 0.31 | 0.02 | 0.06 | 0 | 0 | -0.04 | -0.05 | -0.06 | 0 |  | 0.36 | 0.33 | 0.23 | 22.89 | 1063.792 | 0.39
D | 4002 | 2020-07-15 | 4 | OFF | 14.88 | 7.28 | 0.31 | 0.02 | 0.06 | 0 | 0 | -0.04 | -0.04 | -0.06 | 0 |  | 0.36 | 0.33 | 0.23 | 23.33 | 1052.278 | 0.39
D | 4002 | 2020-07-15 | 5 | OFF | 15.33 | 7.28 | 0.31 | 0.02 | 0.07 | 0 | 0 | -0.05 | -0.04 | -0.06 | 0 |  | 0.36 | 0.33 | 0.23 | 23.78 | 1069.79 | 0.4
D | 4002 | 2020-07-15 | 6 | OFF | 16.14 | 7.28 | 0.31 | 0.02 | 0.15 | 0 | 0 | -0.05 | -0.05 | -0.06 | 0 |  | 0.36 | 0.33 | 0.23 | 24.66 | 1134.252 | 0.48
D | 4002 | 2020-07-15 | 7 | OFF | 18.71 | 7.28 | 0.31 | 0.02 | 0.28 | 0 | 0 | -0.01 | -0.05 | -0.06 | 0 |  | 0.36 | 0.33 | 0.23 | 27.4 | 1226.887 | 0.61
D | 4002 | 2020-07-15 | 8 | ON | 20.76 | 7.28 | 0.31 | 0.02 | 0.23 | 0.52 | 0.01 | 0.08 | -0.06 | -0.06 | 0 |  | 0.36 | 0.33 | 0.23 | 30.01 | 1332.081 | 1.09
D | 4002 | 2020-07-15 | 9 | ON | 24.59 | 7.28 | 0.31 | 0.02 | 0.21 | 0.5 | 0.02 | -0.02 | -0.09 | -0.06 | 0 |  | 0.36 | 0.33 | 0.23 | 33.68 | 1411.619 | 1.06
D | 4002 | 2020-07-15 | 10 | ON | 23.81 | 7.28 | 0.31 | 0.02 | 0.18 | 0.48 | 0.01 | 0 | -0.09 | -0.06 | 0 |  | 0.36 | 0.33 | 0.23 | 32.86 | 1455.333 | 1
D | 4002 | 2020-07-15 | 11 | ON | 20.06 | 7.28 | 0.31 | 0.02 | 0.09 | 0.47 | 0 | -0.01 | -0.1 | -0.06 | 0 |  | 0.36 | 0.33 | 0.23 | 28.98 | 1503.5 | 0.89
D | 4002 | 2020-07-15 | 12 | ON | 19.76 | 7.28 | 0.31 | 0.02 | 0.12 | 0.47 | 0 | -0.01 | -0.09 | -0.06 | 0 |  | 0.36 | 0.33 | 0.23 | 28.72 | 1547.753 | 0.92
D | 4002 | 2020-07-15 | 13 | ON | 20.4 | 7.28 | 0.31 | 0.02 | 0.12 | 0.46 | 0 | 0 | -0.11 | -0.06 | 0 |  | 0.36 | 0.33 | 0.23 | 29.34 | 1567.486 | 0.91
D | 4002 | 2020-07-15 | 14 | ON | 18.95 | 7.28 | 0.31 | 0.02 | 0.1 | 0.45 | 0 | -0.02 | -0.09 | -0.06 | 0 |  | 0.36 | 0.33 | 0.23 | 27.86 | 1585.456 | 0.88
D | 4002 | 2020-07-15 | 15 | ON | 20.06 | 7.28 | 0.31 | 0.02 | 0.1 | 0.41 | 0.01 | -0.03 | -0.11 | -0.06 | 0 |  | 0.36 | 0.33 | 0.23 | 28.91 | 1582.369 | 0.85
D | 4002 | 2020-07-15 | 16 | ON | 22.2 | 7.28 | 0.31 | 0.02 | 0.09 | 0.4 | 0 | -0.1 | -0.1 | -0.06 | 0 |  | 0.36 | 0.33 | 0.23 | 30.96 | 1583.457 | 0.82
D | 4002 | 2020-07-15 | 17 | ON | 23.36 | 7.28 | 0.31 | 0.02 | 0.11 | 0.44 | 0 | -0.03 | -0.1 | -0.06 | 0 |  | 0.36 | 0.33 | 0.23 | 32.25 | 1609.642 | 0.88
D | 4002 | 2020-07-15 | 18 | ON | 22.29 | 7.28 | 0.31 | 0.02 | 0.08 | 0.43 | 0 | -0.04 | -0.09 | -0.06 | 0 |  | 0.36 | 0.33 | 0.23 | 31.14 | 1635.848 | 0.84
D | 4002 | 2020-07-15 | 19 | ON | 25.52 | 7.28 | 0.31 | 0.02 | 0.15 | 0.43 | 0.09 | -0.01 | -0.11 | -0.06 | 0 |  | 0.36 | 0.33 | 0.23 | 34.54 | 1618.419 | 1
D | 4002 | 2020-07-15 | 20 | ON | 26.59 | 7.28 | 0.31 | 0.02 | 0.14 | 0.44 | 0.24 | -0.01 | -0.06 | -0.06 | 0 |  | 0.36 | 0.33 | 0.23 | 35.81 | 1555.789 | 1.15
D | 4002 | 2020-07-15 | 21 | ON | 19.09 | 7.28 | 0.31 | 0.02 | 0.06 | 0.46 | 0.08 | -0.03 | -0.09 | -0.06 | 0 |  | 0.36 | 0.33 | 0.23 | 28.04 | 1508.806 | 0.93
D | 4002 | 2020-07-15 | 22 | ON | 17.46 | 7.28 | 0.31 | 0.02 | 0.04 | 0.48 | 0.02 | -0.03 | -0.06 | -0.06 | 0 |  | 0.36 | 0.33 | 0.23 | 26.38 | 1440.214 | 0.87
D | 4002 | 2020-07-15 | 23 | ON | 16.15 | 7.28 | 0.31 | 0.02 | 0.14 | 0.52 | 0 | 0 | -0.04 | -0.06 | 0 |  | 0.36 | 0.33 | 0.23 | 25.24 | 1313.172 | 0.99
D | 4002 | 2020-07-15 | 24 | OFF | 15.56 | 7.28 | 0.31 | 0.02 | 0.14 | 0 | 0 | -0.02 | -0.06 | -0.06 | 0 |  | 0.36 | 0.33 | 0.23 | 24.09 | 1194.728 | 0.47
D | 4002 | 2020-07-16 | 1 | OFF | 17.09 | 7.28 | 0.14 | 0.01 | 0.1 | 0 | 0 | -0.02 | -0.07 | -0.06 | 0 |  | 0.36 | 0.33 | 0.23 | 25.39 | 1112.684 | 0.25
D | 4002 | 2020-07-16 | 2 | OFF | 15.83 | 7.28 | 0.14 | 0.01 | 0.12 | 0 | 0 | -0.03 | -0.06 | -0.06 | 0 |  | 0.36 | 0.33 | 0.23 | 24.15 | 1060.807 | 0.27
D | 4002 | 2020-07-16 | 3 | OFF | 13.69 | 7.28 | 0.14 | 0.01 | 0.09 | 0 | 0 | -0.02 | -0.08 | -0.06 | 0 |  | 0.36 | 0.33 | 0.23 | 21.97 | 1027.554 | 0.24
D | 4002 | 2020-07-16 | 4 | OFF | 14.4 | 7.28 | 0.14 | 0.01 | 0.12 | 0 | 0 | -0.03 | -0.07 | -0.06 | 0 |  | 0.36 | 0.33 | 0.23 | 22.71 | 1011.446 | 0.27
D | 4002 | 2020-07-16 | 5 | OFF | 14.75 | 7.28 | 0.14 | 0.01 | 0.1 | 0 | 0 | -0.04 | -0.06 | -0.06 | 0 |  | 0.36 | 0.33 | 0.23 | 23.04 | 1026.628 | 0.25
D | 4002 | 2020-07-16 | 6 | OFF | 15.03 | 7.28 | 0.14 | 0.01 | 0.22 | 0 | 0 | -0.04 | -0.06 | -0.06 | 0 |  | 0.36 | 0.33 | 0.23 | 23.44 | 1083.032 | 0.37
D | 4002 | 2020-07-16 | 7 | OFF | 14.65 | 7.28 | 0.14 | 0.01 | 0.26 | 0 | 0 | -0.03 | -0.12 | -0.06 | 0 |  | 0.36 | 0.33 | 0.23 | 23.05 | 1178.33 | 0.41
D | 4002 | 2020-07-16 | 8 | ON | 15.02 | 7.28 | 0.14 | 0.01 | 0.14 | 0.55 | 0 | -0.03 | -0.14 | -0.06 | 0 |  | 0.36 | 0.33 | 0.23 | 23.83 | 1301.177 | 0.84
D | 4002 | 2020-07-16 | 9 | ON | 13.88 | 7.28 | 0.14 | 0.01 | 0.11 | 0.53 | 0 | 0 | -0.11 | -0.06 | 0 |  | 0.36 | 0.33 | 0.23 | 22.7 | 1390.862 | 0.79
D | 4002 | 2020-07-16 | 10 | ON | 15.37 | 7.28 | 0.14 | 0.01 | 0.07 | 0.51 | 0 | -0.04 | -0.11 | -0.06 | 0 |  | 0.36 | 0.33 | 0.23 | 24.09 | 1443.792 | 0.73
D | 4002 | 2020-07-16 | 11 | ON | 15.71 | 7.28 | 0.14 | 0.01 | 0.06 | 0.5 | 0 | -0.04 | -0.1 | -0.06 | 0 |  | 0.36 | 0.33 | 0.23 | 24.42 | 1491.022 | 0.71
D | 4002 | 2020-07-16 | 12 | ON | 15.78 | 7.28 | 0.14 | 0.01 | 0.06 | 0.49 | 0 | -0.02 | -0.1 | -0.06 | 0 |  | 0.36 | 0.33 | 0.23 | 24.5 | 1529.964 | 0.7
D | 4002 | 2020-07-16 | 13 | ON | 16.54 | 7.28 | 0.14 | 0.01 | 0.06 | 0.48 | 0 | -0.04 | -0.1 | -0.06 | 0 |  | 0.36 | 0.33 | 0.23 | 25.23 | 1552.029 | 0.69
D | 4002 | 2020-07-16 | 14 | ON | 17.85 | 7.28 | 0.14 | 0.01 | 0.06 | 0.46 | 0 | -0.04 | -0.11 | -0.06 | 0 |  | 0.36 | 0.33 | 0.23 | 26.51 | 1562.28 | 0.67
D | 4002 | 2020-07-16 | 15 | ON | 16.5 | 7.28 | 0.14 | 0.01 | 0.07 | 0.46 | 0 | -0.05 | -0.1 | -0.06 | 0 |  | 0.36 | 0.33 | 0.23 | 25.17 | 1569.437 | 0.68
D | 4002 | 2020-07-16 | 16 | ON | 18.92 | 7.28 | 0.14 | 0.01 | 0.07 | 0.45 | 0 | -0.04 | -0.11 | -0.06 | 0 |  | 0.36 | 0.33 | 0.23 | 27.58 | 1567.801 | 0.67
D | 4002 | 2020-07-16 | 17 | ON | 19.91 | 7.28 | 0.14 | 0.01 | 0.07 | 0.44 | 0.02 | -0.02 | -0.1 | -0.06 | 0 |  | 0.36 | 0.33 | 0.23 | 28.61 | 1567.261 | 0.68
D | 4002 | 2020-07-16 | 18 | ON | 18.83 | 7.28 | 0.14 | 0.01 | 0.06 | 0.44 | 0 | -0.05 | -0.12 | -0.06 | 0 |  | 0.36 | 0.33 | 0.23 | 27.45 | 1565.438 | 0.65
D | 4002 | 2020-07-16 | 19 | ON | 19.03 | 7.28 | 0.14 | 0.01 | 0.22 | 0.45 | 0 | -0.04 | -0.13 | -0.06 | 0 |  | 0.36 | 0.33 | 0.23 | 27.82 | 1538.965 | 0.82
D | 4002 | 2020-07-16 | 20 | ON | 16.49 | 7.28 | 0.14 | 0.01 | 0.05 | 0.47 | 0 | -0.01 | -0.09 | -0.06 | 0 |  | 0.36 | 0.33 | 0.23 | 25.2 | 1476.259 | 0.67
D | 4002 | 2020-07-16 | 21 | ON | 15.43 | 7.28 | 0.14 | 0.01 | 0.07 | 0.48 | 0 | -0.03 | -0.1 | -0.06 | 0 |  | 0.36 | 0.33 | 0.23 | 24.14 | 1440.365 | 0.7
D | 4002 | 2020-07-16 | 22 | ON | 14.46 | 7.28 | 0.14 | 0.01 | 0.07 | 0.5 | 0 | -0.03 | -0.09 | -0.06 | 0 |  | 0.36 | 0.33 | 0.23 | 23.2 | 1366.15 | 0.72
D | 4002 | 2020-07-16 | 23 | ON | 11.17 | 7.28 | 0.14 | 0.01 | 0.18 | 0.54 | 0 | -0.03 | -0.04 | -0.06 | 0 |  | 0.36 | 0.33 | 0.23 | 20.11 | 1245.552 | 0.87
D | 4002 | 2020-07-16 | 24 | OFF | 11.4 | 7.28 | 0.14 | 0.01 | 0.2 | 0 | 0 | -0.02 | -0.08 | -0.06 | 0 |  | 0.36 | 0.33 | 0.23 | 19.79 | 1138.614 | 0.35
D | 4002 | 2020-07-17 | 1 | OFF | 13.15 | 7.28 | 0.12 | 0.02 | 0.22 | 0 | 0 | 0 | -0.04 | -0.06 | 0 |  | 0.36 | 0.33 | 0.23 | 21.61 | 1063.198 | 0.36
D | 4002 | 2020-07-17 | 2 | OFF | 9.69 | 7.28 | 0.12 | 0.02 | 0.13 | 0 | 0 | -0.03 | -0.06 | -0.06 | 0 |  | 0.36 | 0.33 | 0.23 | 18.01 | 1012.204 | 0.27
D | 4002 | 2020-07-17 | 3 | OFF | 8.55 | 7.28 | 0.12 | 0.02 | 0.11 | 0 | 0 | -0.03 | -0.03 | -0.06 | 0 |  | 0.36 | 0.33 | 0.23 | 16.88 | 985.899 | 0.25
D | 4002 | 2020-07-17 | 4 | OFF | 7.45 | 7.28 | 0.12 | 0.02 | 0.12 | 0 | 0 | -0.03 | -0.04 | -0.06 | 0 |  | 0.36 | 0.33 | 0.23 | 15.78 | 978.115 | 0.26
D | 4002 | 2020-07-17 | 5 | OFF | 4.58 | 7.28 | 0.12 | 0.02 | 0.16 | 0 | 0 | -0.01 | -0.04 | -0.06 | 0 |  | 0.36 | 0.33 | 0.23 | 12.97 | 995.749 | 0.3
D | 4002 | 2020-07-17 | 6 | OFF | 7.35 | 7.28 | 0.12 | 0.02 | 0.35 | 0 | 0 | -0.02 | -0.01 | -0.06 | 0 |  | 0.36 | 0.33 | 0.23 | 15.95 | 1055.461 | 0.49
D | 4002 | 2020-07-17 | 7 | OFF | 10.68 | 7.28 | 0.12 | 0.02 | 0.36 | 0 | 0 | -0.09 | -0.08 | -0.06 | 0 |  | 0.36 | 0.33 | 0.23 | 19.15 | 1140.65 | 0.5
D | 4002 | 2020-07-17 | 8 | ON | 12.56 | 7.28 | 0.12 | 0.02 | 0.26 | 0.56 | 0 | -0.01 | -0.05 | -0.06 | 0 |  | 0.36 | 0.33 | 0.23 | 21.6 | 1232.975 | 0.96
D | 4002 | 2020-07-17 | 9 | ON | 14.56 | 7.28 | 0.12 | 0.02 | 0.21 | 0.53 | 0 | -0.01 | -0.09 | -0.06 | 0 |  | 0.36 | 0.33 | 0.23 | 23.48 | 1310.275 | 0.88
D | 4002 | 2020-07-17 | 10 | ON | 15.08 | 7.28 | 0.12 | 0.02 | 0.08 | 0.51 | 0 | -0.03 | -0.09 | -0.06 | 0 |  | 0.36 | 0.33 | 0.23 | 23.83 | 1364.578 | 0.73
D | 4002 | 2020-07-17 | 11 | ON | 16.07 | 7.28 | 0.12 | 0.02 | 0.07 | 0.49 | 0 | -0.01 | -0.06 | -0.06 | 0 |  | 0.36 | 0.33 | 0.23 | 24.84 | 1406.675 | 0.7
D | 4002 | 2020-07-17 | 12 | ON | 16.59 | 7.28 | 0.12 | 0.02 | 0.07 | 0.49 | 0 | -0.01 | -0.08 | -0.06 | 0 |  | 0.36 | 0.33 | 0.23 | 25.34 | 1426.269 | 0.7
D | 4002 | 2020-07-17 | 13 | ON | 16.85 | 7.28 | 0.12 | 0.02 | 0.06 | 0.48 | 0.01 | -0.02 | -0.08 | -0.06 | 0 |  | 0.36 | 0.33 | 0.23 | 25.58 | 1431.953 | 0.69
D | 4002 | 2020-07-17 | 14 | ON | 22.71 | 7.28 | 0.12 | 0.02 | 0.11 | 0.48 | 0.13 | -0.02 | -0.11 | -0.06 | 0 |  | 0.36 | 0.33 | 0.23 | 31.58 | 1426.309 | 0.86
D | 4002 | 2020-07-17 | 15 | ON | 18.67 | 7.28 | 0.12 | 0.02 | 0.14 | 0.48 | 0.13 | 0.01 | -0.11 | -0.06 | 0 |  | 0.36 | 0.33 | 0.23 | 27.6 | 1410.328 | 0.89
D | 4002 | 2020-07-17 | 16 | ON | 14.52 | 7.28 | 0.12 | 0.02 | 0.08 | 0.49 | 0 | -0.01 | -0.12 | -0.06 | 0 |  | 0.36 | 0.33 | 0.23 | 23.24 | 1396.75 | 0.71
D | 4002 | 2020-07-17 | 17 | ON | 17.29 | 7.28 | 0.12 | 0.02 | 0.07 | 0.48 | 0 | -0.03 | -0.12 | -0.06 | 0 |  | 0.36 | 0.33 | 0.23 | 25.97 | 1407.001 | 0.69
D | 4002 | 2020-07-17 | 18 | ON | 17.82 | 7.28 | 0.12 | 0.02 | 0.07 | 0.47 | 0 | -0.04 | -0.14 | -0.06 | 0 |  | 0.36 | 0.33 | 0.23 | 26.46 | 1437.766 | 0.68
D | 4002 | 2020-07-17 | 19 | ON | 20.66 | 7.28 | 0.12 | 0.02 | 0.14 | 0.46 | 0.04 | -0.06 | -0.18 | -0.06 | 0 |  | 0.36 | 0.33 | 0.23 | 29.34 | 1442.419 | 0.78
D | 4002 | 2020-07-17 | 20 | ON | 27.44 | 7.28 | 0.12 | 0.02 | 0.28 | 0.47 | 0.34 | -0.04 | -0.12 | -0.06 | 0 |  | 0.36 | 0.33 | 0.23 | 36.65 | 1422.157 | 1.23
D | 4002 | 2020-07-17 | 21 | ON | 23.22 | 7.28 | 0.12 | 0.02 | 0.13 | 0.47 | 0.24 | -0.03 | -0.13 | -0.06 | 0 |  | 0.36 | 0.33 | 0.23 | 32.18 | 1406.104 | 0.98
D | 4002 | 2020-07-17 | 22 | ON | 17.47 | 7.28 | 0.12 | 0.02 | 0.08 | 0.48 | 0.03 | -0.02 | -0.1 | -0.06 | 0 |  | 0.36 | 0.33 | 0.23 | 26.22 | 1367.217 | 0.73
D | 4002 | 2020-07-17 | 23 | ON | 15.62 | 7.28 | 0.12 | 0.02 | 0.15 | 0.52 | 0 | -0.01 | -0.09 | -0.06 | 0 |  | 0.36 | 0.33 | 0.23 | 24.47 | 1265.977 | 0.81
D | 4002 | 2020-07-17 | 24 | OFF | 14.57 | 7.28 | 0.12 | 0.02 | 0.22 | 0 | 0 | -0.02 | -0.1 | -0.06 | 0 |  | 0.36 | 0.33 | 0.23 | 22.95 | 1164.327 | 0.36
D | 4002 | 2020-07-18 | 1 | OFF | 12.51 | 7.28 | 0.22 | 0.01 | 0.06 | 0 | 0 | 0.02 | -0.13 | -0.06 | 0 |  | 0.36 | 0.33 | 0.23 | 20.83 | 1077.352 | 0.29
D | 4002 | 2020-07-18 | 2 | OFF | 14.08 | 7.28 | 0.22 | 0.01 | 0.07 | 0 | 0 | -0.01 | -0.06 | -0.06 | 0 |  | 0.36 | 0.33 | 0.23 | 22.45 | 1022.026 | 0.3
D | 4002 | 2020-07-18 | 3 | OFF | 13.91 | 7.28 | 0.22 | 0.01 | 0.09 | 0 | 0 | -0.03 | -0.05 | -0.06 | 0 |  | 0.36 | 0.33 | 0.23 | 22.29 | 989.882 | 0.32
D | 4002 | 2020-07-18 | 4 | OFF | 12.89 | 7.28 | 0.22 | 0.01 | 0.08 | 0 | 0 | -0.04 | -0.07 | -0.06 | 0 |  | 0.36 | 0.33 | 0.23 | 21.23 | 975.565 | 0.31
D | 4002 | 2020-07-18 | 5 | OFF | 12.57 | 7.28 | 0.22 | 0.01 | 0.11 | 0 | 0 | -0.03 | -0.06 | -0.06 | 0 |  | 0.36 | 0.33 | 0.23 | 20.96 | 976.527 | 0.34
D | 4002 | 2020-07-18 | 6 | OFF | 13.96 | 7.28 | 0.22 | 0.01 | 0.08 | 0 | 0 | -0.04 | -0.06 | -0.06 | 0 |  | 0.36 | 0.33 | 0.23 | 22.31 | 993.322 | 0.31
D | 4002 | 2020-07-18 | 7 | OFF | 13.07 | 7.28 | 0.22 | 0.01 | 0.19 | 0 | 0 | -0.05 | -0.08 | -0.06 | 0 |  | 0.36 | 0.33 | 0.23 | 21.5 | 1046.177 | 0.42
D | 4002 | 2020-07-18 | 8 | OFF | 12.21 | 7.28 | 0.22 | 0.01 | 0.2 | 0 | 0 | 0 | -0.09 | -0.06 | 0 |  | 0.36 | 0.33 | 0.23 | 20.69 | 1144.808 | 0.43
D | 4002 | 2020-07-18 | 9 | OFF | 10.2 | 7.28 | 0.22 | 0.01 | 0.18 | 0 | 0 | 0 | -0.13 | -0.06 | 0 |  | 0.36 | 0.33 | 0.23 | 18.62 | 1278.553 | 0.41
D | 4002 | 2020-07-18 | 10 | OFF | 11.99 | 7.28 | 0.22 | 0.01 | 0.11 | 0 | 0 | -0.01 | -0.1 | -0.06 | 0 |  | 0.36 | 0.33 | 0.23 | 20.36 | 1410.48 | 0.34
D | 4002 | 2020-07-18 | 11 | OFF | 15.86 | 7.28 | 0.22 | 0.01 | 0.05 | 0 | 0 | 0.02 | -0.08 | -0.06 | 0 |  | 0.36 | 0.33 | 0.23 | 24.22 | 1529.61 | 0.28
D | 4002 | 2020-07-18 | 12 | OFF | 17.31 | 7.28 | 0.22 | 0.01 | 0.05 | 0 | 0 | -0.01 | -0.08 | -0.06 | 0 |  | 0.36 | 0.33 | 0.23 | 25.64 | 1638.216 | 0.28
D | 4002 | 2020-07-18 | 13 | OFF | 17.75 | 7.28 | 0.22 | 0.01 | 0.06 | 0 | 0 | -0.01 | -0.1 | -0.06 | 0 |  | 0.36 | 0.33 | 0.23 | 26.07 | 1707.622 | 0.29
D | 4002 | 2020-07-18 | 14 | OFF | 18.57 | 7.28 | 0.22 | 0.01 | 0.05 | 0 | 0 | -0.01 | -0.11 | -0.06 | 0 |  | 0.36 | 0.33 | 0.23 | 26.87 | 1762.125 | 0.28
D | 4002 | 2020-07-18 | 15 | OFF | 18.09 | 7.28 | 0.22 | 0.01 | 0.06 | 0 | 0 | -0.02 | -0.11 | -0.06 | 0 |  | 0.36 | 0.33 | 0.23 | 26.39 | 1810.483 | 0.29
D | 4002 | 2020-07-18 | 16 | OFF | 19.83 | 7.28 | 0.22 | 0.01 | 0.16 | 0 | 0 | -0.02 | -0.15 | -0.06 | 0 |  | 0.36 | 0.33 | 0.23 | 28.19 | 1860.865 | 0.39
D | 4002 | 2020-07-18 | 17 | OFF | 23.21 | 7.28 | 0.22 | 0.01 | 0.07 | 0 | 0 | -0.03 | -0.19 | -0.06 | 0 |  | 0.36 | 0.33 | 0.23 | 31.43 | 1908.452 | 0.3
D | 4002 | 2020-07-18 | 18 | OFF | 24.62 | 7.28 | 0.22 | 0.01 | 0.09 | 0 | 0 | -0.07 | -0.18 | -0.06 | 0 |  | 0.36 | 0.33 | 0.23 | 32.83 | 1951.753 | 0.32
D | 4002 | 2020-07-18 | 19 | OFF | 25.67 | 7.28 | 0.22 | 0.01 | 0.08 | 0 | 0 | -0.05 | -0.17 | -0.06 | 0 |  | 0.36 | 0.33 | 0.23 | 33.9 | 1940.644 | 0.31
D | 4002 | 2020-07-18 | 20 | OFF | 27.43 | 7.28 | 0.22 | 0.01 | 0.12 | 0 | 0.04 | -0.04 | -0.11 | -0.06 | 0 |  | 0.36 | 0.33 | 0.23 | 35.81 | 1862.609 | 0.39
D | 4002 | 2020-07-18 | 21 | OFF | 24.5 | 7.28 | 0.22 | 0.01 | 0.13 | 0 | 0.01 | -0.04 | -0.15 | -0.06 | 0 |  | 0.36 | 0.33 | 0.23 | 32.82 | 1784.537 | 0.37
D | 4002 | 2020-07-18 | 22 | OFF | 23.79 | 7.28 | 0.22 | 0.01 | 0.12 | 0 | 0 | -0.03 | -0.04 | -0.06 | 0 |  | 0.36 | 0.33 | 0.23 | 32.21 | 1692.787 | 0.35
D | 4002 | 2020-07-18 | 23 | OFF | 18.47 | 7.28 | 0.22 | 0.01 | 0.12 | 0 | 0 | -0.03 | -0.1 | -0.06 | 0 |  | 0.36 | 0.33 | 0.23 | 26.83 | 1549.89 | 0.35
D | 4002 | 2020-07-18 | 24 | OFF | 16.27 | 7.28 | 0.22 | 0.01 | 0.13 | 0 | 0 | -0.02 | -0.1 | -0.06 | 0 |  | 0.36 | 0.33 | 0.23 | 24.65 | 1407.707 | 0.36
D | 4002 | 2020-07-19 | 1 | OFF | 16.17 | 7.28 | 0.23 | 0.01 | 0.13 | 0 | 0 | -0.01 | -0.11 | -0.06 | 0 |  | 0.36 | 0.33 | 0.23 | 24.56 | 1292.641 | 0.37
D | 4002 | 2020-07-19 | 2 | OFF | 15.97 | 7.28 | 0.23 | 0.01 | 0.05 | 0 | 0 | -0.02 | -0.04 | -0.06 | 0 |  | 0.36 | 0.33 | 0.23 | 24.34 | 1210.36 | 0.29
D | 4002 | 2020-07-19 | 3 | OFF | 15.21 | 7.28 | 0.23 | 0.01 | 0.1 | 0 | 0 | -0.01 | -0.03 | -0.06 | 0 |  | 0.36 | 0.33 | 0.23 | 23.65 | 1153.434 | 0.34
D | 4002 | 2020-07-19 | 4 | OFF | 14.91 | 7.28 | 0.23 | 0.01 | 0.07 | 0 | 0 | -0.01 | -0.04 | -0.06 | 0 |  | 0.36 | 0.33 | 0.23 | 23.31 | 1117.078 | 0.31
D | 4002 | 2020-07-19 | 5 | OFF | 14.34 | 7.28 | 0.23 | 0.01 | 0.08 | 0 | 0 | -0.03 | -0.04 | -0.06 | 0 |  | 0.36 | 0.33 | 0.23 | 22.73 | 1098.223 | 0.32
D | 4002 | 2020-07-19 | 6 | OFF | 8.8 | 7.28 | 0.23 | 0.01 | 0.1 | 0 | 0 | -0.03 | -0.04 | -0.06 | 0 |  | 0.36 | 0.33 | 0.23 | 17.21 | 1093.49 | 0.34
D | 4002 | 2020-07-19 | 7 | OFF | 3.44 | 7.28 | 0.23 | 0.01 | 0.24 | 0 | 0 | -0.01 | -0.05 | -0.06 | 0 |  | 0.36 | 0.33 | 0.23 | 12 | 1125.412 | 0.48
D | 4002 | 2020-07-19 | 8 | OFF | 9.98 | 7.28 | 0.23 | 0.01 | 0.15 | 0 | 0 | -0.01 | -0.01 | -0.06 | 0 |  | 0.36 | 0.33 | 0.23 | 18.49 | 1227.324 | 0.39
D | 4002 | 2020-07-19 | 9 | OFF | 6.23 | 7.28 | 0.23 | 0.01 | 0.46 | 0 | 0 | 0 | -0.06 | -0.06 | 0 |  | 0.36 | 0.33 | 0.23 | 15.01 | 1375.158 | 0.7
D | 4002 | 2020-07-19 | 10 | OFF | 13.83 | 7.28 | 0.23 | 0.01 | 0.26 | 0 | 0 | -0.02 | -0.07 | -0.06 | 0 |  | 0.36 | 0.33 | 0.23 | 22.38 | 1537.714 | 0.5
D | 4002 | 2020-07-19 | 11 | OFF | 17.07 | 7.28 | 0.23 | 0.01 | 0.04 | 0 | 0 | -0.03 | -0.06 | -0.06 | 0 |  | 0.36 | 0.33 | 0.23 | 25.4 | 1688.228 | 0.28
D | 4002 | 2020-07-19 | 12 | OFF | 18.37 | 7.28 | 0.23 | 0.01 | 0.04 | 0 | 0 | -0.04 | -0.09 | -0.06 | 0 |  | 0.36 | 0.33 | 0.23 | 26.66 | 1829.969 | 0.28
D | 4002 | 2020-07-19 | 13 | OFF | 20.62 | 7.28 | 0.23 | 0.01 | 0.09 | 0 | 0 | -0.03 | -0.12 | -0.06 | 0 |  | 0.36 | 0.33 | 0.23 | 28.94 | 1931.03 | 0.33
D | 4002 | 2020-07-19 | 14 | OFF | 24.14 | 7.28 | 0.23 | 0.01 | 0.09 | 0 | 0 | -0.02 | -0.16 | -0.06 | 0 |  | 0.36 | 0.33 | 0.23 | 32.43 | 2001.184 | 0.33
D | 4002 | 2020-07-19 | 15 | OFF | 26.83 | 7.28 | 0.23 | 0.01 | 0.1 | 0 | 0 | -0.03 | -0.18 | -0.06 | 0 |  | 0.36 | 0.33 | 0.23 | 35.1 | 2056.552 | 0.34
D | 4002 | 2020-07-19 | 16 | OFF | 24.88 | 7.28 | 0.23 | 0.01 | 0.08 | 0 | 0 | -0.01 | -0.24 | -0.06 | 0 |  | 0.36 | 0.33 | 0.23 | 33.09 | 2108.072 | 0.32
D | 4002 | 2020-07-19 | 17 | OFF | 26.59 | 7.28 | 0.23 | 0.01 | 0.07 | 0 | 0 | -0.04 | -0.23 | -0.06 | 0 |  | 0.36 | 0.33 | 0.23 | 34.77 | 2161.569 | 0.31
D | 4002 | 2020-07-19 | 18 | OFF | 30.62 | 7.28 | 0.23 | 0.01 | 0.1 | 0 | 0.02 | -0.03 | -0.29 | -0.06 | 0 |  | 0.36 | 0.33 | 0.23 | 38.8 | 2192.196 | 0.36
D | 4002 | 2020-07-19 | 19 | OFF | 28.65 | 7.28 | 0.23 | 0.01 | 0.16 | 0 | 0 | 0.01 | -0.26 | -0.06 | 0 |  | 0.36 | 0.33 | 0.23 | 36.94 | 2149.566 | 0.4
D | 4002 | 2020-07-19 | 20 | OFF | 25.33 | 7.28 | 0.23 | 0.01 | 0.08 | 0 | 0 | -0.02 | -0.23 | -0.06 | 0 |  | 0.36 | 0.33 | 0.23 | 33.54 | 2090.358 | 0.32
D | 4002 | 2020-07-19 | 21 | OFF | 26 | 7.28 | 0.23 | 0.01 | 0.08 | 0 | 0 | -0.03 | -0.19 | -0.06 | 0 |  | 0.36 | 0.33 | 0.23 | 34.24 | 2038.498 | 0.32
D | 4002 | 2020-07-19 | 22 | OFF | 25.54 | 7.28 | 0.23 | 0.01 | 0.1 | 0 | 0 | -0.01 | -0.15 | -0.06 | 0 |  | 0.36 | 0.33 | 0.23 | 33.86 | 1939.77 | 0.34
D | 4002 | 2020-07-19 | 23 | OFF | 22.16 | 7.28 | 0.23 | 0.01 | 0.11 | 0 | 0 | 0.01 | -0.09 | -0.06 | 0 |  | 0.36 | 0.33 | 0.23 | 30.57 | 1780.169 | 0.35
D | 4002 | 2020-07-19 | 24 | OFF | 23.99 | 7.28 | 0.23 | 0.01 | 0.14 | 0 | 0 | -0.02 | -0.19 | -0.06 | 0 |  | 0.36 | 0.33 | 0.23 | 32.3 | 1638.04 | 0.38
D | 4002 | 2020-07-20 | 1 | OFF | 26.31 | 7.28 | 0.2 | 0.03 | 0.09 | 0 | 0 | -0.03 | -0.13 | -0.06 | 0 |  | 0.36 | 0.33 | 0.23 | 34.61 | 1539.812 | 0.32
D | 4002 | 2020-07-20 | 2 | OFF | 26.54 | 7.28 | 0.2 | 0.03 | 0.13 | 0 | 0 | -0.01 | -0.09 | -0.06 | 0 |  | 0.36 | 0.33 | 0.23 | 34.94 | 1468.69 | 0.36
D | 4002 | 2020-07-20 | 3 | OFF | 22.57 | 7.28 | 0.2 | 0.03 | 0.14 | 0 | 0 | 0.01 | -0.06 | -0.06 | 0 |  | 0.36 | 0.33 | 0.23 | 31.03 | 1411.242 | 0.37
D | 4002 | 2020-07-20 | 4 | OFF | 18.95 | 7.28 | 0.2 | 0.03 | 0.09 | 0 | 0 | -0.01 | -0.07 | -0.06 | 0 |  | 0.36 | 0.33 | 0.23 | 27.33 | 1376.79 | 0.32
D | 4002 | 2020-07-20 | 5 | OFF | 19.85 | 7.28 | 0.2 | 0.03 | 0.09 | 0 | 0 | 0 | -0.06 | -0.06 | 0 |  | 0.36 | 0.33 | 0.23 | 28.25 | 1381.69 | 0.32
D | 4002 | 2020-07-20 | 6 | OFF | 21.45 | 7.28 | 0.2 | 0.03 | 0.15 | 0 | 0 | 0.01 | -0.08 | -0.06 | 0 |  | 0.36 | 0.33 | 0.23 | 29.9 | 1439.124 | 0.38
D | 4002 | 2020-07-20 | 7 | OFF | 21.01 | 7.28 | 0.2 | 0.03 | 0.18 | 0 | 0 | 0.01 | -0.12 | -0.06 | 0 |  | 0.36 | 0.33 | 0.23 | 29.45 | 1558.677 | 0.41
D | 4002 | 2020-07-20 | 8 | ON | 31.22 | 7.28 | 0.2 | 0.03 | 0.29 | 0.42 | 0 | -0.01 | 0.06 | -0.06 | 0 |  | 0.36 | 0.33 | 0.23 | 40.35 | 1705.003 | 0.94
D | 4002 | 2020-07-20 | 9 | ON | 35.52 | 7.28 | 0.2 | 0.03 | 0.57 | 0.38 | 0 | 0.07 | -0.25 | -0.06 | 0 |  | 0.36 | 0.33 | 0.23 | 44.66 | 1850.756 | 1.18
D | 4002 | 2020-07-20 | 10 | ON | 21.1 | 7.28 | 0.2 | 0.03 | 0.11 | 0.38 | 0 | 0.04 | -0.14 | -0.06 | 0 |  | 0.36 | 0.33 | 0.23 | 29.86 | 1931.794 | 0.72
D | 4002 | 2020-07-20 | 11 | ON | 20.99 | 7.28 | 0.2 | 0.03 | 0.05 | 0.36 | 0 | 0.04 | -0.15 | -0.06 | 0 |  | 0.36 | 0.33 | 0.23 | 29.66 | 2031.077 | 0.64
D | 4002 | 2020-07-20 | 12 | ON | 22.62 | 7.28 | 0.2 | 0.03 | 0.05 | 0.34 | 0 | 0.05 | -0.17 | -0.06 | 0 |  | 0.36 | 0.33 | 0.23 | 31.26 | 2141.024 | 0.62
D | 4002 | 2020-07-20 | 13 | ON | 27.72 | 7.28 | 0.2 | 0.03 | 0.06 | 0.32 | 0 | -0.03 | -0.22 | -0.06 | 0 |  | 0.36 | 0.33 | 0.23 | 36.22 | 2212.209 | 0.61
D | 4002 | 2020-07-20 | 14 | ON | 38.83 | 7.28 | 0.2 | 0.03 | 0.11 | 0.31 | 0.01 | 0.02 | -0.27 | -0.06 | 0 |  | 0.36 | 0.33 | 0.23 | 47.38 | 2258.752 | 0.66
D | 4002 | 2020-07-20 | 15 | ON | 29.99 | 7.28 | 0.2 | 0.03 | 0.07 | 0.31 | 0 | 0.02 | -0.3 | -0.06 | 0 |  | 0.36 | 0.33 | 0.23 | 38.46 | 2287.565 | 0.61
D | 4002 | 2020-07-20 | 16 | ON | 28.42 | 7.28 | 0.2 | 0.03 | 0.04 | 0.3 | 0 | 0.02 | -0.31 | -0.06 | 0 |  | 0.36 | 0.33 | 0.23 | 36.84 | 2294.08 | 0.57
D | 4002 | 2020-07-20 | 17 | ON | 26.96 | 7.28 | 0.2 | 0.03 | 0.06 | 0.3 | 0 | 0.01 | -0.32 | -0.06 | 0 |  | 0.36 | 0.33 | 0.23 | 35.38 | 2292.055 | 0.59
D | 4002 | 2020-07-20 | 18 | ON | 39.76 | 7.28 | 0.2 | 0.03 | 0.05 | 0.3 | 0 | -0.1 | -0.33 | -0.06 | 0 |  | 0.36 | 0.33 | 0.23 | 48.05 | 2298.178 | 0.58
D | 4002 | 2020-07-20 | 19 | ON | 56.3 | 7.28 | 0.2 | 0.03 | 0.23 | 0.3 | 0.02 | -0.06 | -0.38 | -0.06 | 0 |  | 0.36 | 0.33 | 0.23 | 64.78 | 2259.67 | 0.78
D | 4002 | 2020-07-20 | 20 | ON | 43.4 | 7.28 | 0.2 | 0.03 | 0.16 | 0.31 | 0.01 | 0.02 | -0.24 | -0.06 | 0 |  | 0.36 | 0.33 | 0.23 | 52.03 | 2158.979 | 0.71
D | 4002 | 2020-07-20 | 21 | ON | 35.04 | 7.28 | 0.2 | 0.03 | 0.07 | 0.33 | 0 | 0 | -0.19 | -0.06 | 0 |  | 0.36 | 0.33 | 0.23 | 43.62 | 2046.171 | 0.63
D | 4002 | 2020-07-20 | 22 | ON | 27.94 | 7.28 | 0.2 | 0.03 | 0.06 | 0.35 | 0 | 0.01 | -0.07 | -0.06 | 0 |  | 0.36 | 0.33 | 0.23 | 36.66 | 1916.008 | 0.64
D | 4002 | 2020-07-20 | 23 | ON | 20.99 | 7.28 | 0.2 | 0.03 | 0.11 | 0.38 | 0 | 0.02 | -0.1 | -0.06 | 0 |  | 0.36 | 0.33 | 0.23 | 29.77 | 1730.262 | 0.72
D | 4002 | 2020-07-20 | 24 | OFF | 19.55 | 7.28 | 0.2 | 0.03 | 0.08 | 0 | 0 | -0.02 | -0.17 | -0.06 | 0 |  | 0.36 | 0.33 | 0.23 | 27.81 | 1555.96 | 0.31
D | 4002 | 2020-07-21 | 1 | OFF | 21.6 | 7.28 | 0.2 | 0.02 | 0.06 | 0 | 0 | 0.04 | -0.14 | -0.06 | 0 |  | 0.36 | 0.33 | 0.23 | 29.92 | 1427.473 | 0.28
D | 4002 | 2020-07-21 | 2 | OFF | 23.26 | 7.28 | 0.2 | 0.02 | 0.05 | 0 | 0 | 0.01 | -0.07 | -0.06 | 0 |  | 0.36 | 0.33 | 0.23 | 31.61 | 1338.187 | 0.27
D | 4002 | 2020-07-21 | 3 | OFF | 20.15 | 7.28 | 0.2 | 0.02 | 0.06 | 0 | 0 | 0.03 | -0.06 | -0.06 | 0 |  | 0.36 | 0.33 | 0.23 | 28.54 | 1278.43 | 0.28
D | 4002 | 2020-07-21 | 4 | OFF | 18.37 | 7.28 | 0.2 | 0.02 | 0.06 | 0 | 0 | 0 | -0.06 | -0.06 | 0 |  | 0.36 | 0.33 | 0.23 | 26.73 | 1242.013 | 0.28
D | 4002 | 2020-07-21 | 5 | OFF | 17.26 | 7.28 | 0.2 | 0.02 | 0.05 | 0 | 0 | -0.01 | -0.06 | -0.06 | 0 |  | 0.36 | 0.33 | 0.23 | 25.6 | 1240.296 | 0.27
D | 4002 | 2020-07-21 | 6 | OFF | 17.68 | 7.28 | 0.2 | 0.02 | 0.11 | 0 | 0 | -0.01 | -0.05 | -0.06 | 0 |  | 0.36 | 0.33 | 0.23 | 26.09 | 1281.305 | 0.33
D | 4002 | 2020-07-21 | 7 | OFF | 18.59 | 7.28 | 0.2 | 0.02 | 0.2 | 0 | 0 | -0.01 | -0.07 | -0.06 | 0 |  | 0.36 | 0.33 | 0.23 | 27.07 | 1392.476 | 0.42
D | 4002 | 2020-07-21 | 8 | ON | 20.36 | 7.28 | 0.2 | 0.02 | 0.16 | 0.45 | 0 | 0.04 | -0.09 | -0.06 | 0 |  | 0.36 | 0.33 | 0.23 | 29.28 | 1539.72 | 0.83
D | 4002 | 2020-07-21 | 9 | ON | 21.4 | 7.28 | 0.2 | 0.02 | 0.12 | 0.42 | 0 | 0.04 | -0.13 | -0.06 | 0 |  | 0.36 | 0.33 | 0.23 | 30.21 | 1672.564 | 0.76
D | 4002 | 2020-07-21 | 10 | ON | 20.45 | 7.28 | 0.2 | 0.02 | 0.06 | 0.4 | 0.01 | -0.01 | -0.11 | -0.06 | 0 |  | 0.36 | 0.33 | 0.23 | 29.16 | 1763.788 | 0.69
D | 4002 | 2020-07-21 | 11 | ON | 22.49 | 7.28 | 0.2 | 0.02 | 0.09 | 0.38 | 0.03 | -0.01 | -0.13 | -0.06 | 0 |  | 0.36 | 0.33 | 0.23 | 31.21 | 1851.412 | 0.72
D | 4002 | 2020-07-21 | 12 | ON | 20.3 | 7.28 | 0.2 | 0.02 | 0.05 | 0.37 | 0 | 0 | -0.11 | -0.06 | 0 |  | 0.36 | 0.33 | 0.23 | 28.97 | 1916.582 | 0.64
D | 4002 | 2020-07-21 | 13 | ON | 23.67 | 7.28 | 0.2 | 0.02 | 0.05 | 0.35 | 0.01 | -0.02 | -0.14 | -0.06 | 0 |  | 0.36 | 0.33 | 0.23 | 32.28 | 1970.449 | 0.63
D | 4002 | 2020-07-21 | 14 | ON | 28.58 | 7.28 | 0.2 | 0.02 | 0.07 | 0.34 | 0 | 0.01 | -0.17 | -0.06 | 0 |  | 0.36 | 0.33 | 0.23 | 37.19 | 2022.103 | 0.63
D | 4002 | 2020-07-21 | 15 | ON | 25.39 | 7.28 | 0.2 | 0.02 | 0.06 | 0.33 | 0 | 0.02 | -0.18 | -0.06 | 0 |  | 0.36 | 0.33 | 0.23 | 33.98 | 2053.34 | 0.61
D | 4002 | 2020-07-21 | 16 | ON | 24.58 | 7.28 | 0.2 | 0.02 | 0.06 | 0.33 | 0 | 0.03 | -0.18 | -0.06 | 0 |  | 0.36 | 0.33 | 0.23 | 33.18 | 2086.313 | 0.61
D | 4002 | 2020-07-21 | 17 | ON | 34.76 | 7.28 | 0.2 | 0.02 | 0.07 | 0.32 | 0.1 | 0 | -0.18 | -0.06 | 0 |  | 0.36 | 0.33 | 0.23 | 43.43 | 2113.628 | 0.71
D | 4002 | 2020-07-21 | 18 | ON | 34.97 | 7.28 | 0.2 | 0.02 | 0.1 | 0.32 | 0.08 | 0.01 | -0.28 | -0.06 | 0 |  | 0.36 | 0.33 | 0.23 | 43.56 | 2129.504 | 0.72
D | 4002 | 2020-07-21 | 19 | ON | 28.1 | 7.28 | 0.2 | 0.02 | 0.09 | 0.32 | 0 | 0 | -0.2 | -0.06 | 0 |  | 0.36 | 0.33 | 0.23 | 36.67 | 2097.977 | 0.63
D | 4002 | 2020-07-21 | 20 | ON | 28.36 | 7.28 | 0.2 | 0.02 | 0.1 | 0.33 | 0.01 | 0.03 | -0.1 | -0.06 | 0 |  | 0.36 | 0.33 | 0.23 | 37.09 | 1999.715 | 0.66
D | 4002 | 2020-07-21 | 21 | ON | 26.46 | 7.28 | 0.2 | 0.02 | 0.08 | 0.35 | 0 | 0.03 | -0.13 | -0.06 | 0 |  | 0.36 | 0.33 | 0.23 | 35.15 | 1902.226 | 0.65
D | 4002 | 2020-07-21 | 22 | ON | 24.99 | 7.28 | 0.2 | 0.02 | 0.07 | 0.37 | 0 | 0.03 | -0.01 | -0.06 | 0 |  | 0.36 | 0.33 | 0.23 | 33.81 | 1780.203 | 0.66
D | 4002 | 2020-07-21 | 23 | ON | 19.23 | 7.28 | 0.2 | 0.02 | 0.12 | 0.41 | 0 | 0.03 | -0.08 | -0.06 | 0 |  | 0.36 | 0.33 | 0.23 | 28.07 | 1596.024 | 0.75
D | 4002 | 2020-07-21 | 24 | OFF | 23.53 | 7.28 | 0.2 | 0.02 | 0.17 | 0 | 0.02 | -0.05 | -0.08 | -0.06 | 0 |  | 0.36 | 0.33 | 0.23 | 31.95 | 1441.457 | 0.41
D | 4002 | 2020-07-22 | 1 | OFF | 18.64 | 7.28 | 0.55 | 0.05 | 0.16 | 0 | 0 | -0.01 | -0.05 | -0.06 | 0 |  | 0.36 | 0.33 | 0.23 | 27.48 | 1327.982 | 0.76
D | 4002 | 2020-07-22 | 2 | OFF | 16.21 | 7.28 | 0.55 | 0.05 | 0.05 | 0 | 0 | 0 | -0.07 | -0.06 | 0 |  | 0.36 | 0.33 | 0.23 | 24.93 | 1255.662 | 0.65
D | 4002 | 2020-07-22 | 3 | OFF | 16.15 | 7.28 | 0.55 | 0.05 | 0.02 | 0 | 0 | -0.02 | -0.05 | -0.06 | 0 |  | 0.36 | 0.33 | 0.23 | 24.84 | 1210.675 | 0.62
D | 4002 | 2020-07-22 | 4 | OFF | 17.34 | 7.28 | 0.55 | 0.05 | 0.06 | 0 | 0 | -0.03 | -0.04 | -0.06 | 0 |  | 0.36 | 0.33 | 0.23 | 26.07 | 1190.105 | 0.66
D | 4002 | 2020-07-22 | 5 | OFF | 16.73 | 7.28 | 0.55 | 0.05 | 0.05 | 0 | 0 | 0 | -0.05 | -0.06 | 0 |  | 0.36 | 0.33 | 0.23 | 25.47 | 1201.146 | 0.65
D | 4002 | 2020-07-22 | 6 | OFF | 17.93 | 7.28 | 0.55 | 0.05 | 0.12 | 0 | 0 | -0.01 | -0.04 | -0.06 | 0 |  | 0.36 | 0.33 | 0.23 | 26.74 | 1258.367 | 0.72
D | 4002 | 2020-07-22 | 7 | OFF | 17.88 | 7.28 | 0.55 | 0.05 | 0.19 | 0 | 0 | 0 | -0.05 | -0.06 | 0 |  | 0.36 | 0.33 | 0.23 | 26.76 | 1355.438 | 0.79
D | 4002 | 2020-07-22 | 8 | ON | 18.13 | 7.28 | 0.55 | 0.05 | 0.18 | 0.47 | 0 | -0.01 | -0.09 | -0.06 | 0 |  | 0.36 | 0.33 | 0.23 | 27.42 | 1466.039 | 1.25
D | 4002 | 2020-07-22 | 9 | ON | 20.84 | 7.28 | 0.55 | 0.05 | 0.14 | 0.44 | 0.11 | 0 | -0.09 | -0.06 | 0 |  | 0.36 | 0.33 | 0.23 | 30.18 | 1551.097 | 1.29
D | 4002 | 2020-07-22 | 10 | ON | 21.17 | 7.28 | 0.55 | 0.05 | 0.1 | 0.43 | 0.11 | 0.08 | -0.12 | -0.06 | 0 |  | 0.36 | 0.33 | 0.23 | 30.51 | 1585.097 | 1.24
D | 4002 | 2020-07-22 | 11 | ON | 17.11 | 7.28 | 0.55 | 0.05 | 0.06 | 0.41 | 0.01 | 0 | -0.1 | -0.06 | 0 |  | 0.36 | 0.33 | 0.23 | 26.23 | 1616.142 | 1.08
D | 4002 | 2020-07-22 | 12 | ON | 17.09 | 7.28 | 0.55 | 0.05 | 0.04 | 0.4 | 0 | 0.03 | -0.1 | -0.06 | 0 |  | 0.36 | 0.33 | 0.23 | 26.2 | 1642.84 | 1.04
D | 4002 | 2020-07-22 | 13 | ON | 19.92 | 7.28 | 0.55 | 0.05 | 0.06 | 0.39 | 0 | 0.01 | -0.1 | -0.06 | 0 |  | 0.36 | 0.33 | 0.23 | 29.02 | 1659.404 | 1.05
D | 4002 | 2020-07-22 | 14 | ON | 21.31 | 7.28 | 0.55 | 0.05 | 0.04 | 0.38 | 0 | 0.02 | -0.11 | -0.06 | 0 |  | 0.36 | 0.33 | 0.23 | 30.38 | 1671.743 | 1.02
D | 4002 | 2020-07-22 | 15 | ON | 24.57 | 7.28 | 0.55 | 0.05 | 0.07 | 0.37 | 0.01 | 0.02 | -0.09 | -0.06 | 0 |  | 0.36 | 0.33 | 0.23 | 33.69 | 1682.296 | 1.05
D | 4002 | 2020-07-22 | 16 | ON | 35.14 | 7.28 | 0.55 | 0.05 | 0.14 | 0.36 | 0.04 | 0.01 | -0.13 | -0.06 | 0 |  | 0.36 | 0.33 | 0.23 | 44.3 | 1703.032 | 1.14
D | 4002 | 2020-07-22 | 17 | ON | 48.1 | 7.28 | 0.55 | 0.05 | 0.22 | 0.33 | 0.6 | 0.03 | -0.15 | -0.06 | 0 |  | 0.36 | 0.33 | 0.23 | 57.87 | 1735.771 | 1.75
D | 4002 | 2020-07-22 | 18 | ON | 82.05 | 7.28 | 0.55 | 0.05 | 2.76 | 0.26 | 2.4 | 0 | -0.11 | -0.06 | 0 |  | 0.36 | 0.33 | 0.23 | 96.1 | 1769.434 | 6.02
D | 4002 | 2020-07-22 | 19 | ON | 42.21 | 7.28 | 0.55 | 0.05 | 2.11 | 0.34 | 0.53 | -0.01 | -0.04 | -0.06 | 0 |  | 0.36 | 0.33 | 0.23 | 53.88 | 1741.659 | 3.58
D | 4002 | 2020-07-22 | 20 | ON | 30.68 | 7.28 | 0.55 | 0.05 | 0.09 | 0.35 | 0.06 | 0.01 | -0.1 | -0.06 | 0 |  | 0.36 | 0.33 | 0.23 | 39.83 | 1680.367 | 1.1
D | 4002 | 2020-07-22 | 21 | ON | 28.03 | 7.28 | 0.55 | 0.05 | 0.1 | 0.36 | 0.1 | 0.02 | -0.06 | -0.06 | 0 |  | 0.36 | 0.33 | 0.23 | 37.29 | 1633.911 | 1.16
D | 4002 | 2020-07-22 | 22 | ON | 26.29 | 7.28 | 0.55 | 0.05 | 0.13 | 0.38 | 0 | 0.03 | -0.05 | -0.06 | 0 |  | 0.36 | 0.33 | 0.23 | 35.52 | 1538.852 | 1.11
D | 4002 | 2020-07-22 | 23 | ON | 27.11 | 7.28 | 0.55 | 0.05 | 0.23 | 0.41 | 0 | 0 | -0.04 | -0.06 | 0 |  | 0.36 | 0.33 | 0.23 | 36.45 | 1403.856 | 1.24
D | 4002 | 2020-07-22 | 24 | OFF | 25.25 | 7.28 | 0.55 | 0.05 | 0.25 | 0 | 0.01 | -0.01 | 0.02 | -0.06 | 0 |  | 0.36 | 0.33 | 0.23 | 34.26 | 1288.584 | 0.86
D | 4002 | 2020-07-23 | 1 | OFF | 17.97 | 7.28 | 0.72 | 0.12 | 0.08 | 0 | 0 | 0.01 | -0.05 | -0.06 | 0 |  | 0.36 | 0.33 | 0.23 | 26.99 | 1207.773 | 0.92
D | 4002 | 2020-07-23 | 2 | OFF | 17.03 | 7.28 | 0.72 | 0.12 | 0.05 | 0 | 0 | 0 | -0.06 | -0.06 | 0 |  | 0.36 | 0.33 | 0.23 | 26 | 1154.434 | 0.89
D | 4002 | 2020-07-23 | 3 | OFF | 15.6 | 7.28 | 0.72 | 0.12 | 0.04 | 0 | 0 | 0 | -0.04 | -0.06 | 0 |  | 0.36 | 0.33 | 0.23 | 24.58 | 1120.015 | 0.88
D | 4002 | 2020-07-23 | 4 | OFF | 16.1 | 7.28 | 0.72 | 0.12 | 0.04 | 0 | 0 | -0.02 | -0.05 | -0.06 | 0 |  | 0.36 | 0.33 | 0.23 | 25.05 | 1109.693 | 0.88
D | 4002 | 2020-07-23 | 5 | OFF | 17.69 | 7.28 | 0.72 | 0.12 | 0.04 | 0 | 0 | -0.02 | -0.07 | -0.06 | 0 |  | 0.36 | 0.33 | 0.23 | 26.62 | 1128.393 | 0.88
D | 4002 | 2020-07-23 | 6 | OFF | 16.75 | 7.28 | 0.72 | 0.12 | 0.09 | 0 | 0 | 0.01 | -0.08 | -0.06 | 0 |  | 0.36 | 0.33 | 0.23 | 25.75 | 1197.513 | 0.93
D | 4002 | 2020-07-23 | 7 | OFF | 20.48 | 7.28 | 0.72 | 0.12 | 0.23 | 0 | 0 | -0.01 | -0.01 | -0.06 | 0 |  | 0.36 | 0.33 | 0.23 | 29.67 | 1307.94 | 1.07
D | 4002 | 2020-07-23 | 8 | ON | 18.78 | 7.28 | 0.72 | 0.12 | 0.15 | 0.43 | 0 | -0.01 | -0.12 | -0.06 | 0 |  | 0.36 | 0.33 | 0.23 | 28.21 | 1431.908 | 1.42
D | 4002 | 2020-07-23 | 9 | ON | 18.94 | 7.28 | 0.72 | 0.12 | 0.11 | 0.41 | 0 | 0 | -0.11 | -0.06 | 0 |  | 0.36 | 0.33 | 0.23 | 28.33 | 1524.536 | 1.36
D | 4002 | 2020-07-23 | 10 | ON | 20.64 | 7.28 | 0.72 | 0.12 | 0.09 | 0.39 | 0.06 | 0.02 | -0.1 | -0.06 | 0 |  | 0.36 | 0.33 | 0.23 | 30.08 | 1610.822 | 1.38
D | 4002 | 2020-07-23 | 11 | ON | 32.18 | 7.28 | 0.72 | 0.12 | 0.09 | 0.36 | 0.07 | -0.08 | 0.02 | -0.06 | 0 |  | 0.36 | 0.33 | 0.23 | 41.62 | 1725.75 | 1.36
D | 4002 | 2020-07-23 | 12 | ON | 41.92 | 7.28 | 0.72 | 0.12 | 0.19 | 0.34 | 0.23 | 0.04 | -0.17 | -0.06 | 0 |  | 0.36 | 0.33 | 0.23 | 51.53 | 1840.843 | 1.6
D | 4002 | 2020-07-23 | 13 | ON | 33.24 | 7.28 | 0.72 | 0.12 | 0.12 | 0.31 | 0.04 | 0.01 | -0.15 | -0.06 | 0 |  | 0.36 | 0.33 | 0.23 | 42.55 | 1936.698 | 1.31
D | 4002 | 2020-07-23 | 14 | ON | 39.34 | 7.28 | 0.72 | 0.12 | 0.11 | 0.3 | 0.21 | -0.02 | -0.21 | -0.06 | 0 |  | 0.36 | 0.33 | 0.23 | 48.71 | 1956.848 | 1.46
D | 4002 | 2020-07-23 | 15 | ON | 35.89 | 7.28 | 0.72 | 0.12 | 0.15 | 0.31 | 0.27 | -0.04 | -0.2 | -0.06 | 0 |  | 0.36 | 0.33 | 0.23 | 45.36 | 1898.36 | 1.57
D | 4002 | 2020-07-23 | 16 | ON | 70.76 | 7.28 | 0.72 | 0.12 | 2.17 | 0.31 | 0.69 | -0.11 | -0.16 | -0.06 | 0 |  | 0.36 | 0.33 | 0.23 | 82.64 | 1852.005 | 4.01
D | 4002 | 2020-07-23 | 17 | ON | 108.32 | 7.28 | 0.72 | 0.12 | 1.9 | 0.28 | 0.81 | 0.25 | -0.19 | -0.06 | 0 |  | 0.36 | 0.33 | 0.23 | 120.35 | 1840.259 | 3.83
D | 4002 | 2020-07-23 | 18 | ON | 31.73 | 7.28 | 0.72 | 0.12 | 0.21 | 0.32 | 0.04 | 0 | -0.24 | -0.06 | 0 |  | 0.36 | 0.33 | 0.23 | 41.04 | 1847.19 | 1.41
D | 4002 | 2020-07-23 | 19 | ON | 29.64 | 7.28 | 0.72 | 0.12 | 0.17 | 0.33 | 0.08 | -0.02 | -0.21 | -0.06 | 0 |  | 0.36 | 0.33 | 0.23 | 38.97 | 1816.557 | 1.42
D | 4002 | 2020-07-23 | 20 | ON | 27.77 | 7.28 | 0.72 | 0.12 | 0.18 | 0.34 | 0 | -0.01 | -0.15 | -0.06 | 0 |  | 0.36 | 0.33 | 0.23 | 37.11 | 1759.718 | 1.36
D | 4002 | 2020-07-23 | 21 | ON | 26.79 | 7.28 | 0.72 | 0.12 | 0.16 | 0.35 | 0.08 | -0.01 | -0.14 | -0.06 | 0 |  | 0.36 | 0.33 | 0.23 | 36.21 | 1715.65 | 1.43
D | 4002 | 2020-07-23 | 22 | ON | 24.7 | 7.28 | 0.72 | 0.12 | 0.1 | 0.37 | 0.07 | 0.04 | -0.06 | -0.06 | 0 |  | 0.36 | 0.33 | 0.23 | 34.2 | 1627.712 | 1.38
D | 4002 | 2020-07-23 | 23 | ON | 25.97 | 7.28 | 0.72 | 0.12 | 0.19 | 0.41 | 0.24 | 0 | 0.03 | -0.06 | 0 |  | 0.36 | 0.33 | 0.23 | 35.82 | 1492.307 | 1.68
D | 4002 | 2020-07-23 | 24 | OFF | 22.29 | 7.28 | 0.72 | 0.12 | 0.19 | 0 | 0 | -0.02 | -0.1 | -0.06 | 0 |  | 0.36 | 0.33 | 0.23 | 31.34 | 1366.773 | 1.03
D | 4002 | 2020-07-24 | 1 | OFF | 18.72 | 7.28 | 0.27 | 0.01 | 0.13 | 0 | 0 | -0.01 | -0.08 | -0.06 | 0 |  | 0.36 | 0.33 | 0.23 | 27.18 | 1269.259 | 0.41
D | 4002 | 2020-07-24 | 2 | OFF | 18.08 | 7.28 | 0.27 | 0.01 | 0.06 | 0 | 0 | 0.04 | -0.08 | -0.06 | 0 |  | 0.36 | 0.33 | 0.23 | 26.52 | 1202.97 | 0.34
D | 4002 | 2020-07-24 | 3 | OFF | 17.98 | 7.28 | 0.27 | 0.01 | 0.05 | 0 | 0 | 0.01 | -0.07 | -0.06 | 0 |  | 0.36 | 0.33 | 0.23 | 26.39 | 1161.803 | 0.33
D | 4002 | 2020-07-24 | 4 | OFF | 16.23 | 7.28 | 0.27 | 0.01 | 0.05 | 0 | 0 | 0 | -0.07 | -0.06 | 0 |  | 0.36 | 0.33 | 0.23 | 24.63 | 1140.955 | 0.33
D | 4002 | 2020-07-24 | 5 | OFF | 16.14 | 7.28 | 0.27 | 0.01 | 0.04 | 0 | 0 | 0 | -0.07 | -0.06 | 0 |  | 0.36 | 0.33 | 0.23 | 24.53 | 1148.91 | 0.32
D | 4002 | 2020-07-24 | 6 | OFF | 18.42 | 7.28 | 0.27 | 0.01 | 0.14 | 0 | 0 | 0 | -0.07 | -0.06 | 0 |  | 0.36 | 0.33 | 0.23 | 26.91 | 1197.576 | 0.42
D | 4002 | 2020-07-24 | 7 | OFF | 21.84 | 7.28 | 0.27 | 0.01 | 0.21 | 0 | 0 | -0.02 | -0.04 | -0.06 | 0 |  | 0.36 | 0.33 | 0.23 | 30.41 | 1301.223 | 0.49
D | 4002 | 2020-07-24 | 8 | ON | 23.55 | 7.28 | 0.27 | 0.01 | 0.26 | 0.47 | 0.01 | 0.01 | -0.12 | -0.06 | 0 |  | 0.36 | 0.33 | 0.23 | 32.6 | 1420.01 | 1.02
D | 4002 | 2020-07-24 | 9 | ON | 23.1 | 7.28 | 0.27 | 0.01 | 0.14 | 0.44 | 0 | 0 | -0.1 | -0.06 | 0 |  | 0.36 | 0.33 | 0.23 | 32 | 1524.87 | 0.86
D | 4002 | 2020-07-24 | 10 | ON | 26.16 | 7.28 | 0.27 | 0.01 | 0.12 | 0.41 | 0.02 | 0.01 | -0.14 | -0.06 | 0 |  | 0.36 | 0.33 | 0.23 | 35 | 1615.521 | 0.83
D | 4002 | 2020-07-24 | 11 | ON | 17.4 | 7.28 | 0.27 | 0.01 | 0.05 | 0.4 | 0 | 0.02 | -0.12 | -0.06 | 0 |  | 0.36 | 0.33 | 0.23 | 26.17 | 1690.469 | 0.73
D | 4002 | 2020-07-24 | 12 | ON | 17.75 | 7.28 | 0.27 | 0.01 | 0.04 | 0.4 | 0 | 0 | -0.12 | -0.06 | 0 |  | 0.36 | 0.33 | 0.23 | 26.49 | 1750.853 | 0.72
D | 4002 | 2020-07-24 | 13 | ON | 19.05 | 7.28 | 0.27 | 0.01 | 0.05 | 0.39 | 0 | -0.01 | -0.12 | -0.06 | 0 |  | 0.36 | 0.33 | 0.23 | 27.78 | 1793.075 | 0.72
D | 4002 | 2020-07-24 | 14 | ON | 21.19 | 7.28 | 0.27 | 0.01 | 0.06 | 0.38 | 0 | -0.02 | -0.15 | -0.06 | 0 |  | 0.36 | 0.33 | 0.23 | 29.88 | 1828.169 | 0.72
D | 4002 | 2020-07-24 | 15 | ON | 22.6 | 7.28 | 0.27 | 0.01 | 0.08 | 0.38 | 0 | 0.01 | -0.18 | -0.06 | 0 |  | 0.36 | 0.33 | 0.23 | 31.31 | 1854.064 | 0.74
D | 4002 | 2020-07-24 | 16 | ON | 22.29 | 7.28 | 0.27 | 0.01 | 0.07 | 0.37 | 0 | 0 | -0.2 | -0.06 | 0 |  | 0.36 | 0.33 | 0.23 | 30.95 | 1869.341 | 0.72
D | 4002 | 2020-07-24 | 17 | ON | 20.47 | 7.28 | 0.27 | 0.01 | 0.06 | 0.37 | 0 | 0 | -0.24 | -0.06 | 0 |  | 0.36 | 0.33 | 0.23 | 29.08 | 1885.665 | 0.71
D | 4002 | 2020-07-24 | 18 | ON | 20.03 | 7.28 | 0.27 | 0.01 | 0.05 | 0.37 | 0 | 0 | -0.25 | -0.06 | 0 |  | 0.36 | 0.33 | 0.23 | 28.62 | 1898.947 | 0.7
D | 4002 | 2020-07-24 | 19 | ON | 21.93 | 7.28 | 0.27 | 0.01 | 0.08 | 0.37 | 0 | -0.02 | -0.2 | -0.06 | 0 |  | 0.36 | 0.33 | 0.23 | 30.58 | 1871.69 | 0.73
D | 4002 | 2020-07-24 | 20 | ON | 22.95 | 7.28 | 0.27 | 0.01 | 0.12 | 0.39 | 0 | 0.02 | -0.13 | -0.06 | 0 |  | 0.36 | 0.33 | 0.23 | 31.77 | 1798.689 | 0.79
D | 4002 | 2020-07-24 | 21 | ON | 20.67 | 7.28 | 0.27 | 0.01 | 0.09 | 0.4 | 0 | -0.03 | -0.14 | -0.06 | 0 |  | 0.36 | 0.33 | 0.23 | 29.41 | 1732.519 | 0.77
D | 4002 | 2020-07-24 | 22 | ON | 20.26 | 7.28 | 0.27 | 0.01 | 0.09 | 0.41 | 0 | -0.01 | -0.07 | -0.06 | 0 |  | 0.36 | 0.33 | 0.23 | 29.1 | 1640.589 | 0.78
D | 4002 | 2020-07-24 | 23 | ON | 19.02 | 7.28 | 0.27 | 0.01 | 0.1 | 0.45 | 0 | -0.03 | -0.08 | -0.06 | 0 |  | 0.36 | 0.33 | 0.23 | 27.88 | 1493.748 | 0.83
D | 4002 | 2020-07-24 | 24 | OFF | 17.7 | 7.28 | 0.27 | 0.01 | 0.13 | 0 | 0 | 0 | -0.09 | -0.06 | 0 |  | 0.36 | 0.33 | 0.23 | 26.16 | 1348.036 | 0.41
D | 4002 | 2020-07-25 | 1 | OFF | 15.69 | 7.28 | 0.34 | 0.02 | 0.08 | 0 | 0 | -0.01 | -0.08 | -0.06 | 0 |  | 0.36 | 0.33 | 0.23 | 24.18 | 1234.136 | 0.44
D | 4002 | 2020-07-25 | 2 | OFF | 15.87 | 7.28 | 0.34 | 0.02 | 0.07 | 0 | 0 | -0.01 | -0.04 | -0.06 | 0 |  | 0.36 | 0.33 | 0.23 | 24.39 | 1155.306 | 0.43
D | 4002 | 2020-07-25 | 3 | OFF | 14.37 | 7.28 | 0.34 | 0.02 | 0.04 | 0 | 0 | -0.03 | -0.05 | -0.06 | 0 |  | 0.36 | 0.33 | 0.23 | 22.83 | 1103.7 | 0.4
D | 4002 | 2020-07-25 | 4 | OFF | 13.89 | 7.28 | 0.34 | 0.02 | 0.04 | 0 | 0 | -0.02 | -0.04 | -0.06 | 0 |  | 0.36 | 0.33 | 0.23 | 22.37 | 1074.568 | 0.4
D | 4002 | 2020-07-25 | 5 | OFF | 13.66 | 7.28 | 0.34 | 0.02 | 0.06 | 0 | 0 | -0.03 | -0.06 | -0.06 | 0 |  | 0.36 | 0.33 | 0.23 | 22.13 | 1064.904 | 0.42
D | 4002 | 2020-07-25 | 6 | OFF | 13.58 | 7.28 | 0.34 | 0.02 | 0.06 | 0 | 0 | -0.01 | -0.06 | -0.06 | 0 |  | 0.36 | 0.33 | 0.23 | 22.07 | 1075.439 | 0.42
D | 4002 | 2020-07-25 | 7 | OFF | 13.29 | 7.28 | 0.34 | 0.02 | 0.08 | 0 | 0 | -0.02 | -0.07 | -0.06 | 0 |  | 0.36 | 0.33 | 0.23 | 21.78 | 1123.592 | 0.44
D | 4002 | 2020-07-25 | 8 | OFF | 14.32 | 7.28 | 0.34 | 0.02 | 0.11 | 0 | 0 | -0.01 | -0.07 | -0.06 | 0 |  | 0.36 | 0.33 | 0.23 | 22.85 | 1229.223 | 0.47
D | 4002 | 2020-07-25 | 9 | OFF | 14.94 | 7.28 | 0.34 | 0.02 | 0.09 | 0 | 0 | 0.03 | -0.09 | -0.06 | 0 |  | 0.36 | 0.33 | 0.23 | 23.47 | 1353.72 | 0.45
D | 4002 | 2020-07-25 | 10 | OFF | 15.15 | 7.28 | 0.34 | 0.02 | 0.09 | 0 | 0 | 0.02 | -0.11 | -0.06 | 0 |  | 0.36 | 0.33 | 0.23 | 23.65 | 1471.895 | 0.45
D | 4002 | 2020-07-25 | 11 | OFF | 15.75 | 7.28 | 0.34 | 0.02 | 0.05 | 0 | 0 | -0.02 | -0.11 | -0.06 | 0 |  | 0.36 | 0.33 | 0.23 | 24.17 | 1575.026 | 0.41
D | 4002 | 2020-07-25 | 12 | OFF | 16.67 | 7.28 | 0.34 | 0.02 | 0.04 | 0 | 0 | -0.02 | -0.09 | -0.06 | 0 |  | 0.36 | 0.33 | 0.23 | 25.1 | 1661.96 | 0.4
D | 4002 | 2020-07-25 | 13 | OFF | 17.53 | 7.28 | 0.34 | 0.02 | 0.04 | 0 | 0 | -0.02 | -0.09 | -0.06 | 0 |  | 0.36 | 0.33 | 0.23 | 25.96 | 1721.222 | 0.4
D | 4002 | 2020-07-25 | 14 | OFF | 18.2 | 7.28 | 0.34 | 0.02 | 0.05 | 0 | 0 | -0.01 | -0.13 | -0.06 | 0 |  | 0.36 | 0.33 | 0.23 | 26.61 | 1761.298 | 0.41
D | 4002 | 2020-07-25 | 15 | OFF | 27.04 | 7.28 | 0.34 | 0.02 | 0.11 | 0 | 0.09 | -0.05 | -0.16 | -0.06 | 0 |  | 0.36 | 0.33 | 0.23 | 35.53 | 1802.068 | 0.56
D | 4002 | 2020-07-25 | 16 | OFF | 22.09 | 7.28 | 0.34 | 0.02 | 0.09 | 0 | 0.02 | -0.03 | -0.16 | -0.06 | 0 |  | 0.36 | 0.33 | 0.23 | 30.51 | 1834.188 | 0.47
D | 4002 | 2020-07-25 | 17 | OFF | 27.85 | 7.28 | 0.34 | 0.02 | 0.14 | 0 | 0.06 | -0.02 | -0.18 | -0.06 | 0 |  | 0.36 | 0.33 | 0.23 | 36.35 | 1871.57 | 0.56
D | 4002 | 2020-07-25 | 18 | OFF | 36.72 | 7.28 | 0.34 | 0.02 | 0.2 | 0 | 0.05 | -0.05 | -0.24 | -0.06 | 0 |  | 0.36 | 0.33 | 0.23 | 45.18 | 1911.343 | 0.61
D | 4002 | 2020-07-25 | 19 | OFF | 31.07 | 7.28 | 0.34 | 0.02 | 0.21 | 0 | 0.01 | -0.03 | -0.22 | -0.06 | 0 |  | 0.36 | 0.33 | 0.23 | 39.54 | 1903.491 | 0.58
D | 4002 | 2020-07-25 | 20 | OFF | 28.91 | 7.28 | 0.34 | 0.02 | 0.11 | 0 | 0.18 | -0.03 | -0.16 | -0.06 | 0 |  | 0.36 | 0.33 | 0.23 | 37.51 | 1821.164 | 0.65
D | 4002 | 2020-07-25 | 21 | OFF | 26.01 | 7.28 | 0.34 | 0.02 | 0.11 | 0 | 0.07 | 0.01 | -0.1 | -0.06 | 0 |  | 0.36 | 0.33 | 0.23 | 34.6 | 1748.028 | 0.54
D | 4002 | 2020-07-25 | 22 | OFF | 23.78 | 7.28 | 0.34 | 0.02 | 0.12 | 0 | 0.01 | -0.04 | -0.08 | -0.06 | 0 |  | 0.36 | 0.33 | 0.23 | 32.29 | 1651.424 | 0.49
D | 4002 | 2020-07-25 | 23 | OFF | 24.64 | 7.28 | 0.34 | 0.02 | 0.36 | 0 | 0.02 | -0.04 | -0.03 | -0.06 | 0 |  | 0.36 | 0.33 | 0.23 | 33.45 | 1505.844 | 0.74
D | 4002 | 2020-07-25 | 24 | OFF | 16.72 | 7.28 | 0.34 | 0.02 | 0.18 | 0 | 0 | -0.02 | -0.1 | -0.06 | 0 |  | 0.36 | 0.33 | 0.23 | 25.28 | 1360.165 | 0.54
D | 4002 | 2020-07-26 | 1 | OFF | 16.65 | 7.28 | 0.22 | 0.01 | 0.1 | 0 | 0 | 0.01 | -0.08 | -0.06 | 0 |  | 0.36 | 0.33 | 0.23 | 25.05 | 1247.771 | 0.33
D | 4002 | 2020-07-26 | 2 | OFF | 16.22 | 7.28 | 0.22 | 0.01 | 0.08 | 0 | 0 | 0 | -0.04 | -0.06 | 0 |  | 0.36 | 0.33 | 0.23 | 24.63 | 1174.107 | 0.31
D | 4002 | 2020-07-26 | 3 | OFF | 15.34 | 7.28 | 0.22 | 0.01 | 0.09 | 0 | 0 | -0.02 | -0.05 | -0.06 | 0 |  | 0.36 | 0.33 | 0.23 | 23.73 | 1124.401 | 0.32
D | 4002 | 2020-07-26 | 4 | OFF | 14.75 | 7.28 | 0.22 | 0.01 | 0.06 | 0 | 0 | 0 | -0.05 | -0.06 | 0 |  | 0.36 | 0.33 | 0.23 | 23.13 | 1092.63 | 0.29
D | 4002 | 2020-07-26 | 5 | OFF | 14.11 | 7.28 | 0.22 | 0.01 | 0.04 | 0 | 0 | 0.01 | -0.05 | -0.06 | 0 |  | 0.36 | 0.33 | 0.23 | 22.48 | 1077.952 | 0.27
D | 4002 | 2020-07-26 | 6 | OFF | 14.42 | 7.28 | 0.22 | 0.01 | 0.03 | 0 | 0 | 0 | -0.04 | -0.06 | 0 |  | 0.36 | 0.33 | 0.23 | 22.78 | 1076.599 | 0.26
D | 4002 | 2020-07-26 | 7 | OFF | 13.54 | 7.28 | 0.22 | 0.01 | 0.12 | 0 | 0 | 0 | -0.04 | -0.06 | 0 |  | 0.36 | 0.33 | 0.23 | 21.99 | 1106.433 | 0.35
D | 4002 | 2020-07-26 | 8 | OFF | 13.54 | 7.28 | 0.22 | 0.01 | 0.1 | 0 | 0 | 0 | -0.06 | -0.06 | 0 |  | 0.36 | 0.33 | 0.23 | 21.95 | 1205.72 | 0.33
D | 4002 | 2020-07-26 | 9 | OFF | 13.56 | 7.28 | 0.22 | 0.01 | 0.15 | 0 | 0 | 0.02 | -0.06 | -0.06 | 0 |  | 0.36 | 0.33 | 0.23 | 22.04 | 1346.245 | 0.38
D | 4002 | 2020-07-26 | 10 | OFF | 14.88 | 7.28 | 0.22 | 0.01 | 0.07 | 0 | 0 | 0.01 | -0.06 | -0.06 | 0 |  | 0.36 | 0.33 | 0.23 | 23.27 | 1479.562 | 0.3
D | 4002 | 2020-07-26 | 11 | OFF | 17.56 | 7.28 | 0.22 | 0.01 | 0.07 | 0 | 0 | 0.02 | -0.08 | -0.06 | 0 |  | 0.36 | 0.33 | 0.23 | 25.94 | 1600.91 | 0.3
D | 4002 | 2020-07-26 | 12 | OFF | 18.26 | 7.28 | 0.22 | 0.01 | 0.04 | 0 | 0 | 0.01 | -0.1 | -0.06 | 0 |  | 0.36 | 0.33 | 0.23 | 26.58 | 1693.399 | 0.27
D | 4002 | 2020-07-26 | 13 | OFF | 18.24 | 7.28 | 0.22 | 0.01 | 0.07 | 0 | 0 | 0.02 | -0.11 | -0.06 | 0 |  | 0.36 | 0.33 | 0.23 | 26.59 | 1772.472 | 0.3
D | 4002 | 2020-07-26 | 14 | OFF | 18 | 7.28 | 0.22 | 0.01 | 0.07 | 0 | 0 | 0.03 | -0.13 | -0.06 | 0 |  | 0.36 | 0.33 | 0.23 | 26.34 | 1836.145 | 0.3
D | 4002 | 2020-07-26 | 15 | OFF | 17.23 | 7.28 | 0.22 | 0.01 | 0.08 | 0 | 0 | 0.02 | -0.11 | -0.06 | 0 |  | 0.36 | 0.33 | 0.23 | 25.59 | 1902.178 | 0.31
D | 4002 | 2020-07-26 | 16 | OFF | 19.79 | 7.28 | 0.22 | 0.01 | 0.07 | 0 | 0 | 0.02 | -0.16 | -0.06 | 0 |  | 0.36 | 0.33 | 0.23 | 28.09 | 1945.385 | 0.3
D | 4002 | 2020-07-26 | 17 | OFF | 24.82 | 7.28 | 0.22 | 0.01 | 0.11 | 0 | 0 | 0.03 | -0.21 | -0.06 | 0 |  | 0.36 | 0.33 | 0.23 | 33.12 | 1964.936 | 0.34
D | 4002 | 2020-07-26 | 18 | OFF | 27.83 | 7.28 | 0.22 | 0.01 | 0.09 | 0 | 0.01 | 0 | -0.24 | -0.06 | 0 |  | 0.36 | 0.33 | 0.23 | 36.06 | 1982.574 | 0.33
D | 4002 | 2020-07-26 | 19 | OFF | 28.56 | 7.28 | 0.22 | 0.01 | 0.12 | 0 | 0.02 | 0.05 | -0.23 | -0.06 | 0 |  | 0.36 | 0.33 | 0.23 | 36.89 | 1963.811 | 0.37
D | 4002 | 2020-07-26 | 20 | OFF | 21.12 | 7.28 | 0.22 | 0.01 | 0.09 | 0 | 0 | 0.03 | -0.16 | -0.06 | 0 |  | 0.36 | 0.33 | 0.23 | 29.45 | 1908.736 | 0.32
D | 4002 | 2020-07-26 | 21 | OFF | 19.84 | 7.28 | 0.22 | 0.01 | 0.07 | 0 | 0 | 0.01 | -0.13 | -0.06 | 0 |  | 0.36 | 0.33 | 0.23 | 28.16 | 1865.332 | 0.3
D | 4002 | 2020-07-26 | 22 | OFF | 17.82 | 7.28 | 0.22 | 0.01 | 0.06 | 0 | 0 | 0 | -0.1 | -0.06 | 0 |  | 0.36 | 0.33 | 0.23 | 26.15 | 1771.523 | 0.29
D | 4002 | 2020-07-26 | 23 | OFF | 17.55 | 7.28 | 0.22 | 0.01 | 0.08 | 0 | 0 | -0.01 | -0.1 | -0.06 | 0 |  | 0.36 | 0.33 | 0.23 | 25.89 | 1620.369 | 0.31
D | 4002 | 2020-07-26 | 24 | OFF | 16.66 | 7.28 | 0.22 | 0.01 | 0.09 | 0 | 0 | -0.01 | -0.11 | -0.06 | 0 |  | 0.36 | 0.33 | 0.23 | 25 | 1477.441 | 0.32
D | 4002 | 2020-07-27 | 1 | OFF | 17.63 | 7.28 | 4.24 | 0.3 | 0.05 | 0 | 0 | -0.01 | -0.1 | -0.06 | 0 |  | 0.36 | 0.33 | 0.23 | 30.25 | 1381.93 | 4.59
D | 4002 | 2020-07-27 | 2 | OFF | 17.65 | 7.28 | 4.24 | 0.3 | 0.06 | 0 | 0 | 0 | -0.09 | -0.06 | 0 |  | 0.36 | 0.33 | 0.23 | 30.3 | 1321.991 | 4.6
D | 4002 | 2020-07-27 | 3 | OFF | 16.4 | 7.28 | 4.24 | 0.3 | 0.04 | 0 | 0 | 0.02 | -0.07 | -0.06 | 0 |  | 0.36 | 0.33 | 0.23 | 29.07 | 1280.236 | 4.58
D | 4002 | 2020-07-27 | 4 | OFF | 15.66 | 7.28 | 4.24 | 0.3 | 0.06 | 0 | 0 | 0 | -0.05 | -0.06 | 0 |  | 0.36 | 0.33 | 0.23 | 28.35 | 1263.576 | 4.6
D | 4002 | 2020-07-27 | 5 | OFF | 15.07 | 7.28 | 4.24 | 0.3 | 0.05 | 0 | 0 | -0.01 | -0.05 | -0.06 | 0 |  | 0.36 | 0.33 | 0.23 | 27.74 | 1283.811 | 4.59
D | 4002 | 2020-07-27 | 6 | OFF | 15.78 | 7.28 | 4.24 | 0.3 | 0.11 | 0 | 0 | 0 | -0.07 | -0.06 | 0 |  | 0.36 | 0.33 | 0.23 | 28.5 | 1350.959 | 4.65
D | 4002 | 2020-07-27 | 7 | OFF | 17.56 | 7.28 | 4.24 | 0.3 | 0.12 | 0 | 0 | 0 | -0.08 | -0.06 | 0 |  | 0.36 | 0.33 | 0.23 | 30.28 | 1475.24 | 4.66
D | 4002 | 2020-07-27 | 8 | ON | 20.45 | 7.28 | 4.24 | 0.3 | 0.2 | 0.44 | 0 | 0.01 | -0.15 | -0.06 | 0 |  | 0.36 | 0.33 | 0.23 | 33.63 | 1639.435 | 5.18
D | 4002 | 2020-07-27 | 9 | ON | 21.39 | 7.28 | 4.24 | 0.3 | 0.15 | 0.4 | 0 | 0.01 | -0.1 | -0.06 | 0 |  | 0.36 | 0.33 | 0.23 | 34.53 | 1774.883 | 5.09
D | 4002 | 2020-07-27 | 10 | ON | 21.27 | 7.28 | 4.24 | 0.3 | 0.05 | 0.38 | 0 | -0.01 | -0.13 | -0.06 | 0 |  | 0.36 | 0.33 | 0.23 | 34.24 | 1908.898 | 4.97
D | 4002 | 2020-07-27 | 11 | ON | 25.17 | 7.28 | 4.24 | 0.3 | 0.08 | 0.36 | 0.01 | 0.02 | -0.11 | -0.06 | 0 |  | 0.36 | 0.33 | 0.23 | 38.21 | 2039.967 | 4.99
D | 4002 | 2020-07-27 | 12 | ON | 23.91 | 7.28 | 4.24 | 0.3 | 0.05 | 0.34 | 0 | 0 | -0.17 | -0.06 | 0 |  | 0.36 | 0.33 | 0.23 | 36.81 | 2157.721 | 4.93
D | 4002 | 2020-07-27 | 13 | ON | 30.92 | 7.28 | 4.24 | 0.3 | 0.04 | 0.32 | 0.02 | -0.04 | -0.17 | -0.06 | 0 |  | 0.36 | 0.33 | 0.23 | 43.77 | 2251.752 | 4.92
D | 4002 | 2020-07-27 | 14 | ON | 55.05 | 7.28 | 4.24 | 0.3 | 0.13 | 0.31 | 0.12 | -0.08 | -0.31 | -0.06 | 0 |  | 0.36 | 0.33 | 0.23 | 67.9 | 2322.481 | 5.1
D | 4002 | 2020-07-27 | 15 | ON | 45.88 | 7.28 | 4.24 | 0.3 | 0.27 | 0.23 | 0.02 | 0 | -0.43 | -0.06 | 0 |  | 0.36 | 0.33 | 0.23 | 58.65 | 2363.972 | 5.06
D | 4002 | 2020-07-27 | 16 | ON | 46.61 | 7.28 | 4.24 | 0.3 | 0.16 | 0.19 | 0.31 | 0.02 | -0.4 | -0.06 | 0 |  | 0.36 | 0.33 | 0.23 | 59.57 | 2382.862 | 5.2
D | 4002 | 2020-07-27 | 17 | ON | 85.69 | 7.28 | 4.24 | 0.3 | 0.32 | -0.24 | 2.03 | -0.11 | -0.15 | -0.06 | 0 |  | 0.36 | 0.33 | 0.23 | 100.22 | 2393.181 | 6.65
D | 4002 | 2020-07-27 | 18 | ON | 145.42 | 7.28 | 4.24 | 0.3 | 1.27 | 0.14 | 4.05 | -0.11 | -1.01 | -0.06 | 0 |  | 0.36 | 0.33 | 0.23 | 162.44 | 2402.193 | 10
D | 4002 | 2020-07-27 | 19 | ON | 126.52 | 7.28 | 4.24 | 0.3 | 0.72 | 0.19 | 1.71 | 0.07 | -0.56 | -0.06 | 0 |  | 0.36 | 0.33 | 0.23 | 141.33 | 2363.096 | 7.16
D | 4002 | 2020-07-27 | 20 | ON | 100.86 | 7.28 | 4.24 | 0.3 | 0.36 | 0.29 | 0.17 | 0.03 | -0.38 | -0.06 | 0 |  | 0.36 | 0.33 | 0.23 | 114.01 | 2286.911 | 5.36
D | 4002 | 2020-07-27 | 21 | ON | 46.37 | 7.28 | 4.24 | 0.3 | 0.22 | 0.3 | 0 | 0.02 | -0.25 | -0.06 | 0 |  | 0.36 | 0.33 | 0.23 | 59.34 | 2205.825 | 5.06
D | 4002 | 2020-07-27 | 22 | ON | 38.45 | 7.28 | 4.24 | 0.3 | 0.16 | 0.32 | 0.01 | 0.02 | -0.11 | -0.06 | 0 |  | 0.36 | 0.33 | 0.23 | 51.53 | 2081.172 | 5.03
D | 4002 | 2020-07-27 | 23 | ON | 26.55 | 7.28 | 4.24 | 0.3 | 0.13 | 0.34 | 0 | 0.02 | -0.1 | -0.06 | 0 |  | 0.36 | 0.33 | 0.23 | 39.62 | 1891.27 | 5.01
D | 4002 | 2020-07-27 | 24 | OFF | 31.93 | 7.28 | 4.24 | 0.3 | 0.07 | 0 | 0.13 | -0.07 | -0.21 | -0.06 | 0 |  | 0.36 | 0.33 | 0.23 | 44.53 | 1722.885 | 4.74
D | 4002 | 2020-07-28 | 1 | OFF | 30.04 | 7.28 | 0.35 | 0.05 | 0.16 | 0 | 0 | 0.01 | -0.11 | -0.06 | 0 |  | 0.36 | 0.33 | 0.23 | 38.64 | 1602.954 | 0.56
D | 4002 | 2020-07-28 | 2 | OFF | 30.52 | 7.28 | 0.35 | 0.05 | 0.12 | 0 | 0 | -0.02 | -0.11 | -0.06 | 0 |  | 0.36 | 0.33 | 0.23 | 39.05 | 1518.925 | 0.52
D | 4002 | 2020-07-28 | 3 | OFF | 25.35 | 7.28 | 0.35 | 0.05 | 0.1 | 0 | 0 | -0.02 | -0.07 | -0.06 | 0 |  | 0.36 | 0.33 | 0.23 | 33.9 | 1464.303 | 0.5
D | 4002 | 2020-07-28 | 4 | OFF | 20.77 | 7.28 | 0.35 | 0.05 | 0.05 | 0 | 0 | -0.01 | -0.08 | -0.06 | 0 |  | 0.36 | 0.33 | 0.23 | 29.27 | 1437.004 | 0.45
D | 4002 | 2020-07-28 | 5 | OFF | 21.78 | 7.28 | 0.35 | 0.05 | 0.02 | 0 | 0 | -0.02 | -0.09 | -0.06 | 0 |  | 0.36 | 0.33 | 0.23 | 30.23 | 1445.155 | 0.42
D | 4002 | 2020-07-28 | 6 | OFF | 25.31 | 7.28 | 0.35 | 0.05 | 0.11 | 0 | 0 | -0.02 | -0.09 | -0.06 | 0 |  | 0.36 | 0.33 | 0.23 | 33.85 | 1499.691 | 0.51
D | 4002 | 2020-07-28 | 7 | OFF | 56.02 | 7.28 | 0.35 | 0.05 | 0.55 | 0 | 0 | -0.07 | 0.33 | -0.06 | 0 |  | 0.36 | 0.33 | 0.23 | 65.37 | 1612.327 | 0.95
D | 4002 | 2020-07-28 | 8 | ON | 35.05 | 7.28 | 0.35 | 0.05 | 0.52 | 0.39 | 0 | -0.01 | -0.32 | -0.06 | 0 |  | 0.36 | 0.33 | 0.23 | 44.17 | 1778.729 | 1.31
D | 4002 | 2020-07-28 | 9 | ON | 36.47 | 7.28 | 0.35 | 0.05 | 0.27 | 0.36 | 0.06 | 0 | -0.16 | -0.06 | 0 |  | 0.36 | 0.33 | 0.23 | 45.54 | 1919.796 | 1.09
D | 4002 | 2020-07-28 | 10 | ON | 62.99 | 7.28 | 0.35 | 0.05 | 0.3 | 0.34 | 0.7 | -0.05 | -0.15 | -0.06 | 0 |  | 0.36 | 0.33 | 0.23 | 72.67 | 2032.622 | 1.74
D | 4002 | 2020-07-28 | 11 | ON | 50.28 | 7.28 | 0.35 | 0.05 | 0.31 | 0.32 | 0.14 | -0.03 | -0.22 | -0.06 | 0 |  | 0.36 | 0.33 | 0.23 | 59.34 | 2104.913 | 1.17
D | 4002 | 2020-07-28 | 12 | ON | 50.05 | 7.28 | 0.35 | 0.05 | 0.19 | 0.31 | 0.01 | -0.01 | -0.22 | -0.06 | 0 |  | 0.36 | 0.33 | 0.23 | 58.87 | 2125.594 | 0.91
D | 4002 | 2020-07-28 | 13 | ON | 61.51 | 7.28 | 0.35 | 0.05 | 0.24 | 0.3 | 0.21 | -0.05 | -0.26 | -0.06 | 0 |  | 0.36 | 0.33 | 0.23 | 70.49 | 2163.265 | 1.15
D | 4002 | 2020-07-28 | 14 | ON | 73.71 | 7.28 | 0.35 | 0.05 | 0.14 | 0.29 | 0.02 | -0.04 | -0.4 | -0.06 | 0 |  | 0.36 | 0.33 | 0.23 | 82.26 | 2227.249 | 0.85
D | 4002 | 2020-07-28 | 15 | ON | 56.31 | 7.28 | 0.35 | 0.05 | 0.19 | 0.29 | 0 | -0.04 | -0.32 | -0.06 | 0 |  | 0.36 | 0.33 | 0.23 | 64.97 | 2259.671 | 0.88
D | 4002 | 2020-07-28 | 16 | ON | 39.16 | 7.28 | 0.35 | 0.05 | 0.1 | 0.29 | 0.05 | 0 | -0.31 | -0.06 | 0 |  | 0.36 | 0.33 | 0.23 | 47.83 | 2275.676 | 0.84
D | 4002 | 2020-07-28 | 17 | ON | 48.11 | 7.28 | 0.35 | 0.05 | 0.18 | 0.29 | 0.13 | -0.03 | -0.37 | -0.06 | 0 |  | 0.36 | 0.33 | 0.23 | 56.85 | 2283.305 | 1
D | 4002 | 2020-07-28 | 18 | ON | 38.75 | 7.28 | 0.35 | 0.05 | 0.12 | 0.29 | 0.14 | -0.02 | -0.39 | -0.06 | 0 |  | 0.36 | 0.33 | 0.23 | 47.43 | 2266.515 | 0.95
D | 4002 | 2020-07-28 | 19 | ON | 55.27 | 7.28 | 0.35 | 0.05 | 0.23 | 0.29 | 0.69 | -0.03 | -0.26 | -0.06 | 0 |  | 0.36 | 0.33 | 0.23 | 64.73 | 2192.724 | 1.61
D | 4002 | 2020-07-28 | 20 | ON | 36.07 | 7.28 | 0.35 | 0.05 | 0.15 | 0.31 | 0.03 | 0.02 | -0.15 | -0.06 | 0 |  | 0.36 | 0.33 | 0.23 | 44.97 | 2076.083 | 0.89
D | 4002 | 2020-07-28 | 21 | ON | 25.77 | 7.28 | 0.35 | 0.05 | 0.05 | 0.32 | 0 | -0.01 | -0.15 | -0.06 | 0 |  | 0.36 | 0.33 | 0.23 | 34.52 | 1971.416 | 0.77
D | 4002 | 2020-07-28 | 22 | ON | 33.1 | 7.28 | 0.35 | 0.05 | 0.1 | 0.35 | 0.29 | 0.01 | 0.05 | -0.06 | 0 |  | 0.36 | 0.33 | 0.23 | 42.44 | 1835.534 | 1.14
D | 4002 | 2020-07-28 | 23 | ON | 21.56 | 7.28 | 0.35 | 0.05 | 0.12 | 0.38 | 0 | 0.03 | -0.09 | -0.06 | 0 |  | 0.36 | 0.33 | 0.23 | 30.54 | 1656.522 | 0.9
D | 4002 | 2020-07-28 | 24 | OFF | 21.93 | 7.28 | 0.35 | 0.05 | 0.16 | 0 | 0 | -0.02 | -0.12 | -0.06 | 0 |  | 0.36 | 0.33 | 0.23 | 30.49 | 1490.333 | 0.56
D | 4002 | 2020-07-29 | 1 | OFF | 24.1 | 7.28 | 0.2 | 0.02 | 0.07 | 0 | 0 | 0 | -0.18 | -0.06 | 0 |  | 0.36 | 0.33 | 0.23 | 32.35 | 1367.745 | 0.29
D | 4002 | 2020-07-29 | 2 | OFF | 25.09 | 7.28 | 0.2 | 0.02 | 0.06 | 0 | 0 | 0 | -0.07 | -0.06 | 0 |  | 0.36 | 0.33 | 0.23 | 33.44 | 1284.1 | 0.28
D | 4002 | 2020-07-29 | 3 | OFF | 19.13 | 7.28 | 0.2 | 0.02 | 0.08 | 0 | 0 | 0.01 | -0.07 | -0.06 | 0 |  | 0.36 | 0.33 | 0.23 | 27.51 | 1226.634 | 0.3
D | 4002 | 2020-07-29 | 4 | OFF | 17.31 | 7.28 | 0.2 | 0.02 | 0.07 | 0 | 0 | 0.04 | -0.08 | -0.06 | 0 |  | 0.36 | 0.33 | 0.23 | 25.7 | 1193.495 | 0.29
D | 4002 | 2020-07-29 | 5 | OFF | 17.16 | 7.28 | 0.2 | 0.02 | 0.05 | 0 | 0 | -0.01 | -0.08 | -0.06 | 0 |  | 0.36 | 0.33 | 0.23 | 25.48 | 1195.838 | 0.27
D | 4002 | 2020-07-29 | 6 | OFF | 17.03 | 7.28 | 0.2 | 0.02 | 0.08 | 0 | 0 | -0.02 | -0.1 | -0.06 | 0 |  | 0.36 | 0.33 | 0.23 | 25.35 | 1240.333 | 0.3
D | 4002 | 2020-07-29 | 7 | OFF | 17.67 | 7.28 | 0.2 | 0.02 | 0.13 | 0 | 0 | 0.02 | -0.11 | -0.06 | 0 |  | 0.36 | 0.33 | 0.23 | 26.07 | 1342.95 | 0.35
D | 4002 | 2020-07-29 | 8 | ON | 18.85 | 7.28 | 0.2 | 0.02 | 0.19 | 0.45 | 0 | 0 | -0.11 | -0.06 | 0 |  | 0.36 | 0.33 | 0.23 | 27.74 | 1483.395 | 0.86
D | 4002 | 2020-07-29 | 9 | ON | 19.67 | 7.28 | 0.2 | 0.02 | 0.09 | 0.42 | 0 | 0.02 | -0.11 | -0.06 | 0 |  | 0.36 | 0.33 | 0.23 | 28.45 | 1600.49 | 0.73
D | 4002 | 2020-07-29 | 10 | ON | 18.62 | 7.28 | 0.2 | 0.02 | 0.07 | 0.4 | 0 | 0.05 | -0.13 | -0.06 | 0 |  | 0.36 | 0.33 | 0.23 | 27.37 | 1693.833 | 0.69
D | 4002 | 2020-07-29 | 11 | ON | 20.32 | 7.28 | 0.2 | 0.02 | 0.07 | 0.38 | 0 | -0.02 | -0.11 | -0.06 | 0 |  | 0.36 | 0.33 | 0.23 | 29 | 1812.136 | 0.67
D | 4002 | 2020-07-29 | 12 | ON | 28.97 | 7.28 | 0.2 | 0.02 | 0.08 | 0.36 | 0.12 | -0.01 | -0.04 | -0.06 | 0 |  | 0.36 | 0.33 | 0.23 | 37.84 | 1911.614 | 0.78
D | 4002 | 2020-07-29 | 13 | ON | 36.35 | 7.28 | 0.2 | 0.02 | 0.09 | 0.34 | 0.21 | 0.02 | -0.2 | -0.06 | 0 |  | 0.36 | 0.33 | 0.23 | 45.17 | 1981.186 | 0.86
D | 4002 | 2020-07-29 | 14 | ON | 26.88 | 7.28 | 0.2 | 0.02 | 0.07 | 0.33 | 0.01 | -0.01 | -0.16 | -0.06 | 0 |  | 0.36 | 0.33 | 0.23 | 35.48 | 2043.628 | 0.63
D | 4002 | 2020-07-29 | 15 | ON | 35.97 | 7.28 | 0.2 | 0.02 | 0.1 | 0.32 | 0.01 | 0.02 | -0.19 | -0.06 | 0 |  | 0.36 | 0.33 | 0.23 | 44.59 | 2082.549 | 0.65
D | 4002 | 2020-07-29 | 16 | ON | 29.25 | 7.28 | 0.2 | 0.02 | 0.08 | 0.32 | 0 | 0.03 | -0.25 | -0.06 | 0 |  | 0.36 | 0.33 | 0.23 | 37.79 | 2119.893 | 0.62
D | 4002 | 2020-07-29 | 17 | ON | 36.05 | 7.28 | 0.2 | 0.02 | 0.09 | 0.31 | 0.15 | -0.03 | -0.22 | -0.06 | 0 |  | 0.36 | 0.33 | 0.23 | 44.71 | 2151.353 | 0.77
D | 4002 | 2020-07-29 | 18 | ON | 42.82 | 7.28 | 0.2 | 0.02 | 0.15 | 0.31 | 0.19 | 0.01 | -0.41 | -0.06 | 0 |  | 0.36 | 0.33 | 0.23 | 51.43 | 2165.014 | 0.87
D | 4002 | 2020-07-29 | 19 | ON | 38.98 | 7.28 | 0.2 | 0.02 | 0.19 | 0.31 | 0 | 0.01 | -0.29 | -0.06 | 0 |  | 0.36 | 0.33 | 0.23 | 47.56 | 2128.342 | 0.72
D | 4002 | 2020-07-29 | 20 | ON | 31.93 | 7.28 | 0.2 | 0.02 | 0.15 | 0.33 | 0.02 | -0.03 | -0.2 | -0.06 | 0 |  | 0.36 | 0.33 | 0.23 | 40.56 | 2033.882 | 0.72
D | 4002 | 2020-07-29 | 21 | ON | 29.35 | 7.28 | 0.2 | 0.02 | 0.11 | 0.34 | 0 | -0.01 | -0.18 | -0.06 | 0 |  | 0.36 | 0.33 | 0.23 | 37.97 | 1960.211 | 0.67
D | 4002 | 2020-07-29 | 22 | ON | 27.91 | 7.28 | 0.2 | 0.02 | 0.24 | 0.36 | 0 | 0.03 | -0.07 | -0.06 | 0 |  | 0.36 | 0.33 | 0.23 | 36.83 | 1845.478 | 0.82
D | 4002 | 2020-07-29 | 23 | ON | 30.76 | 7.28 | 0.2 | 0.02 | 0.27 | 0.39 | 0.04 | -0.01 | -0.12 | -0.06 | 0 |  | 0.36 | 0.33 | 0.23 | 39.69 | 1681.539 | 0.92
D | 4002 | 2020-07-29 | 24 | OFF | 24.1 | 7.28 | 0.2 | 0.02 | 0.18 | 0 | 0 | -0.01 | -0.03 | -0.06 | 0 |  | 0.36 | 0.33 | 0.23 | 32.6 | 1535.859 | 0.4
D | 4002 | 2020-07-30 | 1 | OFF | 24.91 | 7.28 | 0.19 | 0.01 | 0.14 | 0 | 0.01 | -0.02 | -0.16 | -0.06 | 0 |  | 0.36 | 0.33 | 0.23 | 33.22 | 1428.666 | 0.35
D | 4002 | 2020-07-30 | 2 | OFF | 24.66 | 7.28 | 0.19 | 0.01 | 0.09 | 0 | 0 | 0.01 | -0.05 | -0.06 | 0 |  | 0.36 | 0.33 | 0.23 | 33.05 | 1353.066 | 0.29
D | 4002 | 2020-07-30 | 3 | OFF | 20.93 | 7.28 | 0.19 | 0.01 | 0.08 | 0 | 0 | 0.03 | -0.06 | -0.06 | 0 |  | 0.36 | 0.33 | 0.23 | 29.32 | 1294.009 | 0.28
D | 4002 | 2020-07-30 | 4 | OFF | 20.52 | 7.28 | 0.19 | 0.01 | 0.05 | 0 | 0 | -0.01 | -0.07 | -0.06 | 0 |  | 0.36 | 0.33 | 0.23 | 28.83 | 1263.006 | 0.25
D | 4002 | 2020-07-30 | 5 | OFF | 21.59 | 7.28 | 0.19 | 0.01 | 0.03 | 0 | 0 | -0.01 | -0.07 | -0.06 | 0 |  | 0.36 | 0.33 | 0.23 | 29.88 | 1265.673 | 0.23
D | 4002 | 2020-07-30 | 6 | OFF | 23.94 | 7.28 | 0.19 | 0.01 | 0.07 | 0 | 0 | -0.01 | -0.04 | -0.06 | 0 |  | 0.36 | 0.33 | 0.23 | 32.3 | 1318.922 | 0.27
D | 4002 | 2020-07-30 | 7 | OFF | 30.66 | 7.28 | 0.19 | 0.01 | 0.37 | 0 | 0 | -0.01 | 0.04 | -0.06 | 0 |  | 0.36 | 0.33 | 0.23 | 39.4 | 1416.722 | 0.57
D | 4002 | 2020-07-30 | 8 | ON | 35.03 | 7.28 | 0.19 | 0.01 | 0.44 | 0.43 | 0.41 | 0 | -0.09 | -0.06 | 0 |  | 0.36 | 0.33 | 0.23 | 44.56 | 1530.589 | 1.48
D | 4002 | 2020-07-30 | 9 | ON | 21.38 | 7.28 | 0.19 | 0.01 | 0.05 | 0.41 | 0.02 | 0 | -0.15 | -0.06 | 0 |  | 0.36 | 0.33 | 0.23 | 30.05 | 1624.466 | 0.68
D | 4002 | 2020-07-30 | 10 | ON | 21.87 | 7.28 | 0.19 | 0.01 | 0.03 | 0.39 | 0 | 0 | -0.12 | -0.06 | 0 |  | 0.36 | 0.33 | 0.23 | 30.51 | 1702.633 | 0.62
D | 4002 | 2020-07-30 | 11 | ON | 23.27 | 7.28 | 0.19 | 0.01 | 0.07 | 0.37 | 0 | -0.01 | -0.14 | -0.06 | 0 |  | 0.36 | 0.33 | 0.23 | 31.9 | 1811.306 | 0.64
D | 4002 | 2020-07-30 | 12 | ON | 23.57 | 7.28 | 0.19 | 0.01 | 0.06 | 0.35 | 0.01 | 0 | -0.12 | -0.06 | 0 |  | 0.36 | 0.33 | 0.23 | 32.21 | 1916.045 | 0.62
D | 4002 | 2020-07-30 | 13 | ON | 39.76 | 7.28 | 0.19 | 0.01 | 0.22 | 0.33 | 0.42 | -0.01 | -0.23 | -0.06 | 0 |  | 0.36 | 0.33 | 0.23 | 48.83 | 1999.165 | 1.17
D | 4002 | 2020-07-30 | 14 | ON | 31.14 | 7.28 | 0.19 | 0.01 | 0.12 | 0.28 | 0.03 | 0.02 | -0.23 | -0.06 | 0 |  | 0.36 | 0.33 | 0.23 | 39.7 | 2055.953 | 0.63
D | 4002 | 2020-07-30 | 15 | ON | 27.35 | 7.28 | 0.19 | 0.01 | 0.07 | 0.28 | 0.01 | -0.01 | -0.19 | -0.06 | 0 |  | 0.36 | 0.33 | 0.23 | 35.85 | 2084.036 | 0.56
D | 4002 | 2020-07-30 | 16 | ON | 32.26 | 7.28 | 0.19 | 0.01 | 0.08 | 0.29 | 0.02 | -0.02 | -0.25 | -0.06 | 0 |  | 0.36 | 0.33 | 0.23 | 40.72 | 2090.808 | 0.59
D | 4002 | 2020-07-30 | 17 | ON | 29.16 | 7.28 | 0.19 | 0.01 | 0.08 | 0.32 | 0 | 0.01 | -0.27 | -0.06 | 0 |  | 0.36 | 0.33 | 0.23 | 37.64 | 2066.544 | 0.6
D | 4002 | 2020-07-30 | 18 | ON | 24.67 | 7.28 | 0.19 | 0.01 | 0.07 | 0.33 | 0 | -0.01 | -0.28 | -0.06 | 0 |  | 0.36 | 0.33 | 0.23 | 33.12 | 2054.643 | 0.6
D | 4002 | 2020-07-30 | 19 | ON | 24.58 | 7.28 | 0.19 | 0.01 | 0.07 | 0.34 | 0 | -0.01 | -0.23 | -0.06 | 0 |  | 0.36 | 0.33 | 0.23 | 33.09 | 2011.895 | 0.61
D | 4002 | 2020-07-30 | 20 | ON | 23.21 | 7.28 | 0.19 | 0.01 | 0.1 | 0.35 | 0 | -0.01 | -0.2 | -0.06 | 0 |  | 0.36 | 0.33 | 0.23 | 31.79 | 1925.291 | 0.65
D | 4002 | 2020-07-30 | 21 | ON | 23.84 | 7.28 | 0.19 | 0.01 | 0.08 | 0.36 | 0 | -0.01 | -0.18 | -0.06 | 0 |  | 0.36 | 0.33 | 0.23 | 32.43 | 1857.323 | 0.64
D | 4002 | 2020-07-30 | 22 | ON | 26.15 | 7.28 | 0.19 | 0.01 | 0.11 | 0.38 | 0.06 | 0.01 | -0.06 | -0.06 | 0 |  | 0.36 | 0.33 | 0.23 | 34.99 | 1740.203 | 0.75
D | 4002 | 2020-07-30 | 23 | ON | 25.04 | 7.28 | 0.19 | 0.01 | 0.14 | 0.41 | 0.1 | -0.03 | -0.11 | -0.06 | 0 |  | 0.36 | 0.33 | 0.23 | 33.89 | 1572.126 | 0.85
D | 4002 | 2020-07-30 | 24 | OFF | 19.39 | 7.28 | 0.19 | 0.01 | 0.1 | 0 | 0 | 0 | -0.1 | -0.06 | 0 |  | 0.36 | 0.33 | 0.23 | 27.73 | 1414.292 | 0.3
D | 4002 | 2020-07-31 | 1 | OFF | 23.03 | 7.28 | 0.19 | 0.01 | 0.09 | 0 | 0.1 | -0.01 | -0.12 | -0.06 | 0 |  | 0.36 | 0.33 | 0.23 | 31.43 | 1299.679 | 0.39
D | 4002 | 2020-07-31 | 2 | OFF | 20.45 | 7.28 | 0.19 | 0.01 | 0.07 | 0 | 0.02 | -0.01 | -0.07 | -0.06 | 0 |  | 0.36 | 0.33 | 0.23 | 28.8 | 1222.924 | 0.29
D | 4002 | 2020-07-31 | 3 | OFF | 18.61 | 7.28 | 0.19 | 0.01 | 0.08 | 0 | 0 | 0.01 | -0.08 | -0.06 | 0 |  | 0.36 | 0.33 | 0.23 | 26.96 | 1170.415 | 0.28
D | 4002 | 2020-07-31 | 4 | OFF | 19.42 | 7.28 | 0.19 | 0.01 | 0.09 | 0 | 0 | -0.01 | -0.08 | -0.06 | 0 |  | 0.36 | 0.33 | 0.23 | 27.76 | 1142.014 | 0.29
D | 4002 | 2020-07-31 | 5 | OFF | 18.98 | 7.28 | 0.19 | 0.01 | 0.09 | 0 | 0 | -0.02 | -0.08 | -0.06 | 0 |  | 0.36 | 0.33 | 0.23 | 27.31 | 1143.866 | 0.29
D | 4002 | 2020-07-31 | 6 | OFF | 17.1 | 7.28 | 0.19 | 0.01 | 0.2 | 0 | 0 | 0.01 | -0.09 | -0.06 | 0 |  | 0.36 | 0.33 | 0.23 | 25.56 | 1191.614 | 0.4
D | 4002 | 2020-07-31 | 7 | OFF | 17.76 | 7.28 | 0.19 | 0.01 | 0.14 | 0 | 0 | 0 | -0.11 | -0.06 | 0 |  | 0.36 | 0.33 | 0.23 | 26.13 | 1287.234 | 0.34
D | 4002 | 2020-07-31 | 8 | ON | 19.99 | 7.28 | 0.19 | 0.01 | 0.17 | 0.47 | 0 | -0.01 | -0.11 | -0.06 | 0 |  | 0.36 | 0.33 | 0.23 | 28.85 | 1421.939 | 0.84
D | 4002 | 2020-07-31 | 9 | ON | 21.24 | 7.28 | 0.19 | 0.01 | 0.12 | 0.45 | 0.01 | -0.01 | -0.15 | -0.06 | 0 |  | 0.36 | 0.33 | 0.23 | 30 | 1532.758 | 0.78
D | 4002 | 2020-07-31 | 10 | ON | 19.18 | 7.28 | 0.19 | 0.01 | 0.09 | 0.44 | 0.02 | 0 | -0.15 | -0.06 | 0 |  | 0.36 | 0.33 | 0.23 | 27.92 | 1622.324 | 0.75
D | 4002 | 2020-07-31 | 11 | ON | 17.95 | 7.28 | 0.19 | 0.01 | 0.05 | 0.42 | 0 | 0.02 | -0.14 | -0.06 | 0 |  | 0.36 | 0.33 | 0.23 | 26.64 | 1709.116 | 0.67
D | 4002 | 2020-07-31 | 12 | ON | 20.86 | 7.28 | 0.19 | 0.01 | 0.09 | 0.41 | 0.05 | 0.04 | -0.16 | -0.06 | 0 |  | 0.36 | 0.33 | 0.23 | 29.63 | 1786.068 | 0.75
D | 4002 | 2020-07-31 | 13 | ON | 18.25 | 7.28 | 0.19 | 0.01 | 0.05 | 0.4 | 0 | -0.01 | -0.14 | -0.06 | 0 |  | 0.36 | 0.33 | 0.23 | 26.89 | 1840.894 | 0.65
D | 4002 | 2020-07-31 | 14 | ON | 20.28 | 7.28 | 0.19 | 0.01 | 0.05 | 0.39 | 0 | -0.04 | -0.17 | -0.06 | 0 |  | 0.36 | 0.33 | 0.23 | 28.85 | 1883.811 | 0.64
D | 4002 | 2020-07-31 | 15 | ON | 23.19 | 7.28 | 0.19 | 0.01 | 0.07 | 0.38 | 0 | -0.01 | -0.19 | -0.06 | 0 |  | 0.36 | 0.33 | 0.23 | 31.78 | 1899.305 | 0.65
D | 4002 | 2020-07-31 | 16 | ON | 25.92 | 7.28 | 0.19 | 0.01 | 0.09 | 0.37 | 0.01 | -0.04 | -0.17 | -0.06 | 0 |  | 0.36 | 0.33 | 0.23 | 34.52 | 1945.816 | 0.67
D | 4002 | 2020-07-31 | 17 | ON | 33.53 | 7.28 | 0.19 | 0.01 | 0.13 | 0.36 | 0.02 | -0.01 | -0.24 | -0.06 | 0 |  | 0.36 | 0.33 | 0.23 | 42.13 | 1981.149 | 0.71
D | 4002 | 2020-07-31 | 18 | ON | 31.28 | 7.28 | 0.19 | 0.01 | 0.11 | 0.35 | 0 | -0.03 | -0.21 | -0.06 | 0 |  | 0.36 | 0.33 | 0.23 | 39.84 | 1994.578 | 0.66
D | 4002 | 2020-07-31 | 19 | ON | 40.06 | 7.28 | 0.19 | 0.01 | 0.15 | 0.32 | 0.13 | -0.02 | -0.25 | -0.06 | 0 |  | 0.36 | 0.33 | 0.23 | 48.73 | 1955.695 | 0.8
D | 4002 | 2020-07-31 | 20 | ON | 33.1 | 7.28 | 0.19 | 0.01 | 0.07 | 0.3 | 0.13 | 0.06 | -0.18 | -0.06 | 0 |  | 0.36 | 0.33 | 0.23 | 41.82 | 1862.781 | 0.7
D | 4002 | 2020-07-31 | 21 | ON | 25.43 | 7.28 | 0.19 | 0.01 | 0.07 | 0.31 | 0.03 | -0.02 | -0.18 | -0.06 | 0 |  | 0.36 | 0.33 | 0.23 | 33.98 | 1788.572 | 0.61
D | 4002 | 2020-07-31 | 22 | ON | 21.39 | 7.28 | 0.19 | 0.01 | 0.09 | 0.4 | 0 | -0.03 | -0.09 | -0.06 | 0 |  | 0.36 | 0.33 | 0.23 | 30.1 | 1682.806 | 0.69
D | 4002 | 2020-07-31 | 23 | ON | 20.29 | 7.28 | 0.19 | 0.01 | 0.12 | 0.44 | 0.05 | 0 | -0.15 | -0.06 | 0 |  | 0.36 | 0.33 | 0.23 | 29.09 | 1526.952 | 0.81
D | 4002 | 2020-07-31 | 24 | OFF | 18.68 | 7.28 | 0.19 | 0.01 | 0.15 | 0 | 0 | -0.02 | -0.1 | -0.06 | 0 |  | 0.36 | 0.33 | 0.23 | 27.05 | 1377.842 | 0.35
T | 744 lines

## whlsecost_hourly_4002_202008
C | Hourly Wholesale Load Cost Report
C | Filename: whlsecost_hourly_4002_202008.csv
C | Report for: 08 2020
C | Report generated: 03/10/2021 13:36:03 EST
H | Location ID | Local Date | Local Hour | OnOffPeak | RTLMP | Capacity | First Contingency | Second Contingency | Regulation | Forward Reserves | Real-Time Reserves | Inadvertent | Marginal Loss Rev Fund | Auction Rev Rights | Real-Time Demand Reduction Cost | Price Responsive Demand Cost | ISO Sched 2 | ISO Sched 3 | NEPOOL Exp | Total Cost | RTLO | Total Ancillary & NCPC
H | Number | Date | Number | String | Number | Number | Number | Number | Number | Number | Number | Number | Number | Number | Number | Number | Number | Number | Number | Number | Number
D | 4002 | 2020-08-01 | 1 | OFF | 17.56 | 7.28 | 1.73 | 0.1 | 0.07 | 0 | 0 | -0.05 | -0.06 | -0.06 | 0 |  | 0.36 | 0.33 | 0.23 | 27.49 | 1265.606 | 1.9
D | 4002 | 2020-08-01 | 2 | OFF | 17.28 | 7.28 | 1.73 | 0.1 | 0.05 | 0 | 0 | 0.01 | -0.03 | -0.06 | 0 |  | 0.36 | 0.33 | 0.23 | 27.28 | 1188.706 | 1.88
D | 4002 | 2020-08-01 | 3 | OFF | 16.29 | 7.28 | 1.73 | 0.1 | 0.04 | 0 | 0 | 0.07 | -0.02 | -0.06 | 0 |  | 0.36 | 0.33 | 0.23 | 26.35 | 1134.821 | 1.87
D | 4002 | 2020-08-01 | 4 | OFF | 16.02 | 7.28 | 1.73 | 0.1 | 0.06 | 0 | 0 | -0.02 | -0.01 | -0.06 | 0 |  | 0.36 | 0.33 | 0.23 | 26.02 | 1102.426 | 1.89
D | 4002 | 2020-08-01 | 5 | OFF | 15.99 | 7.28 | 1.73 | 0.1 | 0.06 | 0 | 0 | -0.01 | -0.01 | -0.06 | 0 |  | 0.36 | 0.33 | 0.23 | 26 | 1091.451 | 1.89
D | 4002 | 2020-08-01 | 6 | OFF | 15.25 | 7.28 | 1.73 | 0.1 | 0.05 | 0 | 0 | -0.03 | -0.04 | -0.06 | 0 |  | 0.36 | 0.33 | 0.23 | 25.2 | 1101.911 | 1.88
D | 4002 | 2020-08-01 | 7 | OFF | 14.51 | 7.28 | 1.73 | 0.1 | 0.09 | 0 | 0 | -0.02 | -0.08 | -0.06 | 0 |  | 0.36 | 0.33 | 0.23 | 24.47 | 1144.885 | 1.92
D | 4002 | 2020-08-01 | 8 | OFF | 17.71 | 7.28 | 1.73 | 0.1 | 0.11 | 0 | 0 | -0.02 | -0.1 | -0.06 | 0 |  | 0.36 | 0.33 | 0.23 | 27.67 | 1241.896 | 1.94
D | 4002 | 2020-08-01 | 9 | OFF | 16.91 | 7.28 | 1.73 | 0.1 | 0.1 | 0 | 0 | 0.01 | -0.06 | -0.06 | 0 |  | 0.36 | 0.33 | 0.23 | 26.93 | 1369.398 | 1.93
D | 4002 | 2020-08-01 | 10 | OFF | 16.5 | 7.28 | 1.73 | 0.1 | 0.06 | 0 | 0 | -0.01 | -0.07 | -0.06 | 0 |  | 0.36 | 0.33 | 0.23 | 26.45 | 1484.554 | 1.89
D | 4002 | 2020-08-01 | 11 | OFF | 21.92 | 7.28 | 1.73 | 0.1 | 0.12 | 0 | 0.22 | -0.02 | -0.06 | -0.06 | 0 |  | 0.36 | 0.33 | 0.23 | 32.15 | 1574.959 | 2.17
D | 4002 | 2020-08-01 | 12 | OFF | 29.83 | 7.28 | 1.73 | 0.1 | 0.12 | 0 | 0.43 | -0.01 | 0.04 | -0.06 | 0 |  | 0.36 | 0.33 | 0.23 | 40.38 | 1654.931 | 2.38
D | 4002 | 2020-08-01 | 13 | OFF | 38.49 | 7.28 | 1.73 | 0.1 | 0.27 | 0 | 0.71 | -0.02 | -0.24 | -0.06 | 0 |  | 0.36 | 0.33 | 0.23 | 49.18 | 1716.38 | 2.81
D | 4002 | 2020-08-01 | 14 | OFF | 37.36 | 7.28 | 1.73 | 0.1 | 0.14 | 0 | 0.71 | -0.04 | -0.13 | -0.06 | 0 |  | 0.36 | 0.33 | 0.23 | 48.01 | 1764.659 | 2.68
D | 4002 | 2020-08-01 | 15 | OFF | 30.79 | 7.28 | 1.73 | 0.1 | 0.1 | 0 | 0.4 | -0.03 | -0.17 | -0.06 | 0 |  | 0.36 | 0.33 | 0.23 | 41.06 | 1803.843 | 2.33
D | 4002 | 2020-08-01 | 16 | OFF | 27.89 | 7.28 | 1.73 | 0.1 | 0.1 | 0 | 0.18 | -0.02 | -0.16 | -0.06 | 0 |  | 0.36 | 0.33 | 0.23 | 37.96 | 1845.106 | 2.11
D | 4002 | 2020-08-01 | 17 | OFF | 34.31 | 7.28 | 1.73 | 0.1 | 0.15 | 0 | 0.01 | -0.06 | -0.19 | -0.06 | 0 |  | 0.36 | 0.33 | 0.23 | 44.19 | 1890.88 | 1.99
D | 4002 | 2020-08-01 | 18 | OFF | 115.79 | 7.28 | 1.73 | 0.1 | 0.56 | 0 | 10.37 | -0.27 | 0.06 | -0.06 | 0 |  | 0.36 | 0.33 | 0.23 | 136.48 | 1925.328 | 12.76
D | 4002 | 2020-08-01 | 19 | OFF | 140.24 | 7.28 | 1.73 | 0.1 | 1.12 | 0 | 15.29 | -0.01 | -0.1 | -0.06 | 0 |  | 0.36 | 0.33 | 0.23 | 166.51 | 1903.78 | 18.24
D | 4002 | 2020-08-01 | 20 | OFF | 55.52 | 7.28 | 1.73 | 0.1 | 0.45 | 0 | 0.43 | 0.14 | -0.09 | -0.06 | 0 |  | 0.36 | 0.33 | 0.23 | 66.42 | 1820.702 | 2.71
D | 4002 | 2020-08-01 | 21 | OFF | 33.02 | 7.28 | 1.73 | 0.1 | 0.09 | 0 | 0.32 | 0.01 | -0.13 | -0.06 | 0 |  | 0.36 | 0.33 | 0.23 | 43.28 | 1753.016 | 2.24
D | 4002 | 2020-08-01 | 22 | OFF | 29.68 | 7.28 | 1.73 | 0.1 | 0.12 | 0 | 0.14 | -0.03 | -0.08 | -0.06 | 0 |  | 0.36 | 0.33 | 0.23 | 39.8 | 1657.345 | 2.09
D | 4002 | 2020-08-01 | 23 | OFF | 36.24 | 7.28 | 1.73 | 0.1 | 0.26 | 0 | 0.18 | -0.23 | -0.29 | -0.06 | 0 |  | 0.36 | 0.33 | 0.23 | 46.13 | 1511.147 | 2.27
D | 4002 | 2020-08-01 | 24 | OFF | 39.56 | 7.28 | 1.73 | 0.1 | 0.51 | 0 | 0 | 0.1 | -0.03 | -0.06 | 0 |  | 0.36 | 0.33 | 0.23 | 50.11 | 1369.149 | 2.34
D | 4002 | 2020-08-02 | 1 | OFF | 34.52 | 7.28 | 0.62 | 0.04 | 0.37 | 0 | 0.07 | -0.05 | -0.05 | -0.06 | 0 |  | 0.36 | 0.33 | 0.23 | 43.66 | 1260.325 | 1.1
D | 4002 | 2020-08-02 | 2 | OFF | 35.28 | 7.28 | 0.62 | 0.04 | 0.35 | 0 | 0 | 0.06 | 0.05 | -0.06 | 0 |  | 0.36 | 0.33 | 0.23 | 44.54 | 1182.338 | 1.01
D | 4002 | 2020-08-02 | 3 | OFF | 24.4 | 7.28 | 0.62 | 0.04 | 0.16 | 0 | 0 | -0.01 | -0.03 | -0.06 | 0 |  | 0.36 | 0.33 | 0.23 | 33.32 | 1130.774 | 0.82
D | 4002 | 2020-08-02 | 4 | OFF | 18.9 | 7.28 | 0.62 | 0.04 | 0.06 | 0 | 0 | 0.01 | -0.03 | -0.06 | 0 |  | 0.36 | 0.33 | 0.23 | 27.74 | 1101.556 | 0.72
D | 4002 | 2020-08-02 | 5 | OFF | 15.93 | 7.28 | 0.62 | 0.04 | 0.04 | 0 | 0 | 0 | -0.05 | -0.06 | 0 |  | 0.36 | 0.33 | 0.23 | 24.72 | 1091.807 | 0.7
D | 4002 | 2020-08-02 | 6 | OFF | 15.63 | 7.28 | 0.62 | 0.04 | 0.03 | 0 | 0 | 0 | -0.04 | -0.06 | 0 |  | 0.36 | 0.33 | 0.23 | 24.42 | 1095.63 | 0.69
D | 4002 | 2020-08-02 | 7 | OFF | 15.36 | 7.28 | 0.62 | 0.04 | 0.05 | 0 | 0 | -0.02 | -0.06 | -0.06 | 0 |  | 0.36 | 0.33 | 0.23 | 24.13 | 1129.86 | 0.71
D | 4002 | 2020-08-02 | 8 | OFF | 20.14 | 7.28 | 0.62 | 0.04 | 0.14 | 0 | 0 | -0.03 | -0.04 | -0.06 | 0 |  | 0.36 | 0.33 | 0.23 | 29.01 | 1211.367 | 0.8
D | 4002 | 2020-08-02 | 9 | OFF | 24.05 | 7.28 | 0.62 | 0.04 | 0.17 | 0 | 0 | 0 | -0.06 | -0.06 | 0 |  | 0.36 | 0.33 | 0.23 | 32.96 | 1324.057 | 0.83
D | 4002 | 2020-08-02 | 10 | OFF | 29.15 | 7.28 | 0.62 | 0.04 | 0.18 | 0 | 0.19 | 0 | -0.01 | -0.06 | 0 |  | 0.36 | 0.33 | 0.23 | 38.31 | 1434.971 | 1.03
D | 4002 | 2020-08-02 | 11 | OFF | 38.87 | 7.28 | 0.62 | 0.04 | 0.29 | 0 | 0.55 | -0.01 | -0.14 | -0.06 | 0 |  | 0.36 | 0.33 | 0.23 | 48.36 | 1530.898 | 1.5
D | 4002 | 2020-08-02 | 12 | OFF | 27.99 | 7.28 | 0.62 | 0.04 | 0.17 | 0 | 0.21 | 0.02 | -0.06 | -0.06 | 0 |  | 0.36 | 0.33 | 0.23 | 37.13 | 1615.032 | 1.04
D | 4002 | 2020-08-02 | 13 | OFF | 24.85 | 7.28 | 0.62 | 0.04 | 0.08 | 0 | 0.07 | 0.01 | -0.17 | -0.06 | 0 |  | 0.36 | 0.33 | 0.23 | 33.64 | 1668.266 | 0.81
D | 4002 | 2020-08-02 | 14 | OFF | 21.23 | 7.28 | 0.62 | 0.04 | 0.05 | 0 | 0 | -0.01 | -0.14 | -0.06 | 0 |  | 0.36 | 0.33 | 0.23 | 29.93 | 1683.791 | 0.71
D | 4002 | 2020-08-02 | 15 | OFF | 29.6 | 7.28 | 0.62 | 0.04 | 0.1 | 0 | 0.24 | -0.01 | -0.08 | -0.06 | 0 |  | 0.36 | 0.33 | 0.23 | 38.65 | 1708.92 | 1
D | 4002 | 2020-08-02 | 16 | OFF | 35.63 | 7.28 | 0.62 | 0.04 | 0.15 | 0 | 0.11 | -0.01 | -0.19 | -0.06 | 0 |  | 0.36 | 0.33 | 0.23 | 44.49 | 1728.797 | 0.92
D | 4002 | 2020-08-02 | 17 | OFF | 26.04 | 7.28 | 0.62 | 0.04 | 0.11 | 0 | 0 | -0.02 | -0.24 | -0.06 | 0 |  | 0.36 | 0.33 | 0.23 | 34.69 | 1733.036 | 0.77
D | 4002 | 2020-08-02 | 18 | OFF | 31.06 | 7.28 | 0.62 | 0.04 | 0.13 | 0 | 0.01 | -0.01 | -0.28 | -0.06 | 0 |  | 0.36 | 0.33 | 0.23 | 39.71 | 1763.112 | 0.8
D | 4002 | 2020-08-02 | 19 | OFF | 33.79 | 7.28 | 0.62 | 0.04 | 0.13 | 0 | 0 | -0.05 | -0.28 | -0.06 | 0 |  | 0.36 | 0.33 | 0.23 | 42.39 | 1754.786 | 0.79
D | 4002 | 2020-08-02 | 20 | OFF | 32.44 | 7.28 | 0.62 | 0.04 | 0.21 | 0 | 0.01 | -0.09 | -0.26 | -0.06 | 0 |  | 0.36 | 0.33 | 0.23 | 41.11 | 1732.175 | 0.88
D | 4002 | 2020-08-02 | 21 | OFF | 42.94 | 7.28 | 0.62 | 0.04 | 0.13 | 0 | 0.04 | -0.03 | -0.24 | -0.06 | 0 |  | 0.36 | 0.33 | 0.23 | 51.64 | 1714.906 | 0.83
D | 4002 | 2020-08-02 | 22 | OFF | 36.2 | 7.28 | 0.62 | 0.04 | 0.12 | 0 | 0.02 | -0.02 | -0.17 | -0.06 | 0 |  | 0.36 | 0.33 | 0.23 | 44.95 | 1642.735 | 0.8
D | 4002 | 2020-08-02 | 23 | OFF | 33.74 | 7.28 | 0.62 | 0.04 | 0.19 | 0 | 0.01 | 0.01 | -0.16 | -0.06 | 0 |  | 0.36 | 0.33 | 0.23 | 42.59 | 1529.912 | 0.86
D | 4002 | 2020-08-02 | 24 | OFF | 24.53 | 7.28 | 0.62 | 0.04 | 0.2 | 0 | 0 | -0.01 | -0.08 | -0.06 | 0 |  | 0.36 | 0.33 | 0.23 | 33.44 | 1424.697 | 0.86
D | 4002 | 2020-08-03 | 1 | OFF | 23.04 | 7.28 | 0.21 | 0.01 | 0.13 | 0 | 0 | 0.08 | -0.1 | -0.06 | 0 |  | 0.36 | 0.33 | 0.23 | 31.51 | 1350.684 | 0.35
D | 4002 | 2020-08-03 | 2 | OFF | 21.25 | 7.28 | 0.21 | 0.01 | 0.06 | 0 | 0 | 0.02 | -0.12 | -0.06 | 0 |  | 0.36 | 0.33 | 0.23 | 29.57 | 1305.585 | 0.28
D | 4002 | 2020-08-03 | 3 | OFF | 19.09 | 7.28 | 0.21 | 0.01 | 0.05 | 0 | 0 | 0.01 | -0.12 | -0.06 | 0 |  | 0.36 | 0.33 | 0.23 | 27.39 | 1278.76 | 0.27
D | 4002 | 2020-08-03 | 4 | OFF | 20.76 | 7.28 | 0.21 | 0.01 | 0.07 | 0 | 0 | 0.01 | -0.1 | -0.06 | 0 |  | 0.36 | 0.33 | 0.23 | 29.1 | 1271.247 | 0.29
D | 4002 | 2020-08-03 | 5 | OFF | 21.23 | 7.28 | 0.21 | 0.01 | 0.07 | 0 | 0 | 0.02 | -0.09 | -0.06 | 0 |  | 0.36 | 0.33 | 0.23 | 29.59 | 1291.692 | 0.29
D | 4002 | 2020-08-03 | 6 | OFF | 31.75 | 7.28 | 0.21 | 0.01 | 0.32 | 0 | 0 | 0.03 | -0.05 | -0.06 | 0 |  | 0.36 | 0.33 | 0.23 | 40.41 | 1367.2 | 0.54
D | 4002 | 2020-08-03 | 7 | OFF | 22.83 | 7.28 | 0.21 | 0.01 | 0.16 | 0 | 0 | 0.01 | -0.17 | -0.06 | 0 |  | 0.36 | 0.33 | 0.23 | 31.19 | 1498.288 | 0.38
D | 4002 | 2020-08-03 | 8 | ON | 41.95 | 7.28 | 0.21 | 0.01 | 0.2 | 0.4 | 0 | 0.02 | -0.02 | -0.06 | 0 |  | 0.36 | 0.33 | 0.23 | 50.91 | 1671.292 | 0.82
D | 4002 | 2020-08-03 | 9 | ON | 45.36 | 7.28 | 0.21 | 0.01 | 0.33 | 0.38 | 0.43 | 0.07 | -0.28 | -0.06 | 0 |  | 0.36 | 0.33 | 0.23 | 54.65 | 1805.915 | 1.36
D | 4002 | 2020-08-03 | 10 | ON | 25.93 | 7.28 | 0.21 | 0.01 | 0.11 | 0.36 | 0 | 0.05 | -0.21 | -0.06 | 0 |  | 0.36 | 0.33 | 0.23 | 34.6 | 1872.819 | 0.69
D | 4002 | 2020-08-03 | 11 | ON | 27.27 | 7.28 | 0.21 | 0.01 | 0.09 | 0.35 | 0.03 | 0.06 | -0.19 | -0.06 | 0 |  | 0.36 | 0.33 | 0.23 | 35.97 | 1934.317 | 0.69
D | 4002 | 2020-08-03 | 12 | ON | 19.5 | 7.28 | 0.21 | 0.01 | 0.07 | 0.34 | 0 | 0.03 | -0.2 | -0.06 | 0 |  | 0.36 | 0.33 | 0.23 | 28.1 | 1984.479 | 0.63
D | 4002 | 2020-08-03 | 13 | ON | 23 | 7.28 | 0.21 | 0.01 | 0.05 | 0.33 | 0 | 0.02 | -0.19 | -0.06 | 0 |  | 0.36 | 0.33 | 0.23 | 31.57 | 2030.354 | 0.6
D | 4002 | 2020-08-03 | 14 | ON | 23.59 | 7.28 | 0.21 | 0.01 | 0.06 | 0.32 | 0 | 0.01 | -0.19 | -0.06 | 0 |  | 0.36 | 0.33 | 0.23 | 32.15 | 2068.544 | 0.6
D | 4002 | 2020-08-03 | 15 | ON | 23.54 | 7.28 | 0.21 | 0.01 | 0.08 | 0.32 | 0 | 0.01 | -0.25 | -0.06 | 0 |  | 0.36 | 0.33 | 0.23 | 32.06 | 2088.095 | 0.62
D | 4002 | 2020-08-03 | 16 | ON | 25.14 | 7.28 | 0.21 | 0.01 | 0.08 | 0.31 | 0 | 0.01 | -0.26 | -0.06 | 0 |  | 0.36 | 0.33 | 0.23 | 33.64 | 2102.375 | 0.61
D | 4002 | 2020-08-03 | 17 | ON | 26.04 | 7.28 | 0.21 | 0.01 | 0.08 | 0.31 | 0 | 0 | -0.3 | -0.06 | 0 |  | 0.36 | 0.33 | 0.23 | 34.49 | 2112.517 | 0.61
D | 4002 | 2020-08-03 | 18 | ON | 33.87 | 7.28 | 0.21 | 0.01 | 0.07 | 0.3 | 0.01 | -0.02 | -0.4 | -0.06 | 0 |  | 0.36 | 0.33 | 0.23 | 42.19 | 2120.459 | 0.6
D | 4002 | 2020-08-03 | 19 | ON | 37.22 | 7.28 | 0.21 | 0.01 | 0.08 | 0.3 | 0.05 | 0.03 | -0.31 | -0.06 | 0 |  | 0.36 | 0.33 | 0.23 | 45.73 | 2076.506 | 0.65
D | 4002 | 2020-08-03 | 20 | ON | 30.11 | 7.28 | 0.21 | 0.01 | 0.07 | 0.32 | 0.01 | 0.02 | -0.26 | -0.06 | 0 |  | 0.36 | 0.33 | 0.23 | 38.63 | 1972.48 | 0.62
D | 4002 | 2020-08-03 | 21 | ON | 30.69 | 7.28 | 0.21 | 0.01 | 0.09 | 0.33 | 0.07 | 0.05 | -0.24 | -0.06 | 0 |  | 0.36 | 0.33 | 0.23 | 39.35 | 1890.764 | 0.71
D | 4002 | 2020-08-03 | 22 | ON | 26.51 | 7.28 | 0.21 | 0.01 | 0.1 | 0.35 | 0.01 | 0.01 | -0.13 | -0.06 | 0 |  | 0.36 | 0.33 | 0.23 | 35.21 | 1757.895 | 0.68
D | 4002 | 2020-08-03 | 23 | ON | 19.7 | 7.28 | 0.21 | 0.01 | 0.14 | 0.38 | 0 | 0 | -0.16 | -0.06 | 0 |  | 0.36 | 0.33 | 0.23 | 28.42 | 1586.691 | 0.74
D | 4002 | 2020-08-03 | 24 | OFF | 20.62 | 7.28 | 0.21 | 0.01 | 0.14 | 0 | 0 | 0.01 | -0.19 | -0.06 | 0 |  | 0.36 | 0.33 | 0.23 | 28.94 | 1437.549 | 0.36
D | 4002 | 2020-08-04 | 1 | OFF | 18.58 | 7.28 | 0.22 | 0.02 | 0.07 | 0 | 0 | 0.07 | -0.11 | -0.06 | 0 |  | 0.36 | 0.33 | 0.23 | 26.99 | 1328.085 | 0.31
D | 4002 | 2020-08-04 | 2 | OFF | 17.84 | 7.28 | 0.22 | 0.02 | 0.05 | 0 | 0 | 0.01 | -0.12 | -0.06 | 0 |  | 0.36 | 0.33 | 0.23 | 26.16 | 1258.189 | 0.29
D | 4002 | 2020-08-04 | 3 | OFF | 17.93 | 7.28 | 0.22 | 0.02 | 0.05 | 0 | 0 | 0.04 | -0.12 | -0.06 | 0 |  | 0.36 | 0.33 | 0.23 | 26.28 | 1216.14 | 0.29
D | 4002 | 2020-08-04 | 4 | OFF | 17.62 | 7.28 | 0.22 | 0.02 | 0.05 | 0 | 0 | -0.01 | -0.11 | -0.06 | 0 |  | 0.36 | 0.33 | 0.23 | 25.93 | 1198.988 | 0.29
D | 4002 | 2020-08-04 | 5 | OFF | 17.73 | 7.28 | 0.22 | 0.02 | 0.04 | 0 | 0 | -0.02 | -0.11 | -0.06 | 0 |  | 0.36 | 0.33 | 0.23 | 26.02 | 1213.382 | 0.28
D | 4002 | 2020-08-04 | 6 | OFF | 19.13 | 7.28 | 0.22 | 0.02 | 0.1 | 0 | 0 | 0 | -0.12 | -0.06 | 0 |  | 0.36 | 0.33 | 0.23 | 27.49 | 1276.109 | 0.34
D | 4002 | 2020-08-04 | 7 | OFF | 18.51 | 7.28 | 0.22 | 0.02 | 0.13 | 0 | 0 | 0.01 | -0.18 | -0.06 | 0 |  | 0.36 | 0.33 | 0.23 | 26.85 | 1366.896 | 0.37
D | 4002 | 2020-08-04 | 8 | ON | 19.78 | 7.28 | 0.22 | 0.02 | 0.14 | 0.48 | 0 | -0.01 | -0.18 | -0.06 | 0 |  | 0.36 | 0.33 | 0.23 | 28.59 | 1472.321 | 0.86
D | 4002 | 2020-08-04 | 9 | ON | 21.03 | 7.28 | 0.22 | 0.02 | 0.08 | 0.46 | 0 | -0.03 | -0.16 | -0.06 | 0 |  | 0.36 | 0.33 | 0.23 | 29.76 | 1561.72 | 0.78
D | 4002 | 2020-08-04 | 10 | ON | 23.33 | 7.28 | 0.22 | 0.02 | 0.19 | 0.43 | 0.04 | -0.02 | -0.19 | -0.06 | 0 |  | 0.36 | 0.33 | 0.23 | 32.16 | 1624.086 | 0.9
D | 4002 | 2020-08-04 | 11 | ON | 38.69 | 7.28 | 0.22 | 0.02 | 0.35 | 0.42 | 0.42 | -0.05 | -0.24 | -0.06 | 0 |  | 0.36 | 0.33 | 0.23 | 47.97 | 1686.596 | 1.43
D | 4002 | 2020-08-04 | 12 | ON | 40.55 | 7.28 | 0.22 | 0.02 | 0.11 | 0.4 | 0.46 | -0.03 | -0.19 | -0.06 | 0 |  | 0.36 | 0.33 | 0.23 | 49.68 | 1729.8 | 1.21
D | 4002 | 2020-08-04 | 13 | ON | 39.17 | 7.28 | 0.22 | 0.02 | 0.08 | 0.39 | 0.37 | -0.03 | -0.26 | -0.06 | 0 |  | 0.36 | 0.33 | 0.23 | 48.1 | 1767.436 | 1.08
D | 4002 | 2020-08-04 | 14 | ON | 38.15 | 7.28 | 0.22 | 0.02 | 0.1 | 0.39 | 0.32 | 0 | -0.25 | -0.06 | 0 |  | 0.36 | 0.33 | 0.23 | 47.09 | 1797.88 | 1.05
D | 4002 | 2020-08-04 | 15 | ON | 32.55 | 7.28 | 0.22 | 0.02 | 0.14 | 0.4 | 0.04 | -0.01 | -0.23 | -0.06 | 0 |  | 0.36 | 0.33 | 0.23 | 41.27 | 1800.2 | 0.82
D | 4002 | 2020-08-04 | 16 | ON | 23.99 | 7.28 | 0.22 | 0.02 | 0.23 | 0.42 | 0 | 0.03 | -0.17 | -0.06 | 0 |  | 0.36 | 0.33 | 0.23 | 32.88 | 1806.765 | 0.89
D | 4002 | 2020-08-04 | 17 | ON | 19.05 | 7.28 | 0.22 | 0.02 | 0.1 | 0.44 | 0 | 0.01 | -0.25 | -0.06 | 0 |  | 0.36 | 0.33 | 0.23 | 27.73 | 1815.054 | 0.78
D | 4002 | 2020-08-04 | 18 | ON | 16.47 | 7.28 | 0.22 | 0.02 | 0.09 | 0.46 | 0 | 0.02 | -0.29 | -0.06 | 0 |  | 0.36 | 0.33 | 0.23 | 25.13 | 1791.119 | 0.79
D | 4002 | 2020-08-04 | 19 | ON | 16.72 | 7.28 | 0.22 | 0.02 | 0.07 | 0.48 | 0 | 0.03 | -0.26 | -0.06 | 0 |  | 0.36 | 0.33 | 0.23 | 25.42 | 1685.736 | 0.79
D | 4002 | 2020-08-04 | 20 | ON | 15.04 | 7.28 | 0.22 | 0.02 | 0.07 | 0.5 | 0 | 0.01 | -0.23 | -0.06 | 0 |  | 0.36 | 0.33 | 0.23 | 23.77 | 1570.082 | 0.81
D | 4002 | 2020-08-04 | 21 | ON | 14.16 | 7.28 | 0.22 | 0.02 | 0.1 | 0.52 | 0 | 0.02 | -0.23 | -0.06 | 0 |  | 0.36 | 0.33 | 0.23 | 22.95 | 1499.373 | 0.86
D | 4002 | 2020-08-04 | 22 | ON | 13.99 | 7.28 | 0.22 | 0.02 | 0.09 | 0.54 | 0 | 0 | -0.17 | -0.06 | 0 |  | 0.36 | 0.33 | 0.23 | 22.83 | 1414.005 | 0.87
D | 4002 | 2020-08-04 | 23 | ON | 14.15 | 7.28 | 0.22 | 0.02 | 0.12 | 0.58 | 0 | 0.01 | -0.22 | -0.06 | 0 |  | 0.36 | 0.33 | 0.23 | 23.02 | 1311.997 | 0.94
D | 4002 | 2020-08-04 | 24 | OFF | 14.24 | 7.28 | 0.22 | 0.02 | 0.15 | 0 | 0 | 0.03 | -0.17 | -0.06 | 0 |  | 0.36 | 0.33 | 0.23 | 22.63 | 1212.669 | 0.39
D | 4002 | 2020-08-05 | 1 | OFF | 14.68 | 7.28 | 0.85 | 0.01 | 0.14 | 0 | 0 | 0.01 | -0.15 | -0.06 | 0 |  | 0.36 | 0.33 | 0.23 | 23.68 | 1146.499 | 1
D | 4002 | 2020-08-05 | 2 | OFF | 14.55 | 7.28 | 0.85 | 0.01 | 0.09 | 0 | 0 | 0.03 | -0.13 | -0.06 | 0 |  | 0.36 | 0.33 | 0.23 | 23.54 | 1096.483 | 0.95
D | 4002 | 2020-08-05 | 3 | OFF | 14.48 | 7.28 | 0.85 | 0.01 | 0.12 | 0 | 0 | 0.03 | -0.11 | -0.06 | 0 |  | 0.36 | 0.33 | 0.23 | 23.52 | 1061.781 | 0.98
D | 4002 | 2020-08-05 | 4 | OFF | 14.83 | 7.28 | 0.85 | 0.01 | 0.04 | 0 | 0 | -0.01 | -0.11 | -0.06 | 0 |  | 0.36 | 0.33 | 0.23 | 23.75 | 1050.98 | 0.9
D | 4002 | 2020-08-05 | 5 | OFF | 15.58 | 7.28 | 0.85 | 0.01 | 0.11 | 0 | 0 | 0.02 | -0.13 | -0.06 | 0 |  | 0.36 | 0.33 | 0.23 | 24.58 | 1070.075 | 0.97
D | 4002 | 2020-08-05 | 6 | OFF | 18.38 | 7.28 | 0.85 | 0.01 | 0.14 | 0 | 0 | 0.05 | -0.25 | -0.06 | 0 |  | 0.36 | 0.33 | 0.23 | 27.32 | 1128.167 | 1
D | 4002 | 2020-08-05 | 7 | OFF | 15.58 | 7.28 | 0.85 | 0.01 | 0.25 | 0 | 0 | 0.01 | -0.16 | -0.06 | 0 |  | 0.36 | 0.33 | 0.23 | 24.68 | 1237.67 | 1.11
D | 4002 | 2020-08-05 | 8 | ON | 18.38 | 7.28 | 0.85 | 0.01 | 0.26 | 0.58 | 0 | 0.03 | -0.24 | -0.06 | 0 |  | 0.36 | 0.33 | 0.23 | 28.01 | 1382.196 | 1.7
D | 4002 | 2020-08-05 | 9 | ON | 18.77 | 7.28 | 0.85 | 0.01 | 0.09 | 0.54 | 0 | 0.04 | -0.27 | -0.06 | 0 |  | 0.36 | 0.33 | 0.23 | 28.17 | 1509.77 | 1.49
D | 4002 | 2020-08-05 | 10 | ON | 17.47 | 7.28 | 0.85 | 0.01 | 0.09 | 0.51 | 0 | 0.03 | -0.21 | -0.06 | 0 |  | 0.36 | 0.33 | 0.23 | 26.89 | 1613.787 | 1.46
D | 4002 | 2020-08-05 | 11 | ON | 17.6 | 7.28 | 0.85 | 0.01 | 0.05 | 0.48 | 0 | 0.03 | -0.2 | -0.06 | 0 |  | 0.36 | 0.33 | 0.23 | 26.96 | 1714.48 | 1.39
D | 4002 | 2020-08-05 | 12 | ON | 20.79 | 7.28 | 0.85 | 0.01 | 0.08 | 0.46 | 0 | 0.01 | -0.21 | -0.06 | 0 |  | 0.36 | 0.33 | 0.23 | 30.13 | 1800.137 | 1.4
D | 4002 | 2020-08-05 | 13 | ON | 21.75 | 7.28 | 0.85 | 0.01 | 0.06 | 0.44 | 0 | 0.05 | -0.22 | -0.06 | 0 |  | 0.36 | 0.33 | 0.23 | 31.08 | 1853.234 | 1.36
D | 4002 | 2020-08-05 | 14 | ON | 20.36 | 7.28 | 0.85 | 0.01 | 0.08 | 0.43 | 0 | 0.08 | -0.23 | -0.06 | 0 |  | 0.36 | 0.33 | 0.23 | 29.72 | 1908.455 | 1.37
D | 4002 | 2020-08-05 | 15 | ON | 20.84 | 7.28 | 0.85 | 0.01 | 0.08 | 0.42 | 0 | 0.06 | -0.25 | -0.06 | 0 |  | 0.36 | 0.33 | 0.23 | 30.15 | 1944.206 | 1.36
D | 4002 | 2020-08-05 | 16 | ON | 19.49 | 7.28 | 0.85 | 0.01 | 0.05 | 0.41 | 0 | 0.02 | -0.26 | -0.06 | 0 |  | 0.36 | 0.33 | 0.23 | 28.71 | 1971.057 | 1.32
D | 4002 | 2020-08-05 | 17 | ON | 21.38 | 7.28 | 0.85 | 0.01 | 0.05 | 0.4 | 0 | -0.01 | -0.3 | -0.06 | 0 |  | 0.36 | 0.33 | 0.23 | 30.52 | 1996.378 | 1.31
D | 4002 | 2020-08-05 | 18 | ON | 23.08 | 7.28 | 0.85 | 0.01 | 0.08 | 0.4 | 0 | 0 | -0.33 | -0.06 | 0 |  | 0.36 | 0.33 | 0.23 | 32.23 | 2005.981 | 1.34
D | 4002 | 2020-08-05 | 19 | ON | 26.66 | 7.28 | 0.85 | 0.01 | 0.09 | 0.41 | 0 | 0.06 | -0.23 | -0.06 | 0 |  | 0.36 | 0.33 | 0.23 | 35.99 | 1954.876 | 1.36
D | 4002 | 2020-08-05 | 20 | ON | 21.77 | 7.28 | 0.85 | 0.01 | 0.11 | 0.43 | 0 | 0.04 | -0.15 | -0.06 | 0 |  | 0.36 | 0.33 | 0.23 | 31.2 | 1854.875 | 1.4
D | 4002 | 2020-08-05 | 21 | ON | 17.46 | 7.28 | 0.85 | 0.01 | 0.08 | 0.44 | 0 | 0.02 | -0.17 | -0.06 | 0 |  | 0.36 | 0.33 | 0.23 | 26.83 | 1774.23 | 1.38
D | 4002 | 2020-08-05 | 22 | ON | 16.31 | 7.28 | 0.85 | 0.01 | 0.07 | 0.47 | 0 | 0.03 | -0.14 | -0.06 | 0 |  | 0.36 | 0.33 | 0.23 | 25.74 | 1648.834 | 1.4
D | 4002 | 2020-08-05 | 23 | ON | 16.04 | 7.28 | 0.85 | 0.01 | 0.15 | 0.51 | 0 | 0.03 | -0.17 | -0.06 | 0 |  | 0.36 | 0.33 | 0.23 | 25.56 | 1473.99 | 1.52
D | 4002 | 2020-08-05 | 24 | OFF | 16.25 | 7.28 | 0.85 | 0.01 | 0.24 | 0 | 0 | 0.04 | -0.19 | -0.06 | 0 |  | 0.36 | 0.33 | 0.23 | 25.34 | 1319.083 | 1.1
D | 4002 | 2020-08-06 | 1 | OFF | 17.51 | 7.28 | 0.25 | 0.01 | 0.1 | 0 | 0 | 0.05 | -0.14 | -0.06 | 0 |  | 0.36 | 0.33 | 0.23 | 43.43 | 1205.224 | 0.36
D | 4002 | 2020-08-06 | 2 | OFF | 16.54 | 7.28 | 0.25 | 0.01 | 0.08 | 0 | 0 | 0.04 | -0.13 | -0.06 | 0 |  | 0.36 | 0.33 | 0.23 | 41.47 | 1131.399 | 0.34
D | 4002 | 2020-08-06 | 3 | OFF | 15.68 | 7.28 | 0.25 | 0.01 | 0.07 | 0 | 0 | 0.03 | -0.09 | -0.06 | 0 |  | 0.36 | 0.33 | 0.23 | 39.77 | 1080.797 | 0.33
D | 4002 | 2020-08-06 | 4 | OFF | 14.29 | 7.28 | 0.25 | 0.01 | 0.1 | 0 | 0 | 0.04 | -0.08 | -0.06 | 0 |  | 0.36 | 0.33 | 0.23 | 37.04 | 1055.461 | 0.36
D | 4002 | 2020-08-06 | 5 | OFF | 11.94 | 7.28 | 0.25 | 0.01 | 0.11 | 0 | 0 | 0.02 | -0.08 | -0.06 | 0 |  | 0.36 | 0.33 | 0.23 | 32.33 | 1061.024 | 0.37
D | 4002 | 2020-08-06 | 6 | OFF | 3.98 | 7.28 | 0.25 | 0.01 | 0.36 | 0 | 0 | 0.02 | -0.1 | -0.06 | 0 |  | 0.36 | 0.33 | 0.23 | 16.64 | 1111.768 | 0.62
D | 4002 | 2020-08-06 | 7 | OFF | 14.49 | 7.28 | 0.25 | 0.01 | 0.23 | 0 | 0 | 0.02 | -0.09 | -0.06 | 0 |  | 0.36 | 0.33 | 0.23 | 37.54 | 1210.123 | 0.49
D | 4002 | 2020-08-06 | 8 | ON | 15.35 | 7.28 | 0.25 | 0.01 | 0.41 | 0.6 | 0 | 0.04 | -0.16 | -0.06 | 0 |  | 0.36 | 0.33 | 0.23 | 39.99 | 1326.16 | 1.27
D | 4002 | 2020-08-06 | 9 | ON | 15.85 | 7.28 | 0.25 | 0.01 | 0.11 | 0.56 | 0 | 0.02 | -0.17 | -0.06 | 0 |  | 0.36 | 0.33 | 0.23 | 40.62 | 1424.982 | 0.93
D | 4002 | 2020-08-06 | 10 | ON | 15.23 | 7.28 | 0.25 | 0.01 | 0.1 | 0.54 | 0 | 0.02 | -0.18 | -0.06 | 0 |  | 0.36 | 0.33 | 0.23 | 39.34 | 1496.827 | 0.9
D | 4002 | 2020-08-06 | 11 | ON | 15.74 | 7.28 | 0.25 | 0.01 | 0.1 | 0.52 | 0 | 0.05 | -0.18 | -0.06 | 0 |  | 0.36 | 0.33 | 0.23 | 40.37 | 1558.939 | 0.88
D | 4002 | 2020-08-06 | 12 | ON | 15.2 | 7.28 | 0.25 | 0.01 | 0.08 | 0.5 | 0 | 0.01 | -0.17 | -0.06 | 0 |  | 0.36 | 0.33 | 0.23 | 39.22 | 1610.848 | 0.84
D | 4002 | 2020-08-06 | 13 | ON | 14.7 | 7.28 | 0.25 | 0.01 | 0.09 | 0.47 | 0 | 0 | -0.18 | -0.06 | 0 |  | 0.36 | 0.33 | 0.23 | 38.18 | 1650.94 | 0.82
D | 4002 | 2020-08-06 | 14 | ON | 14.73 | 7.28 | 0.25 | 0.01 | 0.08 | 0.32 | 0 | 0.03 | -0.18 | -0.06 | -0.03 |  | 0.36 | 0.33 | 0.23 | 38.08 | 1682.509 | 0.63
D | 4002 | 2020-08-06 | 15 | ON | 14.61 | 7.28 | 0.25 | 0.01 | 0.08 | 0.32 | 0 | 0 | -0.21 | -0.06 | -0.15 |  | 0.36 | 0.33 | 0.23 | 37.66 | 1683.763 | 0.51
D | 4002 | 2020-08-06 | 16 | ON | 14.99 | 7.28 | 0.25 | 0.01 | 0.08 | 0.33 | 0 | 0.01 | -0.2 | -0.06 | -0.1 |  | 0.36 | 0.33 | 0.23 | 38.5 | 1714.888 | 0.57
D | 4002 | 2020-08-06 | 17 | ON | 15.58 | 7.28 | 0.25 | 0.01 | 0.08 | 0.36 | 0 | 0.01 | -0.21 | -0.06 | 0 |  | 0.36 | 0.33 | 0.23 | 39.8 | 1757.012 | 0.7
D | 4002 | 2020-08-06 | 18 | ON | 17.85 | 7.28 | 0.25 | 0.01 | 0.06 | 0.45 | 0 | 0.01 | -0.25 | -0.06 | 0 |  | 0.36 | 0.33 | 0.23 | 44.37 | 1780.461 | 0.77
D | 4002 | 2020-08-06 | 19 | ON | 19.3 | 7.28 | 0.25 | 0.01 | 0.05 | 0.46 | 0 | 0.02 | -0.22 | -0.06 | 0 |  | 0.36 | 0.33 | 0.23 | 47.31 | 1746.434 | 0.77
D | 4002 | 2020-08-06 | 20 | ON | 19.14 | 7.28 | 0.25 | 0.01 | 0.06 | 0.47 | 0 | 0.02 | -0.22 | -0.06 | 0 |  | 0.36 | 0.33 | 0.23 | 47.01 | 1662.665 | 0.79
D | 4002 | 2020-08-06 | 21 | ON | 18.54 | 7.28 | 0.25 | 0.01 | 0.05 | 0.48 | 0 | 0.01 | -0.19 | -0.06 | 0 |  | 0.36 | 0.33 | 0.23 | 45.83 | 1600.143 | 0.79
D | 4002 | 2020-08-06 | 22 | ON | 16.04 | 7.28 | 0.25 | 0.01 | 0.07 | 0.51 | 0 | 0.03 | -0.12 | -0.06 | 0 |  | 0.36 | 0.33 | 0.23 | 40.97 | 1486.679 | 0.84
D | 4002 | 2020-08-06 | 23 | ON | 14.88 | 7.28 | 0.25 | 0.01 | 0.1 | 0.56 | 0 | 0.01 | -0.13 | -0.06 | 0 |  | 0.36 | 0.33 | 0.23 | 38.7 | 1339.751 | 0.92
D | 4002 | 2020-08-06 | 24 | OFF | 14.79 | 7.28 | 0.25 | 0.01 | 0.1 | 0 | 0 | 0.04 | -0.16 | -0.06 | 0 |  | 0.36 | 0.33 | 0.23 | 37.96 | 1207.132 | 0.36
D | 4002 | 2020-08-07 | 1 | OFF | 13.95 | 7.28 | 0.19 | 0.03 | 0.07 | 0 | 0 | 0.03 | -0.06 | -0.06 | 0 |  | 0.36 | 0.33 | 0.23 | 22.35 | 1113.845 | 0.29
D | 4002 | 2020-08-07 | 2 | OFF | 15.7 | 7.28 | 0.19 | 0.03 | 0.07 | 0 | 0 | 0.04 | -0.03 | -0.06 | 0 |  | 0.36 | 0.33 | 0.23 | 24.14 | 1051.394 | 0.29
D | 4002 | 2020-08-07 | 3 | OFF | 14.74 | 7.28 | 0.19 | 0.03 | 0.05 | 0 | 0 | 0.05 | -0.04 | -0.06 | 0 |  | 0.36 | 0.33 | 0.23 | 23.16 | 1013.548 | 0.27
D | 4002 | 2020-08-07 | 4 | OFF | 14.45 | 7.28 | 0.19 | 0.03 | 0.05 | 0 | 0 | 0 | -0.04 | -0.06 | 0 |  | 0.36 | 0.33 | 0.23 | 22.82 | 998.486 | 0.27
D | 4002 | 2020-08-07 | 5 | OFF | 15.51 | 7.28 | 0.19 | 0.03 | 0.06 | 0 | 0 | -0.01 | -0.03 | -0.06 | 0 |  | 0.36 | 0.33 | 0.23 | 23.89 | 1011.472 | 0.28
D | 4002 | 2020-08-07 | 6 | OFF | 16.95 | 7.28 | 0.19 | 0.03 | 0.17 | 0 | 0 | -0.01 | -0.03 | -0.06 | 0 |  | 0.36 | 0.33 | 0.23 | 25.44 | 1069.437 | 0.39
D | 4002 | 2020-08-07 | 7 | OFF | 15.73 | 7.28 | 0.19 | 0.03 | 0.15 | 0 | 0 | 0.01 | -0.05 | -0.06 | 0 |  | 0.36 | 0.33 | 0.23 | 24.2 | 1157.511 | 0.37
D | 4002 | 2020-08-07 | 8 | ON | 15.83 | 7.28 | 0.19 | 0.03 | 0.2 | 0.61 | 0 | -0.01 | -0.09 | -0.06 | 0 |  | 0.36 | 0.33 | 0.23 | 24.9 | 1262.566 | 1.03
D | 4002 | 2020-08-07 | 9 | ON | 16.45 | 7.28 | 0.19 | 0.03 | 0.11 | 0.58 | 0 | -0.02 | -0.11 | -0.06 | 0 |  | 0.36 | 0.33 | 0.23 | 25.37 | 1348.963 | 0.91
D | 4002 | 2020-08-07 | 10 | ON | 22.53 | 7.28 | 0.19 | 0.03 | 0.12 | 0.55 | 0.25 | -0.01 | -0.11 | -0.06 | 0 |  | 0.36 | 0.33 | 0.23 | 31.69 | 1403.761 | 1.14
D | 4002 | 2020-08-07 | 11 | ON | 19 | 7.28 | 0.19 | 0.03 | 0.08 | 0.55 | 0.11 | 0 | -0.14 | -0.06 | 0 |  | 0.36 | 0.33 | 0.23 | 27.96 | 1466.56 | 0.96
D | 4002 | 2020-08-07 | 12 | ON | 16.32 | 7.28 | 0.19 | 0.03 | 0.04 | 0.53 | 0 | -0.02 | -0.14 | -0.06 | 0 |  | 0.36 | 0.33 | 0.23 | 25.09 | 1518.653 | 0.79
D | 4002 | 2020-08-07 | 13 | ON | 20.88 | 7.28 | 0.19 | 0.03 | 0.08 | 0.52 | 0.17 | -0.03 | -0.1 | -0.06 | 0 |  | 0.36 | 0.33 | 0.23 | 29.88 | 1555.249 | 0.99
D | 4002 | 2020-08-07 | 14 | ON | 24 | 7.28 | 0.19 | 0.03 | 0.09 | 0.5 | 0.11 | -0.03 | -0.15 | -0.06 | 0 |  | 0.36 | 0.33 | 0.23 | 32.88 | 1598.885 | 0.92
D | 4002 | 2020-08-07 | 15 | ON | 20.17 | 7.28 | 0.19 | 0.03 | 0.08 | 0.49 | 0.08 | -0.02 | -0.18 | -0.06 | 0 |  | 0.36 | 0.33 | 0.23 | 28.98 | 1627.106 | 0.87
D | 4002 | 2020-08-07 | 16 | ON | 30.47 | 7.28 | 0.19 | 0.03 | 0.09 | 0.49 | 0.2 | -0.02 | -0.22 | -0.06 | 0 |  | 0.36 | 0.33 | 0.23 | 39.37 | 1641.727 | 1
D | 4002 | 2020-08-07 | 17 | ON | 26.17 | 7.28 | 0.19 | 0.03 | 0.1 | 0.48 | 0.16 | 0.01 | -0.2 | -0.06 | 0 |  | 0.36 | 0.33 | 0.23 | 35.08 | 1664.255 | 0.96
D | 4002 | 2020-08-07 | 18 | ON | 25.77 | 7.28 | 0.19 | 0.03 | 0.1 | 0.47 | 0.09 | -0.03 | -0.24 | -0.06 | 0 |  | 0.36 | 0.33 | 0.23 | 34.52 | 1679.939 | 0.88
D | 4002 | 2020-08-07 | 19 | ON | 26.22 | 7.28 | 0.19 | 0.03 | 0.15 | 0.48 | 0.22 | -0.06 | -0.19 | -0.06 | 0 |  | 0.36 | 0.33 | 0.23 | 35.18 | 1645.94 | 1.07
D | 4002 | 2020-08-07 | 20 | ON | 26.76 | 7.28 | 0.19 | 0.03 | 0.16 | 0.5 | 0.33 | -0.04 | -0.15 | -0.06 | 0 |  | 0.36 | 0.33 | 0.23 | 35.92 | 1586.226 | 1.21
D | 4002 | 2020-08-07 | 21 | ON | 28.56 | 7.28 | 0.19 | 0.03 | 0.16 | 0.5 | 0.31 | -0.04 | -0.15 | -0.06 | 0 |  | 0.36 | 0.33 | 0.23 | 37.7 | 1554.803 | 1.19
D | 4002 | 2020-08-07 | 22 | ON | 28.27 | 7.28 | 0.19 | 0.03 | 0.14 | 0.53 | 0.48 | -0.05 | -0.08 | -0.06 | 0 |  | 0.36 | 0.33 | 0.23 | 37.65 | 1475.189 | 1.37
D | 4002 | 2020-08-07 | 23 | ON | 16.35 | 7.28 | 0.19 | 0.03 | 0.18 | 0.57 | 0.01 | -0.03 | -0.06 | -0.06 | 0 |  | 0.36 | 0.33 | 0.23 | 25.38 | 1351.1 | 0.98
D | 4002 | 2020-08-07 | 24 | OFF | 16 | 7.28 | 0.19 | 0.03 | 0.13 | 0 | 0 | -0.03 | -0.11 | -0.06 | 0 |  | 0.36 | 0.33 | 0.23 | 24.35 | 1229.862 | 0.35
D | 4002 | 2020-08-08 | 1 | OFF | 16.09 | 7.28 | 0.49 | 0.05 | 0.1 | 0 | 0 | -0.02 | -0.07 | -0.06 | 0 |  | 0.36 | 0.33 | 0.23 | 24.78 | 1142.937 | 0.64
D | 4002 | 2020-08-08 | 2 | OFF | 15.9 | 7.28 | 0.49 | 0.05 | 0.07 | 0 | 0 | 0 | -0.05 | -0.06 | 0 |  | 0.36 | 0.33 | 0.23 | 24.6 | 1081.219 | 0.61
D | 4002 | 2020-08-08 | 3 | OFF | 14.58 | 7.28 | 0.49 | 0.05 | 0.07 | 0 | 0 | -0.01 | -0.07 | -0.06 | 0 |  | 0.36 | 0.33 | 0.23 | 23.25 | 1043.063 | 0.61
D | 4002 | 2020-08-08 | 4 | OFF | 14.38 | 7.28 | 0.49 | 0.05 | 0.02 | 0 | 0 | -0.02 | -0.07 | -0.06 | 0 |  | 0.36 | 0.33 | 0.23 | 22.99 | 1024.379 | 0.56
D | 4002 | 2020-08-08 | 5 | OFF | 15.39 | 7.28 | 0.49 | 0.05 | 0.02 | 0 | 0 | -0.02 | -0.06 | -0.06 | 0 |  | 0.36 | 0.33 | 0.23 | 24.01 | 1023.999 | 0.56
D | 4002 | 2020-08-08 | 6 | OFF | 16.46 | 7.28 | 0.49 | 0.05 | 0.03 | 0 | 0 | -0.03 | -0.06 | -0.06 | 0 |  | 0.36 | 0.33 | 0.23 | 25.08 | 1044.996 | 0.57
D | 4002 | 2020-08-08 | 7 | OFF | 15.84 | 7.28 | 0.49 | 0.05 | 0.08 | 0 | 0 | -0.02 | -0.05 | -0.06 | 0 |  | 0.36 | 0.33 | 0.23 | 24.53 | 1087.575 | 0.62
D | 4002 | 2020-08-08 | 8 | OFF | 15.3 | 7.28 | 0.49 | 0.05 | 0.08 | 0 | 0 | -0.01 | -0.08 | -0.06 | 0 |  | 0.36 | 0.33 | 0.23 | 23.97 | 1174.855 | 0.62
D | 4002 | 2020-08-08 | 9 | OFF | 16.27 | 7.28 | 0.49 | 0.05 | 0.08 | 0 | 0 | -0.03 | -0.08 | -0.06 | 0 |  | 0.36 | 0.33 | 0.23 | 24.92 | 1280.793 | 0.62
D | 4002 | 2020-08-08 | 10 | OFF | 18.92 | 7.28 | 0.49 | 0.05 | 0.09 | 0 | 0.05 | -0.02 | -0.09 | -0.06 | 0 |  | 0.36 | 0.33 | 0.23 | 27.63 | 1359.806 | 0.68
D | 4002 | 2020-08-08 | 11 | OFF | 17.92 | 7.28 | 0.49 | 0.05 | 0.1 | 0 | 0.05 | -0.01 | -0.1 | -0.06 | 0 |  | 0.36 | 0.33 | 0.23 | 26.64 | 1404.996 | 0.69
D | 4002 | 2020-08-08 | 12 | OFF | 15.82 | 7.28 | 0.49 | 0.05 | 0.06 | 0 | 0 | -0.02 | -0.12 | -0.06 | 0 |  | 0.36 | 0.33 | 0.23 | 24.42 | 1436.206 | 0.6
D | 4002 | 2020-08-08 | 13 | OFF | 19.56 | 7.28 | 0.49 | 0.05 | 0.07 | 0 | 0.1 | -0.05 | -0.1 | -0.06 | 0 |  | 0.36 | 0.33 | 0.23 | 28.26 | 1479.588 | 0.71
D | 4002 | 2020-08-08 | 14 | OFF | 28.21 | 7.28 | 0.49 | 0.05 | 0.12 | 0 | 0.26 | -0.04 | -0.13 | -0.06 | 0 |  | 0.36 | 0.33 | 0.23 | 37.1 | 1532.669 | 0.92
D | 4002 | 2020-08-08 | 15 | OFF | 31.96 | 7.28 | 0.49 | 0.05 | 0.12 | 0 | 0.05 | -0.05 | -0.13 | -0.06 | 0 |  | 0.36 | 0.33 | 0.23 | 40.63 | 1587.54 | 0.71
D | 4002 | 2020-08-08 | 16 | OFF | 31.06 | 7.28 | 0.49 | 0.05 | 0.1 | 0 | 0.05 | -0.03 | -0.17 | -0.06 | 0 |  | 0.36 | 0.33 | 0.23 | 39.69 | 1641.51 | 0.69
D | 4002 | 2020-08-08 | 17 | OFF | 33.67 | 7.28 | 0.49 | 0.05 | 0.08 | 0 | 0.03 | -0.04 | -0.18 | -0.06 | 0 |  | 0.36 | 0.33 | 0.23 | 42.24 | 1697.875 | 0.65
D | 4002 | 2020-08-08 | 18 | OFF | 50 | 7.28 | 0.49 | 0.05 | 0.22 | 0 | 0.55 | -0.08 | -0.12 | -0.06 | 0 |  | 0.36 | 0.33 | 0.23 | 59.25 | 1734.984 | 1.31
D | 4002 | 2020-08-08 | 19 | OFF | 60.35 | 7.28 | 0.49 | 0.05 | 0.52 | 0 | 0.37 | 0.05 | -0.22 | -0.06 | 0 |  | 0.36 | 0.33 | 0.23 | 69.75 | 1715.593 | 1.43
D | 4002 | 2020-08-08 | 20 | OFF | 41.79 | 7.28 | 0.49 | 0.05 | 0.2 | 0 | 0.01 | -0.04 | -0.18 | -0.06 | 0 |  | 0.36 | 0.33 | 0.23 | 50.46 | 1648.71 | 0.75
D | 4002 | 2020-08-08 | 21 | OFF | 30.79 | 7.28 | 0.49 | 0.05 | 0.18 | 0 | 0.02 | -0.04 | -0.18 | -0.06 | 0 |  | 0.36 | 0.33 | 0.23 | 39.45 | 1603.154 | 0.74
D | 4002 | 2020-08-08 | 22 | OFF | 24.62 | 7.28 | 0.49 | 0.05 | 0.14 | 0 | 0.02 | -0.03 | -0.04 | -0.06 | 0 |  | 0.36 | 0.33 | 0.23 | 33.39 | 1509.123 | 0.7
D | 4002 | 2020-08-08 | 23 | OFF | 26.43 | 7.28 | 0.49 | 0.05 | 0.21 | 0 | 0.1 | -0.06 | -0.07 | -0.06 | 0 |  | 0.36 | 0.33 | 0.23 | 35.29 | 1378.148 | 0.85
D | 4002 | 2020-08-08 | 24 | OFF | 17.69 | 7.28 | 0.49 | 0.05 | 0.15 | 0 | 0 | -0.03 | -0.05 | -0.06 | 0 |  | 0.36 | 0.33 | 0.23 | 26.44 | 1258.31 | 0.69
D | 4002 | 2020-08-09 | 1 | OFF | 18.4 | 7.28 | 7.98 | 0.28 | 0.13 | 0 | 0 | -0.02 | -0.04 | -0.06 | 0 |  | 0.36 | 0.33 | 0.23 | 34.87 | 1164.926 | 8.39
D | 4002 | 2020-08-09 | 2 | OFF | 18.15 | 7.28 | 7.98 | 0.28 | 0.11 | 0 | 0 | -0.01 | -0.03 | -0.06 | 0 |  | 0.36 | 0.33 | 0.23 | 34.62 | 1101.262 | 8.37
D | 4002 | 2020-08-09 | 3 | OFF | 16.94 | 7.28 | 7.98 | 0.28 | 0.11 | 0 | 0 | -0.01 | -0.04 | -0.06 | 0 |  | 0.36 | 0.33 | 0.23 | 33.4 | 1058.192 | 8.37
D | 4002 | 2020-08-09 | 4 | OFF | 18.24 | 7.28 | 7.98 | 0.28 | 0.14 | 0 | 0 | -0.04 | -0.03 | -0.06 | 0 |  | 0.36 | 0.33 | 0.23 | 34.71 | 1032.656 | 8.4
D | 4002 | 2020-08-09 | 5 | OFF | 16.9 | 7.28 | 7.98 | 0.28 | 0.04 | 0 | 0 | 0.01 | -0.04 | -0.06 | 0 |  | 0.36 | 0.33 | 0.23 | 33.31 | 1024.773 | 8.3
D | 4002 | 2020-08-09 | 6 | OFF | 17.36 | 7.28 | 7.98 | 0.28 | 0.01 | 0 | 0 | -0.01 | -0.03 | -0.06 | 0 |  | 0.36 | 0.33 | 0.23 | 33.73 | 1034.153 | 8.27
D | 4002 | 2020-08-09 | 7 | OFF | 15.99 | 7.28 | 7.98 | 0.28 | 0.15 | 0 | 0 | -0.02 | -0.04 | -0.06 | 0 |  | 0.36 | 0.33 | 0.23 | 32.48 | 1061.858 | 8.41
D | 4002 | 2020-08-09 | 8 | OFF | 17.05 | 7.28 | 7.98 | 0.28 | 0.14 | 0 | 0 | -0.01 | -0.07 | -0.06 | 0 |  | 0.36 | 0.33 | 0.23 | 33.51 | 1149.54 | 8.4
D | 4002 | 2020-08-09 | 9 | OFF | 16.29 | 7.28 | 7.98 | 0.28 | 0.19 | 0 | 0 | -0.01 | -0.11 | -0.06 | 0 |  | 0.36 | 0.33 | 0.23 | 32.76 | 1282.857 | 8.45
D | 4002 | 2020-08-09 | 10 | OFF | 17.22 | 7.28 | 7.98 | 0.28 | 0.13 | 0 | 0 | 0.01 | -0.11 | -0.06 | 0 |  | 0.36 | 0.33 | 0.23 | 33.65 | 1422.962 | 8.39
D | 4002 | 2020-08-09 | 11 | OFF | 25.32 | 7.28 | 7.98 | 0.28 | 0.07 | 0 | 0.09 | -0.04 | -0.05 | -0.06 | 0 |  | 0.36 | 0.33 | 0.23 | 41.79 | 1557.307 | 8.42
D | 4002 | 2020-08-09 | 12 | OFF | 44.39 | 7.28 | 7.98 | 0.28 | 0.13 | 0 | 0.29 | -0.08 | 0.2 | -0.06 | 0 |  | 0.36 | 0.33 | 0.23 | 61.33 | 1675.523 | 8.68
D | 4002 | 2020-08-09 | 13 | OFF | 45.43 | 7.28 | 7.98 | 0.28 | 0.26 | 0 | 0.08 | 0.08 | -0.24 | -0.06 | 0 |  | 0.36 | 0.33 | 0.23 | 62.01 | 1739.735 | 8.6
D | 4002 | 2020-08-09 | 14 | OFF | 36.74 | 7.28 | 7.98 | 0.28 | 0.14 | 0 | 0 | 0.02 | -0.22 | -0.06 | 0 |  | 0.36 | 0.33 | 0.23 | 53.08 | 1770.599 | 8.4
D | 4002 | 2020-08-09 | 15 | OFF | 36.85 | 7.28 | 7.98 | 0.28 | 0.23 | 0 | 0.01 | -0.01 | -0.18 | -0.06 | 0 |  | 0.36 | 0.33 | 0.23 | 53.3 | 1809.904 | 8.5
D | 4002 | 2020-08-09 | 16 | OFF | 70.31 | 7.28 | 7.98 | 0.28 | 0.34 | 0 | 0 | -0.01 | -0.13 | -0.06 | 0 |  | 0.36 | 0.33 | 0.23 | 86.91 | 1866.055 | 8.6
D | 4002 | 2020-08-09 | 17 | OFF | 57.62 | 7.28 | 7.98 | 0.28 | 0.3 | 0 | 0.29 | 0.01 | -0.32 | -0.06 | 0 |  | 0.36 | 0.33 | 0.23 | 74.3 | 1923.059 | 8.85
D | 4002 | 2020-08-09 | 18 | OFF | 97.1 | 7.28 | 7.98 | 0.28 | 2.28 | 0 | 3.79 | -0.02 | -0.25 | -0.06 | 0 |  | 0.36 | 0.33 | 0.23 | 119.3 | 1966.69 | 14.33
D | 4002 | 2020-08-09 | 19 | OFF | 119.16 | 7.28 | 7.98 | 0.28 | 4.31 | 0 | 12.97 | 0.1 | -0.2 | -0.06 | 0 |  | 0.36 | 0.33 | 0.23 | 152.74 | 1934.937 | 25.54
D | 4002 | 2020-08-09 | 20 | OFF | 59.86 | 7.28 | 7.98 | 0.28 | 2.76 | 0 | 0.65 | -0.06 | -0.19 | -0.06 | 0 |  | 0.36 | 0.33 | 0.23 | 79.42 | 1876.113 | 11.67
D | 4002 | 2020-08-09 | 21 | OFF | 36.98 | 7.28 | 7.98 | 0.28 | 2.81 | 0 | 0 | -0.01 | -0.22 | -0.06 | 0 |  | 0.36 | 0.33 | 0.23 | 55.96 | 1824.67 | 11.07
D | 4002 | 2020-08-09 | 22 | OFF | 33.72 | 7.28 | 7.98 | 0.28 | 3.11 | 0 | 0 | 0.01 | -0.17 | -0.06 | 0 |  | 0.36 | 0.33 | 0.23 | 53.07 | 1710.844 | 11.37
D | 4002 | 2020-08-09 | 23 | OFF | 31 | 7.28 | 7.98 | 0.28 | 3.47 | 0 | 0 | 0 | -0.11 | -0.06 | 0 |  | 0.36 | 0.33 | 0.23 | 50.76 | 1565.476 | 11.73
D | 4002 | 2020-08-09 | 24 | OFF | 19.5 | 7.28 | 7.98 | 0.28 | 1.07 | 0 | 0 | 0.01 | -0.12 | -0.06 | 0 |  | 0.36 | 0.33 | 0.23 | 36.86 | 1433.779 | 9.33
D | 4002 | 2020-08-10 | 1 | OFF | 21.2 | 7.28 | 1.34 | 0.19 | 0.09 | 0 | 0 | 0.08 | -0.06 | -0.06 | 0 |  | 0.36 | 0.33 | 0.23 | 30.98 | 1337.804 | 1.62
D | 4002 | 2020-08-10 | 2 | OFF | 20.9 | 7.28 | 1.34 | 0.19 | 0.07 | 0 | 0 | -0.01 | -0.07 | -0.06 | 0 |  | 0.36 | 0.33 | 0.23 | 30.56 | 1267.268 | 1.6
D | 4002 | 2020-08-10 | 3 | OFF | 19.22 | 7.28 | 1.34 | 0.19 | 0.07 | 0 | 0 | -0.01 | -0.05 | -0.06 | 0 |  | 0.36 | 0.33 | 0.23 | 28.9 | 1221.745 | 1.6
D | 4002 | 2020-08-10 | 4 | OFF | 20.11 | 7.28 | 1.34 | 0.19 | 0.06 | 0 | 0 | -0.01 | -0.04 | -0.06 | 0 |  | 0.36 | 0.33 | 0.23 | 29.79 | 1202.727 | 1.59
D | 4002 | 2020-08-10 | 5 | OFF | 21.76 | 7.28 | 1.34 | 0.19 | 0.07 | 0 | 0 | 0.01 | -0.03 | -0.06 | 0 |  | 0.36 | 0.33 | 0.23 | 31.48 | 1216.501 | 1.6
D | 4002 | 2020-08-10 | 6 | OFF | 22.22 | 7.28 | 1.34 | 0.19 | 0.13 | 0 | 0 | 0.01 | -0.06 | -0.06 | 0 |  | 0.36 | 0.33 | 0.23 | 31.97 | 1282.07 | 1.66
D | 4002 | 2020-08-10 | 7 | OFF | 26.33 | 7.28 | 1.34 | 0.19 | 0.31 | 0 | 0 | -0.02 | -0.08 | -0.06 | 0 |  | 0.36 | 0.33 | 0.23 | 36.21 | 1377.667 | 1.84
D | 4002 | 2020-08-10 | 8 | ON | 29.3 | 7.28 | 1.34 | 0.19 | 0.43 | 0.51 | 0.01 | 0 | -0.09 | -0.06 | 0 |  | 0.36 | 0.33 | 0.23 | 39.83 | 1521.697 | 2.48
D | 4002 | 2020-08-10 | 9 | ON | 41.6 | 7.28 | 1.34 | 0.19 | 0.27 | 0.45 | 0.28 | -0.03 | -0.19 | -0.06 | 0 |  | 0.36 | 0.33 | 0.23 | 52.05 | 1666.318 | 2.53
D | 4002 | 2020-08-10 | 10 | ON | 41.34 | 7.28 | 1.34 | 0.19 | 0.16 | 0.42 | 0.22 | -0.07 | -0.09 | -0.06 | 0 |  | 0.36 | 0.33 | 0.23 | 51.65 | 1792.143 | 2.33
D | 4002 | 2020-08-10 | 11 | ON | 34.53 | 7.28 | 1.34 | 0.19 | 0.12 | 0.4 | 0.07 | -0.01 | -0.13 | -0.06 | 0 |  | 0.36 | 0.33 | 0.23 | 44.65 | 1916.24 | 2.12
D | 4002 | 2020-08-10 | 12 | ON | 42.76 | 7.28 | 1.34 | 0.19 | 0.12 | 0.38 | 0.32 | -0.04 | -0.1 | -0.06 | 0 |  | 0.36 | 0.33 | 0.23 | 53.11 | 2018.66 | 2.35
D | 4002 | 2020-08-10 | 13 | ON | 50.64 | 7.28 | 1.34 | 0.19 | 0.07 | 0.36 | 0.07 | -0.1 | -0.11 | -0.06 | 0 |  | 0.36 | 0.33 | 0.23 | 60.6 | 2094.066 | 2.03
D | 4002 | 2020-08-10 | 14 | ON | 63.76 | 7.28 | 1.34 | 0.19 | 0.1 | 0.36 | 0.05 | 0.05 | -0.32 | -0.06 | 0 |  | 0.36 | 0.33 | 0.23 | 73.67 | 2155.743 | 2.04
D | 4002 | 2020-08-10 | 15 | ON | 89.85 | 7.28 | 1.34 | 0.19 | 0.21 | 0.35 | 0.48 | -0.08 | -0.3 | -0.06 | 0 |  | 0.36 | 0.33 | 0.23 | 100.18 | 2195.033 | 2.57
D | 4002 | 2020-08-10 | 16 | ON | 99.49 | 7.28 | 1.34 | 0.19 | 1.81 | 0.35 | 0 | -0.01 | -0.33 | -0.06 | 0 |  | 0.36 | 0.33 | 0.23 | 110.98 | 2233.225 | 3.69
D | 4002 | 2020-08-10 | 17 | ON | 133.31 | 7.28 | 1.34 | 0.19 | 2.82 | 0.33 | 0.63 | -0.07 | -0.41 | -0.06 | -0.01 |  | 0.36 | 0.33 | 0.23 | 146.27 | 2258.38 | 5.3
D | 4002 | 2020-08-10 | 18 | ON | 172.22 | 7.28 | 1.34 | 0.19 | 3.66 | 0.33 | 0.71 | -0.14 | -0.52 | -0.06 | -0.06 |  | 0.36 | 0.33 | 0.23 | 185.87 | 2280.749 | 6.17
D | 4002 | 2020-08-10 | 19 | ON | 113.65 | 7.28 | 1.34 | 0.19 | 3.98 | 0.33 | 0.18 | 0.02 | -0.19 | -0.06 | 0 |  | 0.36 | 0.33 | 0.23 | 127.64 | 2235.654 | 6.02
D | 4002 | 2020-08-10 | 20 | ON | 49.19 | 7.28 | 1.34 | 0.19 | 0.74 | 0.35 | 0 | -0.02 | -0.27 | -0.06 | 0 |  | 0.36 | 0.33 | 0.23 | 59.66 | 2139.809 | 2.62
D | 4002 | 2020-08-10 | 21 | ON | 40.67 | 7.28 | 1.34 | 0.19 | 0.18 | 0.37 | 0 | -0.02 | -0.24 | -0.06 | 0 |  | 0.36 | 0.33 | 0.23 | 50.63 | 2066.394 | 2.08
D | 4002 | 2020-08-10 | 22 | ON | 33.5 | 7.28 | 1.34 | 0.19 | 0.08 | 0.39 | 0 | -0.02 | -0.12 | -0.06 | 0 |  | 0.36 | 0.33 | 0.23 | 43.5 | 1912.952 | 2
D | 4002 | 2020-08-10 | 23 | ON | 31.68 | 7.28 | 1.34 | 0.19 | 0.12 | 0.43 | 0 | -0.01 | -0.17 | -0.06 | 0 |  | 0.36 | 0.33 | 0.23 | 41.72 | 1736.701 | 2.08
D | 4002 | 2020-08-10 | 24 | OFF | 30.59 | 7.28 | 1.34 | 0.19 | 0.28 | 0 | 0 | -0.01 | -0.16 | -0.06 | 0 |  | 0.36 | 0.33 | 0.23 | 40.37 | 1580.6 | 1.81
D | 4002 | 2020-08-11 | 1 | OFF | 40.46 | 7.28 | 0.37 | 0.02 | 0.21 | 0 | 0 | -0.01 | -0.07 | -0.06 | 0 |  | 0.36 | 0.33 | 0.23 | 49.12 | 1468.078 | 0.6
D | 4002 | 2020-08-11 | 2 | OFF | 28.74 | 7.28 | 0.37 | 0.02 | 0.14 | 0 | 0 | 0.01 | -0.05 | -0.06 | 0 |  | 0.36 | 0.33 | 0.23 | 37.37 | 1390.963 | 0.53
D | 4002 | 2020-08-11 | 3 | OFF | 20.08 | 7.28 | 0.37 | 0.02 | 0.08 | 0 | 0 | 0.02 | -0.13 | -0.06 | 0 |  | 0.36 | 0.33 | 0.23 | 28.58 | 1336.656 | 0.47
D | 4002 | 2020-08-11 | 4 | OFF | 18.32 | 7.28 | 0.37 | 0.02 | 0.04 | 0 | 0 | 0.01 | -0.12 | -0.06 | 0 |  | 0.36 | 0.33 | 0.23 | 26.78 | 1304.835 | 0.43
D | 4002 | 2020-08-11 | 5 | OFF | 20.87 | 7.28 | 0.37 | 0.02 | 0.05 | 0 | 0 | 0.03 | -0.1 | -0.06 | 0 |  | 0.36 | 0.33 | 0.23 | 29.38 | 1311.231 | 0.44
D | 4002 | 2020-08-11 | 6 | OFF | 19.93 | 7.28 | 0.37 | 0.02 | 0.08 | 0 | 0 | 0.02 | -0.13 | -0.06 | 0 |  | 0.36 | 0.33 | 0.23 | 28.43 | 1359.712 | 0.47
D | 4002 | 2020-08-11 | 7 | OFF | 20.64 | 7.28 | 0.37 | 0.02 | 0.13 | 0 | 0 | -0.01 | -0.13 | -0.06 | 0 |  | 0.36 | 0.33 | 0.23 | 29.16 | 1464.318 | 0.52
D | 4002 | 2020-08-11 | 8 | ON | 28.18 | 7.28 | 0.37 | 0.02 | 0.24 | 0.47 | 0 | -0.02 | -0.13 | -0.06 | 0 |  | 0.36 | 0.33 | 0.23 | 37.27 | 1615.404 | 1.1
D | 4002 | 2020-08-11 | 9 | ON | 29.82 | 7.28 | 0.37 | 0.02 | 0.18 | 0.43 | 0 | 0 | -0.2 | -0.06 | 0 |  | 0.36 | 0.33 | 0.23 | 38.76 | 1762.248 | 1
D | 4002 | 2020-08-11 | 10 | ON | 34.54 | 7.28 | 0.37 | 0.02 | 0.13 | 0.4 | 0 | 0 | -0.16 | -0.06 | 0 |  | 0.36 | 0.33 | 0.23 | 43.44 | 1890.726 | 0.92
D | 4002 | 2020-08-11 | 11 | ON | 33.24 | 7.28 | 0.37 | 0.02 | 0.13 | 0.38 | 0 | 0.03 | -0.23 | -0.06 | 0 |  | 0.36 | 0.33 | 0.23 | 42.08 | 2014.614 | 0.9
D | 4002 | 2020-08-11 | 12 | ON | 41.12 | 7.28 | 0.37 | 0.02 | 0.08 | 0.36 | 0.02 | -0.04 | -0.17 | -0.06 | 0 |  | 0.36 | 0.33 | 0.23 | 49.9 | 2137.688 | 0.85
D | 4002 | 2020-08-11 | 13 | ON | 46.25 | 7.28 | 0.37 | 0.02 | 0.12 | 0.34 | 0.16 | 0.01 | -0.27 | -0.06 | 0 |  | 0.36 | 0.33 | 0.23 | 55.14 | 2218.899 | 1.01
D | 4002 | 2020-08-11 | 14 | ON | 42.59 | 7.28 | 0.37 | 0.02 | 0.16 | 0.34 | 0.03 | 0.01 | -0.29 | -0.06 | 0 |  | 0.36 | 0.33 | 0.23 | 51.37 | 2284.925 | 0.92
D | 4002 | 2020-08-11 | 15 | ON | 42.38 | 7.28 | 0.37 | 0.02 | 0.16 | 0.33 | 0.03 | -0.03 | -0.34 | -0.06 | 0 |  | 0.36 | 0.33 | 0.23 | 51.06 | 2329.322 | 0.91
D | 4002 | 2020-08-11 | 16 | ON | 44.24 | 7.28 | 0.37 | 0.02 | 0.07 | 0.33 | 0.07 | -0.01 | -0.42 | -0.06 | 0 |  | 0.36 | 0.33 | 0.23 | 52.81 | 2355.224 | 0.86
D | 4002 | 2020-08-11 | 17 | ON | 42.14 | 7.28 | 0.37 | 0.02 | 0.16 | 0.33 | 0.03 | 0.02 | -0.45 | -0.06 | 0 |  | 0.36 | 0.33 | 0.23 | 50.76 | 2363.797 | 0.91
D | 4002 | 2020-08-11 | 18 | ON | 54.6 | 7.28 | 0.37 | 0.02 | 2.58 | 0.33 | 0 | -0.05 | -0.46 | -0.06 | 0 |  | 0.36 | 0.33 | 0.23 | 65.53 | 2367.482 | 3.3
D | 4002 | 2020-08-11 | 19 | ON | 49.87 | 7.28 | 0.37 | 0.02 | 3 | 0.33 | 0 | 0 | -0.4 | -0.06 | 0 |  | 0.36 | 0.33 | 0.23 | 61.33 | 2320.433 | 3.72
D | 4002 | 2020-08-11 | 20 | ON | 40.59 | 7.28 | 0.37 | 0.02 | 0.38 | 0.34 | 0 | 0.07 | -0.34 | -0.06 | 0 |  | 0.36 | 0.33 | 0.23 | 49.57 | 2245.001 | 1.11
D | 4002 | 2020-08-11 | 21 | ON | 41.08 | 7.28 | 0.37 | 0.02 | 0.13 | 0.35 | 0.05 | 0.06 | -0.3 | -0.06 | 0 |  | 0.36 | 0.33 | 0.23 | 49.9 | 2182.575 | 0.92
D | 4002 | 2020-08-11 | 22 | ON | 31.72 | 7.28 | 0.37 | 0.02 | 0.11 | 0.38 | 0.02 | 0.01 | -0.13 | -0.06 | 0 |  | 0.36 | 0.33 | 0.23 | 40.64 | 2033.718 | 0.9
D | 4002 | 2020-08-11 | 23 | ON | 28.95 | 7.28 | 0.37 | 0.02 | 0.14 | 0.41 | 0 | -0.01 | -0.14 | -0.06 | 0 |  | 0.36 | 0.33 | 0.23 | 37.88 | 1840.253 | 0.94
D | 4002 | 2020-08-11 | 24 | OFF | 30.38 | 7.28 | 0.37 | 0.02 | 0.38 | 0 | 0 | 0.01 | -0.15 | -0.06 | 0 |  | 0.36 | 0.33 | 0.23 | 39.15 | 1671.567 | 0.77
D | 4002 | 2020-08-12 | 1 | OFF | 36.45 | 7.28 | 0.28 | 0.06 | 0.23 | 0 | 0 | -0.04 | -0.21 | -0.06 | 0 |  | 0.36 | 0.33 | 0.23 | 44.91 | 1555.236 | 0.57
D | 4002 | 2020-08-12 | 2 | OFF | 32.25 | 7.28 | 0.28 | 0.06 | 0.09 | 0 | 0 | -0.01 | -0.12 | -0.06 | 0 |  | 0.36 | 0.33 | 0.23 | 40.69 | 1479.897 | 0.43
D | 4002 | 2020-08-12 | 3 | OFF | 33.37 | 7.28 | 0.28 | 0.06 | 0.12 | 0 | 0 | -0.05 | -0.14 | -0.06 | 0 |  | 0.36 | 0.33 | 0.23 | 41.78 | 1433.521 | 0.46
D | 4002 | 2020-08-12 | 4 | OFF | 31.49 | 7.28 | 0.28 | 0.06 | 0.1 | 0 | 0 | -0.02 | -0.11 | -0.06 | 0 |  | 0.36 | 0.33 | 0.23 | 39.94 | 1408.901 | 0.44
D | 4002 | 2020-08-12 | 5 | OFF | 32.58 | 7.28 | 0.28 | 0.06 | 0.11 | 0 | 0 | 0 | -0.12 | -0.06 | 0 |  | 0.36 | 0.33 | 0.23 | 41.05 | 1415.006 | 0.45
D | 4002 | 2020-08-12 | 6 | OFF | 36.45 | 7.28 | 0.28 | 0.06 | 0.39 | 0 | 0 | -0.01 | -0.15 | -0.06 | 0 |  | 0.36 | 0.33 | 0.23 | 45.16 | 1473.17 | 0.73
D | 4002 | 2020-08-12 | 7 | OFF | 53.87 | 7.28 | 0.28 | 0.06 | 0.65 | 0 | 0 | 0.02 | 0 | -0.06 | 0 |  | 0.36 | 0.33 | 0.23 | 63.02 | 1571.465 | 0.99
D | 4002 | 2020-08-12 | 8 | ON | 42.69 | 7.28 | 0.28 | 0.06 | 0.48 | 0.46 | 0.01 | 0.01 | -0.26 | -0.06 | 0 |  | 0.36 | 0.33 | 0.23 | 51.87 | 1703.501 | 1.29
D | 4002 | 2020-08-12 | 9 | ON | 46.63 | 7.28 | 0.28 | 0.06 | 0.26 | 0.43 | 0.01 | 0.05 | -0.31 | -0.06 | 0 |  | 0.36 | 0.33 | 0.23 | 55.55 | 1836.127 | 1.04
D | 4002 | 2020-08-12 | 10 | ON | 42.62 | 7.28 | 0.28 | 0.06 | 0.18 | 0.41 | 0 | -0.02 | -0.27 | -0.06 | 0 |  | 0.36 | 0.33 | 0.23 | 51.4 | 1927.113 | 0.93
D | 4002 | 2020-08-12 | 11 | ON | 35.88 | 7.28 | 0.28 | 0.06 | 0.21 | 0.39 | 0 | -0.01 | -0.29 | -0.06 | 0 |  | 0.36 | 0.33 | 0.23 | 44.66 | 2017.385 | 0.94
D | 4002 | 2020-08-12 | 12 | ON | 38.4 | 7.28 | 0.28 | 0.06 | 0.1 | 0.37 | 0 | -0.01 | -0.22 | -0.06 | 0 |  | 0.36 | 0.33 | 0.23 | 47.12 | 2097.885 | 0.81
D | 4002 | 2020-08-12 | 13 | ON | 38.54 | 7.28 | 0.28 | 0.06 | 0.1 | 0.36 | 0.02 | -0.08 | -0.23 | -0.06 | 0 |  | 0.36 | 0.33 | 0.23 | 47.19 | 2169.062 | 0.82
D | 4002 | 2020-08-12 | 14 | ON | 49.89 | 7.28 | 0.28 | 0.06 | 0.11 | 0.35 | 0.04 | -0.03 | -0.25 | -0.06 | 0 |  | 0.36 | 0.33 | 0.23 | 58.59 | 2232.832 | 0.84
D | 4002 | 2020-08-12 | 15 | ON | 55.12 | 7.28 | 0.28 | 0.06 | 0.1 | 0.34 | 0.03 | -0.04 | -0.3 | -0.06 | 0 |  | 0.36 | 0.33 | 0.23 | 63.73 | 2267.945 | 0.81
D | 4002 | 2020-08-12 | 16 | ON | 47.67 | 7.28 | 0.28 | 0.06 | 0.07 | 0.34 | 0.04 | -0.01 | -0.34 | -0.06 | 0 |  | 0.36 | 0.33 | 0.23 | 56.25 | 2281.837 | 0.79
D | 4002 | 2020-08-12 | 17 | ON | 63.68 | 7.28 | 0.28 | 0.06 | 2.08 | 0.34 | 0.07 | -0.02 | -0.33 | -0.06 | 0 |  | 0.36 | 0.33 | 0.23 | 74.3 | 2292.102 | 2.83
D | 4002 | 2020-08-12 | 18 | ON | 95.81 | 7.28 | 0.28 | 0.06 | 3.7 | 0.33 | 0.21 | -0.02 | -0.45 | -0.06 | 0 |  | 0.36 | 0.33 | 0.23 | 108.06 | 2287.316 | 4.58
D | 4002 | 2020-08-12 | 19 | ON | 80.08 | 7.28 | 0.28 | 0.06 | 3.07 | 0.34 | 0.16 | -0.03 | -0.31 | -0.06 | 0 |  | 0.36 | 0.33 | 0.23 | 91.79 | 2246.453 | 3.91
D | 4002 | 2020-08-12 | 20 | ON | 59.81 | 7.28 | 0.28 | 0.06 | 0.59 | 0.35 | 0.04 | -0.02 | -0.28 | -0.06 | 0 |  | 0.36 | 0.33 | 0.23 | 68.97 | 2134.537 | 1.32
D | 4002 | 2020-08-12 | 21 | ON | 57.09 | 7.28 | 0.28 | 0.06 | 0.16 | 0.36 | 0.29 | -0.01 | -0.22 | -0.06 | 0 |  | 0.36 | 0.33 | 0.23 | 66.15 | 2043.048 | 1.15
D | 4002 | 2020-08-12 | 22 | ON | 43.1 | 7.28 | 0.28 | 0.06 | 0.17 | 0.39 | 0.11 | 0 | -0.17 | -0.06 | 0 |  | 0.36 | 0.33 | 0.23 | 52.08 | 1883.866 | 1.01
D | 4002 | 2020-08-12 | 23 | ON | 36.5 | 7.28 | 0.28 | 0.06 | 0.39 | 0.43 | 0.01 | -0.02 | -0.08 | -0.06 | 0 |  | 0.36 | 0.33 | 0.23 | 45.71 | 1691.521 | 1.17
D | 4002 | 2020-08-12 | 24 | OFF | 30.26 | 7.28 | 0.28 | 0.06 | 0.19 | 0 | 0.02 | -0.02 | -0.31 | -0.06 | 0 |  | 0.36 | 0.33 | 0.23 | 38.62 | 1523.175 | 0.55
D | 4002 | 2020-08-13 | 1 | OFF | 34.92 | 7.28 | 0.56 | 0.04 | 0.17 | 0 | 0 | 0.01 | -0.1 | -0.06 | 0 |  | 0.36 | 0.33 | 0.23 | 43.74 | 1401.61 | 0.77
D | 4002 | 2020-08-13 | 2 | OFF | 30.45 | 7.28 | 0.56 | 0.04 | 0.28 | 0 | 0 | 0.03 | -0.09 | -0.06 | 0 |  | 0.36 | 0.33 | 0.23 | 39.41 | 1315.844 | 0.88
D | 4002 | 2020-08-13 | 3 | OFF | 26.61 | 7.28 | 0.56 | 0.04 | 0.15 | 0 | 0 | 0.03 | -0.09 | -0.06 | 0 |  | 0.36 | 0.33 | 0.23 | 35.44 | 1255.651 | 0.75
D | 4002 | 2020-08-13 | 4 | OFF | 21.89 | 7.28 | 0.56 | 0.04 | 0.07 | 0 | 0 | 0 | -0.15 | -0.06 | 0 |  | 0.36 | 0.33 | 0.23 | 30.55 | 1219.151 | 0.67
D | 4002 | 2020-08-13 | 5 | OFF | 22.31 | 7.28 | 0.56 | 0.04 | 0.06 | 0 | 0 | -0.02 | -0.17 | -0.06 | 0 |  | 0.36 | 0.33 | 0.23 | 30.92 | 1215.416 | 0.66
D | 4002 | 2020-08-13 | 6 | OFF | 23.27 | 7.28 | 0.56 | 0.04 | 0.18 | 0 | 0 | -0.01 | -0.16 | -0.06 | 0 |  | 0.36 | 0.33 | 0.23 | 32.02 | 1261.66 | 0.78
D | 4002 | 2020-08-13 | 7 | OFF | 24.23 | 7.28 | 0.56 | 0.04 | 0.44 | 0 | 0 | 0.01 | -0.19 | -0.06 | 0 |  | 0.36 | 0.33 | 0.23 | 33.23 | 1354.209 | 1.04
D | 4002 | 2020-08-13 | 8 | ON | 32.48 | 7.28 | 0.56 | 0.04 | 0.44 | 0.51 | 0 | 0 | -0.13 | -0.06 | 0 |  | 0.36 | 0.33 | 0.23 | 42.04 | 1482.025 | 1.55
D | 4002 | 2020-08-13 | 9 | ON | 49.5 | 7.28 | 0.56 | 0.04 | 0.36 | 0.48 | 0.06 | -0.01 | -0.31 | -0.06 | 0 |  | 0.36 | 0.33 | 0.23 | 58.82 | 1608.447 | 1.5
D | 4002 | 2020-08-13 | 10 | ON | 52.41 | 7.28 | 0.56 | 0.04 | 0.17 | 0.45 | 0.04 | 0.04 | -0.33 | -0.06 | 0 |  | 0.36 | 0.33 | 0.23 | 61.52 | 1706.093 | 1.26
D | 4002 | 2020-08-13 | 11 | ON | 28.28 | 7.28 | 0.56 | 0.04 | 0.1 | 0.43 | 0.01 | 0 | -0.28 | -0.06 | 0 |  | 0.36 | 0.33 | 0.23 | 37.28 | 1805.51 | 1.14
D | 4002 | 2020-08-13 | 12 | ON | 43.96 | 7.28 | 0.56 | 0.04 | 0.18 | 0.42 | 0.3 | -0.01 | -0.18 | -0.06 | 0 |  | 0.36 | 0.33 | 0.23 | 53.41 | 1892.895 | 1.5
D | 4002 | 2020-08-13 | 13 | ON | 46.26 | 7.28 | 0.56 | 0.04 | 0.16 | 0.4 | 0.25 | 0 | -0.25 | -0.06 | 0 |  | 0.36 | 0.33 | 0.23 | 55.56 | 1954.22 | 1.41
D | 4002 | 2020-08-13 | 14 | ON | 46.58 | 7.28 | 0.56 | 0.04 | 0.21 | 0.39 | 0.08 | -0.01 | -0.31 | -0.06 | 0 |  | 0.36 | 0.33 | 0.23 | 55.68 | 1998.436 | 1.28
D | 4002 | 2020-08-13 | 15 | ON | 40.52 | 7.28 | 0.56 | 0.04 | 0.16 | 0.39 | 0.02 | 0 | -0.33 | -0.06 | 0 |  | 0.36 | 0.33 | 0.23 | 49.5 | 2025.046 | 1.17
D | 4002 | 2020-08-13 | 16 | ON | 54.69 | 7.28 | 0.56 | 0.04 | 0.22 | 0.39 | 0.17 | -0.04 | -0.3 | -0.06 | 0 |  | 0.36 | 0.33 | 0.23 | 63.87 | 2013.469 | 1.38
D | 4002 | 2020-08-13 | 17 | ON | 54.36 | 7.28 | 0.56 | 0.04 | 0.23 | 0.39 | 0.19 | -0.01 | -0.34 | -0.06 | 0 |  | 0.36 | 0.33 | 0.23 | 63.56 | 2001.405 | 1.41
D | 4002 | 2020-08-13 | 18 | ON | 42.77 | 7.28 | 0.56 | 0.04 | 0.22 | 0.39 | 0.02 | 0 | -0.32 | -0.06 | 0 |  | 0.36 | 0.33 | 0.23 | 51.82 | 1996.753 | 1.23
D | 4002 | 2020-08-13 | 19 | ON | 41.92 | 7.28 | 0.56 | 0.04 | 0.19 | 0.4 | 0.01 | -0.02 | -0.28 | -0.06 | 0 |  | 0.36 | 0.33 | 0.23 | 50.96 | 1962.908 | 1.2
D | 4002 | 2020-08-13 | 20 | ON | 38.29 | 7.28 | 0.56 | 0.04 | 0.13 | 0.41 | 0.13 | -0.03 | -0.24 | -0.06 | 0 |  | 0.36 | 0.33 | 0.23 | 47.43 | 1899.154 | 1.27
D | 4002 | 2020-08-13 | 21 | ON | 31.91 | 7.28 | 0.56 | 0.04 | 0.14 | 0.42 | 0.09 | -0.04 | -0.23 | -0.06 | 0 |  | 0.36 | 0.33 | 0.23 | 41.03 | 1844.651 | 1.25
D | 4002 | 2020-08-13 | 22 | ON | 25.15 | 7.28 | 0.56 | 0.04 | 0.09 | 0.44 | 0 | -0.02 | -0.16 | -0.06 | 0 |  | 0.36 | 0.33 | 0.23 | 34.24 | 1711.167 | 1.13
D | 4002 | 2020-08-13 | 23 | ON | 23.14 | 7.28 | 0.56 | 0.04 | 0.14 | 0.48 | 0 | -0.02 | -0.13 | -0.06 | 0 |  | 0.36 | 0.33 | 0.23 | 32.35 | 1539.762 | 1.22
D | 4002 | 2020-08-13 | 24 | OFF | 20.31 | 7.28 | 0.56 | 0.04 | 0.16 | 0 | 0 | -0.01 | -0.18 | -0.06 | 0 |  | 0.36 | 0.33 | 0.23 | 29.02 | 1392.105 | 0.76
D | 4002 | 2020-08-14 | 1 | OFF | 17.04 | 7.28 | 0.51 | 0.02 | 0.06 | 0 | 0 | 0.02 | -0.12 | -0.06 | 0 |  | 0.36 | 0.33 | 0.23 | 25.67 | 1282.042 | 0.59
D | 4002 | 2020-08-14 | 2 | OFF | 16.93 | 7.28 | 0.51 | 0.02 | 0.04 | 0 | 0 | -0.02 | -0.12 | -0.06 | 0 |  | 0.36 | 0.33 | 0.23 | 25.5 | 1206.952 | 0.57
D | 4002 | 2020-08-14 | 3 | OFF | 15.14 | 7.28 | 0.51 | 0.02 | 0.04 | 0 | 0 | 0.02 | -0.12 | -0.06 | 0 |  | 0.36 | 0.33 | 0.23 | 23.75 | 1157.624 | 0.57
D | 4002 | 2020-08-14 | 4 | OFF | 15.3 | 7.28 | 0.51 | 0.02 | 0.04 | 0 | 0 | -0.01 | -0.1 | -0.06 | 0 |  | 0.36 | 0.33 | 0.23 | 23.9 | 1136.216 | 0.57
D | 4002 | 2020-08-14 | 5 | OFF | 15.69 | 7.28 | 0.51 | 0.02 | 0.04 | 0 | 0 | 0 | -0.1 | -0.06 | 0 |  | 0.36 | 0.33 | 0.23 | 24.3 | 1143.208 | 0.57
D | 4002 | 2020-08-14 | 6 | OFF | 16.54 | 7.28 | 0.51 | 0.02 | 0.21 | 0 | 0 | 0 | -0.11 | -0.06 | 0 |  | 0.36 | 0.33 | 0.23 | 25.31 | 1197.235 | 0.74
D | 4002 | 2020-08-14 | 7 | OFF | 16.59 | 7.28 | 0.51 | 0.02 | 0.18 | 0 | 0 | 0 | -0.14 | -0.06 | 0 |  | 0.36 | 0.33 | 0.23 | 25.3 | 1283.176 | 0.71
D | 4002 | 2020-08-14 | 8 | ON | 17.92 | 7.28 | 0.51 | 0.02 | 0.13 | 0.54 | 0 | 0 | -0.18 | -0.06 | 0 |  | 0.36 | 0.33 | 0.23 | 27.08 | 1410.512 | 1.2
D | 4002 | 2020-08-14 | 9 | ON | 16.26 | 7.28 | 0.51 | 0.02 | 0.13 | 0.52 | 0 | 0 | -0.25 | -0.06 | 0 |  | 0.36 | 0.33 | 0.23 | 25.33 | 1526.384 | 1.18
D | 4002 | 2020-08-14 | 10 | ON | 18.42 | 7.28 | 0.51 | 0.02 | 0.06 | 0.49 | 0 | -0.01 | -0.21 | -0.06 | 0 |  | 0.36 | 0.33 | 0.23 | 27.42 | 1615.217 | 1.08
D | 4002 | 2020-08-14 | 11 | ON | 22.77 | 7.28 | 0.51 | 0.02 | 0.08 | 0.47 | 0.01 | 0.04 | -0.21 | -0.06 | 0 |  | 0.36 | 0.33 | 0.23 | 31.83 | 1702.86 | 1.09
D | 4002 | 2020-08-14 | 12 | ON | 27.14 | 7.28 | 0.51 | 0.02 | 0.1 | 0.45 | 0.14 | 0.02 | -0.18 | -0.06 | 0 |  | 0.36 | 0.33 | 0.23 | 36.34 | 1772.072 | 1.22
D | 4002 | 2020-08-14 | 13 | ON | 30.17 | 7.28 | 0.51 | 0.02 | 0.16 | 0.43 | 0.04 | 0.04 | -0.22 | -0.06 | 0 |  | 0.36 | 0.33 | 0.23 | 39.29 | 1814.678 | 1.16
D | 4002 | 2020-08-14 | 14 | ON | 32.75 | 7.28 | 0.51 | 0.02 | 0.12 | 0.42 | 0.11 | 0 | -0.23 | -0.06 | 0 |  | 0.36 | 0.33 | 0.23 | 41.84 | 1856.382 | 1.18
D | 4002 | 2020-08-14 | 15 | ON | 48.24 | 7.28 | 0.51 | 0.02 | 0.25 | 0.41 | 0.44 | 0.1 | -0.34 | -0.06 | 0 |  | 0.36 | 0.33 | 0.23 | 57.77 | 1892.723 | 1.63
D | 4002 | 2020-08-14 | 16 | ON | 34 | 7.28 | 0.51 | 0.02 | 0.16 | 0.41 | 0.04 | 0.06 | -0.29 | -0.06 | 0 |  | 0.36 | 0.33 | 0.23 | 43.05 | 1909.605 | 1.14
D | 4002 | 2020-08-14 | 17 | ON | 35.96 | 7.28 | 0.51 | 0.02 | 0.13 | 0.4 | 0.05 | 0 | -0.3 | -0.06 | 0 |  | 0.36 | 0.33 | 0.23 | 44.91 | 1927.779 | 1.11
D | 4002 | 2020-08-14 | 18 | ON | 33.58 | 7.28 | 0.51 | 0.02 | 0.17 | 0.4 | 0.02 | 0.03 | -0.31 | -0.06 | 0 |  | 0.36 | 0.33 | 0.23 | 42.56 | 1917.474 | 1.12
D | 4002 | 2020-08-14 | 19 | ON | 30.37 | 7.28 | 0.51 | 0.02 | 0.12 | 0.41 | 0.02 | 0.08 | -0.24 | -0.06 | 0 |  | 0.36 | 0.33 | 0.23 | 39.43 | 1860.457 | 1.08
D | 4002 | 2020-08-14 | 20 | ON | 23.47 | 7.28 | 0.51 | 0.02 | 0.1 | 0.43 | 0 | 0.04 | -0.18 | -0.06 | 0 |  | 0.36 | 0.33 | 0.23 | 32.53 | 1764.92 | 1.06
D | 4002 | 2020-08-14 | 21 | ON | 23.22 | 7.28 | 0.51 | 0.02 | 0.09 | 0.45 | 0 | 0.02 | -0.18 | -0.06 | 0 |  | 0.36 | 0.33 | 0.23 | 32.27 | 1702.669 | 1.07
D | 4002 | 2020-08-14 | 22 | ON | 22.49 | 7.28 | 0.51 | 0.02 | 0.08 | 0.48 | 0.01 | -0.01 | -0.11 | -0.06 | 0 |  | 0.36 | 0.33 | 0.23 | 31.61 | 1584.475 | 1.1
D | 4002 | 2020-08-14 | 23 | ON | 17.18 | 7.28 | 0.51 | 0.02 | 0.17 | 0.52 | 0 | 0.02 | -0.09 | -0.06 | 0 |  | 0.36 | 0.33 | 0.23 | 26.47 | 1436.972 | 1.22
D | 4002 | 2020-08-14 | 24 | OFF | 14.77 | 7.28 | 0.51 | 0.02 | 0.18 | 0 | 0 | 0.01 | -0.14 | -0.06 | 0 |  | 0.36 | 0.33 | 0.23 | 23.49 | 1294.013 | 0.71
D | 4002 | 2020-08-15 | 1 | OFF | 16.26 | 7.28 | 0.46 | 0.01 | 0.13 | 0 | 0 | -0.01 | -0.1 | -0.06 | 0 |  | 0.36 | 0.33 | 0.23 | 24.89 | 1192.207 | 0.6
D | 4002 | 2020-08-15 | 2 | OFF | 17.2 | 7.28 | 0.46 | 0.01 | 0.1 | 0 | 0 | 0.03 | -0.04 | -0.06 | 0 |  | 0.36 | 0.33 | 0.23 | 25.9 | 1121.229 | 0.57
D | 4002 | 2020-08-15 | 3 | OFF | 16.31 | 7.28 | 0.46 | 0.01 | 0.08 | 0 | 0 | 0.02 | -0.04 | -0.06 | 0 |  | 0.36 | 0.33 | 0.23 | 24.98 | 1074.137 | 0.55
D | 4002 | 2020-08-15 | 4 | OFF | 16.88 | 7.28 | 0.46 | 0.01 | 0.06 | 0 | 0 | 0 | -0.03 | -0.06 | 0 |  | 0.36 | 0.33 | 0.23 | 25.52 | 1048.572 | 0.53
D | 4002 | 2020-08-15 | 5 | OFF | 16.8 | 7.28 | 0.46 | 0.01 | 0.07 | 0 | 0 | 0 | -0.01 | -0.06 | 0 |  | 0.36 | 0.33 | 0.23 | 25.47 | 1046.851 | 0.54
D | 4002 | 2020-08-15 | 6 | OFF | 12.84 | 7.28 | 0.46 | 0.01 | 0.12 | 0 | 0 | 0.05 | -0.04 | -0.06 | 0 |  | 0.36 | 0.33 | 0.23 | 21.58 | 1071.344 | 0.59
D | 4002 | 2020-08-15 | 7 | OFF | 9.57 | 7.28 | 0.46 | 0.01 | 0.17 | 0 | 0 | -0.01 | -0.03 | -0.06 | 0 |  | 0.36 | 0.33 | 0.23 | 18.31 | 1114.505 | 0.64
D | 4002 | 2020-08-15 | 8 | OFF | 11.64 | 7.28 | 0.46 | 0.01 | 0.12 | 0 | 0 | 0.02 | -0.05 | -0.06 | 0 |  | 0.36 | 0.33 | 0.23 | 20.34 | 1190.001 | 0.59
D | 4002 | 2020-08-15 | 9 | OFF | 16.9 | 7.28 | 0.46 | 0.01 | 0.21 | 0 | 0.16 | 0.02 | -0.02 | -0.06 | 0 |  | 0.36 | 0.33 | 0.23 | 25.88 | 1279.562 | 0.84
D | 4002 | 2020-08-15 | 10 | OFF | 15.54 | 7.28 | 0.46 | 0.01 | 0.15 | 0 | 0.05 | 0.01 | -0.07 | -0.06 | 0 |  | 0.36 | 0.33 | 0.23 | 24.29 | 1339.802 | 0.67
D | 4002 | 2020-08-15 | 11 | OFF | 32.71 | 7.28 | 0.46 | 0.01 | 0.43 | 0 | 0.88 | 0.06 | -0.15 | -0.06 | 0 |  | 0.36 | 0.33 | 0.23 | 42.54 | 1372.474 | 1.78
D | 4002 | 2020-08-15 | 12 | OFF | 20.3 | 7.28 | 0.46 | 0.01 | 0.17 | 0 | 0.14 | 0.01 | -0.1 | -0.06 | 0 |  | 0.36 | 0.33 | 0.23 | 29.13 | 1387.237 | 0.78
D | 4002 | 2020-08-15 | 13 | OFF | 16.5 | 7.28 | 0.46 | 0.01 | 0.09 | 0 | 0 | 0.03 | -0.11 | -0.06 | 0 |  | 0.36 | 0.33 | 0.23 | 25.12 | 1386.785 | 0.56
D | 4002 | 2020-08-15 | 14 | OFF | 18.48 | 7.28 | 0.46 | 0.01 | 0.13 | 0 | 0.06 | 0.05 | -0.1 | -0.06 | 0 |  | 0.36 | 0.33 | 0.23 | 27.23 | 1381.405 | 0.66
D | 4002 | 2020-08-15 | 15 | OFF | 17.51 | 7.28 | 0.46 | 0.01 | 0.07 | 0 | 0.02 | 0.03 | -0.12 | -0.06 | 0 |  | 0.36 | 0.33 | 0.23 | 26.12 | 1371.507 | 0.56
D | 4002 | 2020-08-15 | 16 | OFF | 17.42 | 7.28 | 0.46 | 0.01 | 0.13 | 0 | 0 | 0.01 | -0.18 | -0.06 | 0 |  | 0.36 | 0.33 | 0.23 | 25.99 | 1367.278 | 0.6
D | 4002 | 2020-08-15 | 17 | OFF | 18.11 | 7.28 | 0.46 | 0.01 | 0.07 | 0 | 0 | 0.04 | -0.19 | -0.06 | 0 |  | 0.36 | 0.33 | 0.23 | 26.64 | 1381.217 | 0.54
D | 4002 | 2020-08-15 | 18 | OFF | 19.7 | 7.28 | 0.46 | 0.01 | 0.09 | 0 | 0 | 0.01 | -0.19 | -0.06 | 0 |  | 0.36 | 0.33 | 0.23 | 28.22 | 1414.332 | 0.56
D | 4002 | 2020-08-15 | 19 | OFF | 16.64 | 7.28 | 0.46 | 0.01 | 0.08 | 0 | 0 | 0 | -0.17 | -0.06 | 0 |  | 0.36 | 0.33 | 0.23 | 25.16 | 1412.101 | 0.55
D | 4002 | 2020-08-15 | 20 | OFF | 15.23 | 7.28 | 0.46 | 0.01 | 0.1 | 0 | 0 | 0 | -0.13 | -0.06 | 0 |  | 0.36 | 0.33 | 0.23 | 23.81 | 1385.523 | 0.57
D | 4002 | 2020-08-15 | 21 | OFF | 15.36 | 7.28 | 0.46 | 0.01 | 0.1 | 0 | 0 | 0.02 | -0.12 | -0.06 | 0 |  | 0.36 | 0.33 | 0.23 | 23.97 | 1371.608 | 0.57
D | 4002 | 2020-08-15 | 22 | OFF | 14.11 | 7.28 | 0.46 | 0.01 | 0.14 | 0 | 0 | 0.02 | -0.12 | -0.06 | 0 |  | 0.36 | 0.33 | 0.23 | 22.76 | 1295.991 | 0.61
D | 4002 | 2020-08-15 | 23 | OFF | 16.08 | 7.28 | 0.46 | 0.01 | 0.25 | 0 | 0 | 0.01 | -0.06 | -0.06 | 0 |  | 0.36 | 0.33 | 0.23 | 24.89 | 1197.752 | 0.72
D | 4002 | 2020-08-15 | 24 | OFF | 13.31 | 7.28 | 0.46 | 0.01 | 0.18 | 0 | 0 | 0.01 | -0.09 | -0.06 | 0 |  | 0.36 | 0.33 | 0.23 | 22.02 | 1100.874 | 0.65
D | 4002 | 2020-08-16 | 1 | OFF | 14.62 | 7.28 | 0.36 | 0.01 | 0.2 | 0 | 0 | 0.02 | -0.03 | -0.06 | 0 |  | 0.36 | 0.33 | 0.23 | 23.32 | 1026.304 | 0.57
D | 4002 | 2020-08-16 | 2 | OFF | 14.37 | 7.28 | 0.36 | 0.01 | 0.09 | 0 | 0 | 0.01 | -0.05 | -0.06 | 0 |  | 0.36 | 0.33 | 0.23 | 22.93 | 975.19 | 0.46
D | 4002 | 2020-08-16 | 3 | OFF | 14.03 | 7.28 | 0.36 | 0.01 | 0.08 | 0 | 0 | 0.01 | -0.04 | -0.06 | 0 |  | 0.36 | 0.33 | 0.23 | 22.59 | 944.307 | 0.45
D | 4002 | 2020-08-16 | 4 | OFF | 12.26 | 7.28 | 0.36 | 0.01 | 0.07 | 0 | 0 | 0.01 | -0.04 | -0.06 | 0 |  | 0.36 | 0.33 | 0.23 | 20.81 | 928.642 | 0.44
D | 4002 | 2020-08-16 | 5 | OFF | 13.45 | 7.28 | 0.36 | 0.01 | 0.06 | 0 | 0 | 0.03 | -0.05 | -0.06 | 0 |  | 0.36 | 0.33 | 0.23 | 22 | 929.811 | 0.43
D | 4002 | 2020-08-16 | 6 | OFF | 15.23 | 7.28 | 0.36 | 0.01 | 0.06 | 0 | 0 | 0.03 | -0.04 | -0.06 | 0 |  | 0.36 | 0.33 | 0.23 | 23.79 | 948.154 | 0.43
D | 4002 | 2020-08-16 | 7 | OFF | 11.35 | 7.28 | 0.36 | 0.01 | 0.1 | 0 | 0 | 0.02 | -0.03 | -0.06 | 0 |  | 0.36 | 0.33 | 0.23 | 19.95 | 975.043 | 0.47
D | 4002 | 2020-08-16 | 8 | OFF | 12.31 | 7.28 | 0.36 | 0.01 | 0.15 | 0 | 0 | 0.02 | -0.01 | -0.06 | 0 |  | 0.36 | 0.33 | 0.23 | 20.98 | 1038.941 | 0.52
D | 4002 | 2020-08-16 | 9 | OFF | 19.99 | 7.28 | 0.36 | 0.01 | 0.33 | 0 | 0 | 0.07 | -0.08 | -0.06 | 0 |  | 0.36 | 0.33 | 0.23 | 28.82 | 1132.558 | 0.7
D | 4002 | 2020-08-16 | 10 | OFF | 16.91 | 7.28 | 0.36 | 0.01 | 0.14 | 0 | 0 | 0.04 | -0.06 | -0.06 | 0 |  | 0.36 | 0.33 | 0.23 | 25.54 | 1215.898 | 0.51
D | 4002 | 2020-08-16 | 11 | OFF | 15.26 | 7.28 | 0.36 | 0.01 | 0.13 | 0 | 0 | 0.03 | -0.06 | -0.06 | 0 |  | 0.36 | 0.33 | 0.23 | 23.87 | 1266.895 | 0.5
D | 4002 | 2020-08-16 | 12 | OFF | 16.79 | 7.28 | 0.36 | 0.01 | 0.08 | 0 | 0.01 | 0.02 | -0.05 | -0.06 | 0 |  | 0.36 | 0.33 | 0.23 | 25.36 | 1299.193 | 0.46
D | 4002 | 2020-08-16 | 13 | OFF | 18.17 | 7.28 | 0.36 | 0.01 | 0.15 | 0 | 0.06 | 0.02 | -0.06 | -0.06 | 0 |  | 0.36 | 0.33 | 0.23 | 26.85 | 1313.4 | 0.58
D | 4002 | 2020-08-16 | 14 | OFF | 16.42 | 7.28 | 0.36 | 0.01 | 0.1 | 0 | 0.01 | 0.02 | -0.09 | -0.06 | 0 |  | 0.36 | 0.33 | 0.23 | 24.97 | 1312.781 | 0.48
D | 4002 | 2020-08-16 | 15 | OFF | 14.18 | 7.28 | 0.36 | 0.01 | 0.12 | 0 | 0.01 | 0.02 | -0.1 | -0.06 | 0 |  | 0.36 | 0.33 | 0.23 | 22.74 | 1305.504 | 0.5
D | 4002 | 2020-08-16 | 16 | OFF | 14.02 | 7.28 | 0.36 | 0.01 | 0.12 | 0 | 0 | 0.02 | -0.14 | -0.06 | 0 |  | 0.36 | 0.33 | 0.23 | 22.53 | 1305.614 | 0.49
D | 4002 | 2020-08-16 | 17 | OFF | 14.2 | 7.28 | 0.36 | 0.01 | 0.12 | 0 | 0 | 0.02 | -0.15 | -0.06 | 0 |  | 0.36 | 0.33 | 0.23 | 22.7 | 1329.192 | 0.49
D | 4002 | 2020-08-16 | 18 | OFF | 17.92 | 7.28 | 0.36 | 0.01 | 0.14 | 0 | 0 | 0.03 | -0.18 | -0.06 | 0 |  | 0.36 | 0.33 | 0.23 | 26.42 | 1364.402 | 0.51
D | 4002 | 2020-08-16 | 19 | OFF | 16.69 | 7.28 | 0.36 | 0.01 | 0.17 | 0 | 0 | 0.01 | -0.21 | -0.06 | 0 |  | 0.36 | 0.33 | 0.23 | 25.17 | 1360.435 | 0.54
D | 4002 | 2020-08-16 | 20 | OFF | 17.46 | 7.28 | 0.36 | 0.01 | 0.14 | 0 | 0 | 0.04 | -0.16 | -0.06 | 0 |  | 0.36 | 0.33 | 0.23 | 25.99 | 1341.683 | 0.51
D | 4002 | 2020-08-16 | 21 | OFF | 17.44 | 7.28 | 0.36 | 0.01 | 0.13 | 0 | 0 | 0.05 | -0.12 | -0.06 | 0 |  | 0.36 | 0.33 | 0.23 | 26.01 | 1320.255 | 0.5
D | 4002 | 2020-08-16 | 22 | OFF | 12.81 | 7.28 | 0.36 | 0.01 | 0.12 | 0 | 0 | 0.02 | -0.08 | -0.06 | 0 |  | 0.36 | 0.33 | 0.23 | 21.38 | 1243.084 | 0.49
D | 4002 | 2020-08-16 | 23 | OFF | 13.32 | 7.28 | 0.36 | 0.01 | 0.19 | 0 | 0 | 0.01 | -0.08 | -0.06 | 0 |  | 0.36 | 0.33 | 0.23 | 21.95 | 1147.441 | 0.56
D | 4002 | 2020-08-16 | 24 | OFF | 14.97 | 7.28 | 0.36 | 0.01 | 0.27 | 0 | 0 | 0.02 | -0.06 | -0.06 | 0 |  | 0.36 | 0.33 | 0.23 | 23.71 | 1061.719 | 0.64
D | 4002 | 2020-08-17 | 1 | OFF | 13.91 | 7.28 | 0.35 | 0.02 | 0.2 | 0 | 0 | 0.05 | -0.04 | -0.06 | 0 |  | 0.36 | 0.33 | 0.23 | 22.63 | 1008.406 | 0.57
D | 4002 | 2020-08-17 | 2 | OFF | 16.89 | 7.28 | 0.35 | 0.02 | 0.19 | 0 | 0 | 0.04 | -0.02 | -0.06 | 0 |  | 0.36 | 0.33 | 0.23 | 25.61 | 971.935 | 0.56
D | 4002 | 2020-08-17 | 3 | OFF | 12.52 | 7.28 | 0.35 | 0.02 | 0.12 | 0 | 0 | 0.04 | -0.04 | -0.06 | 0 |  | 0.36 | 0.33 | 0.23 | 21.15 | 952.162 | 0.49
D | 4002 | 2020-08-17 | 4 | OFF | 10.94 | 7.28 | 0.35 | 0.02 | 0.07 | 0 | 0 | 0.03 | -0.04 | -0.06 | 0 |  | 0.36 | 0.33 | 0.23 | 19.51 | 952.59 | 0.44
D | 4002 | 2020-08-17 | 5 | OFF | 11.6 | 7.28 | 0.35 | 0.02 | 0.07 | 0 | 0 | 0.04 | -0.04 | -0.06 | 0 |  | 0.36 | 0.33 | 0.23 | 20.18 | 979.105 | 0.44
D | 4002 | 2020-08-17 | 6 | OFF | 13.11 | 7.28 | 0.35 | 0.02 | 0.13 | 0 | 0 | 0.05 | -0.03 | -0.06 | 0 |  | 0.36 | 0.33 | 0.23 | 21.77 | 1050.735 | 0.5
D | 4002 | 2020-08-17 | 7 | OFF | 13.61 | 7.28 | 0.35 | 0.02 | 0.18 | 0 | 0 | 0.05 | -0.08 | -0.06 | 0 |  | 0.36 | 0.33 | 0.23 | 22.27 | 1151.451 | 0.55
D | 4002 | 2020-08-17 | 8 | ON | 10.2 | 7.28 | 0.35 | 0.02 | 0.14 | 0.63 | 0 | 0.03 | -0.1 | -0.06 | 0 |  | 0.36 | 0.33 | 0.23 | 19.41 | 1265.835 | 1.14
D | 4002 | 2020-08-17 | 9 | ON | 13.86 | 7.28 | 0.35 | 0.02 | 0.22 | 0.59 | 0 | 0.05 | -0.13 | -0.06 | 0 |  | 0.36 | 0.33 | 0.23 | 23.1 | 1356.693 | 1.18
D | 4002 | 2020-08-17 | 10 | ON | 12.25 | 7.28 | 0.35 | 0.02 | 0.08 | 0.54 | 0 | 0.03 | -0.14 | -0.06 | 0 |  | 0.36 | 0.33 | 0.23 | 21.27 | 1409.142 | 0.99
D | 4002 | 2020-08-17 | 11 | ON | 15.26 | 7.28 | 0.35 | 0.02 | 0.1 | 0.56 | 0 | 0.05 | -0.14 | -0.06 | 0 |  | 0.36 | 0.33 | 0.23 | 24.34 | 1455.497 | 1.03
D | 4002 | 2020-08-17 | 12 | ON | 16.31 | 7.28 | 0.35 | 0.02 | 0.07 | 0.55 | 0 | 0.05 | -0.15 | -0.06 | 0 |  | 0.36 | 0.33 | 0.23 | 25.34 | 1496.221 | 0.99
D | 4002 | 2020-08-17 | 13 | ON | 17.69 | 7.28 | 0.35 | 0.02 | 0.07 | 0.54 | 0 | 0.01 | -0.15 | -0.06 | 0 |  | 0.36 | 0.33 | 0.23 | 26.67 | 1537.922 | 0.98
D | 4002 | 2020-08-17 | 14 | ON | 18.08 | 7.28 | 0.35 | 0.02 | 0.07 | 0.52 | 0 | 0 | -0.16 | -0.06 | 0 |  | 0.36 | 0.33 | 0.23 | 27.02 | 1584.193 | 0.96
D | 4002 | 2020-08-17 | 15 | ON | 26.22 | 7.28 | 0.35 | 0.02 | 0.12 | 0.51 | 0.11 | -0.02 | -0.11 | -0.06 | 0 |  | 0.36 | 0.33 | 0.23 | 35.34 | 1612.928 | 1.11
D | 4002 | 2020-08-17 | 16 | ON | 30.44 | 7.28 | 0.35 | 0.02 | 0.09 | 0.49 | 0.15 | 0.02 | -0.24 | -0.06 | 0 |  | 0.36 | 0.33 | 0.23 | 39.46 | 1640.385 | 1.1
D | 4002 | 2020-08-17 | 17 | ON | 34.63 | 7.28 | 0.35 | 0.02 | 0.1 | 0.48 | 0.03 | 0.06 | -0.24 | -0.06 | 0 |  | 0.36 | 0.33 | 0.23 | 43.57 | 1663.762 | 0.98
D | 4002 | 2020-08-17 | 18 | ON | 33.54 | 7.28 | 0.35 | 0.02 | 0.15 | 0.47 | 0.04 | 0.08 | -0.31 | -0.06 | 0 |  | 0.36 | 0.33 | 0.23 | 42.48 | 1675.558 | 1.03
D | 4002 | 2020-08-17 | 19 | ON | 28.6 | 7.28 | 0.35 | 0.02 | 0.11 | 0.48 | 0 | 0.09 | -0.25 | -0.06 | 0 |  | 0.36 | 0.33 | 0.23 | 37.54 | 1641.605 | 0.96
D | 4002 | 2020-08-17 | 20 | ON | 26.91 | 7.28 | 0.35 | 0.02 | 0.1 | 0.5 | 0.18 | 0.07 | -0.21 | -0.06 | 0 |  | 0.36 | 0.33 | 0.23 | 36.06 | 1578.645 | 1.15
D | 4002 | 2020-08-17 | 21 | ON | 22.97 | 7.28 | 0.35 | 0.02 | 0.13 | 0.51 | 0.09 | 0.05 | -0.14 | -0.06 | 0 |  | 0.36 | 0.33 | 0.23 | 32.12 | 1535.765 | 1.1
D | 4002 | 2020-08-17 | 22 | ON | 18.42 | 7.28 | 0.35 | 0.02 | 0.07 | 0.54 | 0.03 | 0.04 | -0.12 | -0.06 | 0 |  | 0.36 | 0.33 | 0.23 | 27.49 | 1423.676 | 1.01
D | 4002 | 2020-08-17 | 23 | ON | 17.46 | 7.28 | 0.35 | 0.02 | 0.2 | 0.58 | 0 | 0.03 | -0.08 | -0.06 | 0 |  | 0.36 | 0.33 | 0.23 | 26.7 | 1298.643 | 1.15
D | 4002 | 2020-08-17 | 24 | OFF | 23.12 | 7.28 | 0.35 | 0.02 | 0.41 | 0 | 0 | 0.04 | -0.04 | -0.06 | 0 |  | 0.36 | 0.33 | 0.23 | 32.04 | 1189.556 | 0.78
D | 4002 | 2020-08-18 | 1 | OFF | 16.33 | 7.28 | 0.37 | 0.03 | 0.18 | 0 | 0 | 0.06 | 0.02 | -0.06 | 0 |  | 0.36 | 0.33 | 0.23 | 25.13 | 1115.691 | 0.58
D | 4002 | 2020-08-18 | 2 | OFF | 15.07 | 7.28 | 0.37 | 0.03 | 0.12 | 0 | 0 | 0.05 | -0.04 | -0.06 | 0 |  | 0.36 | 0.33 | 0.23 | 23.74 | 1069.864 | 0.52
D | 4002 | 2020-08-18 | 3 | OFF | 12.58 | 7.28 | 0.37 | 0.03 | 0.08 | 0 | 0 | 0.08 | -0.03 | -0.06 | 0 |  | 0.36 | 0.33 | 0.23 | 21.25 | 1042.802 | 0.48
D | 4002 | 2020-08-18 | 4 | OFF | 12.65 | 7.28 | 0.37 | 0.03 | 0.11 | 0 | 0 | 0.04 | -0.02 | -0.06 | 0 |  | 0.36 | 0.33 | 0.23 | 21.32 | 1034.622 | 0.51
D | 4002 | 2020-08-18 | 5 | OFF | 14.9 | 7.28 | 0.37 | 0.03 | 0.14 | 0 | 0 | 0.06 | -0.01 | -0.06 | 0 |  | 0.36 | 0.33 | 0.23 | 23.63 | 1057.717 | 0.54
D | 4002 | 2020-08-18 | 6 | OFF | 17.15 | 7.28 | 0.37 | 0.03 | 0.17 | 0 | 0 | 0.07 | -0.02 | -0.06 | 0 |  | 0.36 | 0.33 | 0.23 | 25.91 | 1128.115 | 0.57
D | 4002 | 2020-08-18 | 7 | OFF | 19.48 | 7.28 | 0.37 | 0.03 | 0.31 | 0 | 0 | 0.07 | -0.06 | -0.06 | 0 |  | 0.36 | 0.33 | 0.23 | 28.34 | 1233.093 | 0.71
D | 4002 | 2020-08-18 | 8 | ON | 14.52 | 7.28 | 0.37 | 0.03 | 0.15 | 0.58 | 0 | 0.02 | -0.1 | -0.06 | 0 |  | 0.36 | 0.33 | 0.23 | 23.71 | 1335.742 | 1.13
D | 4002 | 2020-08-18 | 9 | ON | 14.29 | 7.28 | 0.37 | 0.03 | 0.08 | 0.55 | 0 | 0.02 | -0.11 | -0.06 | 0 |  | 0.36 | 0.33 | 0.23 | 23.37 | 1421.286 | 1.03
D | 4002 | 2020-08-18 | 10 | ON | 17.06 | 7.28 | 0.37 | 0.03 | 0.1 | 0.53 | 0 | 0.01 | -0.1 | -0.06 | 0 |  | 0.36 | 0.33 | 0.23 | 26.14 | 1494.902 | 1.03
D | 4002 | 2020-08-18 | 11 | ON | 17.64 | 7.28 | 0.37 | 0.03 | 0.06 | 0.51 | 0 | 0.04 | -0.13 | -0.06 | 0 |  | 0.36 | 0.33 | 0.23 | 26.66 | 1561.577 | 0.97
D | 4002 | 2020-08-18 | 12 | ON | 18.25 | 7.28 | 0.37 | 0.03 | 0.05 | 0.5 | 0 | 0.02 | -0.13 | -0.06 | 0 |  | 0.36 | 0.33 | 0.23 | 27.23 | 1618.273 | 0.95
D | 4002 | 2020-08-18 | 13 | ON | 27.92 | 7.28 | 0.37 | 0.03 | 0.1 | 0.48 | 0.13 | 0.03 | -0.11 | -0.06 | 0 |  | 0.36 | 0.33 | 0.23 | 37.09 | 1662.694 | 1.11
D | 4002 | 2020-08-18 | 14 | ON | 30.16 | 7.28 | 0.37 | 0.03 | 0.11 | 0.47 | 0.07 | 0.03 | -0.16 | -0.06 | 0 |  | 0.36 | 0.33 | 0.23 | 39.22 | 1694.541 | 1.05
D | 4002 | 2020-08-18 | 15 | ON | 35.03 | 7.28 | 0.37 | 0.03 | 0.12 | 0.45 | 0 | 0.04 | -0.2 | -0.06 | 0 |  | 0.36 | 0.33 | 0.23 | 43.98 | 1706.144 | 0.97
D | 4002 | 2020-08-18 | 16 | ON | 35.93 | 7.28 | 0.37 | 0.03 | 0.16 | 0.44 | 0.25 | 0.06 | -0.2 | -0.06 | 0 |  | 0.36 | 0.33 | 0.23 | 45.18 | 1719.819 | 1.25
D | 4002 | 2020-08-18 | 17 | ON | 38.31 | 7.28 | 0.37 | 0.03 | 0.17 | 0.44 | 0.49 | 0.02 | -0.36 | -0.06 | 0 |  | 0.36 | 0.33 | 0.23 | 47.61 | 1739.32 | 1.5
D | 4002 | 2020-08-18 | 18 | ON | 40.4 | 7.28 | 0.37 | 0.03 | 0.18 | 0.43 | 0.28 | 0.02 | -0.29 | -0.06 | 0 |  | 0.36 | 0.33 | 0.23 | 49.56 | 1736.62 | 1.29
D | 4002 | 2020-08-18 | 19 | ON | 54.69 | 7.28 | 0.37 | 0.03 | 0.35 | 0.44 | 0.13 | -0.01 | -0.4 | -0.06 | 0 |  | 0.36 | 0.33 | 0.23 | 63.74 | 1683.964 | 1.32
D | 4002 | 2020-08-18 | 20 | ON | 38.64 | 7.28 | 0.37 | 0.03 | 0.22 | 0.46 | 0.07 | 0.03 | -0.22 | -0.06 | 0 |  | 0.36 | 0.33 | 0.23 | 47.74 | 1607.186 | 1.15
D | 4002 | 2020-08-18 | 21 | ON | 27.82 | 7.28 | 0.37 | 0.03 | 0.13 | 0.47 | 0.06 | 0.03 | -0.17 | -0.06 | 0 |  | 0.36 | 0.33 | 0.23 | 36.88 | 1560.487 | 1.06
D | 4002 | 2020-08-18 | 22 | ON | 22.87 | 7.28 | 0.37 | 0.03 | 0.13 | 0.51 | 0.13 | 0.02 | -0.1 | -0.06 | 0 |  | 0.36 | 0.33 | 0.23 | 32.1 | 1439.063 | 1.17
D | 4002 | 2020-08-18 | 23 | ON | 15.75 | 7.28 | 0.37 | 0.03 | 0.16 | 0.56 | 0 | 0.02 | -0.1 | -0.06 | 0 |  | 0.36 | 0.33 | 0.23 | 24.93 | 1297.65 | 1.12
D | 4002 | 2020-08-18 | 24 | OFF | 17.02 | 7.28 | 0.37 | 0.03 | 0.24 | 0 | 0 | 0.03 | -0.07 | -0.06 | 0 |  | 0.36 | 0.33 | 0.23 | 25.76 | 1176.316 | 0.64
D | 4002 | 2020-08-19 | 1 | OFF | 19.9 | 7.28 | 0.27 | 0.02 | 0.31 | 0 | 0 | 0.02 | 0 | -0.06 | 0 |  | 0.36 | 0.33 | 0.23 | 28.66 | 1092.784 | 0.6
D | 4002 | 2020-08-19 | 2 | OFF | 17.8 | 7.28 | 0.27 | 0.02 | 0.19 | 0 | 0 | 0.04 | -0.07 | -0.06 | 0 |  | 0.36 | 0.33 | 0.23 | 26.39 | 1034.223 | 0.48
D | 4002 | 2020-08-19 | 3 | OFF | 15.39 | 7.28 | 0.27 | 0.02 | 0.14 | 0 | 0 | 0.02 | -0.03 | -0.06 | 0 |  | 0.36 | 0.33 | 0.23 | 23.95 | 997.291 | 0.43
D | 4002 | 2020-08-19 | 4 | OFF | 14.52 | 7.28 | 0.27 | 0.02 | 0.11 | 0 | 0 | 0 | -0.06 | -0.06 | 0 |  | 0.36 | 0.33 | 0.23 | 23 | 983.255 | 0.4
D | 4002 | 2020-08-19 | 5 | OFF | 16.53 | 7.28 | 0.27 | 0.02 | 0.11 | 0 | 0 | 0.01 | -0.04 | -0.06 | 0 |  | 0.36 | 0.33 | 0.23 | 25.04 | 996.424 | 0.4
D | 4002 | 2020-08-19 | 6 | OFF | 15.63 | 7.28 | 0.27 | 0.02 | 0.29 | 0 | 0 | 0.03 | -0.06 | -0.06 | 0 |  | 0.36 | 0.33 | 0.23 | 24.32 | 1058.243 | 0.58
D | 4002 | 2020-08-19 | 7 | OFF | 11.95 | 7.28 | 0.27 | 0.02 | 0.35 | 0 | 0 | 0.02 | -0.08 | -0.06 | 0 |  | 0.36 | 0.33 | 0.23 | 20.67 | 1155.554 | 0.64
D | 4002 | 2020-08-19 | 8 | ON | 13.44 | 7.28 | 0.27 | 0.02 | 0.17 | 0.62 | 0 | 0.02 | -0.08 | -0.06 | 0 |  | 0.36 | 0.33 | 0.23 | 22.6 | 1258.207 | 1.08
D | 4002 | 2020-08-19 | 9 | ON | 15.66 | 7.28 | 0.27 | 0.02 | 0.17 | 0.58 | 0.04 | 0.02 | -0.09 | -0.06 | 0 |  | 0.36 | 0.33 | 0.23 | 24.81 | 1341.772 | 1.08
D | 4002 | 2020-08-19 | 10 | ON | 15.92 | 7.28 | 0.27 | 0.02 | 0.09 | 0.57 | 0 | 0.03 | -0.09 | -0.06 | 0 |  | 0.36 | 0.33 | 0.23 | 24.95 | 1398.676 | 0.95
D | 4002 | 2020-08-19 | 11 | ON | 15.77 | 7.28 | 0.27 | 0.02 | 0.1 | 0.55 | 0 | 0.02 | -0.09 | -0.06 | 0 |  | 0.36 | 0.33 | 0.23 | 24.78 | 1441.775 | 0.94
D | 4002 | 2020-08-19 | 12 | ON | 27.46 | 7.28 | 0.27 | 0.02 | 0.13 | 0.53 | 0.21 | 0.02 | -0.08 | -0.06 | 0 |  | 0.36 | 0.33 | 0.23 | 36.7 | 1486.495 | 1.16
D | 4002 | 2020-08-19 | 13 | ON | 30.3 | 7.28 | 0.27 | 0.02 | 0.15 | 0.51 | 0.28 | 0.03 | -0.14 | -0.06 | 0 |  | 0.36 | 0.33 | 0.23 | 39.56 | 1538.013 | 1.23
D | 4002 | 2020-08-19 | 14 | ON | 35.43 | 7.28 | 0.27 | 0.02 | 0.2 | 0.51 | 0.65 | 0.06 | -0.12 | -0.06 | 0 |  | 0.36 | 0.33 | 0.23 | 45.16 | 1571.49 | 1.65
D | 4002 | 2020-08-19 | 15 | ON | 20.81 | 7.28 | 0.27 | 0.02 | 0.09 | 0.51 | 0.13 | 0.04 | -0.17 | -0.06 | 0 |  | 0.36 | 0.33 | 0.23 | 29.84 | 1578.346 | 1.02
D | 4002 | 2020-08-19 | 16 | ON | 14.72 | 7.28 | 0.27 | 0.02 | 0.07 | 0.52 | 0 | 0.02 | -0.21 | -0.06 | 0 |  | 0.36 | 0.33 | 0.23 | 23.55 | 1582.815 | 0.88
D | 4002 | 2020-08-19 | 17 | ON | 15.12 | 7.28 | 0.27 | 0.02 | 0.11 | 0.51 | 0 | 0 | -0.22 | -0.06 | 0 |  | 0.36 | 0.33 | 0.23 | 23.95 | 1560.911 | 0.91
D | 4002 | 2020-08-19 | 18 | ON | 15.8 | 7.28 | 0.27 | 0.02 | 0.1 | 0.5 | 0 | 0.02 | -0.25 | -0.06 | 0 |  | 0.36 | 0.33 | 0.23 | 24.6 | 1538.393 | 0.89
D | 4002 | 2020-08-19 | 19 | ON | 17.59 | 7.28 | 0.27 | 0.02 | 0.14 | 0.5 | 0 | 0 | -0.22 | -0.06 | 0 |  | 0.36 | 0.33 | 0.23 | 26.44 | 1521.901 | 0.93
D | 4002 | 2020-08-19 | 20 | ON | 17.37 | 7.28 | 0.27 | 0.02 | 0.12 | 0.52 | 0 | 0.01 | -0.21 | -0.06 | 0 |  | 0.36 | 0.33 | 0.23 | 26.24 | 1477.241 | 0.93
D | 4002 | 2020-08-19 | 21 | ON | 17.17 | 7.28 | 0.27 | 0.02 | 0.11 | 0.53 | 0 | 0.02 | -0.16 | -0.06 | 0 |  | 0.36 | 0.33 | 0.23 | 26.1 | 1445.504 | 0.93
D | 4002 | 2020-08-19 | 22 | ON | 14.07 | 7.28 | 0.27 | 0.02 | 0.1 | 0.56 | 0 | 0.01 | -0.1 | -0.06 | 0 |  | 0.36 | 0.33 | 0.23 | 23.07 | 1340.182 | 0.95
D | 4002 | 2020-08-19 | 23 | ON | 13.4 | 7.28 | 0.27 | 0.02 | 0.22 | 0.61 | 0 | 0.01 | -0.1 | -0.06 | 0 |  | 0.36 | 0.33 | 0.23 | 22.57 | 1215.726 | 1.12
D | 4002 | 2020-08-19 | 24 | OFF | 13 | 7.28 | 0.27 | 0.02 | 0.41 | 0 | 0 | -0.01 | -0.1 | -0.06 | 0 |  | 0.36 | 0.33 | 0.23 | 21.73 | 1106.814 | 0.7
D | 4002 | 2020-08-20 | 1 | OFF | 14.81 | 7.28 | 0.4 | 0.01 | 0.18 | 0 | 0 | -0.02 | -0.07 | -0.06 | 0 |  | 0.36 | 0.33 | 0.23 | 23.45 | 1028.036 | 0.59
D | 4002 | 2020-08-20 | 2 | OFF | 13.72 | 7.28 | 0.4 | 0.01 | 0.09 | 0 | 0 | -0.01 | -0.07 | -0.06 | 0 |  | 0.36 | 0.33 | 0.23 | 22.28 | 976.198 | 0.5
D | 4002 | 2020-08-20 | 3 | OFF | 11.7 | 7.28 | 0.4 | 0.01 | 0.08 | 0 | 0 | -0.01 | -0.06 | -0.06 | 0 |  | 0.36 | 0.33 | 0.23 | 20.26 | 948.001 | 0.49
D | 4002 | 2020-08-20 | 4 | OFF | 12.29 | 7.28 | 0.4 | 0.01 | 0.07 | 0 | 0 | 0 | -0.08 | -0.06 | 0 |  | 0.36 | 0.33 | 0.23 | 20.83 | 939.241 | 0.48
D | 4002 | 2020-08-20 | 5 | OFF | 12.32 | 7.28 | 0.4 | 0.01 | 0.13 | 0 | 0 | -0.01 | -0.06 | -0.06 | 0 |  | 0.36 | 0.33 | 0.23 | 20.93 | 957.829 | 0.54
D | 4002 | 2020-08-20 | 6 | OFF | 9.58 | 7.28 | 0.4 | 0.01 | 0.51 | 0 | 0 | 0.01 | -0.1 | -0.06 | 0 |  | 0.36 | 0.33 | 0.23 | 18.55 | 1024.513 | 0.92
D | 4002 | 2020-08-20 | 7 | OFF | 7.91 | 7.28 | 0.4 | 0.01 | 0.61 | 0 | 0 | -0.01 | -0.07 | -0.06 | 0 |  | 0.36 | 0.33 | 0.23 | 16.99 | 1123.118 | 1.02
D | 4002 | 2020-08-20 | 8 | ON | 10.26 | 7.28 | 0.4 | 0.01 | 0.48 | 0.64 | 0 | 0 | -0.09 | -0.06 | 0 |  | 0.36 | 0.33 | 0.23 | 19.84 | 1229.323 | 1.53
D | 4002 | 2020-08-20 | 9 | ON | 8.56 | 7.28 | 0.4 | 0.01 | 0.24 | 0.61 | 0 | 0 | -0.11 | -0.06 | 0 |  | 0.36 | 0.33 | 0.23 | 17.85 | 1306.519 | 1.26
D | 4002 | 2020-08-20 | 10 | ON | 7.32 | 7.28 | 0.4 | 0.01 | 0.18 | 0.59 | 0 | 0 | -0.1 | -0.06 | 0 |  | 0.36 | 0.33 | 0.23 | 16.54 | 1353.201 | 1.18
D | 4002 | 2020-08-20 | 11 | ON | 13.85 | 7.28 | 0.4 | 0.01 | 0.12 | 0.58 | 0 | -0.03 | -0.08 | -0.06 | 0 |  | 0.36 | 0.33 | 0.23 | 22.99 | 1390.896 | 1.11
D | 4002 | 2020-08-20 | 12 | ON | 14.58 | 7.28 | 0.4 | 0.01 | 0.08 | 0.57 | 0 | -0.01 | -0.12 | -0.06 | 0 |  | 0.36 | 0.33 | 0.23 | 23.65 | 1417.753 | 1.06
D | 4002 | 2020-08-20 | 13 | ON | 14.78 | 7.28 | 0.4 | 0.01 | 0.09 | 0.56 | 0 | -0.02 | -0.14 | -0.06 | 0 |  | 0.36 | 0.33 | 0.23 | 23.82 | 1440.817 | 1.06
D | 4002 | 2020-08-20 | 14 | ON | 15.38 | 7.28 | 0.4 | 0.01 | 0.1 | 0.55 | 0 | 0.01 | -0.14 | -0.06 | 0 |  | 0.36 | 0.33 | 0.23 | 24.45 | 1470.133 | 1.06
D | 4002 | 2020-08-20 | 15 | ON | 14.63 | 7.28 | 0.4 | 0.01 | 0.08 | 0.53 | 0 | 0 | -0.16 | -0.06 | 0 |  | 0.36 | 0.33 | 0.23 | 23.63 | 1491.166 | 1.02
D | 4002 | 2020-08-20 | 16 | ON | 17.34 | 7.28 | 0.4 | 0.01 | 0.07 | 0.52 | 0 | 0.02 | -0.17 | -0.06 | 0 |  | 0.36 | 0.33 | 0.23 | 26.33 | 1514.35 | 1
D | 4002 | 2020-08-20 | 17 | ON | 21.02 | 7.28 | 0.4 | 0.01 | 0.06 | 0.5 | 0 | -0.02 | -0.14 | -0.06 | 0 |  | 0.36 | 0.33 | 0.23 | 29.97 | 1541.832 | 0.97
D | 4002 | 2020-08-20 | 18 | ON | 25.72 | 7.28 | 0.4 | 0.01 | 0.11 | 0.49 | 0.07 | 0.03 | -0.23 | -0.06 | 0 |  | 0.36 | 0.33 | 0.23 | 34.74 | 1568.269 | 1.08
D | 4002 | 2020-08-20 | 19 | ON | 25.15 | 7.28 | 0.4 | 0.01 | 0.19 | 0.49 | 0 | -0.02 | -0.25 | -0.06 | 0 |  | 0.36 | 0.33 | 0.23 | 34.11 | 1551.732 | 1.09
D | 4002 | 2020-08-20 | 20 | ON | 21.94 | 7.28 | 0.4 | 0.01 | 0.24 | 0.51 | 0.15 | 0.02 | -0.22 | -0.06 | 0 |  | 0.36 | 0.33 | 0.23 | 31.19 | 1497.073 | 1.31
D | 4002 | 2020-08-20 | 21 | ON | 17.53 | 7.28 | 0.4 | 0.01 | 0.16 | 0.52 | 0.06 | 0.01 | -0.19 | -0.06 | 0 |  | 0.36 | 0.33 | 0.23 | 26.64 | 1458.401 | 1.15
D | 4002 | 2020-08-20 | 22 | ON | 14.9 | 7.28 | 0.4 | 0.01 | 0.1 | 0.55 | 0.07 | 0.01 | -0.09 | -0.06 | 0 |  | 0.36 | 0.33 | 0.23 | 24.09 | 1348.988 | 1.13
D | 4002 | 2020-08-20 | 23 | ON | 13.58 | 7.28 | 0.4 | 0.01 | 0.3 | 0.6 | 0 | 0 | -0.1 | -0.06 | 0 |  | 0.36 | 0.33 | 0.23 | 22.93 | 1220.981 | 1.31
D | 4002 | 2020-08-20 | 24 | OFF | 13.13 | 7.28 | 0.4 | 0.01 | 0.29 | 0 | 0 | 0 | -0.07 | -0.06 | 0 |  | 0.36 | 0.33 | 0.23 | 21.9 | 1108.707 | 0.7
D | 4002 | 2020-08-21 | 1 | OFF | 14.49 | 7.28 | 0.23 | 0.02 | 0.1 | 0 | 0 | -0.01 | -0.06 | -0.06 | 0 |  | 0.36 | 0.33 | 0.23 | 22.91 | 1029.217 | 0.35
D | 4002 | 2020-08-21 | 2 | OFF | 14.46 | 7.28 | 0.23 | 0.02 | 0.19 | 0 | 0 | 0.01 | -0.06 | -0.06 | 0 |  | 0.36 | 0.33 | 0.23 | 22.99 | 977.426 | 0.44
D | 4002 | 2020-08-21 | 3 | OFF | 13.81 | 7.28 | 0.23 | 0.02 | 0.11 | 0 | 0 | 0.01 | -0.06 | -0.06 | 0 |  | 0.36 | 0.33 | 0.23 | 22.26 | 951.574 | 0.36
D | 4002 | 2020-08-21 | 4 | OFF | 13.8 | 7.28 | 0.23 | 0.02 | 0.11 | 0 | 0 | 0.02 | -0.05 | -0.06 | 0 |  | 0.36 | 0.33 | 0.23 | 22.27 | 944.291 | 0.36
D | 4002 | 2020-08-21 | 5 | OFF | 13.14 | 7.28 | 0.23 | 0.02 | 0.11 | 0 | 0 | 0.02 | -0.06 | -0.06 | 0 |  | 0.36 | 0.33 | 0.23 | 21.6 | 961.518 | 0.36
D | 4002 | 2020-08-21 | 6 | OFF | 13.04 | 7.28 | 0.23 | 0.02 | 0.17 | 0 | 0 | -0.01 | -0.08 | -0.06 | 0 |  | 0.36 | 0.33 | 0.23 | 21.51 | 1026.166 | 0.42
D | 4002 | 2020-08-21 | 7 | OFF | 12.84 | 7.28 | 0.23 | 0.02 | 0.19 | 0 | 0 | 0 | -0.09 | -0.06 | 0 |  | 0.36 | 0.33 | 0.23 | 21.33 | 1116.7 | 0.44
D | 4002 | 2020-08-21 | 8 | ON | 12.92 | 7.28 | 0.23 | 0.02 | 0.17 | 0.63 | 0 | 0 | -0.09 | -0.06 | 0 |  | 0.36 | 0.33 | 0.23 | 22.02 | 1227.715 | 1.05
D | 4002 | 2020-08-21 | 9 | ON | 12.75 | 7.28 | 0.23 | 0.02 | 0.13 | 0.59 | 0 | -0.01 | -0.11 | -0.06 | 0 |  | 0.36 | 0.33 | 0.23 | 21.74 | 1325.054 | 0.97
D | 4002 | 2020-08-21 | 10 | ON | 13.09 | 7.28 | 0.23 | 0.02 | 0.08 | 0.57 | 0 | -0.01 | -0.11 | -0.06 | 0 |  | 0.36 | 0.33 | 0.23 | 22.01 | 1393.804 | 0.9
D | 4002 | 2020-08-21 | 11 | ON | 14.36 | 7.28 | 0.23 | 0.02 | 0.1 | 0.54 | 0 | 0.01 | -0.03 | -0.06 | 0 |  | 0.36 | 0.33 | 0.23 | 23.37 | 1464.864 | 0.89
D | 4002 | 2020-08-21 | 12 | ON | 13.86 | 7.28 | 0.23 | 0.02 | 0.07 | 0.52 | 0 | -0.02 | -0.14 | -0.06 | 0 |  | 0.36 | 0.33 | 0.23 | 22.68 | 1539.071 | 0.84
D | 4002 | 2020-08-21 | 13 | ON | 14.71 | 7.28 | 0.23 | 0.02 | 0.1 | 0.49 | 0 | -0.02 | -0.11 | -0.06 | 0 |  | 0.36 | 0.33 | 0.23 | 23.56 | 1596.81 | 0.84
D | 4002 | 2020-08-21 | 14 | ON | 17.5 | 7.28 | 0.23 | 0.02 | 0.05 | 0.46 | 0 | -0.03 | -0.15 | -0.06 | 0 |  | 0.36 | 0.33 | 0.23 | 26.22 | 1665.565 | 0.76
D | 4002 | 2020-08-21 | 15 | ON | 21.07 | 7.28 | 0.23 | 0.02 | 0.07 | 0.45 | 0.03 | -0.04 | -0.2 | -0.06 | 0 |  | 0.36 | 0.33 | 0.23 | 29.77 | 1729.248 | 0.8
D | 4002 | 2020-08-21 | 16 | ON | 23.71 | 7.28 | 0.23 | 0.02 | 0.07 | 0.43 | 0.01 | -0.01 | -0.24 | -0.06 | 0 |  | 0.36 | 0.33 | 0.23 | 32.36 | 1768.827 | 0.76
D | 4002 | 2020-08-21 | 17 | ON | 28.1 | 7.28 | 0.23 | 0.02 | 0.08 | 0.42 | 0.03 | -0.03 | -0.3 | -0.06 | 0 |  | 0.36 | 0.33 | 0.23 | 36.69 | 1800.309 | 0.78
D | 4002 | 2020-08-21 | 18 | ON | 31.19 | 7.28 | 0.23 | 0.02 | 0.15 | 0.42 | 0.25 | -0.01 | -0.39 | -0.06 | 0 |  | 0.36 | 0.33 | 0.23 | 40 | 1804.281 | 1.07
D | 4002 | 2020-08-21 | 19 | ON | 40.21 | 7.28 | 0.23 | 0.02 | 0.21 | 0.43 | 0.56 | -0.01 | -0.29 | -0.06 | 0 |  | 0.36 | 0.33 | 0.23 | 49.5 | 1744.295 | 1.45
D | 4002 | 2020-08-21 | 20 | ON | 32.55 | 7.28 | 0.23 | 0.02 | 0.15 | 0.45 | 0.22 | -0.02 | -0.26 | -0.06 | 0 |  | 0.36 | 0.33 | 0.23 | 41.48 | 1657.574 | 1.07
D | 4002 | 2020-08-21 | 21 | ON | 31.84 | 7.28 | 0.23 | 0.02 | 0.21 | 0.46 | 0.25 | 0 | -0.21 | -0.06 | 0 |  | 0.36 | 0.33 | 0.23 | 40.94 | 1600.434 | 1.17
D | 4002 | 2020-08-21 | 22 | ON | 22.7 | 7.28 | 0.23 | 0.02 | 0.18 | 0.48 | 0.11 | -0.02 | -0.08 | -0.06 | 0 |  | 0.36 | 0.33 | 0.23 | 31.76 | 1487.294 | 1.02
D | 4002 | 2020-08-21 | 23 | ON | 19.81 | 7.28 | 0.23 | 0.02 | 0.2 | 0.52 | 0.11 | 0 | -0.14 | -0.06 | 0 |  | 0.36 | 0.33 | 0.23 | 28.89 | 1351.277 | 1.08
D | 4002 | 2020-08-21 | 24 | OFF | 16.01 | 7.28 | 0.23 | 0.02 | 0.21 | 0 | 0 | -0.01 | -0.14 | -0.06 | 0 |  | 0.36 | 0.33 | 0.23 | 24.46 | 1225.099 | 0.46
D | 4002 | 2020-08-22 | 1 | OFF | 18.34 | 7.28 | 0.15 | 0.02 | 0.14 | 0 | 0 | -0.02 | -0.07 | -0.06 | 0 |  | 0.36 | 0.33 | 0.23 | 26.7 | 1134.025 | 0.31
D | 4002 | 2020-08-22 | 2 | OFF | 16.51 | 7.28 | 0.15 | 0.02 | 0.08 | 0 | 0 | 0.02 | -0.04 | -0.06 | 0 |  | 0.36 | 0.33 | 0.23 | 24.88 | 1070.281 | 0.25
D | 4002 | 2020-08-22 | 3 | OFF | 17.57 | 7.28 | 0.15 | 0.02 | 0.09 | 0 | 0 | -0.01 | -0.03 | -0.06 | 0 |  | 0.36 | 0.33 | 0.23 | 25.93 | 1028.342 | 0.26
D | 4002 | 2020-08-22 | 4 | OFF | 15.4 | 7.28 | 0.15 | 0.02 | 0.07 | 0 | 0 | 0.01 | -0.01 | -0.06 | 0 |  | 0.36 | 0.33 | 0.23 | 23.78 | 1005.77 | 0.24
D | 4002 | 2020-08-22 | 5 | OFF | 16.05 | 7.28 | 0.15 | 0.02 | 0.09 | 0 | 0 | -0.01 | -0.03 | -0.06 | 0 |  | 0.36 | 0.33 | 0.23 | 24.41 | 1001.626 | 0.26
D | 4002 | 2020-08-22 | 6 | OFF | 15.45 | 7.28 | 0.15 | 0.02 | 0.07 | 0 | 0 | 0 | -0.05 | -0.06 | 0 |  | 0.36 | 0.33 | 0.23 | 23.78 | 1022.888 | 0.24
D | 4002 | 2020-08-22 | 7 | OFF | 14.71 | 7.28 | 0.15 | 0.02 | 0.09 | 0 | 0 | -0.01 | -0.04 | -0.06 | 0 |  | 0.36 | 0.33 | 0.23 | 23.06 | 1058.791 | 0.26
D | 4002 | 2020-08-22 | 8 | OFF | 16.8 | 7.28 | 0.15 | 0.02 | 0.15 | 0 | 0 | -0.01 | -0.04 | -0.06 | 0 |  | 0.36 | 0.33 | 0.23 | 25.21 | 1137.889 | 0.32
D | 4002 | 2020-08-22 | 9 | OFF | 17.4 | 7.28 | 0.15 | 0.02 | 0.18 | 0 | 0 | -0.01 | -0.07 | -0.06 | 0 |  | 0.36 | 0.33 | 0.23 | 25.81 | 1250.765 | 0.35
D | 4002 | 2020-08-22 | 10 | OFF | 16.05 | 7.28 | 0.15 | 0.02 | 0.07 | 0 | 0 | -0.01 | -0.09 | -0.06 | 0 |  | 0.36 | 0.33 | 0.23 | 24.33 | 1361.967 | 0.24
D | 4002 | 2020-08-22 | 11 | OFF | 16.76 | 7.28 | 0.15 | 0.02 | 0.06 | 0 | 0 | 0 | -0.02 | -0.06 | 0 |  | 0.36 | 0.33 | 0.23 | 25.11 | 1423.549 | 0.23
D | 4002 | 2020-08-22 | 12 | OFF | 18.39 | 7.28 | 0.15 | 0.02 | 0.07 | 0 | 0 | -0.01 | -0.09 | -0.06 | 0 |  | 0.36 | 0.33 | 0.23 | 26.67 | 1440.922 | 0.24
D | 4002 | 2020-08-22 | 13 | OFF | 18.32 | 7.28 | 0.15 | 0.02 | 0.07 | 0 | 0 | -0.01 | -0.13 | -0.06 | 0 |  | 0.36 | 0.33 | 0.23 | 26.56 | 1486.581 | 0.24
D | 4002 | 2020-08-22 | 14 | OFF | 20.05 | 7.28 | 0.15 | 0.02 | 0.06 | 0 | 0.03 | -0.03 | -0.12 | -0.06 | 0 |  | 0.36 | 0.33 | 0.23 | 28.3 | 1531.366 | 0.26
D | 4002 | 2020-08-22 | 15 | OFF | 30.45 | 7.28 | 0.15 | 0.02 | 0.1 | 0 | 0.32 | -0.04 | -0.14 | -0.06 | 0 |  | 0.36 | 0.33 | 0.23 | 39 | 1565.206 | 0.59
D | 4002 | 2020-08-22 | 16 | OFF | 27.12 | 7.28 | 0.15 | 0.02 | 0.11 | 0 | 0.19 | 0 | -0.22 | -0.06 | 0 |  | 0.36 | 0.33 | 0.23 | 35.51 | 1609.684 | 0.47
D | 4002 | 2020-08-22 | 17 | OFF | 27.32 | 7.28 | 0.15 | 0.02 | 0.07 | 0 | 0.16 | -0.03 | -0.22 | -0.06 | 0 |  | 0.36 | 0.33 | 0.23 | 35.61 | 1645.336 | 0.4
D | 4002 | 2020-08-22 | 18 | OFF | 26.71 | 7.28 | 0.15 | 0.02 | 0.11 | 0 | 0.11 | -0.02 | -0.33 | -0.06 | 0 |  | 0.36 | 0.33 | 0.23 | 34.89 | 1671.122 | 0.39
D | 4002 | 2020-08-22 | 19 | OFF | 34.86 | 7.28 | 0.15 | 0.02 | 0.2 | 0 | 0.55 | -0.01 | -0.25 | -0.06 | 0 |  | 0.36 | 0.33 | 0.23 | 43.66 | 1637.634 | 0.92
D | 4002 | 2020-08-22 | 20 | OFF | 27.89 | 7.28 | 0.15 | 0.02 | 0.18 | 0 | 0.11 | 0 | -0.21 | -0.06 | 0 |  | 0.36 | 0.33 | 0.23 | 36.28 | 1576.055 | 0.46
D | 4002 | 2020-08-22 | 21 | OFF | 26.32 | 7.28 | 0.15 | 0.02 | 0.17 | 0 | 0.02 | 0 | -0.12 | -0.06 | 0 |  | 0.36 | 0.33 | 0.23 | 34.7 | 1534.511 | 0.36
D | 4002 | 2020-08-22 | 22 | OFF | 20.74 | 7.28 | 0.15 | 0.02 | 0.12 | 0 | 0.04 | -0.02 | -0.11 | -0.06 | 0 |  | 0.36 | 0.33 | 0.23 | 29.08 | 1436.584 | 0.33
D | 4002 | 2020-08-22 | 23 | OFF | 18.37 | 7.28 | 0.15 | 0.02 | 0.21 | 0 | 0.01 | -0.02 | -0.15 | -0.06 | 0 |  | 0.36 | 0.33 | 0.23 | 26.73 | 1320.184 | 0.39
D | 4002 | 2020-08-22 | 24 | OFF | 15.95 | 7.28 | 0.15 | 0.02 | 0.17 | 0 | 0 | 0 | -0.11 | -0.06 | 0 |  | 0.36 | 0.33 | 0.23 | 24.32 | 1204.075 | 0.34
D | 4002 | 2020-08-23 | 1 | OFF | 17.14 | 7.28 | 0.64 | 0.06 | 0.15 | 0 | 0 | -0.08 | -0.07 | -0.06 | 0 |  | 0.36 | 0.33 | 0.23 | 25.98 | 1112.837 | 0.85
D | 4002 | 2020-08-23 | 2 | OFF | 17.79 | 7.28 | 0.64 | 0.06 | 0.14 | 0 | 0 | -0.04 | -0.06 | -0.06 | 0 |  | 0.36 | 0.33 | 0.23 | 26.67 | 1049.496 | 0.84
D | 4002 | 2020-08-23 | 3 | OFF | 17.74 | 7.28 | 0.64 | 0.06 | 0.1 | 0 | 0 | -0.03 | -0.06 | -0.06 | 0 |  | 0.36 | 0.33 | 0.23 | 26.59 | 1007.24 | 0.8
D | 4002 | 2020-08-23 | 4 | OFF | 17.61 | 7.28 | 0.64 | 0.06 | 0.11 | 0 | 0 | -0.03 | -0.07 | -0.06 | 0 |  | 0.36 | 0.33 | 0.23 | 26.46 | 980.382 | 0.81
D | 4002 | 2020-08-23 | 5 | OFF | 15.6 | 7.28 | 0.64 | 0.06 | 0.1 | 0 | 0 | -0.02 | -0.04 | -0.06 | 0 |  | 0.36 | 0.33 | 0.23 | 24.48 | 969.903 | 0.8
D | 4002 | 2020-08-23 | 6 | OFF | 13.96 | 7.28 | 0.64 | 0.06 | 0.07 | 0 | 0 | -0.02 | -0.04 | -0.06 | 0 |  | 0.36 | 0.33 | 0.23 | 22.81 | 980.712 | 0.77
D | 4002 | 2020-08-23 | 7 | OFF | 11.6 | 7.28 | 0.64 | 0.06 | 0.1 | 0 | 0 | 0.01 | -0.07 | -0.06 | 0 |  | 0.36 | 0.33 | 0.23 | 20.48 | 1003.617 | 0.8
D | 4002 | 2020-08-23 | 8 | OFF | 12.59 | 7.28 | 0.64 | 0.06 | 0.11 | 0 | 0 | -0.01 | -0.07 | -0.06 | 0 |  | 0.36 | 0.33 | 0.23 | 21.46 | 1078.39 | 0.81
D | 4002 | 2020-08-23 | 9 | OFF | 12.55 | 7.28 | 0.64 | 0.06 | 0.19 | 0 | 0 | 0 | -0.1 | -0.06 | 0 |  | 0.36 | 0.33 | 0.23 | 21.48 | 1194.496 | 0.89
D | 4002 | 2020-08-23 | 10 | OFF | 12.88 | 7.28 | 0.64 | 0.06 | 0.13 | 0 | 0 | -0.02 | -0.09 | -0.06 | 0 |  | 0.36 | 0.33 | 0.23 | 21.74 | 1305.979 | 0.83
D | 4002 | 2020-08-23 | 11 | OFF | 15.67 | 7.28 | 0.64 | 0.06 | 0.08 | 0 | 0 | 0 | -0.06 | -0.06 | 0 |  | 0.36 | 0.33 | 0.23 | 24.53 | 1401.994 | 0.78
D | 4002 | 2020-08-23 | 12 | OFF | 18.02 | 7.28 | 0.64 | 0.06 | 0.05 | 0 | 0.01 | -0.01 | -0.08 | -0.06 | 0 |  | 0.36 | 0.33 | 0.23 | 26.83 | 1504.971 | 0.76
D | 4002 | 2020-08-23 | 13 | OFF | 21.82 | 7.28 | 0.64 | 0.06 | 0.08 | 0 | 0.03 | -0.01 | -0.15 | -0.06 | 0 |  | 0.36 | 0.33 | 0.23 | 30.61 | 1598.163 | 0.81
D | 4002 | 2020-08-23 | 14 | OFF | 26.99 | 7.28 | 0.64 | 0.06 | 0.1 | 0 | 0.08 | -0.03 | -0.1 | -0.06 | 0 |  | 0.36 | 0.33 | 0.23 | 35.88 | 1673.401 | 0.88
D | 4002 | 2020-08-23 | 15 | OFF | 29.75 | 7.28 | 0.64 | 0.06 | 0.12 | 0 | 0.02 | -0.02 | -0.18 | -0.06 | 0 |  | 0.36 | 0.33 | 0.23 | 38.53 | 1692.947 | 0.84
D | 4002 | 2020-08-23 | 16 | OFF | 37.99 | 7.28 | 0.64 | 0.06 | 0.21 | 0 | 0.06 | -0.02 | -0.25 | -0.06 | 0 |  | 0.36 | 0.33 | 0.23 | 46.83 | 1651.112 | 0.97
D | 4002 | 2020-08-23 | 17 | OFF | 34.3 | 7.28 | 0.64 | 0.06 | 0.18 | 0 | 0.13 | 0.02 | -0.32 | -0.06 | 0 |  | 0.36 | 0.33 | 0.23 | 43.15 | 1638.195 | 1.01
D | 4002 | 2020-08-23 | 18 | OFF | 57 | 7.28 | 0.64 | 0.06 | 3.88 | 0 | 0.15 | -0.03 | -0.43 | -0.06 | 0 |  | 0.36 | 0.33 | 0.23 | 69.41 | 1666.338 | 4.73
D | 4002 | 2020-08-23 | 19 | OFF | 39.43 | 7.28 | 0.64 | 0.06 | 3.82 | 0 | 0 | -0.02 | -0.35 | -0.06 | 0 |  | 0.36 | 0.33 | 0.23 | 51.72 | 1642.283 | 4.52
D | 4002 | 2020-08-23 | 20 | OFF | 25.68 | 7.28 | 0.64 | 0.06 | 0.77 | 0 | 0 | 0 | -0.29 | -0.06 | 0 |  | 0.36 | 0.33 | 0.23 | 35 | 1610.455 | 1.47
D | 4002 | 2020-08-23 | 21 | OFF | 20.87 | 7.28 | 0.64 | 0.06 | 0.11 | 0 | 0 | -0.01 | -0.34 | -0.06 | 0 |  | 0.36 | 0.33 | 0.23 | 29.47 | 1572.261 | 0.81
D | 4002 | 2020-08-23 | 22 | OFF | 30.38 | 7.28 | 0.64 | 0.06 | 0.2 | 0 | 0.02 | 0 | -0.09 | -0.06 | 0 |  | 0.36 | 0.33 | 0.23 | 39.35 | 1460.086 | 0.92
D | 4002 | 2020-08-23 | 23 | OFF | 19.14 | 7.28 | 0.64 | 0.06 | 0.18 | 0 | 0.02 | 0 | -0.16 | -0.06 | 0 |  | 0.36 | 0.33 | 0.23 | 28.02 | 1339.019 | 0.9
D | 4002 | 2020-08-23 | 24 | OFF | 15.97 | 7.28 | 0.64 | 0.06 | 0.15 | 0 | 0 | -0.03 | -0.1 | -0.06 | 0 |  | 0.36 | 0.33 | 0.23 | 24.83 | 1230.104 | 0.85
D | 4002 | 2020-08-24 | 1 | OFF | 14.76 | 7.28 | 1 | 0.06 | 0.12 | 0 | 0 | -0.01 | -0.12 | -0.06 | 0 |  | 0.36 | 0.33 | 0.23 | 23.95 | 1153.875 | 1.18
D | 4002 | 2020-08-24 | 2 | OFF | 15.8 | 7.28 | 1 | 0.06 | 0.1 | 0 | 0 | -0.01 | -0.1 | -0.06 | 0 |  | 0.36 | 0.33 | 0.23 | 24.99 | 1100.5 | 1.16
D | 4002 | 2020-08-24 | 3 | OFF | 15.04 | 7.28 | 1 | 0.06 | 0.08 | 0 | 0 | -0.01 | -0.11 | -0.06 | 0 |  | 0.36 | 0.33 | 0.23 | 24.2 | 1067.054 | 1.14
D | 4002 | 2020-08-24 | 4 | OFF | 15.78 | 7.28 | 1 | 0.06 | 0.11 | 0 | 0 | -0.02 | -0.08 | -0.06 | 0 |  | 0.36 | 0.33 | 0.23 | 24.99 | 1054.252 | 1.17
D | 4002 | 2020-08-24 | 5 | OFF | 16.02 | 7.28 | 1 | 0.06 | 0.08 | 0 | 0 | -0.01 | -0.07 | -0.06 | 0 |  | 0.36 | 0.33 | 0.23 | 25.22 | 1073.249 | 1.14
D | 4002 | 2020-08-24 | 6 | OFF | 16.79 | 7.28 | 1 | 0.06 | 0.16 | 0 | 0 | 0 | -0.1 | -0.06 | 0 |  | 0.36 | 0.33 | 0.23 | 26.05 | 1146.327 | 1.22
D | 4002 | 2020-08-24 | 7 | OFF | 18.49 | 7.28 | 1 | 0.06 | 0.2 | 0 | 0 | 0 | -0.14 | -0.06 | 0 |  | 0.36 | 0.33 | 0.23 | 27.75 | 1256.842 | 1.26
D | 4002 | 2020-08-24 | 8 | ON | 17.68 | 7.28 | 1 | 0.06 | 0.21 | 0.54 | 0 | -0.01 | -0.13 | -0.06 | 0 |  | 0.36 | 0.33 | 0.23 | 27.49 | 1380.688 | 1.81
D | 4002 | 2020-08-24 | 9 | ON | 25.06 | 7.28 | 1 | 0.06 | 0.19 | 0.5 | 0.02 | -0.03 | -0.13 | -0.06 | 0 |  | 0.36 | 0.33 | 0.23 | 34.81 | 1489.756 | 1.77
D | 4002 | 2020-08-24 | 10 | ON | 29.1 | 7.28 | 1 | 0.06 | 0.12 | 0.48 | 0 | 0.03 | -0.31 | -0.06 | 0 |  | 0.36 | 0.33 | 0.23 | 38.62 | 1565.154 | 1.66
D | 4002 | 2020-08-24 | 11 | ON | 28.21 | 7.28 | 1 | 0.06 | 0.1 | 0.45 | 0.23 | -0.06 | -0.13 | -0.06 | 0 |  | 0.36 | 0.33 | 0.23 | 38 | 1674.566 | 1.84
D | 4002 | 2020-08-24 | 12 | ON | 34.65 | 7.28 | 1 | 0.06 | 0.09 | 0.42 | 0.18 | -0.03 | -0.26 | -0.06 | 0 |  | 0.36 | 0.33 | 0.23 | 44.25 | 1780.474 | 1.75
D | 4002 | 2020-08-24 | 13 | ON | 44.23 | 7.28 | 1 | 0.06 | 0.14 | 0.4 | 0.39 | -0.04 | -0.19 | -0.06 | 0 |  | 0.36 | 0.33 | 0.23 | 54.13 | 1883.486 | 1.99
D | 4002 | 2020-08-24 | 14 | ON | 57.01 | 7.28 | 1 | 0.06 | 0.1 | 0.38 | 0.44 | -0.07 | -0.24 | -0.06 | 0 |  | 0.36 | 0.33 | 0.23 | 66.82 | 1974.206 | 1.98
D | 4002 | 2020-08-24 | 15 | ON | 69.1 | 7.28 | 1 | 0.06 | 2.93 | 0.38 | 0.9 | -0.02 | -0.37 | -0.06 | 0 |  | 0.36 | 0.33 | 0.23 | 82.12 | 2032.651 | 5.27
D | 4002 | 2020-08-24 | 16 | ON | 72.85 | 7.28 | 1 | 0.06 | 3.03 | 0.38 | 1.48 | 0.11 | -0.44 | -0.06 | 0 |  | 0.36 | 0.33 | 0.23 | 86.61 | 2042.949 | 5.95
D | 4002 | 2020-08-24 | 17 | ON | 32.41 | 7.28 | 1 | 0.06 | 3.23 | 0.38 | 0.01 | 0 | -0.31 | -0.06 | 0 |  | 0.36 | 0.33 | 0.23 | 44.92 | 1989.803 | 4.68
D | 4002 | 2020-08-24 | 18 | ON | 34.96 | 7.28 | 1 | 0.06 | 2.98 | 0.37 | 0.01 | -0.01 | -0.34 | -0.06 | 0 |  | 0.36 | 0.33 | 0.23 | 47.17 | 1991.304 | 4.42
D | 4002 | 2020-08-24 | 19 | ON | 40.53 | 7.28 | 1 | 0.06 | 2.4 | 0.38 | 0.11 | 0.02 | -0.25 | -0.06 | 0 |  | 0.36 | 0.33 | 0.23 | 52.39 | 1963.347 | 3.95
D | 4002 | 2020-08-24 | 20 | ON | 35.6 | 7.28 | 1 | 0.06 | 0.64 | 0.39 | 0.05 | -0.02 | -0.2 | -0.06 | 0 |  | 0.36 | 0.33 | 0.23 | 45.66 | 1887.116 | 2.14
D | 4002 | 2020-08-24 | 21 | ON | 30.23 | 7.28 | 1 | 0.06 | 0.2 | 0.41 | 0.15 | 0.01 | -0.19 | -0.06 | 0 |  | 0.36 | 0.33 | 0.23 | 40.01 | 1815.943 | 1.82
D | 4002 | 2020-08-24 | 22 | ON | 27.45 | 7.28 | 1 | 0.06 | 0.19 | 0.43 | 0.11 | 0.02 | -0.16 | -0.06 | 0 |  | 0.36 | 0.33 | 0.23 | 37.24 | 1672.531 | 1.79
D | 4002 | 2020-08-24 | 23 | ON | 24.86 | 7.28 | 1 | 0.06 | 0.29 | 0.47 | 0.06 | 0 | 0 | -0.06 | 0 |  | 0.36 | 0.33 | 0.23 | 34.88 | 1521.059 | 1.88
D | 4002 | 2020-08-24 | 24 | OFF | 19.38 | 7.28 | 1 | 0.06 | 0.17 | 0 | 0 | 0.02 | -0.15 | -0.06 | 0 |  | 0.36 | 0.33 | 0.23 | 28.62 | 1386.543 | 1.23
D | 4002 | 2020-08-25 | 1 | OFF | 20.31 | 7.28 | 1.61 | 0.07 | 0.12 | 0 | 0 | 0.04 | -0.1 | -0.06 | 0 |  | 0.36 | 0.33 | 0.23 | 30.19 | 1285.368 | 1.8
D | 4002 | 2020-08-25 | 2 | OFF | 17.45 | 7.28 | 1.61 | 0.07 | 0.08 | 0 | 0 | 0.01 | -0.07 | -0.06 | 0 |  | 0.36 | 0.33 | 0.23 | 27.29 | 1218.786 | 1.76
D | 4002 | 2020-08-25 | 3 | OFF | 18.97 | 7.28 | 1.61 | 0.07 | 0.09 | 0 | 0 | 0 | -0.06 | -0.06 | 0 |  | 0.36 | 0.33 | 0.23 | 28.82 | 1174.671 | 1.77
D | 4002 | 2020-08-25 | 4 | OFF | 18.42 | 7.28 | 1.61 | 0.07 | 0.07 | 0 | 0 | 0 | -0.05 | -0.06 | 0 |  | 0.36 | 0.33 | 0.23 | 28.26 | 1152.269 | 1.75
D | 4002 | 2020-08-25 | 5 | OFF | 17.22 | 7.28 | 1.61 | 0.07 | 0.07 | 0 | 0 | -0.01 | -0.05 | -0.06 | 0 |  | 0.36 | 0.33 | 0.23 | 27.05 | 1165.21 | 1.75
D | 4002 | 2020-08-25 | 6 | OFF | 17.7 | 7.28 | 1.61 | 0.07 | 0.15 | 0 | 0 | -0.01 | -0.09 | -0.06 | 0 |  | 0.36 | 0.33 | 0.23 | 27.57 | 1231.173 | 1.83
D | 4002 | 2020-08-25 | 7 | OFF | 17.82 | 7.28 | 1.61 | 0.07 | 0.16 | 0 | 0 | 0 | -0.11 | -0.06 | 0 |  | 0.36 | 0.33 | 0.23 | 27.69 | 1336.716 | 1.84
D | 4002 | 2020-08-25 | 8 | ON | 18.07 | 7.28 | 1.61 | 0.07 | 0.16 | 0.52 | 0 | -0.01 | -0.12 | -0.06 | 0 |  | 0.36 | 0.33 | 0.23 | 28.44 | 1456.539 | 2.36
D | 4002 | 2020-08-25 | 9 | ON | 26.9 | 7.28 | 1.61 | 0.07 | 0.15 | 0.48 | 0 | -0.02 | -0.11 | -0.06 | 0 |  | 0.36 | 0.33 | 0.23 | 37.22 | 1560.283 | 2.31
D | 4002 | 2020-08-25 | 10 | ON | 37.5 | 7.28 | 1.61 | 0.07 | 0.21 | 0.46 | 0 | -0.04 | -0.15 | -0.06 | 0 |  | 0.36 | 0.33 | 0.23 | 47.8 | 1637.026 | 2.35
D | 4002 | 2020-08-25 | 11 | ON | 30.3 | 7.28 | 1.61 | 0.07 | 0.32 | 0.33 | 0 | 0.1 | -0.29 | -0.06 | 0 |  | 0.36 | 0.33 | 0.23 | 40.58 | 1733.31 | 2.33
D | 4002 | 2020-08-25 | 12 | ON | 23.86 | 7.28 | 1.61 | 0.07 | 0.09 | 0.42 | 0 | 0.03 | -0.22 | -0.06 | 0 |  | 0.36 | 0.33 | 0.23 | 34 | 1797.321 | 2.19
D | 4002 | 2020-08-25 | 13 | ON | 24.75 | 7.28 | 1.61 | 0.07 | 0.08 | 0.4 | 0 | 0.03 | -0.29 | -0.06 | 0 |  | 0.36 | 0.33 | 0.23 | 34.79 | 1857.046 | 2.16
D | 4002 | 2020-08-25 | 14 | ON | 28.06 | 7.28 | 1.61 | 0.07 | 0.09 | 0.37 | 0 | 0 | -0.28 | -0.06 | 0 |  | 0.36 | 0.33 | 0.23 | 38.06 | 1935.213 | 2.14
D | 4002 | 2020-08-25 | 15 | ON | 37.68 | 7.28 | 1.61 | 0.07 | 0.13 | 0.33 | 0.01 | -0.02 | -0.31 | -0.06 | 0 |  | 0.36 | 0.33 | 0.23 | 47.64 | 1973.413 | 2.15
D | 4002 | 2020-08-25 | 16 | ON | 34.49 | 7.28 | 1.61 | 0.07 | 0.08 | 0.35 | 0 | 0.01 | -0.3 | -0.06 | 0 |  | 0.36 | 0.33 | 0.23 | 44.45 | 1967.327 | 2.11
D | 4002 | 2020-08-25 | 17 | ON | 94.14 | 7.28 | 1.61 | 0.07 | 2.48 | 0.36 | 2.14 | -0.08 | -0.43 | -0.06 | 0 |  | 0.36 | 0.33 | 0.23 | 108.43 | 1928.924 | 6.66
D | 4002 | 2020-08-25 | 18 | ON | 46.9 | 7.28 | 1.61 | 0.07 | 0.62 | 0.38 | 0.82 | 0.01 | -0.39 | -0.06 | 0 |  | 0.36 | 0.33 | 0.23 | 58.16 | 1860.938 | 3.5
D | 4002 | 2020-08-25 | 19 | ON | 26.97 | 7.28 | 1.61 | 0.07 | 0.11 | 0.39 | 0 | 0.02 | -0.24 | -0.06 | 0 |  | 0.36 | 0.33 | 0.23 | 37.07 | 1765.428 | 2.18
D | 4002 | 2020-08-25 | 20 | ON | 23.46 | 7.28 | 1.61 | 0.07 | 0.11 | 0.42 | 0 | 0 | -0.25 | -0.06 | 0 |  | 0.36 | 0.33 | 0.23 | 33.56 | 1686.747 | 2.21
D | 4002 | 2020-08-25 | 21 | ON | 20.93 | 7.28 | 1.61 | 0.07 | 0.07 | 0.43 | 0 | -0.01 | -0.19 | -0.06 | 0 |  | 0.36 | 0.33 | 0.23 | 31.05 | 1619.507 | 2.18
D | 4002 | 2020-08-25 | 22 | ON | 19.14 | 7.28 | 1.61 | 0.07 | 0.06 | 0.47 | 0 | 0.01 | -0.15 | -0.06 | 0 |  | 0.36 | 0.33 | 0.23 | 29.35 | 1481.571 | 2.21
D | 4002 | 2020-08-25 | 23 | ON | 18.46 | 7.28 | 1.61 | 0.07 | 0.14 | 0.52 | 0.04 | -0.01 | -0.11 | -0.06 | 0 |  | 0.36 | 0.33 | 0.23 | 28.86 | 1331.291 | 2.38
D | 4002 | 2020-08-25 | 24 | OFF | 16.72 | 7.28 | 1.61 | 0.07 | 0.19 | 0 | 0 | 0.01 | -0.13 | -0.06 | 0 |  | 0.36 | 0.33 | 0.23 | 26.61 | 1199.673 | 1.87
D | 4002 | 2020-08-26 | 1 | OFF | 17.58 | 7.28 | 0.13 | 0.02 | 0.08 | 0 | 0 | 0 | -0.15 | -0.06 | 0 |  | 0.36 | 0.33 | 0.23 | 25.8 | 1109.868 | 0.23
D | 4002 | 2020-08-26 | 2 | OFF | 16.74 | 7.28 | 0.13 | 0.02 | 0.11 | 0 | 0 | 0 | -0.11 | -0.06 | 0 |  | 0.36 | 0.33 | 0.23 | 25.03 | 1047.255 | 0.26
D | 4002 | 2020-08-26 | 3 | OFF | 17.53 | 7.28 | 0.13 | 0.02 | 0.13 | 0 | 0 | 0 | -0.08 | -0.06 | 0 |  | 0.36 | 0.33 | 0.23 | 25.87 | 1008.153 | 0.28
D | 4002 | 2020-08-26 | 4 | OFF | 16.06 | 7.28 | 0.13 | 0.02 | 0.09 | 0 | 0 | -0.02 | -0.04 | -0.06 | 0 |  | 0.36 | 0.33 | 0.23 | 24.38 | 988.681 | 0.24
D | 4002 | 2020-08-26 | 5 | OFF | 14.98 | 7.28 | 0.13 | 0.02 | 0.06 | 0 | 0 | 0.01 | -0.07 | -0.06 | 0 |  | 0.36 | 0.33 | 0.23 | 23.27 | 1004.916 | 0.21
D | 4002 | 2020-08-26 | 6 | OFF | 18.39 | 7.28 | 0.13 | 0.02 | 0.17 | 0 | 0 | -0.01 | -0.03 | -0.06 | 0 |  | 0.36 | 0.33 | 0.23 | 26.81 | 1067.428 | 0.32
D | 4002 | 2020-08-26 | 7 | OFF | 16.75 | 7.28 | 0.13 | 0.02 | 0.15 | 0 | 0 | -0.01 | -0.09 | -0.06 | 0 |  | 0.36 | 0.33 | 0.23 | 25.09 | 1162.087 | 0.3
D | 4002 | 2020-08-26 | 8 | ON | 16.02 | 7.28 | 0.13 | 0.02 | 0.16 | 0.62 | 0 | 0 | -0.11 | -0.06 | 0 |  | 0.36 | 0.33 | 0.23 | 24.98 | 1256.7 | 0.93
D | 4002 | 2020-08-26 | 9 | ON | 15.16 | 7.28 | 0.13 | 0.02 | 0.1 | 0.57 | 0 | 0.05 | -0.11 | -0.06 | 0 |  | 0.36 | 0.33 | 0.23 | 24.06 | 1313.215 | 0.82
D | 4002 | 2020-08-26 | 10 | ON | 15.61 | 7.28 | 0.13 | 0.02 | 0.11 | 0.59 | 0 | 0.05 | -0.09 | -0.06 | 0 |  | 0.36 | 0.33 | 0.23 | 24.56 | 1334.746 | 0.85
D | 4002 | 2020-08-26 | 11 | ON | 14.35 | 7.28 | 0.13 | 0.02 | 0.11 | 0.58 | 0 | 0.03 | -0.08 | -0.06 | 0 |  | 0.36 | 0.33 | 0.23 | 23.28 | 1346.648 | 0.84
D | 4002 | 2020-08-26 | 12 | ON | 14.5 | 7.28 | 0.13 | 0.02 | 0.09 | 0.6 | 0 | 0.04 | -0.1 | -0.06 | 0 |  | 0.36 | 0.33 | 0.23 | 23.42 | 1355.387 | 0.84
D | 4002 | 2020-08-26 | 13 | ON | 13.72 | 7.28 | 0.13 | 0.02 | 0.09 | 0.59 | 0 | 0.02 | -0.12 | -0.06 | 0 |  | 0.36 | 0.33 | 0.23 | 22.59 | 1363.982 | 0.83
D | 4002 | 2020-08-26 | 14 | ON | 13.81 | 7.28 | 0.13 | 0.02 | 0.06 | 0.58 | 0 | 0.01 | -0.04 | -0.06 | 0 |  | 0.36 | 0.33 | 0.23 | 22.71 | 1377.993 | 0.79
D | 4002 | 2020-08-26 | 15 | ON | 14.69 | 7.28 | 0.13 | 0.02 | 0.09 | 0.57 | 0 | -0.01 | -0.13 | -0.06 | 0 |  | 0.36 | 0.33 | 0.23 | 23.5 | 1389.617 | 0.81
D | 4002 | 2020-08-26 | 16 | ON | 15.22 | 7.28 | 0.13 | 0.02 | 0.09 | 0.56 | 0 | -0.02 | -0.14 | -0.06 | 0 |  | 0.36 | 0.33 | 0.23 | 24 | 1399.463 | 0.8
D | 4002 | 2020-08-26 | 17 | ON | 17.05 | 7.28 | 0.13 | 0.02 | 0.09 | 0.54 | 0.01 | -0.02 | -0.08 | -0.06 | 0 |  | 0.36 | 0.33 | 0.23 | 25.88 | 1414.884 | 0.79
D | 4002 | 2020-08-26 | 18 | ON | 27.02 | 7.28 | 0.13 | 0.02 | 0.19 | 0.52 | 0.17 | 0.06 | -0.15 | -0.06 | 0 |  | 0.36 | 0.33 | 0.23 | 36.1 | 1441.778 | 1.03
D | 4002 | 2020-08-26 | 19 | ON | 23.67 | 7.28 | 0.13 | 0.02 | 0.15 | 0.52 | 0.09 | 0.06 | -0.16 | -0.06 | 0 |  | 0.36 | 0.33 | 0.23 | 32.62 | 1424.579 | 0.91
D | 4002 | 2020-08-26 | 20 | ON | 19 | 7.28 | 0.13 | 0.02 | 0.13 | 0.54 | 0.04 | 0.02 | -0.16 | -0.06 | 0 |  | 0.36 | 0.33 | 0.23 | 27.86 | 1391.925 | 0.86
D | 4002 | 2020-08-26 | 21 | ON | 17.07 | 7.28 | 0.13 | 0.02 | 0.14 | 0.55 | 0.04 | 0 | -0.1 | -0.06 | 0 |  | 0.36 | 0.33 | 0.23 | 25.99 | 1354.621 | 0.88
D | 4002 | 2020-08-26 | 22 | ON | 15.59 | 7.28 | 0.13 | 0.02 | 0.09 | 0.59 | 0 | -0.01 | -0.1 | -0.06 | 0 |  | 0.36 | 0.33 | 0.23 | 24.45 | 1250.594 | 0.83
D | 4002 | 2020-08-26 | 23 | ON | 14.81 | 7.28 | 0.13 | 0.02 | 0.15 | 0.65 | 0 | 0.01 | -0.07 | -0.06 | 0 |  | 0.36 | 0.33 | 0.23 | 23.84 | 1137.839 | 0.95
D | 4002 | 2020-08-26 | 24 | OFF | 14.14 | 7.28 | 0.13 | 0.02 | 0.31 | 0 | 0 | -0.01 | -0.05 | -0.06 | 0 |  | 0.36 | 0.33 | 0.23 | 22.68 | 1035.904 | 0.46
D | 4002 | 2020-08-27 | 1 | OFF | 13.47 | 7.28 | 0.2 | 0.03 | 0.12 | 0 | 0 | 0.01 | -0.05 | -0.06 | 0 |  | 0.36 | 0.33 | 0.23 | 21.92 | 969.817 | 0.35
D | 4002 | 2020-08-27 | 2 | OFF | 13.62 | 7.28 | 0.2 | 0.03 | 0.1 | 0 | 0 | -0.01 | -0.07 | -0.06 | 0 |  | 0.36 | 0.33 | 0.23 | 22.01 | 931.373 | 0.33
D | 4002 | 2020-08-27 | 3 | OFF | 15.8 | 7.28 | 0.2 | 0.03 | 0.15 | 0 | 0 | -0.04 | -0.13 | -0.06 | 0 |  | 0.36 | 0.33 | 0.23 | 24.15 | 909.426 | 0.38
D | 4002 | 2020-08-27 | 4 | OFF | 14.53 | 7.28 | 0.2 | 0.03 | 0.09 | 0 | 0 | 0 | -0.08 | -0.06 | 0 |  | 0.36 | 0.33 | 0.23 | 22.91 | 905.098 | 0.32
D | 4002 | 2020-08-27 | 5 | OFF | 15.88 | 7.28 | 0.2 | 0.03 | 0.12 | 0 | 0 | -0.02 | -0.08 | -0.06 | 0 |  | 0.36 | 0.33 | 0.23 | 24.27 | 926.626 | 0.35
D | 4002 | 2020-08-27 | 6 | OFF | 14.31 | 7.28 | 0.2 | 0.03 | 0.2 | 0 | 0 | 0.01 | -0.06 | -0.06 | 0 |  | 0.36 | 0.33 | 0.23 | 22.83 | 999.263 | 0.43
D | 4002 | 2020-08-27 | 7 | OFF | 13.91 | 7.28 | 0.2 | 0.03 | 0.18 | 0 | 0 | 0 | -0.08 | -0.06 | 0 |  | 0.36 | 0.33 | 0.23 | 22.38 | 1103.536 | 0.41
D | 4002 | 2020-08-27 | 8 | ON | 13.59 | 7.28 | 0.2 | 0.03 | 0.15 | 0.65 | 0 | -0.01 | -0.08 | -0.06 | 0 |  | 0.36 | 0.33 | 0.23 | 22.67 | 1200.73 | 1.03
D | 4002 | 2020-08-27 | 9 | ON | 14.31 | 7.28 | 0.2 | 0.03 | 0.07 | 0.61 | 0 | -0.02 | -0.08 | -0.06 | 0 |  | 0.36 | 0.33 | 0.23 | 23.26 | 1272.706 | 0.91
D | 4002 | 2020-08-27 | 10 | ON | 15.46 | 7.28 | 0.2 | 0.03 | 0.1 | 0.6 | 0 | -0.02 | -0.04 | -0.06 | 0 |  | 0.36 | 0.33 | 0.23 | 24.47 | 1312.639 | 0.93
D | 4002 | 2020-08-27 | 11 | ON | 20.65 | 7.28 | 0.2 | 0.03 | 0.1 | 0.58 | 0.18 | 0.01 | -0.08 | -0.06 | 0 |  | 0.36 | 0.33 | 0.23 | 29.81 | 1343.882 | 1.09
D | 4002 | 2020-08-27 | 12 | ON | 17.43 | 7.28 | 0.2 | 0.03 | 0.07 | 0.57 | 0.04 | 0.04 | -0.07 | -0.06 | 0 |  | 0.36 | 0.33 | 0.23 | 26.45 | 1378.494 | 0.91
D | 4002 | 2020-08-27 | 13 | ON | 22 | 7.28 | 0.2 | 0.03 | 0.07 | 0.57 | 0.18 | -0.03 | -0.03 | -0.06 | 0 |  | 0.36 | 0.33 | 0.23 | 31.13 | 1396.049 | 1.05
D | 4002 | 2020-08-27 | 14 | ON | 32.56 | 7.28 | 0.2 | 0.03 | 0.13 | 0.54 | 0.25 | -0.08 | -0.06 | -0.06 | 0 |  | 0.36 | 0.33 | 0.23 | 41.71 | 1388.704 | 1.15
D | 4002 | 2020-08-27 | 15 | ON | 36.29 | 7.28 | 0.2 | 0.03 | 0.17 | 0.53 | 0.25 | 0 | -0.13 | -0.06 | 0 |  | 0.36 | 0.33 | 0.23 | 45.48 | 1357.793 | 1.18
D | 4002 | 2020-08-27 | 16 | ON | 31.77 | 7.28 | 0.2 | 0.03 | 0.16 | 0.52 | 0.39 | 0.01 | -0.15 | -0.06 | 0 |  | 0.36 | 0.33 | 0.23 | 41.07 | 1349.258 | 1.3
D | 4002 | 2020-08-27 | 17 | ON | 24.5 | 7.28 | 0.2 | 0.03 | 0.11 | 0.53 | 0.05 | 0.06 | -0.11 | -0.06 | 0 |  | 0.36 | 0.33 | 0.23 | 33.51 | 1348.659 | 0.92
D | 4002 | 2020-08-27 | 18 | ON | 24.67 | 7.28 | 0.2 | 0.03 | 0.15 | 0.53 | 0.1 | 0 | -0.16 | -0.06 | 0 |  | 0.36 | 0.33 | 0.23 | 33.66 | 1366.554 | 1.01
D | 4002 | 2020-08-27 | 19 | ON | 22.47 | 7.28 | 0.2 | 0.03 | 0.12 | 0.52 | 0.09 | -0.01 | -0.15 | -0.06 | 0 |  | 0.36 | 0.33 | 0.23 | 31.41 | 1365.302 | 0.96
D | 4002 | 2020-08-27 | 20 | ON | 29.69 | 7.28 | 0.2 | 0.03 | 0.24 | 0.55 | 0.47 | 0.02 | -0.15 | -0.06 | 0 |  | 0.36 | 0.33 | 0.23 | 39.19 | 1354.58 | 1.49
D | 4002 | 2020-08-27 | 21 | ON | 19.38 | 7.28 | 0.2 | 0.03 | 0.14 | 0.56 | 0.03 | 0 | -0.14 | -0.06 | 0 |  | 0.36 | 0.33 | 0.23 | 28.34 | 1315.912 | 0.96
D | 4002 | 2020-08-27 | 22 | ON | 21.53 | 7.28 | 0.2 | 0.03 | 0.15 | 0.59 | 0.16 | -0.01 | -0.18 | -0.06 | 0 |  | 0.36 | 0.33 | 0.23 | 30.61 | 1221.889 | 1.13
D | 4002 | 2020-08-27 | 23 | ON | 14.9 | 7.28 | 0.2 | 0.03 | 0.23 | 0.64 | 0 | 0.03 | -0.1 | -0.06 | 0 |  | 0.36 | 0.33 | 0.23 | 24.07 | 1116.947 | 1.1
D | 4002 | 2020-08-27 | 24 | OFF | 14.46 | 7.28 | 0.2 | 0.03 | 0.15 | 0 | 0 | 0 | -0.02 | -0.06 | 0 |  | 0.36 | 0.33 | 0.23 | 22.96 | 1027.227 | 0.38
D | 4002 | 2020-08-28 | 1 | OFF | 14.64 | 7.28 | 0.33 | 0.02 | 0.07 | 0 | 0 | -0.01 | -0.01 | -0.06 | 0 |  | 0.36 | 0.33 | 0.23 | 23.18 | 964.981 | 0.42
D | 4002 | 2020-08-28 | 2 | OFF | 15.5 | 7.28 | 0.33 | 0.02 | 0.08 | 0 | 0 | 0 | -0.05 | -0.06 | 0 |  | 0.36 | 0.33 | 0.23 | 24.02 | 925.171 | 0.43
D | 4002 | 2020-08-28 | 3 | OFF | 14.65 | 7.28 | 0.33 | 0.02 | 0.07 | 0 | 0 | -0.01 | -0.07 | -0.06 | 0 |  | 0.36 | 0.33 | 0.23 | 23.13 | 905.624 | 0.42
D | 4002 | 2020-08-28 | 4 | OFF | 14.08 | 7.28 | 0.33 | 0.02 | 0.05 | 0 | 0 | 0 | -0.07 | -0.06 | 0 |  | 0.36 | 0.33 | 0.23 | 22.55 | 904.977 | 0.4
D | 4002 | 2020-08-28 | 5 | OFF | 12.72 | 7.28 | 0.33 | 0.02 | 0.06 | 0 | 0 | 0 | -0.05 | -0.06 | 0 |  | 0.36 | 0.33 | 0.23 | 21.22 | 930.666 | 0.41
D | 4002 | 2020-08-28 | 6 | OFF | 13.36 | 7.28 | 0.33 | 0.02 | 0.11 | 0 | 0 | 0.01 | -0.04 | -0.06 | 0 |  | 0.36 | 0.33 | 0.23 | 21.93 | 1005.331 | 0.46
D | 4002 | 2020-08-28 | 7 | OFF | 14.15 | 7.28 | 0.33 | 0.02 | 0.16 | 0 | 0 | 0 | -0.06 | -0.06 | 0 |  | 0.36 | 0.33 | 0.23 | 22.74 | 1108.405 | 0.51
D | 4002 | 2020-08-28 | 8 | ON | 14.85 | 7.28 | 0.33 | 0.02 | 0.12 | 0.63 | 0 | -0.01 | -0.05 | -0.06 | 0 |  | 0.36 | 0.33 | 0.23 | 24.03 | 1209.086 | 1.1
D | 4002 | 2020-08-28 | 9 | ON | 16.82 | 7.28 | 0.33 | 0.02 | 0.09 | 0.6 | 0 | 0.02 | -0.07 | -0.06 | 0 |  | 0.36 | 0.33 | 0.23 | 25.95 | 1284.748 | 1.04
D | 4002 | 2020-08-28 | 10 | ON | 16.86 | 7.28 | 0.33 | 0.02 | 0.06 | 0.58 | 0.02 | 0.02 | -0.11 | -0.06 | 0 |  | 0.36 | 0.33 | 0.23 | 25.92 | 1329.798 | 1.01
D | 4002 | 2020-08-28 | 11 | ON | 16.05 | 7.28 | 0.33 | 0.02 | 0.09 | 0.57 | 0.02 | 0.02 | -0.05 | -0.06 | 0 |  | 0.36 | 0.33 | 0.23 | 25.19 | 1371.636 | 1.03
D | 4002 | 2020-08-28 | 12 | ON | 25.43 | 7.28 | 0.33 | 0.02 | 0.12 | 0.54 | 0.25 | -0.03 | -0.02 | -0.06 | 0 |  | 0.36 | 0.33 | 0.23 | 34.78 | 1402.136 | 1.26
D | 4002 | 2020-08-28 | 13 | ON | 29.79 | 7.28 | 0.33 | 0.02 | 0.39 | 0.53 | 0.65 | 0.11 | -0.17 | -0.06 | 0 |  | 0.36 | 0.33 | 0.23 | 39.79 | 1417.721 | 1.92
D | 4002 | 2020-08-28 | 14 | ON | 16.23 | 7.28 | 0.33 | 0.02 | 0.12 | 0.53 | 0 | 0.02 | -0.11 | -0.06 | 0 |  | 0.36 | 0.33 | 0.23 | 25.28 | 1441.156 | 1
D | 4002 | 2020-08-28 | 15 | ON | 17.38 | 7.28 | 0.33 | 0.02 | 0.07 | 0.51 | 0 | 0 | -0.15 | -0.06 | 0 |  | 0.36 | 0.33 | 0.23 | 26.3 | 1452.619 | 0.93
D | 4002 | 2020-08-28 | 16 | ON | 18.49 | 7.28 | 0.33 | 0.02 | 0.06 | 0.5 | 0 | 0.01 | -0.15 | -0.06 | 0 |  | 0.36 | 0.33 | 0.23 | 27.4 | 1462.979 | 0.91
D | 4002 | 2020-08-28 | 17 | ON | 28.35 | 7.28 | 0.33 | 0.02 | 0.13 | 0.49 | 0.03 | 0.01 | -0.17 | -0.06 | 0 |  | 0.36 | 0.33 | 0.23 | 37.33 | 1490.03 | 1
D | 4002 | 2020-08-28 | 18 | ON | 31.18 | 7.28 | 0.33 | 0.02 | 0.17 | 0.48 | 0.06 | 0 | -0.22 | -0.06 | 0 |  | 0.36 | 0.33 | 0.23 | 40.16 | 1505.194 | 1.06
D | 4002 | 2020-08-28 | 19 | ON | 29.28 | 7.28 | 0.33 | 0.02 | 0.16 | 0.49 | 0.05 | 0.03 | -0.18 | -0.06 | 0 |  | 0.36 | 0.33 | 0.23 | 38.32 | 1476.87 | 1.05
D | 4002 | 2020-08-28 | 20 | ON | 25.87 | 7.28 | 0.33 | 0.02 | 0.12 | 0.5 | 0.04 | 0.01 | -0.15 | -0.06 | 0 |  | 0.36 | 0.33 | 0.23 | 34.88 | 1440.057 | 1.01
D | 4002 | 2020-08-28 | 21 | ON | 25.96 | 7.28 | 0.33 | 0.02 | 0.25 | 0.51 | 0.14 | 0.03 | -0.09 | -0.06 | 0 |  | 0.36 | 0.33 | 0.23 | 35.29 | 1397.804 | 1.25
D | 4002 | 2020-08-28 | 22 | ON | 20.42 | 7.28 | 0.33 | 0.02 | 0.16 | 0.54 | 0.13 | -0.01 | -0.1 | -0.06 | 0 |  | 0.36 | 0.33 | 0.23 | 29.63 | 1298.58 | 1.18
D | 4002 | 2020-08-28 | 23 | ON | 15.71 | 7.28 | 0.33 | 0.02 | 0.18 | 0.58 | 0 | 0 | -0.09 | -0.06 | 0 |  | 0.36 | 0.33 | 0.23 | 24.87 | 1187.835 | 1.11
D | 4002 | 2020-08-28 | 24 | OFF | 24.1 | 7.28 | 0.33 | 0.02 | 0.7 | 0 | 0.41 | -0.04 | 0.02 | -0.06 | 0 |  | 0.36 | 0.33 | 0.23 | 33.68 | 1081.305 | 1.46
D | 4002 | 2020-08-29 | 1 | OFF | 15.78 | 7.28 | 0.26 | 0.03 | 0.15 | 0 | 0 | -0.01 | -0.03 | -0.06 | 0 |  | 0.36 | 0.33 | 0.23 | 24.32 | 1006.368 | 0.44
D | 4002 | 2020-08-29 | 2 | OFF | 16.67 | 7.28 | 0.26 | 0.03 | 0.08 | 0 | 0 | 0.05 | -0.13 | -0.06 | 0 |  | 0.36 | 0.33 | 0.23 | 25.1 | 959.497 | 0.37
D | 4002 | 2020-08-29 | 3 | OFF | 15.75 | 7.28 | 0.26 | 0.03 | 0.12 | 0 | 0 | -0.01 | -0.11 | -0.06 | 0 |  | 0.36 | 0.33 | 0.23 | 24.18 | 931.54 | 0.41
D | 4002 | 2020-08-29 | 4 | OFF | 14.59 | 7.28 | 0.26 | 0.03 | 0.08 | 0 | 0 | 0 | -0.04 | -0.06 | 0 |  | 0.36 | 0.33 | 0.23 | 23.06 | 919.286 | 0.37
D | 4002 | 2020-08-29 | 5 | OFF | 14.09 | 7.28 | 0.26 | 0.03 | 0.05 | 0 | 0 | 0.01 | -0.04 | -0.06 | 0 |  | 0.36 | 0.33 | 0.23 | 22.54 | 921.983 | 0.34
D | 4002 | 2020-08-29 | 6 | OFF | 14.58 | 7.28 | 0.26 | 0.03 | 0.04 | 0 | 0 | 0 | -0.07 | -0.06 | 0 |  | 0.36 | 0.33 | 0.23 | 22.98 | 954.066 | 0.33
D | 4002 | 2020-08-29 | 7 | OFF | 14.22 | 7.28 | 0.26 | 0.03 | 0.11 | 0 | 0 | 0 | -0.02 | -0.06 | 0 |  | 0.36 | 0.33 | 0.23 | 22.74 | 1006.856 | 0.4
D | 4002 | 2020-08-29 | 8 | OFF | 14.96 | 7.28 | 0.26 | 0.03 | 0.12 | 0 | 0 | 0 | -0.04 | -0.06 | 0 |  | 0.36 | 0.33 | 0.23 | 23.47 | 1083.215 | 0.41
D | 4002 | 2020-08-29 | 9 | OFF | 19.04 | 7.28 | 0.26 | 0.03 | 0.15 | 0 | 0 | -0.05 | 0 | -0.06 | 0 |  | 0.36 | 0.33 | 0.23 | 27.57 | 1182.559 | 0.44
D | 4002 | 2020-08-29 | 10 | OFF | 26.18 | 7.28 | 0.26 | 0.03 | 0.07 | 0 | 0.06 | -0.12 | 0.03 | -0.06 | 0 |  | 0.36 | 0.33 | 0.23 | 34.65 | 1267.769 | 0.42
D | 4002 | 2020-08-29 | 11 | OFF | 30.12 | 7.28 | 0.26 | 0.03 | 0.19 | 0 | 0.01 | 0 | -0.06 | -0.06 | 0 |  | 0.36 | 0.33 | 0.23 | 38.69 | 1318.448 | 0.49
D | 4002 | 2020-08-29 | 12 | OFF | 26.31 | 7.28 | 0.26 | 0.03 | 0.14 | 0 | 0.23 | 0.01 | -0.13 | -0.06 | 0 |  | 0.36 | 0.33 | 0.23 | 34.99 | 1342.983 | 0.66
D | 4002 | 2020-08-29 | 13 | OFF | 27.06 | 7.28 | 0.26 | 0.03 | 0.15 | 0 | 0.14 | -0.01 | -0.12 | -0.06 | 0 |  | 0.36 | 0.33 | 0.23 | 35.65 | 1346.302 | 0.58
D | 4002 | 2020-08-29 | 14 | OFF | 26.64 | 7.28 | 0.26 | 0.03 | 0.19 | 0 | 0 | 0.02 | -0.14 | -0.06 | 0 |  | 0.36 | 0.33 | 0.23 | 35.14 | 1329.688 | 0.48
D | 4002 | 2020-08-29 | 15 | OFF | 24.13 | 7.28 | 0.26 | 0.03 | 0.21 | 0 | 0 | 0.05 | -0.15 | -0.06 | 0 |  | 0.36 | 0.33 | 0.23 | 32.67 | 1310.423 | 0.5
D | 4002 | 2020-08-29 | 16 | OFF | 17.09 | 7.28 | 0.26 | 0.03 | 0.11 | 0 | 0 | 0.02 | -0.16 | -0.06 | 0 |  | 0.36 | 0.33 | 0.23 | 25.49 | 1299.688 | 0.4
D | 4002 | 2020-08-29 | 17 | OFF | 23.48 | 7.28 | 0.26 | 0.03 | 0.05 | 0 | 0 | -0.07 | -0.08 | -0.06 | 0 |  | 0.36 | 0.33 | 0.23 | 31.81 | 1309.861 | 0.34
D | 4002 | 2020-08-29 | 18 | OFF | 33.46 | 7.28 | 0.26 | 0.03 | 0.18 | 0 | 0.02 | -0.03 | -0.18 | -0.06 | 0 |  | 0.36 | 0.33 | 0.23 | 41.88 | 1337.163 | 0.49
D | 4002 | 2020-08-29 | 19 | OFF | 35.46 | 7.28 | 0.26 | 0.03 | 0.19 | 0 | 0.01 | -0.01 | -0.19 | -0.06 | 0 |  | 0.36 | 0.33 | 0.23 | 43.89 | 1344.754 | 0.49
D | 4002 | 2020-08-29 | 20 | OFF | 40.93 | 7.28 | 0.26 | 0.03 | 0.21 | 0 | 0 | -0.01 | -0.22 | -0.06 | 0 |  | 0.36 | 0.33 | 0.23 | 49.34 | 1346.701 | 0.5
D | 4002 | 2020-08-29 | 21 | OFF | 37.94 | 7.28 | 0.26 | 0.03 | 0.24 | 0 | 0 | 0.01 | -0.14 | -0.06 | 0 |  | 0.36 | 0.33 | 0.23 | 46.48 | 1311.35 | 0.53
D | 4002 | 2020-08-29 | 22 | OFF | 30.3 | 7.28 | 0.26 | 0.03 | 0.21 | 0 | 0.01 | 0.01 | -0.14 | -0.06 | 0 |  | 0.36 | 0.33 | 0.23 | 38.82 | 1234.174 | 0.51
D | 4002 | 2020-08-29 | 23 | OFF | 31.73 | 7.28 | 0.26 | 0.03 | 0.41 | 0 | 0.08 | 0.02 | -0.17 | -0.06 | 0 |  | 0.36 | 0.33 | 0.23 | 40.5 | 1152.52 | 0.78
D | 4002 | 2020-08-29 | 24 | OFF | 28.77 | 7.28 | 0.26 | 0.03 | 0.58 | 0 | 0.07 | -0.01 | -0.08 | -0.06 | 0 |  | 0.36 | 0.33 | 0.23 | 37.76 | 1072.011 | 0.94
D | 4002 | 2020-08-30 | 1 | OFF | 15.75 | 7.28 | 1 | 0.02 | 0.19 | 0 | 0.01 | 0.02 | -0.04 | -0.06 | 0 |  | 0.36 | 0.33 | 0.23 | 25.09 | 1006.497 | 1.22
D | 4002 | 2020-08-30 | 2 | OFF | 12.8 | 7.28 | 1 | 0.02 | 0.14 | 0 | 0 | 0 | -0.03 | -0.06 | 0 |  | 0.36 | 0.33 | 0.23 | 22.07 | 964.05 | 1.16
D | 4002 | 2020-08-30 | 3 | OFF | 11.94 | 7.28 | 1 | 0.02 | 0.07 | 0 | 0 | 0.02 | -0.05 | -0.06 | 0 |  | 0.36 | 0.33 | 0.23 | 21.14 | 923.433 | 1.09
D | 4002 | 2020-08-30 | 4 | OFF | 11.73 | 7.28 | 1 | 0.02 | 0.04 | 0 | 0 | 0 | -0.03 | -0.06 | 0 |  | 0.36 | 0.33 | 0.23 | 20.9 | 903.173 | 1.06
D | 4002 | 2020-08-30 | 5 | OFF | 11.87 | 7.28 | 1 | 0.02 | 0.05 | 0 | 0 | -0.01 | -0.04 | -0.06 | 0 |  | 0.36 | 0.33 | 0.23 | 21.03 | 896.978 | 1.07
D | 4002 | 2020-08-30 | 6 | OFF | 12.79 | 7.28 | 1 | 0.02 | 0.03 | 0 | 0 | -0.02 | -0.03 | -0.06 | 0 |  | 0.36 | 0.33 | 0.23 | 21.93 | 912.398 | 1.05
D | 4002 | 2020-08-30 | 7 | OFF | 12.08 | 7.28 | 1 | 0.02 | 0.1 | 0 | 0 | 0 | -0.04 | -0.06 | 0 |  | 0.36 | 0.33 | 0.23 | 21.3 | 937.796 | 1.12
D | 4002 | 2020-08-30 | 8 | OFF | 13.47 | 7.28 | 1 | 0.02 | 0.13 | 0 | 0 | 0 | 0 | -0.06 | 0 |  | 0.36 | 0.33 | 0.23 | 22.76 | 1009.931 | 1.15
D | 4002 | 2020-08-30 | 9 | OFF | 14.93 | 7.28 | 1 | 0.02 | 0.16 | 0 | 0 | -0.01 | -0.15 | -0.06 | 0 |  | 0.36 | 0.33 | 0.23 | 24.09 | 1105.41 | 1.18
D | 4002 | 2020-08-30 | 10 | OFF | 13.52 | 7.28 | 1 | 0.02 | 0.07 | 0 | 0 | 0.04 | -0.09 | -0.06 | 0 |  | 0.36 | 0.33 | 0.23 | 22.7 | 1170.163 | 1.09
D | 4002 | 2020-08-30 | 11 | OFF | 11.84 | 7.28 | 1 | 0.02 | 0.12 | 0 | 0 | 0.03 | -0.08 | -0.06 | 0 |  | 0.36 | 0.33 | 0.23 | 21.07 | 1198.13 | 1.14
D | 4002 | 2020-08-30 | 12 | OFF | 12.78 | 7.28 | 1 | 0.02 | 0.13 | 0 | 0 | 0.02 | -0.09 | -0.06 | 0 |  | 0.36 | 0.33 | 0.23 | 22 | 1213.097 | 1.15
D | 4002 | 2020-08-30 | 13 | OFF | 12.12 | 7.28 | 1 | 0.02 | 0.14 | 0 | 0 | 0.01 | -0.08 | -0.06 | 0 |  | 0.36 | 0.33 | 0.23 | 21.35 | 1216.827 | 1.16
D | 4002 | 2020-08-30 | 14 | OFF | 10.81 | 7.28 | 1 | 0.02 | 0.12 | 0 | 0 | 0.02 | -0.08 | -0.06 | 0 |  | 0.36 | 0.33 | 0.23 | 20.03 | 1210.549 | 1.14
D | 4002 | 2020-08-30 | 15 | OFF | 10.22 | 7.28 | 1 | 0.02 | 0.08 | 0 | 0 | 0 | -0.08 | -0.06 | 0 |  | 0.36 | 0.33 | 0.23 | 19.38 | 1198.228 | 1.1
D | 4002 | 2020-08-30 | 16 | OFF | 10.47 | 7.28 | 1 | 0.02 | 0.07 | 0 | 0 | 0 | -0.1 | -0.06 | 0 |  | 0.36 | 0.33 | 0.23 | 19.6 | 1208.573 | 1.09
D | 4002 | 2020-08-30 | 17 | OFF | 10.14 | 7.28 | 1 | 0.02 | 0.11 | 0 | 0 | 0.01 | -0.05 | -0.06 | 0 |  | 0.36 | 0.33 | 0.23 | 19.37 | 1241.499 | 1.13
D | 4002 | 2020-08-30 | 18 | OFF | 15.6 | 7.28 | 1 | 0.02 | 0.08 | 0 | 0.01 | 0 | -0.04 | -0.06 | 0 |  | 0.36 | 0.33 | 0.23 | 24.81 | 1289.267 | 1.11
D | 4002 | 2020-08-30 | 19 | OFF | 28.18 | 7.28 | 1 | 0.02 | 0.32 | 0 | 0.03 | 0 | -0.21 | -0.06 | 0 |  | 0.36 | 0.33 | 0.23 | 37.48 | 1288.164 | 1.37
D | 4002 | 2020-08-30 | 20 | OFF | 12.89 | 7.28 | 1 | 0.02 | 0.19 | 0 | 0 | 0.01 | -0.09 | -0.06 | 0 |  | 0.36 | 0.33 | 0.23 | 22.16 | 1276.228 | 1.21
D | 4002 | 2020-08-30 | 21 | OFF | 18.57 | 7.28 | 1 | 0.02 | 0.16 | 0 | 0 | -0.01 | -0.09 | -0.06 | 0 |  | 0.36 | 0.33 | 0.23 | 27.79 | 1242.302 | 1.18
D | 4002 | 2020-08-30 | 22 | OFF | 15.08 | 7.28 | 1 | 0.02 | 0.3 | 0 | 0.05 | -0.01 | -0.07 | -0.06 | 0 |  | 0.36 | 0.33 | 0.23 | 24.51 | 1146.487 | 1.37
D | 4002 | 2020-08-30 | 23 | OFF | 7.82 | 7.28 | 1 | 0.02 | 0.41 | 0 | 0 | 0 | -0.02 | -0.06 | 0 |  | 0.36 | 0.33 | 0.23 | 17.37 | 1044.673 | 1.43
D | 4002 | 2020-08-30 | 24 | OFF | 3.02 | 7.28 | 1 | 0.02 | 0.4 | 0 | 0 | -0.01 | 0.05 | -0.06 | 0 |  | 0.36 | 0.33 | 0.23 | 12.62 | 958.701 | 1.42
D | 4002 | 2020-08-31 | 1 | OFF | 9.61 | 7.28 | 0.45 | 0.02 | 0.18 | 0 | 0 | 0.01 | -0.04 | -0.06 | 0 |  | 0.36 | 0.33 | 0.23 | 18.37 | 902.325 | 0.65
D | 4002 | 2020-08-31 | 2 | OFF | 13.93 | 7.28 | 0.45 | 0.02 | 0.16 | 0 | 0 | -0.01 | -0.07 | -0.06 | 0 |  | 0.36 | 0.33 | 0.23 | 22.62 | 868.368 | 0.63
D | 4002 | 2020-08-31 | 3 | OFF | 10.34 | 7.28 | 0.45 | 0.02 | 0.16 | 0 | 0 | 0.01 | -0.04 | -0.06 | 0 |  | 0.36 | 0.33 | 0.23 | 19.08 | 850.86 | 0.63
D | 4002 | 2020-08-31 | 4 | OFF | 9.36 | 7.28 | 0.45 | 0.02 | 0.11 | 0 | 0 | 0.01 | -0.03 | -0.06 | 0 |  | 0.36 | 0.33 | 0.23 | 18.06 | 853.122 | 0.58
D | 4002 | 2020-08-31 | 5 | OFF | 10.82 | 7.28 | 0.45 | 0.02 | 0.09 | 0 | 0 | 0.01 | -0.03 | -0.06 | 0 |  | 0.36 | 0.33 | 0.23 | 19.5 | 880.914 | 0.56
D | 4002 | 2020-08-31 | 6 | OFF | 9.94 | 7.28 | 0.45 | 0.02 | 0.3 | 0 | 0 | 0.01 | -0.04 | -0.06 | 0 |  | 0.36 | 0.33 | 0.23 | 18.82 | 962.294 | 0.77
D | 4002 | 2020-08-31 | 7 | OFF | 9.79 | 7.28 | 0.45 | 0.02 | 0.44 | 0 | 0 | 0.01 | -0.06 | -0.06 | 0 |  | 0.36 | 0.33 | 0.23 | 18.79 | 1071.99 | 0.91
D | 4002 | 2020-08-31 | 8 | ON | 8.93 | 7.28 | 0.45 | 0.02 | 0.41 | 0.64 | 0 | 0 | -0.08 | -0.06 | 0 |  | 0.36 | 0.33 | 0.23 | 18.51 | 1174.291 | 1.52
D | 4002 | 2020-08-31 | 9 | ON | 8.38 | 7.28 | 0.45 | 0.02 | 0.17 | 0.62 | 0 | -0.01 | -0.08 | -0.06 | 0 |  | 0.36 | 0.33 | 0.23 | 17.69 | 1245.15 | 1.26
D | 4002 | 2020-08-31 | 10 | ON | 7.37 | 7.28 | 0.45 | 0.02 | 0.11 | 0.6 | 0 | 0.02 | -0.08 | -0.06 | 0 |  | 0.36 | 0.33 | 0.23 | 16.63 | 1287.544 | 1.18
D | 4002 | 2020-08-31 | 11 | ON | 11.97 | 7.28 | 0.45 | 0.02 | 0.11 | 0.59 | 0 | 0.01 | -0.08 | -0.06 | 0 |  | 0.36 | 0.33 | 0.23 | 21.21 | 1324.421 | 1.17
D | 4002 | 2020-08-31 | 12 | ON | 13.29 | 7.28 | 0.45 | 0.02 | 0.13 | 0.6 | 0 | 0.01 | -0.09 | -0.06 | 0 |  | 0.36 | 0.33 | 0.23 | 22.55 | 1352.888 | 1.2
D | 4002 | 2020-08-31 | 13 | ON | 14.27 | 7.28 | 0.45 | 0.02 | 0.12 | 0.59 | 0 | 0.01 | -0.08 | -0.06 | 0 |  | 0.36 | 0.33 | 0.23 | 23.52 | 1377.468 | 1.18
D | 4002 | 2020-08-31 | 14 | ON | 14.66 | 7.28 | 0.45 | 0.02 | 0.07 | 0.57 | 0 | 0.03 | -0.09 | -0.06 | 0 |  | 0.36 | 0.33 | 0.23 | 23.85 | 1397.183 | 1.11
D | 4002 | 2020-08-31 | 15 | ON | 14.17 | 7.28 | 0.45 | 0.02 | 0.08 | 0.57 | 0 | 0.01 | -0.11 | -0.06 | 0 |  | 0.36 | 0.33 | 0.23 | 23.33 | 1398.382 | 1.12
D | 4002 | 2020-08-31 | 16 | ON | 12.95 | 7.28 | 0.45 | 0.02 | 0.11 | 0.56 | 0 | 0.03 | -0.12 | -0.06 | 0 |  | 0.36 | 0.33 | 0.23 | 22.14 | 1396.043 | 1.14
D | 4002 | 2020-08-31 | 17 | ON | 14.28 | 7.28 | 0.45 | 0.02 | 0.11 | 0.55 | 0 | 0.02 | -0.09 | -0.06 | 0 |  | 0.36 | 0.33 | 0.23 | 23.48 | 1411.186 | 1.13
D | 4002 | 2020-08-31 | 18 | ON | 20.56 | 7.28 | 0.45 | 0.02 | 0.13 | 0.54 | 0 | 0.03 | -0.11 | -0.06 | 0 |  | 0.36 | 0.33 | 0.23 | 29.76 | 1438.427 | 1.14
D | 4002 | 2020-08-31 | 19 | ON | 20.51 | 7.28 | 0.45 | 0.02 | 0.26 | 0.54 | 0 | 0.03 | -0.12 | -0.06 | 0 |  | 0.36 | 0.33 | 0.23 | 29.83 | 1425.961 | 1.27
D | 4002 | 2020-08-31 | 20 | ON | 21.62 | 7.28 | 0.45 | 0.02 | 0.22 | 0.54 | 0.09 | 0 | -0.12 | -0.06 | 0 |  | 0.36 | 0.33 | 0.23 | 30.96 | 1407.865 | 1.32
D | 4002 | 2020-08-31 | 21 | ON | 17.95 | 7.28 | 0.45 | 0.02 | 0.19 | 0.56 | 0.02 | 0.04 | -0.07 | -0.06 | 0 |  | 0.36 | 0.33 | 0.23 | 27.3 | 1361.97 | 1.24
D | 4002 | 2020-08-31 | 22 | ON | 17.3 | 7.28 | 0.45 | 0.02 | 0.23 | 0.59 | 0.02 | 0.01 | -0.1 | -0.06 | 0 |  | 0.36 | 0.33 | 0.23 | 26.66 | 1251.378 | 1.31
D | 4002 | 2020-08-31 | 23 | ON | 14.38 | 7.28 | 0.45 | 0.02 | 0.16 | 0.65 | 0 | 0.03 | 0.01 | -0.06 | 0 |  | 0.36 | 0.33 | 0.23 | 23.84 | 1136.888 | 1.28
D | 4002 | 2020-08-31 | 24 | OFF | 18.06 | 7.28 | 0.45 | 0.02 | 0.24 | 0 | 0 | 0.02 | -0.01 | -0.06 | 0 |  | 0.36 | 0.33 | 0.23 | 26.92 | 1038.483 | 0.71
T | 744 lines

## whlsecost_hourly_4002_202009
C | Hourly Wholesale Load Cost Report
C | Filename: whlsecost_hourly_4002_202009.csv
C | Report for: 09 2020
C | Report generated: 03/10/2021 13:36:55 EST
H | Location ID | Local Date | Local Hour | OnOffPeak | RTLMP | Capacity | First Contingency | Second Contingency | Regulation | Forward Reserves | Real-Time Reserves | Inadvertent | Marginal Loss Rev Fund | Auction Rev Rights | Real-Time Demand Reduction Cost | Price Responsive Demand Cost | ISO Sched 2 | ISO Sched 3 | NEPOOL Exp | Total Cost | RTLO | Total Ancillary & NCPC
H | Number | Date | Number | String | Number | Number | Number | Number | Number | Number | Number | Number | Number | Number | Number | Number | Number | Number | Number | Number | Number
D | 4002 | 2020-09-01 | 1 | OFF | 19.15 | 7.49 | 0.25 | 0.03 | 0.16 | 0 | 0 | 0.04 | 0 | -0.08 | 0 |  | 0.36 | 0.34 | 0.23 | 27.97 | 972.216 | 0.44
D | 4002 | 2020-09-01 | 2 | OFF | 16.52 | 7.49 | 0.25 | 0.03 | 0.1 | 0 | 0 | 0.03 | -0.03 | -0.08 | 0 |  | 0.36 | 0.34 | 0.23 | 25.24 | 930.653 | 0.38
D | 4002 | 2020-09-01 | 3 | OFF | 12.94 | 7.49 | 0.25 | 0.03 | 0.07 | 0 | 0 | 0.02 | -0.02 | -0.08 | 0 |  | 0.36 | 0.34 | 0.23 | 21.63 | 908 | 0.35
D | 4002 | 2020-09-01 | 4 | OFF | 14.92 | 7.49 | 0.25 | 0.03 | 0.09 | 0 | 0 | 0.04 | -0.01 | -0.08 | 0 |  | 0.36 | 0.34 | 0.23 | 23.66 | 901.249 | 0.37
D | 4002 | 2020-09-01 | 5 | OFF | 13.53 | 7.49 | 0.25 | 0.03 | 0.09 | 0 | 0 | 0.05 | -0.02 | -0.08 | 0 |  | 0.36 | 0.34 | 0.23 | 22.27 | 926.097 | 0.37
D | 4002 | 2020-09-01 | 6 | OFF | 15.07 | 7.49 | 0.25 | 0.03 | 0.14 | 0 | 0 | 0.01 | 0 | -0.08 | 0 |  | 0.36 | 0.34 | 0.23 | 23.84 | 1003.526 | 0.42
D | 4002 | 2020-09-01 | 7 | OFF | 13.37 | 7.49 | 0.25 | 0.03 | 0.15 | 0 | 0 | 0.05 | -0.06 | -0.08 | 0 |  | 0.36 | 0.34 | 0.23 | 22.13 | 1115.024 | 0.43
D | 4002 | 2020-09-01 | 8 | ON | 14.35 | 7.49 | 0.25 | 0.03 | 0.14 | 0.57 | 0 | 0.02 | -0.09 | -0.08 | 0 |  | 0.36 | 0.34 | 0.23 | 23.61 | 1212.155 | 0.99
D | 4002 | 2020-09-01 | 9 | ON | 17.57 | 7.49 | 0.25 | 0.03 | 0.11 | 0.54 | 0.05 | 0.02 | -0.08 | -0.08 | 0 |  | 0.36 | 0.34 | 0.23 | 26.83 | 1285.926 | 0.98
D | 4002 | 2020-09-01 | 10 | ON | 16.98 | 7.49 | 0.25 | 0.03 | 0.09 | 0.53 | 0.05 | 0.04 | -0.09 | -0.08 | 0 |  | 0.36 | 0.34 | 0.23 | 26.22 | 1328.802 | 0.95
D | 4002 | 2020-09-01 | 11 | ON | 17.05 | 7.49 | 0.25 | 0.03 | 0.06 | 0.52 | 0.01 | 0.03 | -0.08 | -0.08 | 0 |  | 0.36 | 0.34 | 0.23 | 26.21 | 1363.738 | 0.87
D | 4002 | 2020-09-01 | 12 | ON | 16.54 | 7.49 | 0.25 | 0.03 | 0.07 | 0.51 | 0 | 0.03 | -0.08 | -0.08 | 0 |  | 0.36 | 0.34 | 0.23 | 25.69 | 1392.576 | 0.86
D | 4002 | 2020-09-01 | 13 | ON | 18.64 | 7.49 | 0.25 | 0.03 | 0.07 | 0.49 | 0.08 | 0.01 | -0.09 | -0.08 | 0 |  | 0.36 | 0.34 | 0.23 | 27.82 | 1411.39 | 0.92
D | 4002 | 2020-09-01 | 14 | ON | 23.17 | 7.49 | 0.25 | 0.03 | 0.1 | 0.49 | 0.28 | 0.02 | -0.09 | -0.08 | 0 |  | 0.36 | 0.34 | 0.23 | 32.59 | 1426.266 | 1.15
D | 4002 | 2020-09-01 | 15 | ON | 20.14 | 7.49 | 0.25 | 0.03 | 0.07 | 0.48 | 0.12 | 0.02 | -0.11 | -0.08 | 0 |  | 0.36 | 0.34 | 0.23 | 29.34 | 1437.765 | 0.95
D | 4002 | 2020-09-01 | 16 | ON | 18.29 | 7.49 | 0.25 | 0.03 | 0.06 | 0.47 | 0.03 | 0 | -0.11 | -0.08 | 0 |  | 0.36 | 0.34 | 0.23 | 45.65 | 1450.173 | 0.84
D | 4002 | 2020-09-01 | 17 | ON | 20.67 | 7.49 | 0.25 | 0.03 | 0.08 | 0.46 | 0.01 | 0.03 | -0.13 | -0.08 | 0 |  | 0.36 | 0.34 | 0.23 | 50.41 | 1466.709 | 0.83
D | 4002 | 2020-09-01 | 18 | ON | 29.79 | 7.49 | 0.25 | 0.03 | 0.12 | 0.45 | 0.26 | 0.04 | -0.14 | -0.08 | 0 |  | 0.36 | 0.34 | 0.23 | 68.93 | 1487.989 | 1.11
D | 4002 | 2020-09-01 | 19 | ON | 28.73 | 7.49 | 0.25 | 0.03 | 0.16 | 0.46 | 0.1 | 0.05 | -0.13 | -0.08 | 0 |  | 0.36 | 0.34 | 0.23 | 66.72 | 1468.461 | 1
D | 4002 | 2020-09-01 | 20 | ON | 21.74 | 7.49 | 0.25 | 0.03 | 0.1 | 0.46 | 0.09 | 0.03 | -0.14 | -0.08 | 0 |  | 0.36 | 0.34 | 0.23 | 52.64 | 1447.633 | 0.93
D | 4002 | 2020-09-01 | 21 | ON | 21.54 | 7.49 | 0.25 | 0.03 | 0.11 | 0.48 | 0.23 | 0.06 | -0.09 | -0.08 | 0 |  | 0.36 | 0.34 | 0.23 | 52.49 | 1400.339 | 1.1
D | 4002 | 2020-09-01 | 22 | ON | 20 | 7.49 | 0.25 | 0.03 | 0.15 | 0.51 | 0.22 | 0.03 | -0.05 | -0.08 | 0 |  | 0.36 | 0.34 | 0.23 | 49.48 | 1293.321 | 1.16
D | 4002 | 2020-09-01 | 23 | ON | 15.39 | 7.49 | 0.25 | 0.03 | 0.13 | 0.56 | 0.07 | 0.05 | -0.03 | -0.08 | 0 |  | 0.36 | 0.34 | 0.23 | 40.18 | 1175.815 | 1.04
D | 4002 | 2020-09-01 | 24 | OFF | 13.85 | 7.49 | 0.25 | 0.03 | 0.09 | 0 | 0 | 0.03 | -0.03 | -0.08 | 0 |  | 0.36 | 0.34 | 0.23 | 36.41 | 1075.122 | 0.37
D | 4002 | 2020-09-02 | 1 | OFF | 12.63 | 7.49 | 0.37 | 0.02 | 0.06 | 0 | 0 | 0.03 | -0.05 | -0.08 | 0 |  | 0.36 | 0.34 | 0.23 | 21.4 | 1008.175 | 0.45
D | 4002 | 2020-09-02 | 2 | OFF | 12.93 | 7.49 | 0.37 | 0.02 | 0.08 | 0 | 0 | 0.05 | -0.04 | -0.08 | 0 |  | 0.36 | 0.34 | 0.23 | 21.75 | 964.397 | 0.47
D | 4002 | 2020-09-02 | 3 | OFF | 13.09 | 7.49 | 0.37 | 0.02 | 0.07 | 0 | 0 | 0.05 | -0.04 | -0.08 | 0 |  | 0.36 | 0.34 | 0.23 | 21.9 | 940.953 | 0.46
D | 4002 | 2020-09-02 | 4 | OFF | 14.28 | 7.49 | 0.37 | 0.02 | 0.09 | 0 | 0 | 0.03 | -0.03 | -0.08 | 0 |  | 0.36 | 0.34 | 0.23 | 23.1 | 934.155 | 0.48
D | 4002 | 2020-09-02 | 5 | OFF | 13.5 | 7.49 | 0.37 | 0.02 | 0.09 | 0 | 0 | 0.03 | -0.03 | -0.08 | 0 |  | 0.36 | 0.34 | 0.23 | 22.32 | 958.486 | 0.48
D | 4002 | 2020-09-02 | 6 | OFF | 13.93 | 7.49 | 0.37 | 0.02 | 0.1 | 0 | 0 | 0.04 | -0.03 | -0.08 | 0 |  | 0.36 | 0.34 | 0.23 | 22.77 | 1038.897 | 0.49
D | 4002 | 2020-09-02 | 7 | OFF | 13.96 | 7.49 | 0.37 | 0.02 | 0.11 | 0 | 0 | 0.03 | -0.05 | -0.08 | 0 |  | 0.36 | 0.34 | 0.23 | 22.78 | 1160.778 | 0.5
D | 4002 | 2020-09-02 | 8 | ON | 16.16 | 7.49 | 0.37 | 0.02 | 0.12 | 0.48 | 0 | 0.02 | -0.06 | -0.08 | 0 |  | 0.36 | 0.34 | 0.23 | 25.45 | 1265.882 | 0.99
D | 4002 | 2020-09-02 | 9 | ON | 23.68 | 7.49 | 0.37 | 0.02 | 0.1 | 0.45 | 0.15 | 0.01 | -0.02 | -0.08 | 0 |  | 0.36 | 0.34 | 0.23 | 33.1 | 1345.644 | 1.09
D | 4002 | 2020-09-02 | 10 | ON | 23.72 | 7.49 | 0.37 | 0.02 | 0.07 | 0.45 | 0.22 | 0.04 | -0.04 | -0.08 | 0 |  | 0.36 | 0.34 | 0.23 | 33.19 | 1393.809 | 1.13
D | 4002 | 2020-09-02 | 11 | ON | 27.18 | 7.49 | 0.37 | 0.02 | 0.13 | 0.48 | 0.14 | 0.04 | -0.05 | -0.08 | 0 |  | 0.36 | 0.34 | 0.23 | 36.65 | 1427.514 | 1.14
D | 4002 | 2020-09-02 | 12 | ON | 27.44 | 7.49 | 0.37 | 0.02 | 0.17 | 0.47 | 0.35 | 0.02 | -0.08 | -0.08 | 0 |  | 0.36 | 0.34 | 0.23 | 37.1 | 1448.835 | 1.38
D | 4002 | 2020-09-02 | 13 | ON | 24.64 | 7.49 | 0.37 | 0.02 | 0.12 | 0.47 | 0.3 | 0.03 | -0.08 | -0.08 | 0 |  | 0.36 | 0.34 | 0.23 | 34.21 | 1466.847 | 1.28
D | 4002 | 2020-09-02 | 14 | ON | 17.04 | 7.49 | 0.37 | 0.02 | 0.09 | 0.47 | 0 | 0.03 | -0.1 | -0.08 | 0 |  | 0.36 | 0.34 | 0.23 | 26.26 | 1474.008 | 0.95
D | 4002 | 2020-09-02 | 15 | ON | 16.25 | 7.49 | 0.37 | 0.02 | 0.06 | 0.47 | 0 | 0.03 | -0.13 | -0.08 | 0 |  | 0.36 | 0.34 | 0.23 | 25.41 | 1465.114 | 0.92
D | 4002 | 2020-09-02 | 16 | ON | 15.06 | 7.49 | 0.37 | 0.02 | 0.06 | 0.47 | 0 | 0.04 | -0.12 | -0.08 | 0 |  | 0.36 | 0.34 | 0.23 | 24.24 | 1455.525 | 0.92
D | 4002 | 2020-09-02 | 17 | ON | 16.19 | 7.49 | 0.37 | 0.02 | 0.07 | 0.47 | 0.01 | 0.03 | -0.13 | -0.08 | 0 |  | 0.36 | 0.34 | 0.23 | 25.37 | 1459.32 | 0.94
D | 4002 | 2020-09-02 | 18 | ON | 16.6 | 7.49 | 0.37 | 0.02 | 0.06 | 0.46 | 0.01 | 0.03 | -0.14 | -0.08 | 0 |  | 0.36 | 0.34 | 0.23 | 25.75 | 1480.976 | 0.92
D | 4002 | 2020-09-02 | 19 | ON | 18.55 | 7.49 | 0.37 | 0.02 | 0.06 | 0.46 | 0 | 0.02 | -0.14 | -0.08 | 0 |  | 0.36 | 0.34 | 0.23 | 27.68 | 1479.104 | 0.91
D | 4002 | 2020-09-02 | 20 | ON | 24.26 | 7.49 | 0.37 | 0.02 | 0.12 | 0.46 | 0.07 | 0.02 | -0.15 | -0.08 | 0 |  | 0.36 | 0.34 | 0.23 | 33.51 | 1457.487 | 1.04
D | 4002 | 2020-09-02 | 21 | ON | 18.81 | 7.49 | 0.37 | 0.02 | 0.07 | 0.47 | 0 | 0.04 | -0.12 | -0.08 | 0 |  | 0.36 | 0.34 | 0.23 | 28 | 1400.144 | 0.93
D | 4002 | 2020-09-02 | 22 | ON | 22.11 | 7.49 | 0.37 | 0.02 | 0.18 | 0.49 | 0.14 | 0.02 | -0.07 | -0.08 | 0 |  | 0.36 | 0.34 | 0.23 | 31.6 | 1304.491 | 1.2
D | 4002 | 2020-09-02 | 23 | ON | 16.44 | 7.49 | 0.37 | 0.02 | 0.1 | 0.53 | 0.04 | 0.03 | -0.09 | -0.08 | 0 |  | 0.36 | 0.34 | 0.23 | 25.78 | 1200.941 | 1.06
D | 4002 | 2020-09-02 | 24 | OFF | 14.96 | 7.49 | 0.37 | 0.02 | 0.11 | 0 | 0 | 0.01 | -0.07 | -0.08 | 0 |  | 0.36 | 0.34 | 0.23 | 23.74 | 1112.485 | 0.5
D | 4002 | 2020-09-03 | 1 | OFF | 15.36 | 7.49 | 0.14 | 0 | 0.07 | 0 | 0 | 0.02 | -0.07 | -0.08 | 0 |  | 0.36 | 0.34 | 0.23 | 23.86 | 1054.974 | 0.21
D | 4002 | 2020-09-03 | 2 | OFF | 15.24 | 7.49 | 0.14 | 0 | 0.07 | 0 | 0 | 0 | -0.05 | -0.08 | 0 |  | 0.36 | 0.34 | 0.23 | 23.74 | 1019.31 | 0.21
D | 4002 | 2020-09-03 | 3 | OFF | 14.44 | 7.49 | 0.14 | 0 | 0.13 | 0 | 0 | 0.01 | -0.07 | -0.08 | 0 |  | 0.36 | 0.34 | 0.23 | 22.99 | 999.183 | 0.27
D | 4002 | 2020-09-03 | 4 | OFF | 14.97 | 7.49 | 0.14 | 0 | 0.12 | 0 | 0 | 0.02 | -0.04 | -0.08 | 0 |  | 0.36 | 0.34 | 0.23 | 23.55 | 999.027 | 0.26
D | 4002 | 2020-09-03 | 5 | OFF | 16.3 | 7.49 | 0.14 | 0 | 0.07 | 0 | 0 | 0.02 | -0.06 | -0.08 | 0 |  | 0.36 | 0.34 | 0.23 | 24.81 | 1031.045 | 0.21
D | 4002 | 2020-09-03 | 6 | OFF | 18.15 | 7.49 | 0.14 | 0 | 0.07 | 0 | 0 | 0.04 | -0.02 | -0.08 | 0 |  | 0.36 | 0.34 | 0.23 | 26.72 | 1111.862 | 0.21
D | 4002 | 2020-09-03 | 7 | OFF | 16.86 | 7.49 | 0.14 | 0 | 0.11 | 0 | 0.01 | 0.02 | -0.11 | -0.08 | 0 |  | 0.36 | 0.34 | 0.23 | 25.37 | 1237.929 | 0.26
D | 4002 | 2020-09-03 | 8 | ON | 16.27 | 7.49 | 0.14 | 0 | 0.09 | 0.5 | 0 | 0.01 | -0.12 | -0.08 | 0 |  | 0.36 | 0.34 | 0.23 | 25.23 | 1349.032 | 0.73
D | 4002 | 2020-09-03 | 9 | ON | 22.01 | 7.49 | 0.14 | 0 | 0.09 | 0.47 | 0.06 | 0 | -0.12 | -0.08 | 0 |  | 0.36 | 0.34 | 0.23 | 30.99 | 1427.439 | 0.76
D | 4002 | 2020-09-03 | 10 | ON | 23.89 | 7.49 | 0.14 | 0 | 0.1 | 0.46 | 0.15 | 0.03 | -0.14 | -0.08 | 0 |  | 0.36 | 0.34 | 0.23 | 32.97 | 1477.063 | 0.85
D | 4002 | 2020-09-03 | 11 | ON | 17.6 | 7.49 | 0.14 | 0 | 0.05 | 0.45 | 0 | 0.03 | -0.15 | -0.08 | 0 |  | 0.36 | 0.34 | 0.23 | 26.46 | 1508.998 | 0.64
D | 4002 | 2020-09-03 | 12 | ON | 16.48 | 7.49 | 0.14 | 0 | 0.05 | 0.44 | 0 | 0 | -0.11 | -0.08 | 0 |  | 0.36 | 0.34 | 0.23 | 25.34 | 1534.663 | 0.63
D | 4002 | 2020-09-03 | 13 | ON | 16.74 | 7.49 | 0.14 | 0 | 0.05 | 0.44 | 0 | 0 | -0.16 | -0.08 | 0 |  | 0.36 | 0.34 | 0.23 | 25.55 | 1549.861 | 0.63
D | 4002 | 2020-09-03 | 14 | ON | 17.07 | 7.49 | 0.14 | 0 | 0.04 | 0.43 | 0 | 0 | -0.19 | -0.08 | 0 |  | 0.36 | 0.34 | 0.23 | 25.83 | 1571.361 | 0.61
D | 4002 | 2020-09-03 | 15 | ON | 17.47 | 7.49 | 0.14 | 0 | 0.04 | 0.43 | 0 | 0.01 | -0.23 | -0.08 | 0 |  | 0.36 | 0.34 | 0.23 | 26.2 | 1592.099 | 0.61
D | 4002 | 2020-09-03 | 16 | ON | 18.67 | 7.49 | 0.14 | 0 | 0.05 | 0.42 | 0 | 0.02 | -0.25 | -0.08 | 0 |  | 0.36 | 0.34 | 0.23 | 27.39 | 1614.36 | 0.61
D | 4002 | 2020-09-03 | 17 | ON | 20.9 | 7.49 | 0.14 | 0 | 0.06 | 0.41 | 0 | 0.01 | -0.24 | -0.08 | 0 |  | 0.36 | 0.34 | 0.23 | 29.62 | 1613.206 | 0.61
D | 4002 | 2020-09-03 | 18 | ON | 18.13 | 7.49 | 0.14 | 0 | 0.09 | 0.41 | 0 | 0.02 | -0.27 | -0.08 | 0 |  | 0.36 | 0.34 | 0.23 | 26.86 | 1608.773 | 0.64
D | 4002 | 2020-09-03 | 19 | ON | 16.63 | 7.49 | 0.14 | 0 | 0.06 | 0.42 | 0 | 0.03 | -0.22 | -0.08 | 0 |  | 0.36 | 0.34 | 0.23 | 25.4 | 1587.492 | 0.62
D | 4002 | 2020-09-03 | 20 | ON | 16.49 | 7.49 | 0.14 | 0 | 0.04 | 0.42 | 0 | 0.02 | -0.21 | -0.08 | 0 |  | 0.36 | 0.34 | 0.23 | 25.24 | 1570.079 | 0.6
D | 4002 | 2020-09-03 | 21 | ON | 16.53 | 7.49 | 0.14 | 0 | 0.05 | 0.43 | 0 | 0.03 | -0.16 | -0.08 | 0 |  | 0.36 | 0.34 | 0.23 | 25.36 | 1517.36 | 0.62
D | 4002 | 2020-09-03 | 22 | ON | 15.09 | 7.49 | 0.14 | 0 | 0.08 | 0.46 | 0 | 0 | -0.11 | -0.08 | 0 |  | 0.36 | 0.34 | 0.23 | 24 | 1400.459 | 0.68
D | 4002 | 2020-09-03 | 23 | ON | 15.14 | 7.49 | 0.14 | 0 | 0.1 | 0.5 | 0 | 0.02 | -0.13 | -0.08 | 0 |  | 0.36 | 0.34 | 0.23 | 24.11 | 1267.46 | 0.74
D | 4002 | 2020-09-03 | 24 | OFF | 15.49 | 7.49 | 0.14 | 0 | 0.09 | 0 | 0 | 0.05 | -0.09 | -0.08 | 0 |  | 0.36 | 0.34 | 0.23 | 24.02 | 1156.026 | 0.23
D | 4002 | 2020-09-04 | 1 | OFF | 11.65 | 7.49 | 0.18 | 0 | 0.07 | 0 | 0 | 0.03 | -0.09 | -0.08 | 0 |  | 0.36 | 0.34 | 0.23 | 20.18 | 1074.275 | 0.25
D | 4002 | 2020-09-04 | 2 | OFF | 12 | 7.49 | 0.18 | 0 | 0.04 | 0 | 0 | 0.03 | -0.08 | -0.08 | 0 |  | 0.36 | 0.34 | 0.23 | 20.51 | 1022.034 | 0.22
D | 4002 | 2020-09-04 | 3 | OFF | 12.87 | 7.49 | 0.18 | 0 | 0.05 | 0 | 0 | 0.03 | -0.07 | -0.08 | 0 |  | 0.36 | 0.34 | 0.23 | 21.4 | 992.6 | 0.23
D | 4002 | 2020-09-04 | 4 | OFF | 13.14 | 7.49 | 0.18 | 0 | 0.04 | 0 | 0 | 0.02 | -0.05 | -0.08 | 0 |  | 0.36 | 0.34 | 0.23 | 21.67 | 978.139 | 0.22
D | 4002 | 2020-09-04 | 5 | OFF | 11.8 | 7.49 | 0.18 | 0 | 0.11 | 0 | 0 | 0.01 | -0.04 | -0.08 | 0 |  | 0.36 | 0.34 | 0.23 | 20.4 | 992.881 | 0.29
D | 4002 | 2020-09-04 | 6 | OFF | 12 | 7.49 | 0.18 | 0 | 0.07 | 0 | 0 | 0.03 | -0.05 | -0.08 | 0 |  | 0.36 | 0.34 | 0.23 | 20.57 | 1051.384 | 0.25
D | 4002 | 2020-09-04 | 7 | OFF | 11.53 | 7.49 | 0.18 | 0 | 0.09 | 0 | 0 | 0.03 | -0.09 | -0.08 | 0 |  | 0.36 | 0.34 | 0.23 | 20.08 | 1147.31 | 0.27
D | 4002 | 2020-09-04 | 8 | ON | 13.87 | 7.49 | 0.18 | 0 | 0.2 | 0.59 | 0 | 0.03 | -0.09 | -0.08 | 0 |  | 0.36 | 0.34 | 0.23 | 23.12 | 1255.489 | 0.97
D | 4002 | 2020-09-04 | 9 | ON | 14.71 | 7.49 | 0.18 | 0 | 0.14 | 0.55 | 0 | 0.03 | -0.11 | -0.08 | 0 |  | 0.36 | 0.34 | 0.23 | 23.84 | 1354.451 | 0.87
D | 4002 | 2020-09-04 | 10 | ON | 15.53 | 7.49 | 0.18 | 0 | 0.07 | 0.53 | 0 | 0.04 | -0.13 | -0.08 | 0 |  | 0.36 | 0.34 | 0.23 | 24.56 | 1433.955 | 0.78
D | 4002 | 2020-09-04 | 11 | ON | 15.94 | 7.49 | 0.18 | 0 | 0.07 | 0.51 | 0 | 0.04 | -0.08 | -0.08 | 0 |  | 0.36 | 0.34 | 0.23 | 25 | 1495.962 | 0.76
D | 4002 | 2020-09-04 | 12 | ON | 18.87 | 7.49 | 0.18 | 0 | 0.06 | 0.49 | 0.01 | 0.03 | -0.1 | -0.08 | 0 |  | 0.36 | 0.34 | 0.23 | 27.88 | 1528.274 | 0.74
D | 4002 | 2020-09-04 | 13 | ON | 17.58 | 7.49 | 0.18 | 0 | 0.07 | 0.48 | 0 | 0.03 | -0.09 | -0.08 | 0 |  | 0.36 | 0.34 | 0.23 | 26.59 | 1547.462 | 0.73
D | 4002 | 2020-09-04 | 14 | ON | 18.78 | 7.49 | 0.18 | 0 | 0.05 | 0.47 | 0 | 0.03 | -0.1 | -0.08 | 0 |  | 0.36 | 0.34 | 0.23 | 27.75 | 1562.707 | 0.7
D | 4002 | 2020-09-04 | 15 | ON | 20.05 | 7.49 | 0.18 | 0 | 0.07 | 0.46 | 0 | 0.02 | -0.12 | -0.08 | 0 |  | 0.36 | 0.34 | 0.23 | 29 | 1566.744 | 0.71
D | 4002 | 2020-09-04 | 16 | ON | 19.21 | 7.49 | 0.18 | 0 | 0.06 | 0.46 | 0 | 0.03 | -0.13 | -0.08 | 0 |  | 0.36 | 0.34 | 0.23 | 28.15 | 1570.832 | 0.7
D | 4002 | 2020-09-04 | 17 | ON | 18.1 | 7.49 | 0.18 | 0 | 0.12 | 0.46 | 0 | 0.01 | -0.15 | -0.08 | 0 |  | 0.36 | 0.34 | 0.23 | 27.06 | 1579.335 | 0.76
D | 4002 | 2020-09-04 | 18 | ON | 19.9 | 7.49 | 0.18 | 0 | 0.11 | 0.46 | 0 | 0.03 | -0.14 | -0.08 | 0 |  | 0.36 | 0.34 | 0.23 | 28.88 | 1570.458 | 0.75
D | 4002 | 2020-09-04 | 19 | ON | 21.09 | 7.49 | 0.18 | 0 | 0.12 | 0.47 | 0 | 0.05 | -0.09 | -0.08 | 0 |  | 0.36 | 0.34 | 0.23 | 30.16 | 1515.685 | 0.77
D | 4002 | 2020-09-04 | 20 | ON | 18.08 | 7.49 | 0.18 | 0 | 0.05 | 0.49 | 0 | 0.03 | -0.11 | -0.08 | 0 |  | 0.36 | 0.34 | 0.23 | 27.06 | 1464.228 | 0.72
D | 4002 | 2020-09-04 | 21 | ON | 16.5 | 7.49 | 0.18 | 0 | 0.09 | 0.52 | 0 | 0.06 | -0.1 | -0.08 | 0 |  | 0.36 | 0.34 | 0.23 | 25.59 | 1410.576 | 0.79
D | 4002 | 2020-09-04 | 22 | ON | 16.19 | 7.49 | 0.18 | 0 | 0.13 | 0.56 | 0 | 0.04 | -0.09 | -0.08 | 0 |  | 0.36 | 0.34 | 0.23 | 25.35 | 1306.355 | 0.87
D | 4002 | 2020-09-04 | 23 | ON | 17.66 | 7.49 | 0.18 | 0 | 0.15 | 0.61 | 0.04 | 0.02 | -0.08 | -0.08 | 0 |  | 0.36 | 0.34 | 0.23 | 26.92 | 1191.033 | 0.98
D | 4002 | 2020-09-04 | 24 | OFF | 16.32 | 7.49 | 0.18 | 0 | 0.13 | 0 | 0 | 0.04 | -0.06 | -0.08 | 0 |  | 0.36 | 0.34 | 0.23 | 24.95 | 1081.795 | 0.31
D | 4002 | 2020-09-05 | 1 | OFF | 14.48 | 7.49 | 0.44 | 0.03 | 0.05 | 0 | 0 | 0.03 | -0.04 | -0.08 | 0 |  | 0.36 | 0.34 | 0.23 | 23.33 | 997.276 | 0.52
D | 4002 | 2020-09-05 | 2 | OFF | 13.54 | 7.49 | 0.44 | 0.03 | 0.07 | 0 | 0 | 0.04 | 0 | -0.08 | 0 |  | 0.36 | 0.34 | 0.23 | 22.46 | 940.992 | 0.54
D | 4002 | 2020-09-05 | 3 | OFF | 13.9 | 7.49 | 0.44 | 0.03 | 0.06 | 0 | 0.04 | -0.01 | -0.01 | -0.08 | 0 |  | 0.36 | 0.34 | 0.23 | 22.79 | 901.77 | 0.57
D | 4002 | 2020-09-05 | 4 | OFF | 14.98 | 7.49 | 0.44 | 0.03 | 0.05 | 0 | 0 | -0.03 | -0.04 | -0.08 | 0 |  | 0.36 | 0.34 | 0.23 | 23.77 | 885.634 | 0.52
D | 4002 | 2020-09-05 | 5 | OFF | 15.6 | 7.49 | 0.44 | 0.03 | 0.06 | 0 | 0 | -0.01 | -0.02 | -0.08 | 0 |  | 0.36 | 0.34 | 0.23 | 24.44 | 883.777 | 0.53
D | 4002 | 2020-09-05 | 6 | OFF | 14 | 7.49 | 0.44 | 0.03 | 0.06 | 0 | 0 | 0 | -0.03 | -0.08 | 0 |  | 0.36 | 0.34 | 0.23 | 22.84 | 907.605 | 0.53
D | 4002 | 2020-09-05 | 7 | OFF | 15.99 | 7.49 | 0.44 | 0.03 | 0.12 | 0 | 0.09 | -0.03 | -0.03 | -0.08 | 0 |  | 0.36 | 0.34 | 0.23 | 24.95 | 944.919 | 0.68
D | 4002 | 2020-09-05 | 8 | OFF | 12.75 | 7.49 | 0.44 | 0.03 | 0.12 | 0 | 0.02 | 0.03 | -0.06 | -0.08 | 0 |  | 0.36 | 0.34 | 0.23 | 21.67 | 1013.173 | 0.61
D | 4002 | 2020-09-05 | 9 | OFF | 15.18 | 7.49 | 0.44 | 0.03 | 0.15 | 0 | 0.08 | 0.02 | -0.07 | -0.08 | 0 |  | 0.36 | 0.34 | 0.23 | 24.17 | 1101.739 | 0.7
D | 4002 | 2020-09-05 | 10 | OFF | 12.55 | 7.49 | 0.44 | 0.03 | 0.07 | 0 | 0 | 0.05 | -0.07 | -0.08 | 0 |  | 0.36 | 0.34 | 0.23 | 21.41 | 1161.436 | 0.54
D | 4002 | 2020-09-05 | 11 | OFF | 12.03 | 7.49 | 0.44 | 0.03 | 0.07 | 0 | 0 | 0.02 | -0.07 | -0.08 | 0 |  | 0.36 | 0.34 | 0.23 | 20.86 | 1192.183 | 0.54
D | 4002 | 2020-09-05 | 12 | OFF | 12.59 | 7.49 | 0.44 | 0.03 | 0.21 | 0 | 0 | -0.01 | -0.08 | -0.08 | 0 |  | 0.36 | 0.34 | 0.23 | 21.52 | 1210.84 | 0.68
D | 4002 | 2020-09-05 | 13 | OFF | 12.5 | 7.49 | 0.44 | 0.03 | 0.19 | 0 | 0 | -0.01 | -0.08 | -0.08 | 0 |  | 0.36 | 0.34 | 0.23 | 21.41 | 1221.134 | 0.66
D | 4002 | 2020-09-05 | 14 | OFF | 13.72 | 7.49 | 0.44 | 0.03 | 0.18 | 0 | 0.07 | -0.01 | -0.06 | -0.08 | 0 |  | 0.36 | 0.34 | 0.23 | 22.71 | 1232.444 | 0.72
D | 4002 | 2020-09-05 | 15 | OFF | 13.36 | 7.49 | 0.44 | 0.03 | 0.17 | 0 | 0.06 | 0 | -0.1 | -0.08 | 0 |  | 0.36 | 0.34 | 0.23 | 22.3 | 1243.023 | 0.7
D | 4002 | 2020-09-05 | 16 | OFF | 17.62 | 7.49 | 0.44 | 0.03 | 0.1 | 0 | 0.19 | -0.02 | -0.06 | -0.08 | 0 |  | 0.36 | 0.34 | 0.23 | 26.64 | 1255.671 | 0.76
D | 4002 | 2020-09-05 | 17 | OFF | 19.22 | 7.49 | 0.44 | 0.03 | 0.16 | 0 | 0.02 | -0.02 | -0.06 | -0.08 | 0 |  | 0.36 | 0.34 | 0.23 | 28.13 | 1291.187 | 0.65
D | 4002 | 2020-09-05 | 18 | OFF | 26.67 | 7.49 | 0.44 | 0.03 | 0.13 | 0 | 0.12 | -0.02 | -0.06 | -0.08 | 0 |  | 0.36 | 0.34 | 0.23 | 35.65 | 1327.29 | 0.72
D | 4002 | 2020-09-05 | 19 | OFF | 35.08 | 7.49 | 0.44 | 0.03 | 0.2 | 0 | 0.25 | -0.01 | -0.13 | -0.08 | 0 |  | 0.36 | 0.34 | 0.23 | 44.2 | 1317.314 | 0.92
D | 4002 | 2020-09-05 | 20 | OFF | 27.25 | 7.49 | 0.44 | 0.03 | 0.18 | 0 | 0.12 | 0 | -0.17 | -0.08 | 0 |  | 0.36 | 0.34 | 0.23 | 36.19 | 1301.27 | 0.77
D | 4002 | 2020-09-05 | 21 | OFF | 20.85 | 7.49 | 0.44 | 0.03 | 0.12 | 0 | 0.03 | 0 | -0.07 | -0.08 | 0 |  | 0.36 | 0.34 | 0.23 | 29.74 | 1256.985 | 0.62
D | 4002 | 2020-09-05 | 22 | OFF | 23.03 | 7.49 | 0.44 | 0.03 | 0.19 | 0 | 0.22 | -0.02 | -0.14 | -0.08 | 0 |  | 0.36 | 0.34 | 0.23 | 32.09 | 1179.178 | 0.88
D | 4002 | 2020-09-05 | 23 | OFF | 21.06 | 7.49 | 0.44 | 0.03 | 0.23 | 0 | 0.1 | -0.02 | -0.04 | -0.08 | 0 |  | 0.36 | 0.34 | 0.23 | 30.14 | 1090.261 | 0.8
D | 4002 | 2020-09-05 | 24 | OFF | 15.84 | 7.49 | 0.44 | 0.03 | 0.14 | 0 | 0 | -0.01 | -0.01 | -0.08 | 0 |  | 0.36 | 0.34 | 0.23 | 24.77 | 1002.386 | 0.61
D | 4002 | 2020-09-06 | 1 | OFF | 17.42 | 7.49 | 0.52 | 0.02 | 0.08 | 0 | 0.07 | -0.02 | -0.05 | -0.08 | 0 |  | 0.36 | 0.34 | 0.23 | 26.38 | 937.184 | 0.69
D | 4002 | 2020-09-06 | 2 | OFF | 14.15 | 7.49 | 0.52 | 0.02 | 0.1 | 0 | 0.02 | 0.03 | -0.02 | -0.08 | 0 |  | 0.36 | 0.34 | 0.23 | 23.16 | 894.356 | 0.66
D | 4002 | 2020-09-06 | 3 | OFF | 12.08 | 7.49 | 0.52 | 0.02 | 0.08 | 0 | 0 | 0 | -0.04 | -0.08 | 0 |  | 0.36 | 0.34 | 0.23 | 21 | 868.494 | 0.62
D | 4002 | 2020-09-06 | 4 | OFF | 12.95 | 7.49 | 0.52 | 0.02 | 0.1 | 0 | 0 | -0.02 | -0.05 | -0.08 | 0 |  | 0.36 | 0.34 | 0.23 | 21.86 | 856.571 | 0.64
D | 4002 | 2020-09-06 | 5 | OFF | 13.89 | 7.49 | 0.52 | 0.02 | 0.11 | 0 | 0 | 0 | -0.04 | -0.08 | 0 |  | 0.36 | 0.34 | 0.23 | 22.84 | 859.129 | 0.65
D | 4002 | 2020-09-06 | 6 | OFF | 14.05 | 7.49 | 0.52 | 0.02 | 0.06 | 0 | 0 | 0 | -0.04 | -0.08 | 0 |  | 0.36 | 0.34 | 0.23 | 22.95 | 881.095 | 0.6
D | 4002 | 2020-09-06 | 7 | OFF | 14.33 | 7.49 | 0.52 | 0.02 | 0.16 | 0 | 0 | -0.01 | -0.04 | -0.08 | 0 |  | 0.36 | 0.34 | 0.23 | 23.32 | 913.81 | 0.7
D | 4002 | 2020-09-06 | 8 | OFF | 14.4 | 7.49 | 0.52 | 0.02 | 0.14 | 0 | 0 | 0.02 | -0.04 | -0.08 | 0 |  | 0.36 | 0.34 | 0.23 | 23.4 | 971.54 | 0.68
D | 4002 | 2020-09-06 | 9 | OFF | 15.01 | 7.49 | 0.52 | 0.02 | 0.09 | 0 | 0 | 0.01 | -0.05 | -0.08 | 0 |  | 0.36 | 0.34 | 0.23 | 23.94 | 1060.4 | 0.63
D | 4002 | 2020-09-06 | 10 | OFF | 15.17 | 7.49 | 0.52 | 0.02 | 0.07 | 0 | 0 | 0.03 | -0.06 | -0.08 | 0 |  | 0.36 | 0.34 | 0.23 | 24.09 | 1129.574 | 0.61
D | 4002 | 2020-09-06 | 11 | OFF | 13.74 | 7.49 | 0.52 | 0.02 | 0.09 | 0 | 0 | 0.02 | -0.06 | -0.08 | 0 |  | 0.36 | 0.34 | 0.23 | 22.67 | 1170.436 | 0.63
D | 4002 | 2020-09-06 | 12 | OFF | 18.51 | 7.49 | 0.52 | 0.02 | 0.12 | 0 | 0.3 | 0.02 | 0 | -0.08 | 0 |  | 0.36 | 0.34 | 0.23 | 27.83 | 1206.246 | 0.96
D | 4002 | 2020-09-06 | 13 | OFF | 29.4 | 7.49 | 0.52 | 0.02 | 0.17 | 0 | 0.96 | 0.05 | -0.02 | -0.08 | 0 |  | 0.36 | 0.34 | 0.23 | 39.44 | 1232.936 | 1.67
D | 4002 | 2020-09-06 | 14 | OFF | 17.95 | 7.49 | 0.52 | 0.02 | 0.09 | 0 | 0.24 | 0 | -0.08 | -0.08 | 0 |  | 0.36 | 0.34 | 0.23 | 27.08 | 1237.148 | 0.87
D | 4002 | 2020-09-06 | 15 | OFF | 16.07 | 7.49 | 0.52 | 0.02 | 0.08 | 0 | 0.09 | 0.02 | -0.11 | -0.08 | 0 |  | 0.36 | 0.34 | 0.23 | 25.03 | 1246.078 | 0.71
D | 4002 | 2020-09-06 | 16 | OFF | 14.62 | 7.49 | 0.52 | 0.02 | 0.08 | 0 | 0.01 | 0 | -0.13 | -0.08 | 0 |  | 0.36 | 0.34 | 0.23 | 23.46 | 1267.301 | 0.63
D | 4002 | 2020-09-06 | 17 | OFF | 23.53 | 7.49 | 0.52 | 0.02 | 0.15 | 0 | 0.2 | 0 | -0.09 | -0.08 | 0 |  | 0.36 | 0.34 | 0.23 | 32.67 | 1305.916 | 0.89
D | 4002 | 2020-09-06 | 18 | OFF | 25.86 | 7.49 | 0.52 | 0.02 | 0.13 | 0 | 0.1 | -0.03 | -0.15 | -0.08 | 0 |  | 0.36 | 0.34 | 0.23 | 34.79 | 1349.686 | 0.77
D | 4002 | 2020-09-06 | 19 | OFF | 34.66 | 7.49 | 0.52 | 0.02 | 0.24 | 0 | 0.22 | -0.01 | -0.21 | -0.08 | 0 |  | 0.36 | 0.34 | 0.23 | 43.78 | 1332.744 | 1
D | 4002 | 2020-09-06 | 20 | OFF | 31.69 | 7.49 | 0.52 | 0.02 | 0.24 | 0 | 0.08 | -0.03 | -0.24 | -0.08 | 0 |  | 0.36 | 0.34 | 0.23 | 40.62 | 1320.012 | 0.86
D | 4002 | 2020-09-06 | 21 | OFF | 32.12 | 7.49 | 0.52 | 0.02 | 0.19 | 0 | 0.08 | -0.01 | -0.14 | -0.08 | 0 |  | 0.36 | 0.34 | 0.23 | 41.12 | 1270.303 | 0.81
D | 4002 | 2020-09-06 | 22 | OFF | 28.38 | 7.49 | 0.52 | 0.02 | 0.31 | 0 | 0.29 | 0 | -0.14 | -0.08 | 0 |  | 0.36 | 0.34 | 0.23 | 37.72 | 1179.021 | 1.14
D | 4002 | 2020-09-06 | 23 | OFF | 19.59 | 7.49 | 0.52 | 0.02 | 0.17 | 0 | 0.09 | 0 | -0.07 | -0.08 | 0 |  | 0.36 | 0.34 | 0.23 | 28.66 | 1085.678 | 0.8
D | 4002 | 2020-09-06 | 24 | OFF | 15.79 | 7.49 | 0.52 | 0.02 | 0.12 | 0 | 0 | -0.02 | -0.09 | -0.08 | 0 |  | 0.36 | 0.34 | 0.23 | 24.68 | 994.206 | 0.66
D | 4002 | 2020-09-07 | 1 | OFF | 16.94 | 7.49 | 0.41 | 0.04 | 0.09 | 0 | 0 | 0.02 | -0.06 | -0.08 | 0 |  | 0.36 | 0.34 | 0.23 | 25.78 | 928.446 | 0.54
D | 4002 | 2020-09-07 | 2 | OFF | 15.58 | 7.49 | 0.41 | 0.04 | 0.1 | 0 | 0 | 0 | -0.06 | -0.08 | 0 |  | 0.36 | 0.34 | 0.23 | 24.41 | 887.597 | 0.55
D | 4002 | 2020-09-07 | 3 | OFF | 16.14 | 7.49 | 0.41 | 0.04 | 0.08 | 0 | 0 | 0 | -0.03 | -0.08 | 0 |  | 0.36 | 0.34 | 0.23 | 24.98 | 864.842 | 0.53
D | 4002 | 2020-09-07 | 4 | OFF | 12.34 | 7.49 | 0.41 | 0.04 | 0.05 | 0 | 0 | 0.01 | -0.04 | -0.08 | 0 |  | 0.36 | 0.34 | 0.23 | 21.15 | 859.26 | 0.5
D | 4002 | 2020-09-07 | 5 | OFF | 13.06 | 7.49 | 0.41 | 0.04 | 0.05 | 0 | 0 | 0 | -0.05 | -0.08 | 0 |  | 0.36 | 0.34 | 0.23 | 21.85 | 869.674 | 0.5
D | 4002 | 2020-09-07 | 6 | OFF | 14.33 | 7.49 | 0.41 | 0.04 | 0.05 | 0 | 0 | 0 | -0.04 | -0.08 | 0 |  | 0.36 | 0.34 | 0.23 | 23.13 | 903.661 | 0.5
D | 4002 | 2020-09-07 | 7 | OFF | 14.71 | 7.49 | 0.41 | 0.04 | 0.21 | 0 | 0 | 0.02 | -0.05 | -0.08 | 0 |  | 0.36 | 0.34 | 0.23 | 23.68 | 945.533 | 0.66
D | 4002 | 2020-09-07 | 8 | ON | 14.68 | 7.49 | 0.41 | 0.04 | 0.24 | 0 | 0 | 0 | -0.06 | -0.08 | 0 |  | 0.36 | 0.34 | 0.23 | 23.65 | 1013.137 | 0.69
D | 4002 | 2020-09-07 | 9 | ON | 14.19 | 7.49 | 0.41 | 0.04 | 0.14 | 0 | 0 | 0 | -0.08 | -0.08 | 0 |  | 0.36 | 0.34 | 0.23 | 23.04 | 1120.27 | 0.59
D | 4002 | 2020-09-07 | 10 | ON | 20.71 | 7.49 | 0.41 | 0.04 | 0.14 | 0 | 0 | 0.02 | -0.06 | -0.08 | 0 |  | 0.36 | 0.34 | 0.23 | 29.6 | 1208.583 | 0.59
D | 4002 | 2020-09-07 | 11 | ON | 15.04 | 7.49 | 0.41 | 0.04 | 0.07 | 0 | 0 | 0.01 | -0.1 | -0.08 | 0 |  | 0.36 | 0.34 | 0.23 | 23.81 | 1268.701 | 0.52
D | 4002 | 2020-09-07 | 12 | ON | 14.58 | 7.49 | 0.41 | 0.04 | 0.07 | 0 | 0 | 0.01 | -0.1 | -0.08 | 0 |  | 0.36 | 0.34 | 0.23 | 23.35 | 1308.911 | 0.52
D | 4002 | 2020-09-07 | 13 | ON | 14.21 | 7.49 | 0.41 | 0.04 | 0.06 | 0 | 0 | 0 | -0.08 | -0.08 | 0 |  | 0.36 | 0.34 | 0.23 | 22.98 | 1328.774 | 0.51
D | 4002 | 2020-09-07 | 14 | ON | 14.73 | 7.49 | 0.41 | 0.04 | 0.06 | 0 | 0 | 0 | -0.1 | -0.08 | 0 |  | 0.36 | 0.34 | 0.23 | 23.48 | 1345.851 | 0.51
D | 4002 | 2020-09-07 | 15 | ON | 15.24 | 7.49 | 0.41 | 0.04 | 0.07 | 0 | 0 | -0.02 | -0.14 | -0.08 | 0 |  | 0.36 | 0.34 | 0.23 | 23.94 | 1367.865 | 0.52
D | 4002 | 2020-09-07 | 16 | ON | 22.54 | 7.49 | 0.41 | 0.04 | 0.08 | 0 | 0.1 | 0 | -0.12 | -0.08 | 0 |  | 0.36 | 0.34 | 0.23 | 31.39 | 1396.943 | 0.63
D | 4002 | 2020-09-07 | 17 | ON | 31.75 | 7.49 | 0.41 | 0.04 | 0.09 | 0 | 0.08 | -0.01 | -0.12 | -0.08 | 0 |  | 0.36 | 0.34 | 0.23 | 40.58 | 1426.963 | 0.62
D | 4002 | 2020-09-07 | 18 | ON | 35.48 | 7.49 | 0.41 | 0.04 | 0.2 | 0 | 0.21 | -0.03 | -0.25 | -0.08 | 0 |  | 0.36 | 0.34 | 0.23 | 44.4 | 1458.405 | 0.86
D | 4002 | 2020-09-07 | 19 | ON | 38.21 | 7.49 | 0.41 | 0.04 | 0.23 | 0 | 0.46 | -0.03 | -0.25 | -0.08 | 0 |  | 0.36 | 0.34 | 0.23 | 47.41 | 1447.933 | 1.14
D | 4002 | 2020-09-07 | 20 | ON | 51.6 | 7.49 | 0.41 | 0.04 | 0.31 | 0 | 0.54 | -0.04 | -0.21 | -0.08 | 0 |  | 0.36 | 0.34 | 0.23 | 60.99 | 1446.747 | 1.3
D | 4002 | 2020-09-07 | 21 | ON | 39.79 | 7.49 | 0.41 | 0.04 | 0.29 | 0 | 0.1 | 0.03 | -0.03 | -0.08 | 0 |  | 0.36 | 0.34 | 0.23 | 48.97 | 1391.533 | 0.84
D | 4002 | 2020-09-07 | 22 | ON | 25.08 | 7.49 | 0.41 | 0.04 | 0.27 | 0 | 0.01 | 0.02 | -0.03 | -0.08 | 0 |  | 0.36 | 0.34 | 0.23 | 34.14 | 1280.399 | 0.73
D | 4002 | 2020-09-07 | 23 | ON | 23.96 | 7.49 | 0.41 | 0.04 | 0.52 | 0 | 0.34 | 0.01 | 0.04 | -0.08 | 0 |  | 0.36 | 0.34 | 0.23 | 33.66 | 1161.401 | 1.31
D | 4002 | 2020-09-07 | 24 | OFF | 15.6 | 7.49 | 0.41 | 0.04 | 0.15 | 0 | 0 | 0.02 | -0.09 | -0.08 | 0 |  | 0.36 | 0.34 | 0.23 | 24.47 | 1064.908 | 0.6
D | 4002 | 2020-09-08 | 1 | OFF | 15.29 | 7.49 | 4.87 | 0.76 | 0.08 | 0 | 0.02 | 0.01 | -0.05 | -0.08 | 0 |  | 0.36 | 0.34 | 0.23 | 29.32 | 1000.309 | 5.73
D | 4002 | 2020-09-08 | 2 | OFF | 16.71 | 7.49 | 4.87 | 0.76 | 0.08 | 0 | 0 | 0 | -0.04 | -0.08 | 0 |  | 0.36 | 0.34 | 0.23 | 30.72 | 958.901 | 5.71
D | 4002 | 2020-09-08 | 3 | OFF | 16.31 | 7.49 | 4.87 | 0.76 | 0.08 | 0 | 0 | 0.02 | -0.05 | -0.08 | 0 |  | 0.36 | 0.34 | 0.23 | 30.33 | 936.543 | 5.71
D | 4002 | 2020-09-08 | 4 | OFF | 16.67 | 7.49 | 4.87 | 0.76 | 0.08 | 0 | 0 | -0.02 | -0.03 | -0.08 | 0 |  | 0.36 | 0.34 | 0.23 | 30.67 | 930.74 | 5.71
D | 4002 | 2020-09-08 | 5 | OFF | 17.72 | 7.49 | 4.87 | 0.76 | 0.07 | 0 | 0 | -0.03 | -0.05 | -0.08 | 0 |  | 0.36 | 0.34 | 0.23 | 31.68 | 961.043 | 5.7
D | 4002 | 2020-09-08 | 6 | OFF | 19.78 | 7.49 | 4.87 | 0.76 | 0.1 | 0 | 0 | 0 | -0.06 | -0.08 | 0 |  | 0.36 | 0.34 | 0.23 | 33.79 | 1046.385 | 5.73
D | 4002 | 2020-09-08 | 7 | OFF | 21.98 | 7.49 | 4.87 | 0.76 | 0.87 | 0 | 0.05 | -0.05 | -0.09 | -0.08 | 0 |  | 0.36 | 0.34 | 0.23 | 36.73 | 1171.501 | 6.55
D | 4002 | 2020-09-08 | 8 | ON | 30.67 | 7.49 | 4.87 | 0.76 | 0.43 | 0.6 | 0.5 | -0.03 | -0.02 | -0.08 | 0 |  | 0.36 | 0.34 | 0.23 | 46.12 | 1277.482 | 7.16
D | 4002 | 2020-09-08 | 9 | ON | 38.99 | 7.49 | 4.87 | 0.76 | 0.29 | 0.57 | 0.85 | 0 | -0.14 | -0.08 | 0 |  | 0.36 | 0.34 | 0.23 | 54.53 | 1359.283 | 7.34
D | 4002 | 2020-09-08 | 10 | ON | 34.79 | 7.49 | 4.87 | 0.76 | 0.26 | 0.56 | 0.91 | 0.04 | -0.15 | -0.08 | 0 |  | 0.36 | 0.34 | 0.23 | 50.38 | 1418.532 | 7.36
D | 4002 | 2020-09-08 | 11 | ON | 26.01 | 7.49 | 4.87 | 0.76 | 0.17 | 0.54 | 0.36 | 0 | -0.15 | -0.08 | 0 |  | 0.36 | 0.34 | 0.23 | 40.9 | 1482.403 | 6.7
D | 4002 | 2020-09-08 | 12 | ON | 34.58 | 7.49 | 4.87 | 0.76 | 0.25 | 0.52 | 0.42 | 0.01 | -0.14 | -0.08 | 0 |  | 0.36 | 0.34 | 0.23 | 49.61 | 1559.862 | 6.82
D | 4002 | 2020-09-08 | 13 | ON | 45.87 | 7.49 | 4.87 | 0.76 | 0.19 | 0.5 | 0.26 | -0.05 | -0.2 | -0.08 | 0 |  | 0.36 | 0.34 | 0.23 | 60.54 | 1615.613 | 6.58
D | 4002 | 2020-09-08 | 14 | ON | 48.62 | 7.49 | 4.87 | 0.76 | 0.18 | 0.47 | 0.33 | -0.02 | -0.33 | -0.08 | 0 |  | 0.36 | 0.34 | 0.23 | 63.22 | 1687.103 | 6.61
D | 4002 | 2020-09-08 | 15 | ON | 45.2 | 7.49 | 4.87 | 0.76 | 0.12 | 0.46 | 0.32 | -0.03 | -0.23 | -0.08 | 0 |  | 0.36 | 0.34 | 0.23 | 59.81 | 1735.163 | 6.53
D | 4002 | 2020-09-08 | 16 | ON | 50.72 | 7.49 | 4.87 | 0.76 | 0.2 | 0.44 | 0.29 | -0.06 | -0.36 | -0.08 | 0 |  | 0.36 | 0.34 | 0.23 | 65.2 | 1767.961 | 6.56
D | 4002 | 2020-09-08 | 17 | ON | 134.04 | 7.49 | 4.87 | 0.76 | 0.74 | 0.28 | 4.27 | -0.12 | 0.11 | -0.08 | 0 |  | 0.36 | 0.34 | 0.23 | 153.29 | 1799.652 | 10.92
D | 4002 | 2020-09-08 | 18 | ON | 188.03 | 7.49 | 4.87 | 0.76 | 1.07 | 0.35 | 7.69 | -0.02 | -0.42 | -0.08 | 0 |  | 0.36 | 0.34 | 0.23 | 210.67 | 1817.891 | 14.74
D | 4002 | 2020-09-08 | 19 | ON | 112.83 | 7.49 | 4.87 | 0.76 | 0.95 | 0.42 | 2.17 | 0.11 | 0.13 | -0.08 | 0 |  | 0.36 | 0.34 | 0.23 | 130.58 | 1784.809 | 9.17
D | 4002 | 2020-09-08 | 20 | ON | 113.38 | 7.49 | 4.87 | 0.76 | 3.27 | 0.44 | 0.02 | 0.13 | -0.41 | -0.08 | 0 |  | 0.36 | 0.34 | 0.23 | 130.8 | 1750.445 | 9.36
D | 4002 | 2020-09-08 | 21 | ON | 138.01 | 7.49 | 4.87 | 0.76 | 0.97 | 0.46 | 0.82 | 0.06 | -0.11 | -0.08 | 0 |  | 0.36 | 0.34 | 0.23 | 154.18 | 1664.282 | 7.88
D | 4002 | 2020-09-08 | 22 | ON | 78.89 | 7.49 | 4.87 | 0.76 | 1.58 | 0.41 | 0.8 | 0.05 | 0.05 | -0.08 | 0 |  | 0.36 | 0.34 | 0.23 | 95.75 | 1516.354 | 8.42
D | 4002 | 2020-09-08 | 23 | ON | 32.92 | 7.49 | 4.87 | 0.76 | 0.41 | 0.55 | 0.01 | 0.06 | -0.1 | -0.08 | 0 |  | 0.36 | 0.34 | 0.23 | 47.82 | 1367.875 | 6.6
D | 4002 | 2020-09-08 | 24 | OFF | 25.51 | 7.49 | 4.87 | 0.76 | 0.19 | 0 | 0 | 0.04 | -0.05 | -0.08 | 0 |  | 0.36 | 0.34 | 0.23 | 39.66 | 1237.61 | 5.82
D | 4002 | 2020-09-09 | 1 | OFF | 23.12 | 7.49 | 1.14 | 0.07 | 0.08 | 0 | 0 | -0.01 | -0.08 | -0.08 | 0 |  | 0.36 | 0.34 | 0.23 | 32.66 | 1149.507 | 1.29
D | 4002 | 2020-09-09 | 2 | OFF | 22.5 | 7.49 | 1.14 | 0.07 | 0.07 | 0 | 0 | 0.02 | -0.06 | -0.08 | 0 |  | 0.36 | 0.34 | 0.23 | 32.08 | 1088.378 | 1.28
D | 4002 | 2020-09-09 | 3 | OFF | 19.18 | 7.49 | 1.14 | 0.07 | 0.05 | 0 | 0 | 0 | -0.07 | -0.08 | 0 |  | 0.36 | 0.34 | 0.23 | 28.71 | 1047.819 | 1.26
D | 4002 | 2020-09-09 | 4 | OFF | 17.45 | 7.49 | 1.14 | 0.07 | 0.06 | 0 | 0 | -0.01 | -0.07 | -0.08 | 0 |  | 0.36 | 0.34 | 0.23 | 26.98 | 1031.014 | 1.27
D | 4002 | 2020-09-09 | 5 | OFF | 17.38 | 7.49 | 1.14 | 0.07 | 0.06 | 0 | 0 | 0.01 | -0.07 | -0.08 | 0 |  | 0.36 | 0.34 | 0.23 | 26.93 | 1048.916 | 1.27
D | 4002 | 2020-09-09 | 6 | OFF | 18.82 | 7.49 | 1.14 | 0.07 | 0.07 | 0 | 0 | 0 | -0.09 | -0.08 | 0 |  | 0.36 | 0.34 | 0.23 | 28.35 | 1121.561 | 1.28
D | 4002 | 2020-09-09 | 7 | OFF | 28.43 | 7.49 | 1.14 | 0.07 | 0.26 | 0 | 0 | 0.01 | -0.1 | -0.08 | 0 |  | 0.36 | 0.34 | 0.23 | 38.15 | 1237.929 | 1.47
D | 4002 | 2020-09-09 | 8 | ON | 32.48 | 7.49 | 1.14 | 0.07 | 0.3 | 0.57 | 0.05 | -0.01 | -0.18 | -0.08 | 0 |  | 0.36 | 0.34 | 0.23 | 42.76 | 1330.016 | 2.13
D | 4002 | 2020-09-09 | 9 | ON | 58.06 | 7.49 | 1.14 | 0.07 | 0.82 | 0.55 | 0.92 | -0.03 | -0.31 | -0.08 | 0 |  | 0.36 | 0.34 | 0.23 | 69.56 | 1406.579 | 3.5
D | 4002 | 2020-09-09 | 10 | ON | 35.38 | 7.49 | 1.14 | 0.07 | 0.24 | 0.53 | 0.19 | 0.02 | -0.26 | -0.08 | 0 |  | 0.36 | 0.34 | 0.23 | 45.65 | 1466.817 | 2.17
D | 4002 | 2020-09-09 | 11 | ON | 25.9 | 7.49 | 1.14 | 0.07 | 0.08 | 0.52 | 0 | -0.01 | -0.23 | -0.08 | 0 |  | 0.36 | 0.34 | 0.23 | 35.81 | 1525.613 | 1.81
D | 4002 | 2020-09-09 | 12 | ON | 24.53 | 7.49 | 1.14 | 0.07 | 0.08 | 0.5 | 0 | 0 | -0.24 | -0.08 | 0 |  | 0.36 | 0.34 | 0.23 | 34.42 | 1603.17 | 1.79
D | 4002 | 2020-09-09 | 13 | ON | 29.28 | 7.49 | 1.14 | 0.07 | 0.1 | 0.48 | 0 | -0.01 | -0.27 | -0.08 | 0 |  | 0.36 | 0.34 | 0.23 | 39.13 | 1655.191 | 1.79
D | 4002 | 2020-09-09 | 14 | ON | 39.65 | 7.49 | 1.14 | 0.07 | 0.19 | 0.47 | 0 | -0.02 | -0.36 | -0.08 | 0 |  | 0.36 | 0.34 | 0.23 | 49.48 | 1694.325 | 1.87
D | 4002 | 2020-09-09 | 15 | ON | 56.09 | 7.49 | 1.14 | 0.07 | 0.21 | 0.46 | 0 | -0.05 | -0.36 | -0.08 | 0 |  | 0.36 | 0.34 | 0.23 | 65.9 | 1710.335 | 1.88
D | 4002 | 2020-09-09 | 16 | ON | 62.37 | 7.49 | 1.14 | 0.07 | 0.15 | 0.46 | 0.01 | 0.02 | -0.34 | -0.08 | 0 |  | 0.36 | 0.34 | 0.23 | 72.22 | 1719.508 | 1.83
D | 4002 | 2020-09-09 | 17 | ON | 77.89 | 7.49 | 1.14 | 0.07 | 0.5 | 0.45 | 0.01 | 0.02 | -0.41 | -0.08 | 0 |  | 0.36 | 0.34 | 0.23 | 88.01 | 1724.839 | 2.17
D | 4002 | 2020-09-09 | 18 | ON | 72.08 | 7.49 | 1.14 | 0.07 | 0.33 | 0.45 | 0 | 0 | -0.41 | -0.08 | 0 |  | 0.36 | 0.34 | 0.23 | 82 | 1725.651 | 1.99
D | 4002 | 2020-09-09 | 19 | ON | 71.41 | 7.49 | 1.14 | 0.07 | 0.56 | 0.46 | 0.05 | -0.05 | -0.4 | -0.08 | 0 |  | 0.36 | 0.34 | 0.23 | 81.58 | 1704.882 | 2.28
D | 4002 | 2020-09-09 | 20 | ON | 60.27 | 7.49 | 1.14 | 0.07 | 0.55 | 0.46 | 0.03 | -0.04 | -0.34 | -0.08 | 0 |  | 0.36 | 0.34 | 0.23 | 70.48 | 1687.662 | 2.25
D | 4002 | 2020-09-09 | 21 | ON | 51.01 | 7.49 | 1.14 | 0.07 | 0.21 | 0.47 | 0.19 | -0.04 | -0.21 | -0.08 | 0 |  | 0.36 | 0.34 | 0.23 | 61.18 | 1609.031 | 2.08
D | 4002 | 2020-09-09 | 22 | ON | 33.02 | 7.49 | 1.14 | 0.07 | 0.25 | 0.5 | 0.04 | -0.02 | -0.15 | -0.08 | 0 |  | 0.36 | 0.34 | 0.23 | 43.19 | 1476.285 | 2
D | 4002 | 2020-09-09 | 23 | ON | 37.76 | 7.49 | 1.14 | 0.07 | 0.36 | 0.54 | 0.27 | -0.1 | -0.04 | -0.08 | 0 |  | 0.36 | 0.34 | 0.23 | 48.34 | 1338.821 | 2.38
D | 4002 | 2020-09-09 | 24 | OFF | 23.85 | 7.49 | 1.14 | 0.07 | 0.14 | 0 | 0 | 0.04 | -0.11 | -0.08 | 0 |  | 0.36 | 0.34 | 0.23 | 33.47 | 1214.636 | 1.35
D | 4002 | 2020-09-10 | 1 | OFF | 23.25 | 7.49 | 0.41 | 0.07 | 0.16 | 0 | 0 | -0.01 | -0.15 | -0.08 | 0 |  | 0.36 | 0.34 | 0.23 | 32.07 | 1132.322 | 0.64
D | 4002 | 2020-09-10 | 2 | OFF | 21.3 | 7.49 | 0.41 | 0.07 | 0.05 | 0 | 0 | -0.01 | -0.1 | -0.08 | 0 |  | 0.36 | 0.34 | 0.23 | 30.06 | 1079.983 | 0.53
D | 4002 | 2020-09-10 | 3 | OFF | 19.41 | 7.49 | 0.41 | 0.07 | 0.05 | 0 | 0 | -0.03 | -0.09 | -0.08 | 0 |  | 0.36 | 0.34 | 0.23 | 28.16 | 1047.382 | 0.53
D | 4002 | 2020-09-10 | 4 | OFF | 18.48 | 7.49 | 0.41 | 0.07 | 0.05 | 0 | 0 | -0.02 | -0.09 | -0.08 | 0 |  | 0.36 | 0.34 | 0.23 | 27.24 | 1037.869 | 0.53
D | 4002 | 2020-09-10 | 5 | OFF | 17.93 | 7.49 | 0.41 | 0.07 | 0.06 | 0 | 0 | -0.02 | -0.1 | -0.08 | 0 |  | 0.36 | 0.34 | 0.23 | 26.69 | 1059.716 | 0.54
D | 4002 | 2020-09-10 | 6 | OFF | 18.67 | 7.49 | 0.41 | 0.07 | 0.06 | 0 | 0 | 0.01 | -0.14 | -0.08 | 0 |  | 0.36 | 0.34 | 0.23 | 27.42 | 1134.779 | 0.54
D | 4002 | 2020-09-10 | 7 | OFF | 21.25 | 7.49 | 0.41 | 0.07 | 0.1 | 0 | 0 | 0.01 | -0.17 | -0.08 | 0 |  | 0.36 | 0.34 | 0.23 | 30.01 | 1259.756 | 0.58
D | 4002 | 2020-09-10 | 8 | ON | 26.78 | 7.49 | 0.41 | 0.07 | 0.17 | 0.54 | 0 | 0.01 | -0.2 | -0.08 | 0 |  | 0.36 | 0.34 | 0.23 | 36.12 | 1357.93 | 1.19
D | 4002 | 2020-09-10 | 9 | ON | 27.73 | 7.49 | 0.41 | 0.07 | 0.11 | 0.52 | 0 | -0.01 | -0.29 | -0.08 | 0 |  | 0.36 | 0.34 | 0.23 | 36.88 | 1432.303 | 1.11
D | 4002 | 2020-09-10 | 10 | ON | 30.3 | 7.49 | 0.41 | 0.07 | 0.1 | 0.5 | 0.05 | -0.01 | -0.33 | -0.08 | 0 |  | 0.36 | 0.34 | 0.23 | 39.43 | 1491.849 | 1.13
D | 4002 | 2020-09-10 | 11 | ON | 35.51 | 7.49 | 0.41 | 0.07 | 0.11 | 0.48 | 0.18 | -0.01 | -0.31 | -0.08 | 0 |  | 0.36 | 0.34 | 0.23 | 44.78 | 1557.901 | 1.25
D | 4002 | 2020-09-10 | 12 | ON | 36.01 | 7.49 | 0.41 | 0.07 | 0.12 | 0.47 | 0.05 | 0 | -0.34 | -0.08 | 0 |  | 0.36 | 0.34 | 0.23 | 45.13 | 1621.397 | 1.12
D | 4002 | 2020-09-10 | 13 | ON | 39.95 | 7.49 | 0.41 | 0.07 | 0.1 | 0.46 | 0.07 | -0.01 | -0.39 | -0.08 | 0 |  | 0.36 | 0.34 | 0.23 | 49 | 1665.797 | 1.11
D | 4002 | 2020-09-10 | 14 | ON | 39.66 | 7.49 | 0.41 | 0.07 | 0.1 | 0.44 | 0 | 0.1 | -0.71 | -0.08 | 0 |  | 0.36 | 0.34 | 0.23 | 48.41 | 1710.137 | 1.02
D | 4002 | 2020-09-10 | 15 | ON | 40.98 | 7.49 | 0.41 | 0.07 | 0.08 | 0.43 | 0.01 | -0.05 | -0.51 | -0.08 | 0 |  | 0.36 | 0.34 | 0.23 | 49.76 | 1724.196 | 1
D | 4002 | 2020-09-10 | 16 | ON | 51.02 | 7.49 | 0.41 | 0.07 | 0.24 | 0.43 | 0.01 | -0.01 | -0.47 | -0.08 | 0 |  | 0.36 | 0.34 | 0.23 | 60.04 | 1727.693 | 1.16
D | 4002 | 2020-09-10 | 17 | ON | 48.83 | 7.49 | 0.41 | 0.07 | 0.26 | 0.43 | 0.04 | 0.01 | -0.52 | -0.08 | 0 |  | 0.36 | 0.34 | 0.23 | 57.87 | 1736.346 | 1.21
D | 4002 | 2020-09-10 | 18 | ON | 51.66 | 7.49 | 0.41 | 0.07 | 0.22 | 0.43 | 0.05 | -0.03 | -0.42 | -0.08 | 0 |  | 0.36 | 0.34 | 0.23 | 60.73 | 1750.294 | 1.18
D | 4002 | 2020-09-10 | 19 | ON | 53.99 | 7.49 | 0.41 | 0.07 | 0.29 | 0.43 | 0.11 | 0.01 | -0.45 | -0.08 | 0 |  | 0.36 | 0.34 | 0.23 | 63.2 | 1743.902 | 1.31
D | 4002 | 2020-09-10 | 20 | ON | 47.93 | 7.49 | 0.41 | 0.07 | 0.3 | 0.44 | 0.03 | 0.04 | -0.42 | -0.08 | 0 |  | 0.36 | 0.34 | 0.23 | 57.14 | 1735.993 | 1.25
D | 4002 | 2020-09-10 | 21 | ON | 40.51 | 7.49 | 0.41 | 0.07 | 0.12 | 0.45 | 0.03 | 0.05 | -0.27 | -0.08 | 0 |  | 0.36 | 0.34 | 0.23 | 49.71 | 1667.768 | 1.08
D | 4002 | 2020-09-10 | 22 | ON | 42.67 | 7.49 | 0.41 | 0.07 | 0.25 | 0.48 | 0.2 | -0.07 | -0.3 | -0.08 | 0 |  | 0.36 | 0.34 | 0.23 | 52.05 | 1546.32 | 1.41
D | 4002 | 2020-09-10 | 23 | ON | 33.74 | 7.49 | 0.41 | 0.07 | 0.16 | 0.52 | 0.08 | 0.07 | -0.05 | -0.08 | 0 |  | 0.36 | 0.34 | 0.23 | 43.34 | 1410.115 | 1.24
D | 4002 | 2020-09-10 | 24 | OFF | 32.71 | 7.49 | 0.41 | 0.07 | 0.16 | 0 | 0.41 | 0.08 | 0.04 | -0.08 | 0 |  | 0.36 | 0.34 | 0.23 | 42.22 | 1289.452 | 1.05
D | 4002 | 2020-09-11 | 1 | OFF | 23.01 | 7.49 | 0.19 | 0.06 | 0.06 | 0 | 0 | 0.09 | -0.08 | -0.08 | 0 |  | 0.36 | 0.34 | 0.23 | 31.67 | 1198.35 | 0.31
D | 4002 | 2020-09-11 | 2 | OFF | 22.11 | 7.49 | 0.19 | 0.06 | 0.06 | 0 | 0 | 0.06 | -0.07 | -0.08 | 0 |  | 0.36 | 0.34 | 0.23 | 30.75 | 1133.732 | 0.31
D | 4002 | 2020-09-11 | 3 | OFF | 22.32 | 7.49 | 0.19 | 0.06 | 0.07 | 0 | 0 | 0.03 | -0.06 | -0.08 | 0 |  | 0.36 | 0.34 | 0.23 | 30.95 | 1089.065 | 0.32
D | 4002 | 2020-09-11 | 4 | OFF | 20.83 | 7.49 | 0.19 | 0.06 | 0.07 | 0 | 0 | 0.04 | -0.05 | -0.08 | 0 |  | 0.36 | 0.34 | 0.23 | 29.48 | 1064.301 | 0.32
D | 4002 | 2020-09-11 | 5 | OFF | 22.38 | 7.49 | 0.19 | 0.06 | 0.07 | 0 | 0 | 0.03 | -0.06 | -0.08 | 0 |  | 0.36 | 0.34 | 0.23 | 31.01 | 1070.077 | 0.32
D | 4002 | 2020-09-11 | 6 | OFF | 24.4 | 7.49 | 0.19 | 0.06 | 0.09 | 0 | 0 | 0.05 | -0.08 | -0.08 | 0 |  | 0.36 | 0.34 | 0.23 | 33.05 | 1131.07 | 0.34
D | 4002 | 2020-09-11 | 7 | OFF | 22.17 | 7.49 | 0.19 | 0.06 | 0.13 | 0 | 0 | 0.02 | -0.15 | -0.08 | 0 |  | 0.36 | 0.34 | 0.23 | 30.76 | 1235.505 | 0.38
D | 4002 | 2020-09-11 | 8 | ON | 34.62 | 7.49 | 0.19 | 0.06 | 0.2 | 0.57 | 0.29 | -0.01 | -0.18 | -0.08 | 0 |  | 0.36 | 0.34 | 0.23 | 44.08 | 1314.084 | 1.31
D | 4002 | 2020-09-11 | 9 | ON | 38.51 | 7.49 | 0.19 | 0.06 | 0.14 | 0.56 | 0.24 | -0.02 | -0.27 | -0.08 | 0 |  | 0.36 | 0.34 | 0.23 | 47.75 | 1360.85 | 1.19
D | 4002 | 2020-09-11 | 10 | ON | 35.25 | 7.49 | 0.19 | 0.06 | 0.12 | 0.55 | 0.09 | 0.03 | -0.23 | -0.08 | 0 |  | 0.36 | 0.34 | 0.23 | 44.4 | 1376.895 | 1.01
D | 4002 | 2020-09-11 | 11 | ON | 29.85 | 7.49 | 0.19 | 0.06 | 0.16 | 0.55 | 0.41 | 0.02 | -0.17 | -0.08 | 0 |  | 0.36 | 0.34 | 0.23 | 39.41 | 1382.228 | 1.37
D | 4002 | 2020-09-11 | 12 | ON | 26.43 | 7.49 | 0.19 | 0.06 | 0.14 | 0.56 | 0.2 | 0 | -0.13 | -0.08 | 0 |  | 0.36 | 0.34 | 0.23 | 35.79 | 1386.351 | 1.15
D | 4002 | 2020-09-11 | 13 | ON | 19.43 | 7.49 | 0.19 | 0.06 | 0.05 | 0.56 | 0 | 0.02 | -0.15 | -0.08 | 0 |  | 0.36 | 0.34 | 0.23 | 28.5 | 1376.678 | 0.86
D | 4002 | 2020-09-11 | 14 | ON | 19.31 | 7.49 | 0.19 | 0.06 | 0.06 | 0.57 | 0 | 0 | -0.13 | -0.08 | 0 |  | 0.36 | 0.34 | 0.23 | 28.4 | 1371.27 | 0.88
D | 4002 | 2020-09-11 | 15 | ON | 18.16 | 7.49 | 0.19 | 0.06 | 0.06 | 0.57 | 0 | 0.03 | -0.12 | -0.08 | 0 |  | 0.36 | 0.34 | 0.23 | 27.29 | 1371.538 | 0.88
D | 4002 | 2020-09-11 | 16 | ON | 17.33 | 7.49 | 0.19 | 0.06 | 0.05 | 0.57 | 0 | 0 | -0.14 | -0.08 | 0 |  | 0.36 | 0.34 | 0.23 | 26.4 | 1374.877 | 0.87
D | 4002 | 2020-09-11 | 17 | ON | 17.07 | 7.49 | 0.19 | 0.06 | 0.06 | 0.57 | 0 | -0.01 | -0.15 | -0.08 | 0 |  | 0.36 | 0.34 | 0.23 | 26.13 | 1390 | 0.88
D | 4002 | 2020-09-11 | 18 | ON | 17.83 | 7.49 | 0.19 | 0.06 | 0.07 | 0.56 | 0 | -0.01 | -0.2 | -0.08 | 0 |  | 0.36 | 0.34 | 0.23 | 26.84 | 1397.116 | 0.88
D | 4002 | 2020-09-11 | 19 | ON | 19.41 | 7.49 | 0.19 | 0.06 | 0.09 | 0.56 | 0 | 0 | -0.18 | -0.08 | 0 |  | 0.36 | 0.34 | 0.23 | 28.47 | 1370.642 | 0.9
D | 4002 | 2020-09-11 | 20 | ON | 18.48 | 7.49 | 0.19 | 0.06 | 0.08 | 0.57 | 0 | 0 | -0.17 | -0.08 | 0 |  | 0.36 | 0.34 | 0.23 | 27.55 | 1362.375 | 0.9
D | 4002 | 2020-09-11 | 21 | ON | 17.49 | 7.49 | 0.19 | 0.06 | 0.08 | 0.59 | 0 | 0.01 | -0.14 | -0.08 | 0 |  | 0.36 | 0.34 | 0.23 | 26.62 | 1302.822 | 0.92
D | 4002 | 2020-09-11 | 22 | ON | 16.6 | 7.49 | 0.19 | 0.06 | 0.08 | 0.63 | 0 | 0 | -0.14 | -0.08 | 0 |  | 0.36 | 0.34 | 0.23 | 25.76 | 1207.119 | 0.96
D | 4002 | 2020-09-11 | 23 | ON | 15.55 | 7.49 | 0.19 | 0.06 | 0.1 | 0.68 | 0 | -0.01 | -0.09 | -0.08 | 0 |  | 0.36 | 0.34 | 0.23 | 24.82 | 1106.325 | 1.03
D | 4002 | 2020-09-11 | 24 | OFF | 15.27 | 7.49 | 0.19 | 0.06 | 0.1 | 0 | 0 | -0.01 | -0.08 | -0.08 | 0 |  | 0.36 | 0.34 | 0.23 | 23.87 | 1008.944 | 0.35
D | 4002 | 2020-09-12 | 1 | OFF | 15.8 | 7.49 | 0.21 | 0 | 0.16 | 0 | 0 | 0 | -0.11 | -0.08 | 0 |  | 0.36 | 0.34 | 0.23 | 24.4 | 934.773 | 0.37
D | 4002 | 2020-09-12 | 2 | OFF | 15.03 | 7.49 | 0.21 | 0 | 0.1 | 0 | 0 | 0.01 | -0.08 | -0.08 | 0 |  | 0.36 | 0.34 | 0.23 | 23.61 | 888.834 | 0.31
D | 4002 | 2020-09-12 | 3 | OFF | 12.83 | 7.49 | 0.21 | 0 | 0.12 | 0 | 0 | 0 | -0.07 | -0.08 | 0 |  | 0.36 | 0.34 | 0.23 | 21.43 | 861.964 | 0.33
D | 4002 | 2020-09-12 | 4 | OFF | 11.33 | 7.49 | 0.21 | 0 | 0.23 | 0 | 0 | -0.01 | -0.07 | -0.08 | 0 |  | 0.36 | 0.34 | 0.23 | 20.03 | 850.921 | 0.44
D | 4002 | 2020-09-12 | 5 | OFF | 13.59 | 7.49 | 0.21 | 0 | 0.1 | 0 | 0 | 0 | -0.06 | -0.08 | 0 |  | 0.36 | 0.34 | 0.23 | 22.18 | 855.534 | 0.31
D | 4002 | 2020-09-12 | 6 | OFF | 14.93 | 7.49 | 0.21 | 0 | 0.11 | 0 | 0 | 0.01 | -0.08 | -0.08 | 0 |  | 0.36 | 0.34 | 0.23 | 23.52 | 887.989 | 0.32
D | 4002 | 2020-09-12 | 7 | OFF | 12.8 | 7.49 | 0.21 | 0 | 0.18 | 0 | 0 | 0 | -0.12 | -0.08 | 0 |  | 0.36 | 0.34 | 0.23 | 21.41 | 937.054 | 0.39
D | 4002 | 2020-09-12 | 8 | OFF | 12.16 | 7.49 | 0.21 | 0 | 0.36 | 0 | 0 | 0 | -0.12 | -0.08 | 0 |  | 0.36 | 0.34 | 0.23 | 20.95 | 1003.891 | 0.57
D | 4002 | 2020-09-12 | 9 | OFF | 11.6 | 7.49 | 0.21 | 0 | 0.46 | 0 | 0 | 0 | -0.15 | -0.08 | 0 |  | 0.36 | 0.34 | 0.23 | 20.46 | 1074.792 | 0.67
D | 4002 | 2020-09-12 | 10 | OFF | 12.68 | 7.49 | 0.21 | 0 | 0.24 | 0 | 0 | 0 | -0.15 | -0.08 | 0 |  | 0.36 | 0.34 | 0.23 | 21.32 | 1120.545 | 0.45
D | 4002 | 2020-09-12 | 11 | OFF | 14.24 | 7.49 | 0.21 | 0 | 0.14 | 0 | 0 | -0.01 | -0.08 | -0.08 | 0 |  | 0.36 | 0.34 | 0.23 | 22.84 | 1142.41 | 0.35
D | 4002 | 2020-09-12 | 12 | OFF | 15.14 | 7.49 | 0.21 | 0 | 0.1 | 0 | 0 | -0.01 | -0.09 | -0.08 | 0 |  | 0.36 | 0.34 | 0.23 | 23.69 | 1156.353 | 0.31
D | 4002 | 2020-09-12 | 13 | OFF | 13.83 | 7.49 | 0.21 | 0 | 0.12 | 0 | 0 | 0 | -0.09 | -0.08 | 0 |  | 0.36 | 0.34 | 0.23 | 22.41 | 1157.534 | 0.33
D | 4002 | 2020-09-12 | 14 | OFF | 13.71 | 7.49 | 0.21 | 0 | 0.09 | 0 | 0 | -0.01 | -0.09 | -0.08 | 0 |  | 0.36 | 0.34 | 0.23 | 22.25 | 1150.752 | 0.3
D | 4002 | 2020-09-12 | 15 | OFF | 12.13 | 7.49 | 0.21 | 0 | 0.14 | 0 | 0 | 0 | -0.12 | -0.08 | 0 |  | 0.36 | 0.34 | 0.23 | 20.7 | 1147.176 | 0.35
D | 4002 | 2020-09-12 | 16 | OFF | 12.22 | 7.49 | 0.21 | 0 | 0.17 | 0 | 0 | 0.01 | -0.11 | -0.08 | 0 |  | 0.36 | 0.34 | 0.23 | 20.84 | 1157.527 | 0.38
D | 4002 | 2020-09-12 | 17 | OFF | 20.53 | 7.49 | 0.21 | 0 | 0.15 | 0 | 0.2 | 0 | -0.03 | -0.08 | 0 |  | 0.36 | 0.34 | 0.23 | 29.4 | 1190.445 | 0.56
D | 4002 | 2020-09-12 | 18 | OFF | 26.25 | 7.49 | 0.21 | 0 | 0.18 | 0 | 0.14 | 0 | -0.14 | -0.08 | 0 |  | 0.36 | 0.34 | 0.23 | 34.98 | 1230.292 | 0.53
D | 4002 | 2020-09-12 | 19 | OFF | 20 | 7.49 | 0.21 | 0 | 0.12 | 0 | 0 | -0.01 | -0.21 | -0.08 | 0 |  | 0.36 | 0.34 | 0.23 | 28.45 | 1237.375 | 0.33
D | 4002 | 2020-09-12 | 20 | OFF | 17.63 | 7.49 | 0.21 | 0 | 0.1 | 0 | 0 | -0.01 | -0.21 | -0.08 | 0 |  | 0.36 | 0.34 | 0.23 | 26.06 | 1246.087 | 0.31
D | 4002 | 2020-09-12 | 21 | OFF | 15.32 | 7.49 | 0.21 | 0 | 0.1 | 0 | 0.01 | 0.01 | -0.1 | -0.08 | 0 |  | 0.36 | 0.34 | 0.23 | 23.89 | 1192.489 | 0.32
D | 4002 | 2020-09-12 | 22 | OFF | 13.22 | 7.49 | 0.21 | 0 | 0.16 | 0 | 0 | -0.01 | -0.07 | -0.08 | 0 |  | 0.36 | 0.34 | 0.23 | 21.85 | 1111.334 | 0.37
D | 4002 | 2020-09-12 | 23 | OFF | 11.08 | 7.49 | 0.21 | 0 | 0.2 | 0 | 0 | -0.01 | -0.04 | -0.08 | 0 |  | 0.36 | 0.34 | 0.23 | 19.78 | 1020.327 | 0.41
D | 4002 | 2020-09-12 | 24 | OFF | 4.96 | 7.49 | 0.21 | 0 | 0.28 | 0 | 0 | -0.01 | -0.09 | -0.08 | 0 |  | 0.36 | 0.34 | 0.23 | 13.69 | 937.259 | 0.49
D | 4002 | 2020-09-13 | 1 | OFF | 10.66 | 7.49 | 0.31 | 0.01 | 0.12 | 0 | 0 | 0 | -0.06 | -0.08 | 0 |  | 0.36 | 0.34 | 0.23 | 19.38 | 880.355 | 0.44
D | 4002 | 2020-09-13 | 2 | OFF | 10.05 | 7.49 | 0.31 | 0.01 | 0.09 | 0 | 0 | 0.01 | -0.06 | -0.08 | 0 |  | 0.36 | 0.34 | 0.23 | 18.75 | 841.845 | 0.41
D | 4002 | 2020-09-13 | 3 | OFF | 10.09 | 7.49 | 0.31 | 0.01 | 0.08 | 0 | 0 | -0.01 | -0.04 | -0.08 | 0 |  | 0.36 | 0.34 | 0.23 | 18.78 | 819.899 | 0.4
D | 4002 | 2020-09-13 | 4 | OFF | 3.49 | 7.49 | 0.31 | 0.01 | 0.18 | 0 | 0 | 0 | -0.03 | -0.08 | 0 |  | 0.36 | 0.34 | 0.23 | 12.3 | 811.352 | 0.5
D | 4002 | 2020-09-13 | 5 | OFF | -3.17 | 7.49 | 0.31 | 0.01 | 0.25 | 0 | 0 | 0 | -0.06 | -0.08 | 0 |  | 0.36 | 0.34 | 0.23 | 5.68 | 818.022 | 0.57
D | 4002 | 2020-09-13 | 6 | OFF | 1.13 | 7.49 | 0.31 | 0.01 | 0.18 | 0 | 0 | 0 | 0.02 | -0.08 | 0 |  | 0.36 | 0.34 | 0.23 | 9.99 | 841.827 | 0.5
D | 4002 | 2020-09-13 | 7 | OFF | 11.69 | 7.49 | 0.31 | 0.01 | 0.18 | 0 | 0 | 0 | -0.05 | -0.08 | 0 |  | 0.36 | 0.34 | 0.23 | 20.48 | 878.915 | 0.5
D | 4002 | 2020-09-13 | 8 | OFF | 6.22 | 7.49 | 0.31 | 0.01 | 0.4 | 0 | 0 | 0.01 | -0.06 | -0.08 | 0 |  | 0.36 | 0.34 | 0.23 | 15.23 | 941.133 | 0.72
D | 4002 | 2020-09-13 | 9 | OFF | 6.86 | 7.49 | 0.31 | 0.01 | 0.18 | 0 | 0 | 0.02 | -0.08 | -0.08 | 0 |  | 0.36 | 0.34 | 0.23 | 15.64 | 1030.369 | 0.5
D | 4002 | 2020-09-13 | 10 | OFF | 7.65 | 7.49 | 0.31 | 0.01 | 0.09 | 0 | 0 | 0.02 | -0.09 | -0.08 | 0 |  | 0.36 | 0.34 | 0.23 | 16.33 | 1097.603 | 0.41
D | 4002 | 2020-09-13 | 11 | OFF | -5.34 | 7.49 | 0.31 | 0.01 | 0.39 | 0 | 0 | 0.02 | -0.1 | -0.08 | 0 |  | 0.36 | 0.34 | 0.23 | 3.63 | 1138.777 | 0.71
D | 4002 | 2020-09-13 | 12 | OFF | 13.36 | 7.49 | 0.31 | 0.01 | 0.12 | 0 | 0 | 0 | -0.1 | -0.08 | 0 |  | 0.36 | 0.34 | 0.23 | 22.04 | 1163.007 | 0.44
D | 4002 | 2020-09-13 | 13 | OFF | 13.41 | 7.49 | 0.31 | 0.01 | 0.09 | 0 | 0 | -0.04 | -0.08 | -0.08 | 0 |  | 0.36 | 0.34 | 0.23 | 22.04 | 1179.588 | 0.41
D | 4002 | 2020-09-13 | 14 | OFF | 13.11 | 7.49 | 0.31 | 0.01 | 0.09 | 0 | 0 | 0 | -0.09 | -0.08 | 0 |  | 0.36 | 0.34 | 0.23 | 21.77 | 1181.777 | 0.41
D | 4002 | 2020-09-13 | 15 | OFF | 12.61 | 7.49 | 0.31 | 0.01 | 0.07 | 0 | 0 | 0 | -0.08 | -0.08 | 0 |  | 0.36 | 0.34 | 0.23 | 21.26 | 1191.107 | 0.39
D | 4002 | 2020-09-13 | 16 | OFF | 13.33 | 7.49 | 0.31 | 0.01 | 0.15 | 0 | 0 | 0.01 | -0.09 | -0.08 | 0 |  | 0.36 | 0.34 | 0.23 | 22.06 | 1211.343 | 0.47
D | 4002 | 2020-09-13 | 17 | OFF | 15.07 | 7.49 | 0.31 | 0.01 | 0.13 | 0 | 0 | 0 | -0.1 | -0.08 | 0 |  | 0.36 | 0.34 | 0.23 | 23.76 | 1263.656 | 0.45
D | 4002 | 2020-09-13 | 18 | OFF | 16.03 | 7.49 | 0.31 | 0.01 | 0.05 | 0 | 0 | 0.01 | -0.16 | -0.08 | 0 |  | 0.36 | 0.34 | 0.23 | 24.59 | 1314.478 | 0.37
D | 4002 | 2020-09-13 | 19 | OFF | 17.91 | 7.49 | 0.31 | 0.01 | 0.04 | 0 | 0 | -0.01 | -0.18 | -0.08 | 0 |  | 0.36 | 0.34 | 0.23 | 26.42 | 1333.841 | 0.36
D | 4002 | 2020-09-13 | 20 | OFF | 18.58 | 7.49 | 0.31 | 0.01 | 0.06 | 0 | 0 | -0.01 | -0.21 | -0.08 | 0 |  | 0.36 | 0.34 | 0.23 | 27.08 | 1341.556 | 0.38
D | 4002 | 2020-09-13 | 21 | OFF | 26.45 | 7.49 | 0.31 | 0.01 | 0.25 | 0 | 0.28 | -0.01 | -0.14 | -0.08 | 0 |  | 0.36 | 0.34 | 0.23 | 35.49 | 1284.367 | 0.85
D | 4002 | 2020-09-13 | 22 | OFF | 20.36 | 7.49 | 0.31 | 0.01 | 0.18 | 0 | 0.16 | 0 | -0.1 | -0.08 | 0 |  | 0.36 | 0.34 | 0.23 | 29.26 | 1186.394 | 0.66
D | 4002 | 2020-09-13 | 23 | OFF | 15.82 | 7.49 | 0.31 | 0.01 | 0.18 | 0 | 0 | -0.02 | -0.09 | -0.08 | 0 |  | 0.36 | 0.34 | 0.23 | 24.55 | 1091.028 | 0.5
D | 4002 | 2020-09-13 | 24 | OFF | 15.67 | 7.49 | 0.31 | 0.01 | 0.13 | 0 | 0 | -0.1 | 0.07 | -0.08 | 0 |  | 0.36 | 0.34 | 0.23 | 24.43 | 1011.889 | 0.45
D | 4002 | 2020-09-14 | 1 | OFF | 14.65 | 7.49 | 0.16 | 0.01 | 0.08 | 0 | 0 | 0.02 | -0.1 | -0.08 | 0 |  | 0.36 | 0.34 | 0.23 | 23.16 | 961.476 | 0.25
D | 4002 | 2020-09-14 | 2 | OFF | 12.59 | 7.49 | 0.16 | 0.01 | 0.08 | 0 | 0 | 0.01 | -0.05 | -0.08 | 0 |  | 0.36 | 0.34 | 0.23 | 21.14 | 929.74 | 0.25
D | 4002 | 2020-09-14 | 3 | OFF | 13.11 | 7.49 | 0.16 | 0.01 | 0.07 | 0 | 0 | 0.01 | -0.05 | -0.08 | 0 |  | 0.36 | 0.34 | 0.23 | 21.65 | 914.187 | 0.24
D | 4002 | 2020-09-14 | 4 | OFF | 12.68 | 7.49 | 0.16 | 0.01 | 0.07 | 0 | 0 | 0 | -0.05 | -0.08 | 0 |  | 0.36 | 0.34 | 0.23 | 21.21 | 916.667 | 0.24
D | 4002 | 2020-09-14 | 5 | OFF | 16.22 | 7.49 | 0.16 | 0.01 | 0.07 | 0 | 0 | -0.08 | -0.04 | -0.08 | 0 |  | 0.36 | 0.34 | 0.23 | 24.68 | 948.868 | 0.24
D | 4002 | 2020-09-14 | 6 | OFF | 16.58 | 7.49 | 0.16 | 0.01 | 0.11 | 0 | 0 | 0.06 | -0.2 | -0.08 | 0 |  | 0.36 | 0.34 | 0.23 | 25.06 | 1030.908 | 0.28
D | 4002 | 2020-09-14 | 7 | OFF | 21.94 | 7.49 | 0.16 | 0.01 | 0.17 | 0 | 0.03 | 0.02 | -0.2 | -0.08 | 0 |  | 0.36 | 0.34 | 0.23 | 30.47 | 1161.495 | 0.37
D | 4002 | 2020-09-14 | 8 | ON | 22.84 | 7.49 | 0.16 | 0.01 | 0.17 | 0.61 | 0.01 | -0.01 | -0.24 | -0.08 | 0 |  | 0.36 | 0.34 | 0.23 | 31.89 | 1258.733 | 0.96
D | 4002 | 2020-09-14 | 9 | ON | 25.03 | 7.49 | 0.16 | 0.01 | 0.14 | 0.59 | 0 | 0 | -0.28 | -0.08 | 0 |  | 0.36 | 0.34 | 0.23 | 33.99 | 1318.492 | 0.9
D | 4002 | 2020-09-14 | 10 | ON | 17.54 | 7.49 | 0.16 | 0.01 | 0.09 | 0.52 | 0 | 0 | -0.24 | -0.08 | 0 |  | 0.36 | 0.34 | 0.23 | 26.42 | 1346.491 | 0.78
D | 4002 | 2020-09-14 | 11 | ON | 17.32 | 7.49 | 0.16 | 0.01 | 0.05 | 0.52 | 0 | 0.01 | -0.24 | -0.08 | 0 |  | 0.36 | 0.34 | 0.23 | 26.17 | 1367.262 | 0.74
D | 4002 | 2020-09-14 | 12 | ON | 17.65 | 7.49 | 0.16 | 0.01 | 0.05 | 0.52 | 0 | 0 | -0.23 | -0.08 | 0 |  | 0.36 | 0.34 | 0.23 | 26.5 | 1379.194 | 0.74
D | 4002 | 2020-09-14 | 13 | ON | 16.69 | 7.49 | 0.16 | 0.01 | 0.06 | 0.58 | 0 | -0.01 | -0.24 | -0.08 | 0 |  | 0.36 | 0.34 | 0.23 | 25.59 | 1382.003 | 0.81
D | 4002 | 2020-09-14 | 14 | ON | 16.37 | 7.49 | 0.16 | 0.01 | 0.06 | 0.57 | 0 | 0 | -0.26 | -0.08 | 0 |  | 0.36 | 0.34 | 0.23 | 25.25 | 1386.097 | 0.8
D | 4002 | 2020-09-14 | 15 | ON | 16.23 | 7.49 | 0.16 | 0.01 | 0.07 | 0.57 | 0 | -0.01 | -0.25 | -0.08 | 0 |  | 0.36 | 0.34 | 0.23 | 25.12 | 1381.616 | 0.81
D | 4002 | 2020-09-14 | 16 | ON | 16.81 | 7.49 | 0.16 | 0.01 | 0.07 | 0.56 | 0 | -0.02 | -0.27 | -0.08 | 0 |  | 0.36 | 0.34 | 0.23 | 25.66 | 1376.399 | 0.8
D | 4002 | 2020-09-14 | 17 | ON | 18.27 | 7.49 | 0.16 | 0.01 | 0.07 | 0.55 | 0 | -0.01 | -0.26 | -0.08 | 0 |  | 0.36 | 0.34 | 0.23 | 27.13 | 1378.47 | 0.79
D | 4002 | 2020-09-14 | 18 | ON | 19.51 | 7.49 | 0.16 | 0.01 | 0.07 | 0.54 | 0 | -0.02 | -0.32 | -0.08 | 0 |  | 0.36 | 0.34 | 0.23 | 28.29 | 1388.434 | 0.78
D | 4002 | 2020-09-14 | 19 | ON | 20.92 | 7.49 | 0.16 | 0.01 | 0.06 | 0.55 | 0 | -0.03 | -0.29 | -0.08 | 0 |  | 0.36 | 0.34 | 0.23 | 29.72 | 1381.32 | 0.78
D | 4002 | 2020-09-14 | 20 | ON | 22.07 | 7.49 | 0.16 | 0.01 | 0.06 | 0.55 | 0 | -0.01 | -0.27 | -0.08 | 0 |  | 0.36 | 0.34 | 0.23 | 30.91 | 1377.135 | 0.78
D | 4002 | 2020-09-14 | 21 | ON | 18.77 | 7.49 | 0.16 | 0.01 | 0.07 | 0.59 | 0 | -0.02 | -0.21 | -0.08 | 0 |  | 0.36 | 0.34 | 0.23 | 27.71 | 1299.437 | 0.83
D | 4002 | 2020-09-14 | 22 | ON | 17.63 | 7.49 | 0.16 | 0.01 | 0.1 | 0.64 | 0 | -0.02 | -0.24 | -0.08 | 0 |  | 0.36 | 0.34 | 0.23 | 26.62 | 1184.777 | 0.91
D | 4002 | 2020-09-14 | 23 | ON | 12.62 | 7.49 | 0.16 | 0.01 | 0.13 | 0.7 | 0 | -0.02 | -0.19 | -0.08 | 0 |  | 0.36 | 0.34 | 0.23 | 21.75 | 1070.224 | 1
D | 4002 | 2020-09-14 | 24 | OFF | 4.99 | 7.49 | 0.16 | 0.01 | 0.17 | 0 | 0 | -0.03 | -0.14 | -0.08 | 0 |  | 0.36 | 0.34 | 0.23 | 13.5 | 975.79 | 0.34
D | 4002 | 2020-09-15 | 1 | OFF | 13.74 | 7.49 | 0.18 | 0.02 | 0.06 | 0 | 0 | -0.01 | -0.12 | -0.08 | 0 |  | 0.36 | 0.34 | 0.23 | 22.21 | 915.888 | 0.26
D | 4002 | 2020-09-15 | 2 | OFF | 14.86 | 7.49 | 0.18 | 0.02 | 0.05 | 0 | 0 | -0.03 | -0.09 | -0.08 | 0 |  | 0.36 | 0.34 | 0.23 | 23.33 | 880.342 | 0.25
D | 4002 | 2020-09-15 | 3 | OFF | 14.12 | 7.49 | 0.18 | 0.02 | 0.05 | 0 | 0 | -0.02 | -0.09 | -0.08 | 0 |  | 0.36 | 0.34 | 0.23 | 22.6 | 861.697 | 0.25
D | 4002 | 2020-09-15 | 4 | OFF | 13.44 | 7.49 | 0.18 | 0.02 | 0.06 | 0 | 0 | -0.01 | -0.09 | -0.08 | 0 |  | 0.36 | 0.34 | 0.23 | 21.94 | 861.549 | 0.26
D | 4002 | 2020-09-15 | 5 | OFF | 13.17 | 7.49 | 0.18 | 0.02 | 0.07 | 0 | 0 | -0.02 | -0.09 | -0.08 | 0 |  | 0.36 | 0.34 | 0.23 | 21.67 | 894.309 | 0.27
D | 4002 | 2020-09-15 | 6 | OFF | 13.69 | 7.49 | 0.18 | 0.02 | 0.07 | 0 | 0 | -0.02 | -0.1 | -0.08 | 0 |  | 0.36 | 0.34 | 0.23 | 22.18 | 980.121 | 0.27
D | 4002 | 2020-09-15 | 7 | OFF | 17.59 | 7.49 | 0.18 | 0.02 | 0.15 | 0 | 0.08 | -0.01 | -0.14 | -0.08 | 0 |  | 0.36 | 0.34 | 0.23 | 26.21 | 1109.688 | 0.43
D | 4002 | 2020-09-15 | 8 | ON | 18.72 | 7.49 | 0.18 | 0.02 | 0.14 | 0.68 | 0 | 0.01 | -0.26 | -0.08 | 0 |  | 0.36 | 0.34 | 0.23 | 27.83 | 1198.344 | 1.02
D | 4002 | 2020-09-15 | 9 | ON | 26.45 | 7.49 | 0.18 | 0.02 | 0.18 | 0.66 | 0.15 | -0.01 | -0.24 | -0.08 | 0 |  | 0.36 | 0.34 | 0.23 | 35.73 | 1237.558 | 1.19
D | 4002 | 2020-09-15 | 10 | ON | 21.77 | 7.49 | 0.18 | 0.02 | 0.18 | 0.66 | 0.15 | 0.03 | -0.16 | -0.08 | 0 |  | 0.36 | 0.34 | 0.23 | 31.17 | 1243.937 | 1.19
D | 4002 | 2020-09-15 | 11 | ON | 20.17 | 7.49 | 0.18 | 0.02 | 0.1 | 0.67 | 0.17 | -0.01 | -0.15 | -0.08 | 0 |  | 0.36 | 0.34 | 0.23 | 29.49 | 1252.013 | 1.14
D | 4002 | 2020-09-15 | 12 | ON | 16.48 | 7.49 | 0.18 | 0.02 | 0.08 | 0.67 | 0 | -0.01 | -0.18 | -0.08 | 0 |  | 0.36 | 0.34 | 0.23 | 25.58 | 1260.134 | 0.95
D | 4002 | 2020-09-15 | 13 | ON | 16.26 | 7.49 | 0.18 | 0.02 | 0.08 | 0.67 | 0 | 0 | -0.16 | -0.08 | 0 |  | 0.36 | 0.34 | 0.23 | 25.39 | 1263.045 | 0.95
D | 4002 | 2020-09-15 | 14 | ON | 17.65 | 7.49 | 0.18 | 0.02 | 0.07 | 0.66 | 0 | -0.01 | -0.15 | -0.08 | 0 |  | 0.36 | 0.34 | 0.23 | 26.76 | 1263.993 | 0.93
D | 4002 | 2020-09-15 | 15 | ON | 18.14 | 7.49 | 0.18 | 0.02 | 0.07 | 0.66 | 0 | 0.01 | -0.16 | -0.08 | 0 |  | 0.36 | 0.34 | 0.23 | 27.26 | 1257.707 | 0.93
D | 4002 | 2020-09-15 | 16 | ON | 19 | 7.49 | 0.18 | 0.02 | 0.07 | 0.65 | 0 | -0.02 | -0.17 | -0.08 | 0 |  | 0.36 | 0.34 | 0.23 | 28.07 | 1256.306 | 0.92
D | 4002 | 2020-09-15 | 17 | ON | 19.17 | 7.49 | 0.18 | 0.02 | 0.07 | 0.63 | 0 | 0 | -0.2 | -0.08 | 0 |  | 0.36 | 0.34 | 0.23 | 28.21 | 1279.136 | 0.9
D | 4002 | 2020-09-15 | 18 | ON | 19.05 | 7.49 | 0.18 | 0.02 | 0.09 | 0.6 | 0.01 | -0.01 | -0.21 | -0.08 | 0 |  | 0.36 | 0.34 | 0.23 | 28.07 | 1317.173 | 0.9
D | 4002 | 2020-09-15 | 19 | ON | 30.23 | 7.49 | 0.18 | 0.02 | 0.18 | 0.59 | 0.18 | 0.04 | -0.29 | -0.08 | 0 |  | 0.36 | 0.34 | 0.23 | 39.47 | 1336.937 | 1.15
D | 4002 | 2020-09-15 | 20 | ON | 28.99 | 7.49 | 0.18 | 0.02 | 0.12 | 0.59 | 0.01 | 0.01 | -0.29 | -0.08 | 0 |  | 0.36 | 0.34 | 0.23 | 37.97 | 1344.004 | 0.92
D | 4002 | 2020-09-15 | 21 | ON | 22.95 | 7.49 | 0.18 | 0.02 | 0.13 | 0.62 | 0 | 0.04 | -0.14 | -0.08 | 0 |  | 0.36 | 0.34 | 0.23 | 32.14 | 1270.5 | 0.95
D | 4002 | 2020-09-15 | 22 | ON | 16.32 | 7.49 | 0.18 | 0.02 | 0.14 | 0.66 | 0 | 0 | -0.16 | -0.08 | 0 |  | 0.36 | 0.34 | 0.23 | 25.5 | 1163.632 | 1
D | 4002 | 2020-09-15 | 23 | ON | 14.19 | 7.49 | 0.18 | 0.02 | 0.12 | 0.73 | 0 | -0.02 | -0.15 | -0.08 | 0 |  | 0.36 | 0.34 | 0.23 | 23.41 | 1052.771 | 1.05
D | 4002 | 2020-09-15 | 24 | OFF | 13.69 | 7.49 | 0.18 | 0.02 | 0.12 | 0 | 0 | 0 | -0.15 | -0.08 | 0 |  | 0.36 | 0.34 | 0.23 | 22.2 | 961.608 | 0.32
D | 4002 | 2020-09-16 | 1 | OFF | 13.98 | 7.49 | 0.17 | 0.04 | 0.07 | 0 | 0 | 0.01 | -0.11 | -0.08 | 0 |  | 0.36 | 0.34 | 0.23 | 22.5 | 904.754 | 0.28
D | 4002 | 2020-09-16 | 2 | OFF | 14.43 | 7.49 | 0.17 | 0.04 | 0.05 | 0 | 0 | 0.02 | -0.1 | -0.08 | 0 |  | 0.36 | 0.34 | 0.23 | 22.95 | 872.999 | 0.26
D | 4002 | 2020-09-16 | 3 | OFF | 13.67 | 7.49 | 0.17 | 0.04 | 0.07 | 0 | 0 | 0.01 | -0.08 | -0.08 | 0 |  | 0.36 | 0.34 | 0.23 | 22.22 | 856.706 | 0.28
D | 4002 | 2020-09-16 | 4 | OFF | 13.44 | 7.49 | 0.17 | 0.04 | 0.07 | 0 | 0 | 0 | -0.07 | -0.08 | 0 |  | 0.36 | 0.34 | 0.23 | 21.99 | 860.905 | 0.28
D | 4002 | 2020-09-16 | 5 | OFF | 13.51 | 7.49 | 0.17 | 0.04 | 0.07 | 0 | 0 | 0.01 | -0.07 | -0.08 | 0 |  | 0.36 | 0.34 | 0.23 | 22.07 | 891.997 | 0.28
D | 4002 | 2020-09-16 | 6 | OFF | 17.79 | 7.49 | 0.17 | 0.04 | 0.1 | 0 | 0 | 0.01 | -0.02 | -0.08 | 0 |  | 0.36 | 0.34 | 0.23 | 26.43 | 977.25 | 0.31
D | 4002 | 2020-09-16 | 7 | OFF | 26.54 | 7.49 | 0.17 | 0.04 | 0.41 | 0 | 0 | 0 | -0.15 | -0.08 | 0 |  | 0.36 | 0.34 | 0.23 | 35.35 | 1112.703 | 0.62
D | 4002 | 2020-09-16 | 8 | ON | 31.68 | 7.49 | 0.17 | 0.04 | 0.42 | 0.67 | 0.07 | 0 | -0.26 | -0.08 | 0 |  | 0.36 | 0.34 | 0.23 | 41.13 | 1209.617 | 1.37
D | 4002 | 2020-09-16 | 9 | ON | 28.76 | 7.49 | 0.17 | 0.04 | 0.17 | 0.65 | 0.31 | 0 | -0.23 | -0.08 | 0 |  | 0.36 | 0.34 | 0.23 | 38.21 | 1255.072 | 1.34
D | 4002 | 2020-09-16 | 10 | ON | 22.66 | 7.49 | 0.17 | 0.04 | 0.18 | 0.65 | 0.31 | 0 | -0.17 | -0.08 | 0 |  | 0.36 | 0.34 | 0.23 | 32.18 | 1270.716 | 1.35
D | 4002 | 2020-09-16 | 11 | ON | 16.27 | 7.49 | 0.17 | 0.04 | 0.1 | 0.65 | 0.05 | -0.01 | -0.17 | -0.08 | 0 |  | 0.36 | 0.34 | 0.23 | 25.44 | 1283.238 | 1.01
D | 4002 | 2020-09-16 | 12 | ON | 14.7 | 7.49 | 0.17 | 0.04 | 0.08 | 0.65 | 0 | -0.02 | -0.14 | -0.08 | 0 |  | 0.36 | 0.34 | 0.23 | 23.82 | 1293.246 | 0.94
D | 4002 | 2020-09-16 | 13 | ON | 13.95 | 7.49 | 0.17 | 0.04 | 0.12 | 0.65 | 0 | 0.01 | -0.15 | -0.08 | 0 |  | 0.36 | 0.34 | 0.23 | 23.13 | 1299.878 | 0.98
D | 4002 | 2020-09-16 | 14 | ON | 14.13 | 7.49 | 0.17 | 0.04 | 0.09 | 0.64 | 0 | -0.01 | -0.14 | -0.08 | 0 |  | 0.36 | 0.34 | 0.23 | 23.26 | 1304.631 | 0.94
D | 4002 | 2020-09-16 | 15 | ON | 14.55 | 7.49 | 0.17 | 0.04 | 0.08 | 0.63 | 0 | -0.01 | -0.15 | -0.08 | 0 |  | 0.36 | 0.34 | 0.23 | 23.65 | 1307.448 | 0.92
D | 4002 | 2020-09-16 | 16 | ON | 16.53 | 7.49 | 0.17 | 0.04 | 0.07 | 0.62 | 0 | 0 | -0.16 | -0.08 | 0 |  | 0.36 | 0.34 | 0.23 | 25.61 | 1316.798 | 0.9
D | 4002 | 2020-09-16 | 17 | ON | 19.54 | 7.49 | 0.17 | 0.04 | 0.08 | 0.6 | 0.03 | -0.02 | -0.13 | -0.08 | 0 |  | 0.36 | 0.34 | 0.23 | 28.65 | 1338.974 | 0.92
D | 4002 | 2020-09-16 | 18 | ON | 22.33 | 7.49 | 0.17 | 0.04 | 0.16 | 0.58 | 0.03 | 0.01 | -0.28 | -0.08 | 0 |  | 0.36 | 0.34 | 0.23 | 31.38 | 1367.387 | 0.98
D | 4002 | 2020-09-16 | 19 | ON | 27.05 | 7.49 | 0.17 | 0.04 | 0.16 | 0.57 | 0 | -0.03 | -0.24 | -0.08 | 0 |  | 0.36 | 0.34 | 0.23 | 36.06 | 1386.069 | 0.94
D | 4002 | 2020-09-16 | 20 | ON | 26.01 | 7.49 | 0.17 | 0.04 | 0.25 | 0.57 | 0 | -0.01 | -0.29 | -0.08 | 0 |  | 0.36 | 0.34 | 0.23 | 35.08 | 1399.189 | 1.03
D | 4002 | 2020-09-16 | 21 | ON | 22.03 | 7.49 | 0.17 | 0.04 | 0.15 | 0.6 | 0 | -0.02 | -0.15 | -0.08 | 0 |  | 0.36 | 0.34 | 0.23 | 31.16 | 1330.646 | 0.96
D | 4002 | 2020-09-16 | 22 | ON | 14.58 | 7.49 | 0.17 | 0.04 | 0.14 | 0.64 | 0 | -0.01 | -0.15 | -0.08 | 0 |  | 0.36 | 0.34 | 0.23 | 23.75 | 1223.008 | 0.99
D | 4002 | 2020-09-16 | 23 | ON | 13.52 | 7.49 | 0.17 | 0.04 | 0.1 | 0.7 | 0 | 0 | -0.13 | -0.08 | 0 |  | 0.36 | 0.34 | 0.23 | 22.74 | 1111.932 | 1.01
D | 4002 | 2020-09-16 | 24 | OFF | 12.8 | 7.49 | 0.17 | 0.04 | 0.08 | 0 | 0 | 0.01 | -0.11 | -0.08 | 0 |  | 0.36 | 0.34 | 0.23 | 21.33 | 1017.94 | 0.29
D | 4002 | 2020-09-17 | 1 | OFF | 13.07 | 7.49 | 0.17 | 0.01 | 0.06 | 0 | 0 | -0.01 | -0.09 | -0.08 | 0 |  | 0.36 | 0.34 | 0.23 | 21.55 | 954.397 | 0.24
D | 4002 | 2020-09-17 | 2 | OFF | 13.16 | 7.49 | 0.17 | 0.01 | 0.07 | 0 | 0 | 0.02 | -0.09 | -0.08 | 0 |  | 0.36 | 0.34 | 0.23 | 21.68 | 919.2 | 0.25
D | 4002 | 2020-09-17 | 3 | OFF | 12.97 | 7.49 | 0.17 | 0.01 | 0.07 | 0 | 0 | 0 | -0.1 | -0.08 | 0 |  | 0.36 | 0.34 | 0.23 | 21.46 | 899.732 | 0.25
D | 4002 | 2020-09-17 | 4 | OFF | 13.26 | 7.49 | 0.17 | 0.01 | 0.07 | 0 | 0 | -0.03 | -0.1 | -0.08 | 0 |  | 0.36 | 0.34 | 0.23 | 21.72 | 897.844 | 0.25
D | 4002 | 2020-09-17 | 5 | OFF | 14.13 | 7.49 | 0.17 | 0.01 | 0.07 | 0 | 0 | -0.01 | -0.09 | -0.08 | 0 |  | 0.36 | 0.34 | 0.23 | 22.62 | 920.672 | 0.25
D | 4002 | 2020-09-17 | 6 | OFF | 14.18 | 7.49 | 0.17 | 0.01 | 0.09 | 0 | 0 | 0.07 | -0.08 | -0.08 | 0 |  | 0.36 | 0.34 | 0.23 | 22.78 | 1002.682 | 0.27
D | 4002 | 2020-09-17 | 7 | OFF | 13.45 | 7.49 | 0.17 | 0.01 | 0.19 | 0 | 0 | 0.03 | -0.14 | -0.08 | 0 |  | 0.36 | 0.34 | 0.23 | 22.05 | 1132.758 | 0.37
D | 4002 | 2020-09-17 | 8 | ON | 14.39 | 7.49 | 0.17 | 0.01 | 0.14 | 0.66 | 0 | 0 | -0.16 | -0.08 | 0 |  | 0.36 | 0.34 | 0.23 | 23.55 | 1224.677 | 0.98
D | 4002 | 2020-09-17 | 9 | ON | 15.16 | 7.49 | 0.17 | 0.01 | 0.14 | 0.63 | 0 | 0 | -0.19 | -0.08 | 0 |  | 0.36 | 0.34 | 0.23 | 24.26 | 1266.73 | 0.95
D | 4002 | 2020-09-17 | 10 | ON | 15.11 | 7.49 | 0.17 | 0.01 | 0.09 | 0.62 | 0 | 0.02 | -0.17 | -0.08 | 0 |  | 0.36 | 0.34 | 0.23 | 24.19 | 1292.67 | 0.89
D | 4002 | 2020-09-17 | 11 | ON | 15.88 | 7.49 | 0.17 | 0.01 | 0.08 | 0.61 | 0 | -0.01 | -0.18 | -0.08 | 0 |  | 0.36 | 0.34 | 0.23 | 24.9 | 1315.786 | 0.87
D | 4002 | 2020-09-17 | 12 | ON | 14.2 | 7.49 | 0.17 | 0.01 | 0.11 | 0.6 | 0 | 0.01 | -0.19 | -0.08 | 0 |  | 0.36 | 0.34 | 0.23 | 23.25 | 1344.529 | 0.89
D | 4002 | 2020-09-17 | 13 | ON | 15.02 | 7.49 | 0.17 | 0.01 | 0.1 | 0.59 | 0 | 0 | -0.2 | -0.08 | 0 |  | 0.36 | 0.34 | 0.23 | 24.03 | 1357.559 | 0.87
D | 4002 | 2020-09-17 | 14 | ON | 15.55 | 7.49 | 0.17 | 0.01 | 0.11 | 0.59 | 0 | 0 | -0.21 | -0.08 | 0 |  | 0.36 | 0.34 | 0.23 | 24.56 | 1378.026 | 0.88
D | 4002 | 2020-09-17 | 15 | ON | 16.3 | 7.49 | 0.17 | 0.01 | 0.08 | 0.58 | 0 | -0.01 | -0.25 | -0.08 | 0 |  | 0.36 | 0.34 | 0.23 | 25.22 | 1388.492 | 0.84
D | 4002 | 2020-09-17 | 16 | ON | 16.76 | 7.49 | 0.17 | 0.01 | 0.07 | 0.57 | 0 | 0 | -0.27 | -0.08 | 0 |  | 0.36 | 0.34 | 0.23 | 25.65 | 1391.312 | 0.82
D | 4002 | 2020-09-17 | 17 | ON | 17 | 7.49 | 0.17 | 0.01 | 0.08 | 0.56 | 0 | 0 | -0.29 | -0.08 | 0 |  | 0.36 | 0.34 | 0.23 | 25.87 | 1393.452 | 0.82
D | 4002 | 2020-09-17 | 18 | ON | 19.35 | 7.49 | 0.17 | 0.01 | 0.1 | 0.55 | 0 | -0.01 | -0.3 | -0.08 | 0 |  | 0.36 | 0.34 | 0.23 | 28.21 | 1411.864 | 0.83
D | 4002 | 2020-09-17 | 19 | ON | 21.93 | 7.49 | 0.17 | 0.01 | 0.07 | 0.55 | 0 | 0 | -0.29 | -0.08 | 0 |  | 0.36 | 0.34 | 0.23 | 30.78 | 1418.861 | 0.8
D | 4002 | 2020-09-17 | 20 | ON | 24.58 | 7.49 | 0.17 | 0.01 | 0.06 | 0.55 | 0 | -0.01 | -0.3 | -0.08 | 0 |  | 0.36 | 0.34 | 0.23 | 33.4 | 1408.085 | 0.79
D | 4002 | 2020-09-17 | 21 | ON | 26.45 | 7.49 | 0.17 | 0.01 | 0.09 | 0.57 | 0.03 | 0.03 | -0.19 | -0.08 | 0 |  | 0.36 | 0.34 | 0.23 | 35.5 | 1328.892 | 0.87
D | 4002 | 2020-09-17 | 22 | ON | 24.4 | 7.49 | 0.17 | 0.01 | 0.2 | 0.61 | 0.09 | -0.03 | -0.2 | -0.08 | 0 |  | 0.36 | 0.34 | 0.23 | 33.59 | 1220.337 | 1.08
D | 4002 | 2020-09-17 | 23 | ON | 14.52 | 7.49 | 0.17 | 0.01 | 0.2 | 0.67 | 0 | -0.01 | -0.14 | -0.08 | 0 |  | 0.36 | 0.34 | 0.23 | 23.76 | 1110.865 | 1.05
D | 4002 | 2020-09-17 | 24 | OFF | 15.34 | 7.49 | 0.17 | 0.01 | 0.16 | 0 | 0.04 | -0.02 | -0.15 | -0.08 | 0 |  | 0.36 | 0.34 | 0.23 | 23.89 | 1019.903 | 0.38
D | 4002 | 2020-09-18 | 1 | OFF | 14.58 | 7.49 | 0.23 | 0.04 | 0.06 | 0 | 0 | -0.03 | -0.14 | -0.08 | 0 |  | 0.36 | 0.34 | 0.23 | 23.08 | 958.424 | 0.33
D | 4002 | 2020-09-18 | 2 | OFF | 14.79 | 7.49 | 0.23 | 0.04 | 0.09 | 0 | 0 | 0 | -0.09 | -0.08 | 0 |  | 0.36 | 0.34 | 0.23 | 23.4 | 918.144 | 0.36
D | 4002 | 2020-09-18 | 3 | OFF | 13.07 | 7.49 | 0.23 | 0.04 | 0.07 | 0 | 0 | 0.03 | -0.1 | -0.08 | 0 |  | 0.36 | 0.34 | 0.23 | 21.68 | 895.715 | 0.34
D | 4002 | 2020-09-18 | 4 | OFF | 12.58 | 7.49 | 0.23 | 0.04 | 0.05 | 0 | 0 | 0.01 | -0.09 | -0.08 | 0 |  | 0.36 | 0.34 | 0.23 | 21.16 | 892.381 | 0.32
D | 4002 | 2020-09-18 | 5 | OFF | 12.7 | 7.49 | 0.23 | 0.04 | 0.05 | 0 | 0 | -0.01 | -0.1 | -0.08 | 0 |  | 0.36 | 0.34 | 0.23 | 21.25 | 918.435 | 0.32
D | 4002 | 2020-09-18 | 6 | OFF | 15.19 | 7.49 | 0.23 | 0.04 | 0.1 | 0 | 0 | -0.01 | -0.1 | -0.08 | 0 |  | 0.36 | 0.34 | 0.23 | 23.79 | 995.812 | 0.37
D | 4002 | 2020-09-18 | 7 | OFF | 25.13 | 7.49 | 0.23 | 0.04 | 0.34 | 0 | 0 | 0.02 | -0.14 | -0.08 | 0 |  | 0.36 | 0.34 | 0.23 | 33.96 | 1113.274 | 0.61
D | 4002 | 2020-09-18 | 8 | ON | 27.38 | 7.49 | 0.23 | 0.04 | 0.3 | 0.65 | 0.01 | -0.02 | -0.29 | -0.08 | 0 |  | 0.36 | 0.34 | 0.23 | 36.64 | 1206.194 | 1.23
D | 4002 | 2020-09-18 | 9 | ON | 27.94 | 7.49 | 0.23 | 0.04 | 0.14 | 0.63 | 0 | 0 | -0.29 | -0.08 | 0 |  | 0.36 | 0.34 | 0.23 | 37.03 | 1259.388 | 1.04
D | 4002 | 2020-09-18 | 10 | ON | 28.09 | 7.49 | 0.23 | 0.04 | 0.12 | 0.63 | 0 | -0.01 | -0.28 | -0.08 | 0 |  | 0.36 | 0.34 | 0.23 | 37.16 | 1283.386 | 1.02
D | 4002 | 2020-09-18 | 11 | ON | 28.12 | 7.49 | 0.23 | 0.04 | 0.15 | 0.63 | 0.08 | 0 | -0.25 | -0.08 | 0 |  | 0.36 | 0.34 | 0.23 | 37.34 | 1294.557 | 1.13
D | 4002 | 2020-09-18 | 12 | ON | 24.89 | 7.49 | 0.23 | 0.04 | 0.16 | 0.6 | 0.18 | 0.01 | -0.21 | -0.08 | 0 |  | 0.36 | 0.34 | 0.23 | 34.24 | 1293.971 | 1.21
D | 4002 | 2020-09-18 | 13 | ON | 24.14 | 7.49 | 0.23 | 0.04 | 0.18 | 0.63 | 0.29 | 0 | -0.18 | -0.08 | 0 |  | 0.36 | 0.34 | 0.23 | 33.67 | 1276.943 | 1.37
D | 4002 | 2020-09-18 | 14 | ON | 17.88 | 7.49 | 0.23 | 0.04 | 0.11 | 0.64 | 0.05 | -0.01 | -0.15 | -0.08 | 0 |  | 0.36 | 0.34 | 0.23 | 27.13 | 1261.885 | 1.07
D | 4002 | 2020-09-18 | 15 | ON | 15.92 | 7.49 | 0.23 | 0.04 | 0.09 | 0.65 | 0 | -0.01 | -0.13 | -0.08 | 0 |  | 0.36 | 0.34 | 0.23 | 25.13 | 1246.961 | 1.01
D | 4002 | 2020-09-18 | 16 | ON | 15.67 | 7.49 | 0.23 | 0.04 | 0.1 | 0.65 | 0 | -0.01 | -0.11 | -0.08 | 0 |  | 0.36 | 0.34 | 0.23 | 24.91 | 1235.554 | 1.02
D | 4002 | 2020-09-18 | 17 | ON | 20.61 | 7.49 | 0.23 | 0.04 | 0.09 | 0.63 | 0.03 | -0.02 | -0.09 | -0.08 | 0 |  | 0.36 | 0.34 | 0.23 | 29.86 | 1244.972 | 1.02
D | 4002 | 2020-09-18 | 18 | ON | 28.12 | 7.49 | 0.23 | 0.04 | 0.15 | 0.62 | 0.11 | -0.01 | -0.11 | -0.08 | 0 |  | 0.36 | 0.34 | 0.23 | 37.49 | 1274.826 | 1.15
D | 4002 | 2020-09-18 | 19 | ON | 25.24 | 7.49 | 0.23 | 0.04 | 0.14 | 0.61 | 0.07 | -0.02 | -0.16 | -0.08 | 0 |  | 0.36 | 0.34 | 0.23 | 34.49 | 1283.159 | 1.09
D | 4002 | 2020-09-18 | 20 | ON | 27.43 | 7.49 | 0.23 | 0.04 | 0.12 | 0.61 | 0.21 | 0.03 | -0.17 | -0.08 | 0 |  | 0.36 | 0.34 | 0.23 | 36.84 | 1289.388 | 1.21
D | 4002 | 2020-09-18 | 21 | ON | 26.47 | 7.49 | 0.23 | 0.04 | 0.17 | 0.63 | 0.14 | 0 | -0.17 | -0.08 | 0 |  | 0.36 | 0.34 | 0.23 | 35.85 | 1236.625 | 1.21
D | 4002 | 2020-09-18 | 22 | ON | 25.06 | 7.49 | 0.23 | 0.04 | 0.25 | 0.68 | 0.21 | -0.03 | -0.15 | -0.08 | 0 |  | 0.36 | 0.34 | 0.23 | 34.63 | 1149.961 | 1.41
D | 4002 | 2020-09-18 | 23 | ON | 19.7 | 7.49 | 0.23 | 0.04 | 0.28 | 0.73 | 0.12 | -0.02 | -0.15 | -0.08 | 0 |  | 0.36 | 0.34 | 0.23 | 29.27 | 1051.785 | 1.4
D | 4002 | 2020-09-18 | 24 | OFF | 13.36 | 7.49 | 0.23 | 0.04 | 0.1 | 0 | 0 | 0.01 | -0.13 | -0.08 | 0 |  | 0.36 | 0.34 | 0.23 | 21.95 | 959.876 | 0.37
D | 4002 | 2020-09-19 | 1 | OFF | 12.71 | 7.49 | 0.11 | 0.02 | 0.09 | 0 | 0 | 0.02 | -0.09 | -0.08 | 0 |  | 0.36 | 0.34 | 0.23 | 21.2 | 897.973 | 0.22
D | 4002 | 2020-09-19 | 2 | OFF | 11.48 | 7.49 | 0.11 | 0.02 | 0.05 | 0 | 0 | 0.02 | -0.07 | -0.08 | 0 |  | 0.36 | 0.34 | 0.23 | 19.95 | 857.455 | 0.18
D | 4002 | 2020-09-19 | 3 | OFF | 11.42 | 7.49 | 0.11 | 0.02 | 0.08 | 0 | 0 | -0.01 | -0.08 | -0.08 | 0 |  | 0.36 | 0.34 | 0.23 | 19.88 | 838.5 | 0.21
D | 4002 | 2020-09-19 | 4 | OFF | 11.28 | 7.49 | 0.11 | 0.02 | 0.06 | 0 | 0 | -0.01 | -0.06 | -0.08 | 0 |  | 0.36 | 0.34 | 0.23 | 19.74 | 833.628 | 0.19
D | 4002 | 2020-09-19 | 5 | OFF | 11.32 | 7.49 | 0.11 | 0.02 | 0.08 | 0 | 0 | 0.02 | -0.08 | -0.08 | 0 |  | 0.36 | 0.34 | 0.23 | 19.81 | 845.037 | 0.21
D | 4002 | 2020-09-19 | 6 | OFF | 12.17 | 7.49 | 0.11 | 0.02 | 0.07 | 0 | 0 | 0.01 | -0.08 | -0.08 | 0 |  | 0.36 | 0.34 | 0.23 | 20.64 | 885.203 | 0.2
D | 4002 | 2020-09-19 | 7 | OFF | 14.62 | 7.49 | 0.11 | 0.02 | 0.13 | 0 | 0 | -0.01 | -0.09 | -0.08 | 0 |  | 0.36 | 0.34 | 0.23 | 23.12 | 945.066 | 0.26
D | 4002 | 2020-09-19 | 8 | OFF | 18.78 | 7.49 | 0.11 | 0.02 | 0.22 | 0 | 0.06 | -0.03 | -0.1 | -0.08 | 0 |  | 0.36 | 0.34 | 0.23 | 27.4 | 1021.62 | 0.41
D | 4002 | 2020-09-19 | 9 | OFF | 26.72 | 7.49 | 0.11 | 0.02 | 0.45 | 0 | 0.37 | -0.02 | -0.18 | -0.08 | 0 |  | 0.36 | 0.34 | 0.23 | 35.81 | 1092.25 | 0.95
D | 4002 | 2020-09-19 | 10 | OFF | 17.03 | 7.49 | 0.11 | 0.02 | 0.24 | 0 | 0.2 | 0.03 | -0.12 | -0.08 | 0 |  | 0.36 | 0.34 | 0.23 | 25.85 | 1120.912 | 0.57
D | 4002 | 2020-09-19 | 11 | OFF | 11.37 | 7.49 | 0.11 | 0.02 | 0.13 | 0 | 0 | 0.01 | -0.09 | -0.08 | 0 |  | 0.36 | 0.34 | 0.23 | 19.89 | 1120.11 | 0.26
D | 4002 | 2020-09-19 | 12 | OFF | 10.39 | 7.49 | 0.11 | 0.02 | 0.11 | 0 | 0 | 0 | -0.08 | -0.08 | 0 |  | 0.36 | 0.34 | 0.23 | 18.89 | 1111.499 | 0.24
D | 4002 | 2020-09-19 | 13 | OFF | 10.77 | 7.49 | 0.11 | 0.02 | 0.11 | 0 | 0 | 0 | -0.08 | -0.08 | 0 |  | 0.36 | 0.34 | 0.23 | 19.27 | 1095.961 | 0.24
D | 4002 | 2020-09-19 | 14 | OFF | 10.93 | 7.49 | 0.11 | 0.02 | 0.1 | 0 | 0 | 0 | -0.07 | -0.08 | 0 |  | 0.36 | 0.34 | 0.23 | 19.43 | 1077.184 | 0.23
D | 4002 | 2020-09-19 | 15 | OFF | 10.18 | 7.49 | 0.11 | 0.02 | 0.06 | 0 | 0 | 0 | -0.06 | -0.08 | 0 |  | 0.36 | 0.34 | 0.23 | 18.65 | 1067.964 | 0.19
D | 4002 | 2020-09-19 | 16 | OFF | 10.09 | 7.49 | 0.11 | 0.02 | 0.09 | 0 | 0 | -0.01 | -0.06 | -0.08 | 0 |  | 0.36 | 0.34 | 0.23 | 18.58 | 1078.97 | 0.22
D | 4002 | 2020-09-19 | 17 | OFF | 10.22 | 7.49 | 0.11 | 0.02 | 0.08 | 0 | 0 | 0 | -0.06 | -0.08 | 0 |  | 0.36 | 0.34 | 0.23 | 18.71 | 1122.078 | 0.21
D | 4002 | 2020-09-19 | 18 | OFF | 19 | 7.49 | 0.11 | 0.02 | 0.11 | 0 | 0.02 | -0.01 | 0.04 | -0.08 | 0 |  | 0.36 | 0.34 | 0.23 | 27.63 | 1174.748 | 0.26
D | 4002 | 2020-09-19 | 19 | OFF | 28.78 | 7.49 | 0.11 | 0.02 | 0.26 | 0 | 0.03 | 0 | -0.18 | -0.08 | 0 |  | 0.36 | 0.34 | 0.23 | 37.36 | 1199.085 | 0.42
D | 4002 | 2020-09-19 | 20 | OFF | 27.99 | 7.49 | 0.11 | 0.02 | 0.19 | 0 | 0.13 | 0.05 | -0.21 | -0.08 | 0 |  | 0.36 | 0.34 | 0.23 | 36.62 | 1219.289 | 0.45
D | 4002 | 2020-09-19 | 21 | OFF | 23.79 | 7.49 | 0.11 | 0.02 | 0.24 | 0 | 0.51 | -0.02 | -0.12 | -0.08 | 0 |  | 0.36 | 0.34 | 0.23 | 32.87 | 1166.738 | 0.88
D | 4002 | 2020-09-19 | 22 | OFF | 19.53 | 7.49 | 0.11 | 0.02 | 0.26 | 0 | 0.17 | -0.01 | -0.14 | -0.08 | 0 |  | 0.36 | 0.34 | 0.23 | 28.28 | 1090.038 | 0.56
D | 4002 | 2020-09-19 | 23 | OFF | 12.39 | 7.49 | 0.11 | 0.02 | 0.24 | 0 | 0.01 | 0 | -0.09 | -0.08 | 0 |  | 0.36 | 0.34 | 0.23 | 21.02 | 1003.829 | 0.38
D | 4002 | 2020-09-19 | 24 | OFF | 11.38 | 7.49 | 0.11 | 0.02 | 0.13 | 0 | 0.01 | -0.01 | -0.07 | -0.08 | 0 |  | 0.36 | 0.34 | 0.23 | 19.91 | 927.657 | 0.27
D | 4002 | 2020-09-20 | 1 | OFF | 11.91 | 7.49 | 0.22 | 0.04 | 0.11 | 0 | 0 | -0.02 | -0.1 | -0.08 | 0 |  | 0.36 | 0.34 | 0.23 | 20.5 | 873.275 | 0.37
D | 4002 | 2020-09-20 | 2 | OFF | 11.9 | 7.49 | 0.22 | 0.04 | 0.08 | 0 | 0 | 0 | -0.08 | -0.08 | 0 |  | 0.36 | 0.34 | 0.23 | 20.5 | 840.296 | 0.34
D | 4002 | 2020-09-20 | 3 | OFF | 10.17 | 7.49 | 0.22 | 0.04 | 0.08 | 0 | 0 | -0.02 | -0.09 | -0.08 | 0 |  | 0.36 | 0.34 | 0.23 | 18.74 | 822.355 | 0.34
D | 4002 | 2020-09-20 | 4 | OFF | 10.84 | 7.49 | 0.22 | 0.04 | 0.06 | 0 | 0 | -0.01 | -0.07 | -0.08 | 0 |  | 0.36 | 0.34 | 0.23 | 19.42 | 819.588 | 0.32
D | 4002 | 2020-09-20 | 5 | OFF | 11.27 | 7.49 | 0.22 | 0.04 | 0.08 | 0 | 0 | -0.02 | -0.08 | -0.08 | 0 |  | 0.36 | 0.34 | 0.23 | 19.85 | 830.717 | 0.34
D | 4002 | 2020-09-20 | 6 | OFF | 12.61 | 7.49 | 0.22 | 0.04 | 0.09 | 0 | 0 | -0.02 | -0.08 | -0.08 | 0 |  | 0.36 | 0.34 | 0.23 | 21.2 | 861.135 | 0.35
D | 4002 | 2020-09-20 | 7 | OFF | 12.07 | 7.49 | 0.22 | 0.04 | 0.27 | 0 | 0 | -0.01 | -0.09 | -0.08 | 0 |  | 0.36 | 0.34 | 0.23 | 20.84 | 909.292 | 0.53
D | 4002 | 2020-09-20 | 8 | OFF | 15.96 | 7.49 | 0.22 | 0.04 | 0.26 | 0 | 0.2 | -0.03 | -0.1 | -0.08 | 0 |  | 0.36 | 0.34 | 0.23 | 24.89 | 979.394 | 0.72
D | 4002 | 2020-09-20 | 9 | OFF | 21.08 | 7.49 | 0.22 | 0.04 | 0.21 | 0 | 0.45 | -0.01 | -0.18 | -0.08 | 0 |  | 0.36 | 0.34 | 0.23 | 30.15 | 1059.048 | 0.92
D | 4002 | 2020-09-20 | 10 | OFF | 23.56 | 7.49 | 0.22 | 0.04 | 0.28 | 0 | 0.5 | -0.04 | -0.17 | -0.08 | 0 |  | 0.36 | 0.34 | 0.23 | 32.73 | 1098.787 | 1.04
D | 4002 | 2020-09-20 | 11 | OFF | 16.1 | 7.49 | 0.22 | 0.04 | 0.24 | 0 | 0.17 | -0.01 | -0.11 | -0.08 | 0 |  | 0.36 | 0.34 | 0.23 | 24.99 | 1105.525 | 0.67
D | 4002 | 2020-09-20 | 12 | OFF | 12.35 | 7.49 | 0.22 | 0.04 | 0.13 | 0 | 0 | -0.01 | -0.1 | -0.08 | 0 |  | 0.36 | 0.34 | 0.23 | 20.97 | 1110.177 | 0.39
D | 4002 | 2020-09-20 | 13 | OFF | 12.53 | 7.49 | 0.22 | 0.04 | 0.11 | 0 | 0 | -0.01 | -0.08 | -0.08 | 0 |  | 0.36 | 0.34 | 0.23 | 21.15 | 1115.333 | 0.37
D | 4002 | 2020-09-20 | 14 | OFF | 12.22 | 7.49 | 0.22 | 0.04 | 0.11 | 0 | 0 | 0 | -0.09 | -0.08 | 0 |  | 0.36 | 0.34 | 0.23 | 20.84 | 1100.259 | 0.37
D | 4002 | 2020-09-20 | 15 | OFF | 12.28 | 7.49 | 0.22 | 0.04 | 0.11 | 0 | 0 | -0.01 | -0.08 | -0.08 | 0 |  | 0.36 | 0.34 | 0.23 | 20.9 | 1087.914 | 0.37
D | 4002 | 2020-09-20 | 16 | OFF | 12.08 | 7.49 | 0.22 | 0.04 | 0.1 | 0 | 0 | 0 | -0.08 | -0.08 | 0 |  | 0.36 | 0.34 | 0.23 | 20.7 | 1096.905 | 0.36
D | 4002 | 2020-09-20 | 17 | OFF | 15.93 | 7.49 | 0.22 | 0.04 | 0.13 | 0 | 0.03 | 0 | 0.01 | -0.08 | 0 |  | 0.36 | 0.34 | 0.23 | 24.7 | 1147.302 | 0.42
D | 4002 | 2020-09-20 | 18 | OFF | 28.49 | 7.49 | 0.22 | 0.04 | 0.16 | 0 | 0.02 | 0.01 | -0.18 | -0.08 | 0 |  | 0.36 | 0.34 | 0.23 | 37.1 | 1214.861 | 0.44
D | 4002 | 2020-09-20 | 19 | OFF | 35.41 | 7.49 | 0.22 | 0.04 | 0.27 | 0 | 0.11 | -0.01 | -0.28 | -0.08 | 0 |  | 0.36 | 0.34 | 0.23 | 44.1 | 1245.308 | 0.64
D | 4002 | 2020-09-20 | 20 | OFF | 36.55 | 7.49 | 0.22 | 0.04 | 0.42 | 0 | 0 | 0 | -0.43 | -0.08 | 0 |  | 0.36 | 0.34 | 0.23 | 45.14 | 1257.252 | 0.68
D | 4002 | 2020-09-20 | 21 | OFF | 36.04 | 7.49 | 0.22 | 0.04 | 0.32 | 0 | 0.01 | 0 | -0.27 | -0.08 | 0 |  | 0.36 | 0.34 | 0.23 | 44.7 | 1189.522 | 0.59
D | 4002 | 2020-09-20 | 22 | OFF | 27.18 | 7.49 | 0.22 | 0.04 | 0.39 | 0 | 0.37 | -0.02 | -0.14 | -0.08 | 0 |  | 0.36 | 0.34 | 0.23 | 36.38 | 1092.411 | 1.02
D | 4002 | 2020-09-20 | 23 | OFF | 20.17 | 7.49 | 0.22 | 0.04 | 0.47 | 0 | 0.37 | -0.01 | -0.17 | -0.08 | 0 |  | 0.36 | 0.34 | 0.23 | 29.43 | 993.321 | 1.1
D | 4002 | 2020-09-20 | 24 | OFF | 12.98 | 7.49 | 0.22 | 0.04 | 0.16 | 0 | 0.01 | -0.01 | -0.1 | -0.08 | 0 |  | 0.36 | 0.34 | 0.23 | 21.64 | 917.361 | 0.43
D | 4002 | 2020-09-21 | 1 | OFF | 13.85 | 7.49 | 1.01 | 0.92 | 0.09 | 0 | 0 | -0.01 | -0.13 | -0.08 | 0 |  | 0.36 | 0.34 | 0.23 | 24.07 | 868.816 | 2.02
D | 4002 | 2020-09-21 | 2 | OFF | 13.96 | 7.49 | 1.01 | 0.92 | 0.09 | 0 | 0 | -0.02 | -0.12 | -0.08 | 0 |  | 0.36 | 0.34 | 0.23 | 24.18 | 843.629 | 2.02
D | 4002 | 2020-09-21 | 3 | OFF | 13.82 | 7.49 | 1.01 | 0.92 | 0.09 | 0 | 0 | -0.02 | -0.12 | -0.08 | 0 |  | 0.36 | 0.34 | 0.23 | 24.04 | 837.678 | 2.02
D | 4002 | 2020-09-21 | 4 | OFF | 12.76 | 7.49 | 1.01 | 0.92 | 0.08 | 0 | 0 | -0.02 | -0.12 | -0.08 | 0 |  | 0.36 | 0.34 | 0.23 | 22.97 | 848.797 | 2.01
D | 4002 | 2020-09-21 | 5 | OFF | 13.69 | 7.49 | 1.01 | 0.92 | 0.07 | 0 | 0 | -0.01 | -0.11 | -0.08 | 0 |  | 0.36 | 0.34 | 0.23 | 23.91 | 889.018 | 2
D | 4002 | 2020-09-21 | 6 | OFF | 15.54 | 7.49 | 1.01 | 0.92 | 0.13 | 0 | 0 | 0.01 | -0.19 | -0.08 | 0 |  | 0.36 | 0.34 | 0.23 | 25.76 | 987.383 | 2.06
D | 4002 | 2020-09-21 | 7 | OFF | 30.18 | 7.49 | 1.01 | 0.92 | 0.28 | 0 | 0.15 | -0.02 | -0.03 | -0.08 | 0 |  | 0.36 | 0.34 | 0.23 | 40.83 | 1136.226 | 2.36
D | 4002 | 2020-09-21 | 8 | ON | 38.34 | 7.49 | 1.01 | 0.92 | 0.41 | 0.55 | 0.04 | -0.05 | -0.27 | -0.08 | 0 |  | 0.36 | 0.34 | 0.23 | 49.29 | 1242.967 | 2.93
D | 4002 | 2020-09-21 | 9 | ON | 29.44 | 7.49 | 1.01 | 0.92 | 0.21 | 0.54 | 0 | 0.07 | -0.38 | -0.08 | 0 |  | 0.36 | 0.34 | 0.23 | 40.15 | 1283.534 | 2.68
D | 4002 | 2020-09-21 | 10 | ON | 26.51 | 7.49 | 1.01 | 0.92 | 0.13 | 0.55 | 0.04 | -0.02 | -0.05 | -0.08 | 0 |  | 0.36 | 0.34 | 0.23 | 37.43 | 1281.558 | 2.65
D | 4002 | 2020-09-21 | 11 | ON | 17.17 | 7.49 | 1.01 | 0.92 | 0.16 | 0.56 | 0 | -0.01 | -0.23 | -0.08 | 0 |  | 0.36 | 0.34 | 0.23 | 27.92 | 1279.081 | 2.65
D | 4002 | 2020-09-21 | 12 | ON | 16.67 | 7.49 | 1.01 | 0.92 | 0.14 | 0.56 | 0 | 0.02 | -0.21 | -0.08 | 0 |  | 0.36 | 0.34 | 0.23 | 27.45 | 1276.137 | 2.63
D | 4002 | 2020-09-21 | 13 | ON | 17.07 | 7.49 | 1.01 | 0.92 | 0.09 | 0.57 | 0 | -0.02 | -0.21 | -0.08 | 0 |  | 0.36 | 0.34 | 0.23 | 27.77 | 1261.504 | 2.59
D | 4002 | 2020-09-21 | 14 | ON | 18.21 | 7.49 | 1.01 | 0.92 | 0.15 | 0.57 | 0 | 0.04 | -0.21 | -0.08 | 0 |  | 0.36 | 0.34 | 0.23 | 29.03 | 1251.954 | 2.65
D | 4002 | 2020-09-21 | 15 | ON | 15.09 | 7.49 | 1.01 | 0.92 | 0.09 | 0.57 | 0 | 0.01 | -0.21 | -0.08 | 0 |  | 0.36 | 0.34 | 0.23 | 25.82 | 1237.523 | 2.59
D | 4002 | 2020-09-21 | 16 | ON | 16.08 | 7.49 | 1.01 | 0.92 | 0.1 | 0.57 | 0 | 0.02 | -0.22 | -0.08 | 0 |  | 0.36 | 0.34 | 0.23 | 26.82 | 1233.384 | 2.6
D | 4002 | 2020-09-21 | 17 | ON | 17.5 | 7.49 | 1.01 | 0.92 | 0.11 | 0.54 | 0 | 0.02 | -0.3 | -0.08 | 0 |  | 0.36 | 0.34 | 0.23 | 28.14 | 1259.768 | 2.58
D | 4002 | 2020-09-21 | 18 | ON | 22.47 | 7.49 | 1.01 | 0.92 | 0.1 | 0.53 | 0.01 | -0.02 | -0.33 | -0.08 | 0 |  | 0.36 | 0.34 | 0.23 | 33.03 | 1312.688 | 2.57
D | 4002 | 2020-09-21 | 19 | ON | 27.73 | 7.49 | 1.01 | 0.92 | 0.11 | 0.51 | 0 | -0.07 | -0.42 | -0.08 | 0 |  | 0.36 | 0.34 | 0.23 | 38.13 | 1344.03 | 2.55
D | 4002 | 2020-09-21 | 20 | ON | 32.54 | 7.49 | 1.01 | 0.92 | 0.35 | 0.5 | 0.02 | 0 | -0.44 | -0.08 | 0 |  | 0.36 | 0.34 | 0.23 | 43.24 | 1347.06 | 2.8
D | 4002 | 2020-09-21 | 21 | ON | 20.07 | 7.49 | 1.01 | 0.92 | 0.18 | 0.53 | 0 | -0.01 | -0.39 | -0.08 | 0 |  | 0.36 | 0.34 | 0.23 | 30.65 | 1266.671 | 2.64
D | 4002 | 2020-09-21 | 22 | ON | 21.52 | 7.49 | 1.01 | 0.92 | 0.18 | 0.58 | 0 | 0.01 | -0.21 | -0.08 | 0 |  | 0.36 | 0.34 | 0.23 | 32.35 | 1158.541 | 2.69
D | 4002 | 2020-09-21 | 23 | ON | 15.25 | 7.49 | 1.01 | 0.92 | 0.17 | 0.63 | 0 | -0.02 | -0.21 | -0.08 | 0 |  | 0.36 | 0.34 | 0.23 | 26.09 | 1050.399 | 2.73
D | 4002 | 2020-09-21 | 24 | OFF | 13.44 | 7.49 | 1.01 | 0.92 | 0.14 | 0 | 0 | 0 | -0.13 | -0.08 | 0 |  | 0.36 | 0.34 | 0.23 | 23.72 | 963.324 | 2.07
D | 4002 | 2020-09-22 | 1 | OFF | 13.8 | 7.49 | 0.24 | 0.04 | 0.06 | 0 | 0 | -0.01 | -0.16 | -0.08 | 0 |  | 0.36 | 0.34 | 0.23 | 22.31 | 910.229 | 0.34
D | 4002 | 2020-09-22 | 2 | OFF | 12.75 | 7.49 | 0.24 | 0.04 | 0.06 | 0 | 0 | 0.01 | -0.12 | -0.08 | 0 |  | 0.36 | 0.34 | 0.23 | 21.32 | 882.678 | 0.34
D | 4002 | 2020-09-22 | 3 | OFF | 12.59 | 7.49 | 0.24 | 0.04 | 0.07 | 0 | 0 | 0.01 | -0.1 | -0.08 | 0 |  | 0.36 | 0.34 | 0.23 | 21.19 | 874.057 | 0.35
D | 4002 | 2020-09-22 | 4 | OFF | 12.31 | 7.49 | 0.24 | 0.04 | 0.07 | 0 | 0 | 0.01 | -0.1 | -0.08 | 0 |  | 0.36 | 0.34 | 0.23 | 20.91 | 880.821 | 0.35
D | 4002 | 2020-09-22 | 5 | OFF | 11.39 | 7.49 | 0.24 | 0.04 | 0.07 | 0 | 0 | 0.01 | -0.11 | -0.08 | 0 |  | 0.36 | 0.34 | 0.23 | 19.98 | 920.469 | 0.35
D | 4002 | 2020-09-22 | 6 | OFF | 13.11 | 7.49 | 0.24 | 0.04 | 0.09 | 0 | 0 | 0.01 | -0.19 | -0.08 | 0 |  | 0.36 | 0.34 | 0.23 | 21.64 | 1018.619 | 0.37
D | 4002 | 2020-09-22 | 7 | OFF | 31.54 | 7.49 | 0.24 | 0.04 | 0.36 | 0 | 0.38 | 0 | -0.07 | -0.08 | 0 |  | 0.36 | 0.34 | 0.23 | 40.83 | 1168.679 | 1.02
D | 4002 | 2020-09-22 | 8 | ON | 30.35 | 7.49 | 0.24 | 0.04 | 0.26 | 0.56 | 0.11 | -0.03 | -0.5 | -0.08 | 0 |  | 0.36 | 0.34 | 0.23 | 39.37 | 1272.398 | 1.21
D | 4002 | 2020-09-22 | 9 | ON | 23.66 | 7.49 | 0.24 | 0.04 | 0.18 | 0.55 | 0 | -0.01 | -0.5 | -0.08 | 0 |  | 0.36 | 0.34 | 0.23 | 32.5 | 1305.932 | 1.01
D | 4002 | 2020-09-22 | 10 | ON | 21.82 | 7.49 | 0.24 | 0.04 | 0.16 | 0.56 | 0.05 | 0 | -0.34 | -0.08 | 0 |  | 0.36 | 0.34 | 0.23 | 30.87 | 1304.052 | 1.05
D | 4002 | 2020-09-22 | 11 | ON | 22.76 | 7.49 | 0.24 | 0.04 | 0.19 | 0.56 | 0.25 | -0.01 | -0.2 | -0.08 | 0 |  | 0.36 | 0.34 | 0.23 | 32.17 | 1295.485 | 1.28
D | 4002 | 2020-09-22 | 12 | ON | 19.02 | 7.49 | 0.24 | 0.04 | 0.13 | 0.57 | 0.13 | -0.01 | -0.18 | -0.08 | 0 |  | 0.36 | 0.34 | 0.23 | 28.28 | 1292.39 | 1.11
D | 4002 | 2020-09-22 | 13 | ON | 15.31 | 7.49 | 0.24 | 0.04 | 0.1 | 0.57 | 0.01 | 0.01 | -0.17 | -0.08 | 0 |  | 0.36 | 0.34 | 0.23 | 24.45 | 1287.144 | 0.96
D | 4002 | 2020-09-22 | 14 | ON | 14.35 | 7.49 | 0.24 | 0.04 | 0.08 | 0.57 | 0 | 0 | -0.17 | -0.08 | 0 |  | 0.36 | 0.34 | 0.23 | 23.45 | 1283.676 | 0.93
D | 4002 | 2020-09-22 | 15 | ON | 16.33 | 7.49 | 0.24 | 0.04 | 0.08 | 0.57 | 0 | 0.02 | -0.17 | -0.08 | 0 |  | 0.36 | 0.34 | 0.23 | 25.45 | 1271.117 | 0.93
D | 4002 | 2020-09-22 | 16 | ON | 14.88 | 7.49 | 0.24 | 0.04 | 0.1 | 0.57 | 0 | 0.03 | -0.16 | -0.08 | 0 |  | 0.36 | 0.34 | 0.23 | 24.04 | 1268.36 | 0.95
D | 4002 | 2020-09-22 | 17 | ON | 15.03 | 7.49 | 0.24 | 0.04 | 0.1 | 0.55 | 0 | 0 | -0.2 | -0.08 | 0 |  | 0.36 | 0.34 | 0.23 | 24.1 | 1283.847 | 0.93
D | 4002 | 2020-09-22 | 18 | ON | 19.47 | 7.49 | 0.24 | 0.04 | 0.11 | 0.53 | 0.03 | 0 | -0.27 | -0.08 | 0 |  | 0.36 | 0.34 | 0.23 | 28.49 | 1323.202 | 0.95
D | 4002 | 2020-09-22 | 19 | ON | 24.72 | 7.49 | 0.24 | 0.04 | 0.14 | 0.52 | 0.09 | -0.02 | -0.32 | -0.08 | 0 |  | 0.36 | 0.34 | 0.23 | 33.75 | 1354.798 | 1.03
D | 4002 | 2020-09-22 | 20 | ON | 29.9 | 7.49 | 0.24 | 0.04 | 0.17 | 0.51 | 0.01 | 0.02 | -0.35 | -0.08 | 0 |  | 0.36 | 0.34 | 0.23 | 38.88 | 1367.404 | 0.97
D | 4002 | 2020-09-22 | 21 | ON | 20.5 | 7.49 | 0.24 | 0.04 | 0.18 | 0.54 | 0 | -0.01 | -0.17 | -0.08 | 0 |  | 0.36 | 0.34 | 0.23 | 29.66 | 1286.155 | 1
D | 4002 | 2020-09-22 | 22 | ON | 17.15 | 7.49 | 0.24 | 0.04 | 0.17 | 0.58 | 0.1 | -0.02 | -0.15 | -0.08 | 0 |  | 0.36 | 0.34 | 0.23 | 26.45 | 1174.626 | 1.13
D | 4002 | 2020-09-22 | 23 | ON | 12.24 | 7.49 | 0.24 | 0.04 | 0.13 | 0.68 | 0 | 0 | -0.08 | -0.08 | 0 |  | 0.36 | 0.34 | 0.23 | 21.59 | 1062.285 | 1.09
D | 4002 | 2020-09-22 | 24 | OFF | 11.02 | 7.49 | 0.24 | 0.04 | 0.1 | 0 | 0 | 0 | -0.07 | -0.08 | 0 |  | 0.36 | 0.34 | 0.23 | 19.67 | 972.234 | 0.38
D | 4002 | 2020-09-23 | 1 | OFF | 9.66 | 7.49 | 0.41 | 0.02 | 0.09 | 0 | 0 | -0.01 | -0.07 | -0.08 | 0 |  | 0.36 | 0.34 | 0.23 | 18.44 | 917.157 | 0.52
D | 4002 | 2020-09-23 | 2 | OFF | 8.4 | 7.49 | 0.41 | 0.02 | 0.07 | 0 | 0 | 0 | -0.05 | -0.08 | 0 |  | 0.36 | 0.34 | 0.23 | 17.19 | 883.77 | 0.5
D | 4002 | 2020-09-23 | 3 | OFF | 7.17 | 7.49 | 0.41 | 0.02 | 0.17 | 0 | 0 | 0 | -0.05 | -0.08 | 0 |  | 0.36 | 0.34 | 0.23 | 16.06 | 866.287 | 0.6
D | 4002 | 2020-09-23 | 4 | OFF | 7.26 | 7.49 | 0.41 | 0.02 | 0.13 | 0 | 0 | 0 | -0.04 | -0.08 | 0 |  | 0.36 | 0.34 | 0.23 | 16.12 | 869.492 | 0.56
D | 4002 | 2020-09-23 | 5 | OFF | 8.84 | 7.49 | 0.41 | 0.02 | 0.06 | 0 | 0 | 0 | -0.04 | -0.08 | 0 |  | 0.36 | 0.34 | 0.23 | 17.63 | 900.125 | 0.49
D | 4002 | 2020-09-23 | 6 | OFF | 10.6 | 7.49 | 0.41 | 0.02 | 0.17 | 0 | 0 | 0.01 | -0.02 | -0.08 | 0 |  | 0.36 | 0.34 | 0.23 | 19.53 | 987.835 | 0.6
D | 4002 | 2020-09-23 | 7 | OFF | 14.38 | 7.49 | 0.41 | 0.02 | 0.2 | 0 | 0 | 0.01 | -0.13 | -0.08 | 0 |  | 0.36 | 0.34 | 0.23 | 23.23 | 1126.553 | 0.63
D | 4002 | 2020-09-23 | 8 | ON | 24.56 | 7.49 | 0.41 | 0.02 | 0.31 | 0.63 | 0.33 | 0.01 | -0.23 | -0.08 | 0 |  | 0.36 | 0.34 | 0.23 | 34.38 | 1215.933 | 1.7
D | 4002 | 2020-09-23 | 9 | ON | 18.27 | 7.49 | 0.41 | 0.02 | 0.15 | 0.61 | 0.03 | -0.02 | -0.18 | -0.08 | 0 |  | 0.36 | 0.34 | 0.23 | 27.63 | 1253.701 | 1.22
D | 4002 | 2020-09-23 | 10 | ON | 14.68 | 7.49 | 0.41 | 0.02 | 0.11 | 0.63 | 0 | 0.01 | -0.15 | -0.08 | 0 |  | 0.36 | 0.34 | 0.23 | 24.05 | 1263.382 | 1.17
D | 4002 | 2020-09-23 | 11 | ON | 14.97 | 7.49 | 0.41 | 0.02 | 0.08 | 0.63 | 0 | -0.02 | -0.13 | -0.08 | 0 |  | 0.36 | 0.34 | 0.23 | 24.3 | 1279.344 | 1.14
D | 4002 | 2020-09-23 | 12 | ON | 13.67 | 7.49 | 0.41 | 0.02 | 0.07 | 0.62 | 0 | -0.01 | -0.14 | -0.08 | 0 |  | 0.36 | 0.34 | 0.23 | 22.98 | 1291.926 | 1.12
D | 4002 | 2020-09-23 | 13 | ON | 12.39 | 7.49 | 0.41 | 0.02 | 0.09 | 0.62 | 0 | 0 | -0.14 | -0.08 | 0 |  | 0.36 | 0.34 | 0.23 | 21.73 | 1303.459 | 1.14
D | 4002 | 2020-09-23 | 14 | ON | 12.36 | 7.49 | 0.41 | 0.02 | 0.09 | 0.61 | 0 | 0.01 | -0.14 | -0.08 | 0 |  | 0.36 | 0.34 | 0.23 | 21.7 | 1319.544 | 1.13
D | 4002 | 2020-09-23 | 15 | ON | 11.86 | 7.49 | 0.41 | 0.02 | 0.09 | 0.6 | 0 | -0.01 | -0.14 | -0.08 | 0 |  | 0.36 | 0.34 | 0.23 | 21.17 | 1326.002 | 1.12
D | 4002 | 2020-09-23 | 16 | ON | 12.38 | 7.49 | 0.41 | 0.02 | 0.09 | 0.58 | 0 | 0 | -0.16 | -0.08 | 0 |  | 0.36 | 0.34 | 0.23 | 21.66 | 1325.673 | 1.1
D | 4002 | 2020-09-23 | 17 | ON | 15.28 | 7.49 | 0.41 | 0.02 | 0.07 | 0.57 | 0 | -0.01 | -0.2 | -0.08 | 0 |  | 0.36 | 0.34 | 0.23 | 24.48 | 1338.862 | 1.07
D | 4002 | 2020-09-23 | 18 | ON | 17.79 | 7.49 | 0.41 | 0.02 | 0.09 | 0.55 | 0 | -0.01 | -0.24 | -0.08 | 0 |  | 0.36 | 0.34 | 0.23 | 26.95 | 1368.488 | 1.07
D | 4002 | 2020-09-23 | 19 | ON | 26.5 | 7.49 | 0.41 | 0.02 | 0.13 | 0.54 | 0 | -0.02 | -0.3 | -0.08 | 0 |  | 0.36 | 0.34 | 0.23 | 35.62 | 1382.522 | 1.1
D | 4002 | 2020-09-23 | 20 | ON | 28.74 | 7.49 | 0.41 | 0.02 | 0.17 | 0.53 | 0 | 0.01 | -0.35 | -0.08 | 0 |  | 0.36 | 0.34 | 0.23 | 37.87 | 1387.519 | 1.13
D | 4002 | 2020-09-23 | 21 | ON | 18.46 | 7.49 | 0.41 | 0.02 | 0.09 | 0.56 | 0 | -0.02 | -0.16 | -0.08 | 0 |  | 0.36 | 0.34 | 0.23 | 27.7 | 1308.477 | 1.08
D | 4002 | 2020-09-23 | 22 | ON | 12.85 | 7.49 | 0.41 | 0.02 | 0.12 | 0.61 | 0 | 0 | -0.08 | -0.08 | 0 |  | 0.36 | 0.34 | 0.23 | 22.27 | 1197.607 | 1.16
D | 4002 | 2020-09-23 | 23 | ON | 11.58 | 7.49 | 0.41 | 0.02 | 0.1 | 0.66 | 0 | 0.01 | -0.11 | -0.08 | 0 |  | 0.36 | 0.34 | 0.23 | 21.01 | 1085.146 | 1.19
D | 4002 | 2020-09-23 | 24 | OFF | 10.66 | 7.49 | 0.41 | 0.02 | 0.17 | 0 | 0 | 0.01 | -0.09 | -0.08 | 0 |  | 0.36 | 0.34 | 0.23 | 19.52 | 993.294 | 0.6
D | 4002 | 2020-09-24 | 1 | OFF | 12.09 | 7.49 | 0.06 | 0.02 | 0.04 | 0 | 0 | 0 | -0.07 | -0.08 | 0 |  | 0.36 | 0.34 | 0.23 | 20.48 | 931.455 | 0.12
D | 4002 | 2020-09-24 | 2 | OFF | 13 | 7.49 | 0.06 | 0.02 | 0.09 | 0 | 0 | 0 | -0.06 | -0.08 | 0 |  | 0.36 | 0.34 | 0.23 | 21.45 | 897.233 | 0.17
D | 4002 | 2020-09-24 | 3 | OFF | 13.32 | 7.49 | 0.06 | 0.02 | 0.07 | 0 | 0 | -0.02 | -0.06 | -0.08 | 0 |  | 0.36 | 0.34 | 0.23 | 21.73 | 880.523 | 0.15
D | 4002 | 2020-09-24 | 4 | OFF | 12.34 | 7.49 | 0.06 | 0.02 | 0.06 | 0 | 0 | 0.01 | -0.05 | -0.08 | 0 |  | 0.36 | 0.34 | 0.23 | 20.78 | 878.72 | 0.14
D | 4002 | 2020-09-24 | 5 | OFF | 13.41 | 7.49 | 0.06 | 0.02 | 0.1 | 0 | 0 | -0.01 | -0.04 | -0.08 | 0 |  | 0.36 | 0.34 | 0.23 | 21.88 | 904.733 | 0.18
D | 4002 | 2020-09-24 | 6 | OFF | 12.78 | 7.49 | 0.06 | 0.02 | 0.13 | 0 | 0 | 0 | -0.06 | -0.08 | 0 |  | 0.36 | 0.34 | 0.23 | 21.27 | 989.533 | 0.21
D | 4002 | 2020-09-24 | 7 | OFF | 16.09 | 7.49 | 0.06 | 0.02 | 0.22 | 0 | 0.01 | 0 | -0.14 | -0.08 | 0 |  | 0.36 | 0.34 | 0.23 | 24.6 | 1122.896 | 0.31
D | 4002 | 2020-09-24 | 8 | ON | 17.44 | 7.49 | 0.06 | 0.02 | 0.15 | 0.63 | 0.01 | -0.01 | -0.21 | -0.08 | 0 |  | 0.36 | 0.34 | 0.23 | 26.43 | 1212.483 | 0.87
D | 4002 | 2020-09-24 | 9 | ON | 18.16 | 7.49 | 0.06 | 0.02 | 0.08 | 0.61 | 0 | -0.02 | -0.22 | -0.08 | 0 |  | 0.36 | 0.34 | 0.23 | 27.03 | 1256.979 | 0.77
D | 4002 | 2020-09-24 | 10 | ON | 17.88 | 7.49 | 0.06 | 0.02 | 0.1 | 0.61 | 0 | 0.01 | -0.2 | -0.08 | 0 |  | 0.36 | 0.34 | 0.23 | 26.82 | 1278.899 | 0.79
D | 4002 | 2020-09-24 | 11 | ON | 18.38 | 7.49 | 0.06 | 0.02 | 0.08 | 0.6 | 0.02 | -0.01 | -0.18 | -0.08 | 0 |  | 0.36 | 0.34 | 0.23 | 27.31 | 1309.415 | 0.78
D | 4002 | 2020-09-24 | 12 | ON | 18.48 | 7.49 | 0.06 | 0.02 | 0.06 | 0.59 | 0 | 0.01 | -0.19 | -0.08 | 0 |  | 0.36 | 0.34 | 0.23 | 27.37 | 1337.683 | 0.73
D | 4002 | 2020-09-24 | 13 | ON | 18.95 | 7.49 | 0.06 | 0.02 | 0.09 | 0.58 | 0 | 0 | -0.19 | -0.08 | 0 |  | 0.36 | 0.34 | 0.23 | 27.85 | 1348.7 | 0.75
D | 4002 | 2020-09-24 | 14 | ON | 21.3 | 7.49 | 0.06 | 0.02 | 0.14 | 0.57 | 0.01 | 0.01 | -0.23 | -0.08 | 0 |  | 0.36 | 0.34 | 0.23 | 30.22 | 1368.358 | 0.8
D | 4002 | 2020-09-24 | 15 | ON | 19.57 | 7.49 | 0.06 | 0.02 | 0.11 | 0.56 | 0 | 0.02 | -0.22 | -0.08 | 0 |  | 0.36 | 0.34 | 0.23 | 28.46 | 1376.339 | 0.75
D | 4002 | 2020-09-24 | 16 | ON | 18.01 | 7.49 | 0.06 | 0.02 | 0.12 | 0.56 | 0 | 0.01 | -0.25 | -0.08 | 0 |  | 0.36 | 0.34 | 0.23 | 26.87 | 1377.575 | 0.76
D | 4002 | 2020-09-24 | 17 | ON | 18.74 | 7.49 | 0.06 | 0.02 | 0.08 | 0.55 | 0 | -0.01 | -0.27 | -0.08 | 0 |  | 0.36 | 0.34 | 0.23 | 27.51 | 1386.811 | 0.71
D | 4002 | 2020-09-24 | 18 | ON | 17.86 | 7.49 | 0.06 | 0.02 | 0.07 | 0.54 | 0 | 0 | -0.33 | -0.08 | 0 |  | 0.36 | 0.34 | 0.23 | 26.56 | 1403.911 | 0.69
D | 4002 | 2020-09-24 | 19 | ON | 19.52 | 7.49 | 0.06 | 0.02 | 0.08 | 0.53 | 0 | 0 | -0.34 | -0.08 | 0 |  | 0.36 | 0.34 | 0.23 | 28.21 | 1426.437 | 0.69
D | 4002 | 2020-09-24 | 20 | ON | 19.27 | 7.49 | 0.06 | 0.02 | 0.21 | 0.53 | 0 | 0.03 | -0.32 | -0.08 | 0 |  | 0.36 | 0.34 | 0.23 | 28.14 | 1429.594 | 0.82
D | 4002 | 2020-09-24 | 21 | ON | 16.58 | 7.49 | 0.06 | 0.02 | 0.1 | 0.56 | 0 | 0.01 | -0.22 | -0.08 | 0 |  | 0.36 | 0.34 | 0.23 | 25.45 | 1350.202 | 0.74
D | 4002 | 2020-09-24 | 22 | ON | 18.2 | 7.49 | 0.06 | 0.02 | 0.13 | 0.6 | 0 | -0.01 | -0.22 | -0.08 | 0 |  | 0.36 | 0.34 | 0.23 | 27.12 | 1244.579 | 0.81
D | 4002 | 2020-09-24 | 23 | ON | 15.33 | 7.49 | 0.06 | 0.02 | 0.12 | 0.65 | 0 | -0.02 | -0.18 | -0.08 | 0 |  | 0.36 | 0.34 | 0.23 | 24.32 | 1127.703 | 0.85
D | 4002 | 2020-09-24 | 24 | OFF | 14.5 | 7.49 | 0.06 | 0.02 | 0.14 | 0 | 0 | -0.01 | -0.14 | -0.08 | 0 |  | 0.36 | 0.34 | 0.23 | 22.91 | 1028.653 | 0.22
D | 4002 | 2020-09-25 | 1 | OFF | 18.58 | 7.49 | 0.11 | 0.01 | 0.11 | 0 | 0 | 0 | -0.11 | -0.08 | 0 |  | 0.36 | 0.34 | 0.23 | 27.04 | 959.95 | 0.23
D | 4002 | 2020-09-25 | 2 | OFF | 22.08 | 7.49 | 0.11 | 0.01 | 0.09 | 0 | 0 | -0.02 | -0.07 | -0.08 | 0 |  | 0.36 | 0.34 | 0.23 | 30.54 | 916.569 | 0.21
D | 4002 | 2020-09-25 | 3 | OFF | 26.66 | 7.49 | 0.11 | 0.01 | 0.15 | 0 | 0 | 0.02 | -0.07 | -0.08 | 0 |  | 0.36 | 0.34 | 0.23 | 35.22 | 893.035 | 0.27
D | 4002 | 2020-09-25 | 4 | OFF | 28.07 | 7.49 | 0.11 | 0.01 | 0.19 | 0 | 0 | 0.04 | -0.05 | -0.08 | 0 |  | 0.36 | 0.34 | 0.23 | 36.71 | 885.945 | 0.31
D | 4002 | 2020-09-25 | 5 | OFF | 28.23 | 7.49 | 0.11 | 0.01 | 0.26 | 0 | 0 | 0.03 | -0.07 | -0.08 | 0 |  | 0.36 | 0.34 | 0.23 | 36.91 | 909.094 | 0.38
D | 4002 | 2020-09-25 | 6 | OFF | 18.81 | 7.49 | 0.11 | 0.01 | 0.14 | 0 | 0 | 0.13 | -0.13 | -0.08 | 0 |  | 0.36 | 0.34 | 0.23 | 27.41 | 986.224 | 0.26
D | 4002 | 2020-09-25 | 7 | OFF | 16.25 | 7.49 | 0.11 | 0.01 | 0.23 | 0 | 0 | 0.01 | -0.17 | -0.08 | 0 |  | 0.36 | 0.34 | 0.23 | 24.78 | 1104.725 | 0.35
D | 4002 | 2020-09-25 | 8 | ON | 21.81 | 7.49 | 0.11 | 0.01 | 0.16 | 0.64 | 0.09 | -0.02 | -0.22 | -0.08 | 0 |  | 0.36 | 0.34 | 0.23 | 30.92 | 1195.644 | 1.01
D | 4002 | 2020-09-25 | 9 | ON | 25.67 | 7.49 | 0.11 | 0.01 | 0.2 | 0.62 | 0.05 | 0 | -0.23 | -0.08 | 0 |  | 0.36 | 0.34 | 0.23 | 34.77 | 1250.938 | 0.99
D | 4002 | 2020-09-25 | 10 | ON | 21.41 | 7.49 | 0.11 | 0.01 | 0.19 | 0.61 | 0 | 0.01 | -0.23 | -0.08 | 0 |  | 0.36 | 0.34 | 0.23 | 30.45 | 1276.955 | 0.92
D | 4002 | 2020-09-25 | 11 | ON | 19.13 | 7.49 | 0.11 | 0.01 | 0.09 | 0.6 | 0 | 0.01 | -0.21 | -0.08 | 0 |  | 0.36 | 0.34 | 0.23 | 28.08 | 1300.276 | 0.81
D | 4002 | 2020-09-25 | 12 | ON | 17.64 | 7.49 | 0.11 | 0.01 | 0.05 | 0.59 | 0 | 0 | -0.23 | -0.08 | 0 |  | 0.36 | 0.34 | 0.23 | 26.51 | 1312.279 | 0.76
D | 4002 | 2020-09-25 | 13 | ON | 17.19 | 7.49 | 0.11 | 0.01 | 0.07 | 0.58 | 0 | 0.01 | -0.21 | -0.08 | 0 |  | 0.36 | 0.34 | 0.23 | 26.1 | 1325.012 | 0.77
D | 4002 | 2020-09-25 | 14 | ON | 17.54 | 7.49 | 0.11 | 0.01 | 0.07 | 0.58 | 0 | 0.01 | -0.19 | -0.08 | 0 |  | 0.36 | 0.34 | 0.23 | 26.47 | 1337.954 | 0.77
D | 4002 | 2020-09-25 | 15 | ON | 18.04 | 7.49 | 0.11 | 0.01 | 0.07 | 0.56 | 0 | -0.01 | -0.22 | -0.08 | 0 |  | 0.36 | 0.34 | 0.23 | 26.9 | 1349.472 | 0.75
D | 4002 | 2020-09-25 | 16 | ON | 21.49 | 7.49 | 0.11 | 0.01 | 0.24 | 0.56 | 0 | -0.01 | -0.26 | -0.08 | 0 |  | 0.36 | 0.34 | 0.23 | 30.48 | 1353.224 | 0.92
D | 4002 | 2020-09-25 | 17 | ON | 21.18 | 7.49 | 0.11 | 0.01 | 0.11 | 0.55 | 0.01 | -0.03 | -0.29 | -0.08 | 0 |  | 0.36 | 0.34 | 0.23 | 29.99 | 1359.932 | 0.79
D | 4002 | 2020-09-25 | 18 | ON | 22.03 | 7.49 | 0.11 | 0.01 | 0.12 | 0.54 | 0 | 0.01 | -0.38 | -0.08 | 0 |  | 0.36 | 0.34 | 0.23 | 30.78 | 1362.292 | 0.78
D | 4002 | 2020-09-25 | 19 | ON | 22.04 | 7.49 | 0.11 | 0.01 | 0.22 | 0.54 | 0 | 0 | -0.31 | -0.08 | 0 |  | 0.36 | 0.34 | 0.23 | 30.95 | 1361.601 | 0.88
D | 4002 | 2020-09-25 | 20 | ON | 22.58 | 7.49 | 0.11 | 0.01 | 0.27 | 0.54 | 0.02 | 0 | -0.27 | -0.08 | 0 |  | 0.36 | 0.34 | 0.23 | 31.6 | 1357.783 | 0.95
D | 4002 | 2020-09-25 | 21 | ON | 20.52 | 7.49 | 0.11 | 0.01 | 0.18 | 0.57 | 0.01 | -0.02 | -0.15 | -0.08 | 0 |  | 0.36 | 0.34 | 0.23 | 29.57 | 1285.679 | 0.88
D | 4002 | 2020-09-25 | 22 | ON | 22.99 | 7.49 | 0.11 | 0.01 | 0.17 | 0.61 | 0.03 | -0.02 | -0.21 | -0.08 | 0 |  | 0.36 | 0.34 | 0.23 | 32.03 | 1196.224 | 0.93
D | 4002 | 2020-09-25 | 23 | ON | 18.93 | 7.49 | 0.11 | 0.01 | 0.19 | 0.65 | 0 | -0.03 | -0.13 | -0.08 | 0 |  | 0.36 | 0.34 | 0.23 | 28.07 | 1096.349 | 0.96
D | 4002 | 2020-09-25 | 24 | OFF | 14.67 | 7.49 | 0.11 | 0.01 | 0.14 | 0 | 0 | -0.35 | -0.12 | -0.08 | 0 |  | 0.36 | 0.34 | 0.23 | 22.8 | 1001.549 | 0.26
D | 4002 | 2020-09-26 | 1 | OFF | 24.57 | 7.49 | 0.69 | 0.04 | 0.18 | 0 | 0.02 | -0.17 | -0.14 | -0.08 | 0 |  | 0.36 | 0.34 | 0.23 | 33.53 | 930.548 | 0.93
D | 4002 | 2020-09-26 | 2 | OFF | 18.66 | 7.49 | 0.69 | 0.04 | 0.1 | 0 | 0 | 0.06 | -0.02 | -0.08 | 0 |  | 0.36 | 0.34 | 0.23 | 27.87 | 887.966 | 0.83
D | 4002 | 2020-09-26 | 3 | OFF | 17.24 | 7.49 | 0.69 | 0.04 | 0.09 | 0 | 0 | 0.05 | -0.05 | -0.08 | 0 |  | 0.36 | 0.34 | 0.23 | 26.4 | 862.979 | 0.82
D | 4002 | 2020-09-26 | 4 | OFF | 14.63 | 7.49 | 0.69 | 0.04 | 0.12 | 0 | 0 | 0.05 | -0.05 | -0.08 | 0 |  | 0.36 | 0.34 | 0.23 | 23.82 | 852.669 | 0.85
D | 4002 | 2020-09-26 | 5 | OFF | 15.02 | 7.49 | 0.69 | 0.04 | 0.1 | 0 | 0 | 0.03 | -0.05 | -0.08 | 0 |  | 0.36 | 0.34 | 0.23 | 24.17 | 860.021 | 0.83
D | 4002 | 2020-09-26 | 6 | OFF | 17.51 | 7.49 | 0.69 | 0.04 | 0.08 | 0 | 0 | 0.04 | -0.04 | -0.08 | 0 |  | 0.36 | 0.34 | 0.23 | 26.66 | 894.205 | 0.81
D | 4002 | 2020-09-26 | 7 | OFF | 17.51 | 7.49 | 0.69 | 0.04 | 0.12 | 0 | 0 | 0.02 | -0.05 | -0.08 | 0 |  | 0.36 | 0.34 | 0.23 | 26.67 | 950.554 | 0.85
D | 4002 | 2020-09-26 | 8 | OFF | 15.51 | 7.49 | 0.69 | 0.04 | 0.13 | 0 | 0 | 0 | -0.06 | -0.08 | 0 |  | 0.36 | 0.34 | 0.23 | 24.65 | 1021.653 | 0.86
D | 4002 | 2020-09-26 | 9 | OFF | 20.43 | 7.49 | 0.69 | 0.04 | 0.15 | 0 | 0.09 | -0.03 | -0.03 | -0.08 | 0 |  | 0.36 | 0.34 | 0.23 | 29.68 | 1101.912 | 0.97
D | 4002 | 2020-09-26 | 10 | OFF | 20.24 | 7.49 | 0.69 | 0.04 | 0.12 | 0 | 0.11 | 0.04 | -0.08 | -0.08 | 0 |  | 0.36 | 0.34 | 0.23 | 29.5 | 1152.059 | 0.96
D | 4002 | 2020-09-26 | 11 | OFF | 15.42 | 7.49 | 0.69 | 0.04 | 0.06 | 0 | 0 | 0.03 | -0.07 | -0.08 | 0 |  | 0.36 | 0.34 | 0.23 | 24.51 | 1172.871 | 0.79
D | 4002 | 2020-09-26 | 12 | OFF | 13.42 | 7.49 | 0.69 | 0.04 | 0.06 | 0 | 0 | -0.02 | -0.1 | -0.08 | 0 |  | 0.36 | 0.34 | 0.23 | 22.43 | 1176.252 | 0.79
D | 4002 | 2020-09-26 | 13 | OFF | 12.63 | 7.49 | 0.69 | 0.04 | 0.07 | 0 | 0 | -0.01 | -0.09 | -0.08 | 0 |  | 0.36 | 0.34 | 0.23 | 21.67 | 1165.4 | 0.8
D | 4002 | 2020-09-26 | 14 | OFF | 12.21 | 7.49 | 0.69 | 0.04 | 0.07 | 0 | 0 | -0.01 | -0.1 | -0.08 | 0 |  | 0.36 | 0.34 | 0.23 | 21.24 | 1156.234 | 0.8
D | 4002 | 2020-09-26 | 15 | OFF | 13.13 | 7.49 | 0.69 | 0.04 | 0.12 | 0 | 0 | 0 | -0.11 | -0.08 | 0 |  | 0.36 | 0.34 | 0.23 | 22.21 | 1166.868 | 0.85
D | 4002 | 2020-09-26 | 16 | OFF | 13.24 | 7.49 | 0.69 | 0.04 | 0.12 | 0 | 0 | 0 | -0.08 | -0.08 | 0 |  | 0.36 | 0.34 | 0.23 | 22.35 | 1191.106 | 0.85
D | 4002 | 2020-09-26 | 17 | OFF | 14.91 | 7.49 | 0.69 | 0.04 | 0.11 | 0 | 0 | 0.02 | -0.12 | -0.08 | 0 |  | 0.36 | 0.34 | 0.23 | 23.99 | 1231.743 | 0.84
D | 4002 | 2020-09-26 | 18 | OFF | 14.63 | 7.49 | 0.69 | 0.04 | 0.06 | 0 | 0 | -0.01 | -0.13 | -0.08 | 0 |  | 0.36 | 0.34 | 0.23 | 23.62 | 1270.065 | 0.79
D | 4002 | 2020-09-26 | 19 | OFF | 17.54 | 7.49 | 0.69 | 0.04 | 0.09 | 0 | 0 | -0.01 | -0.12 | -0.08 | 0 |  | 0.36 | 0.34 | 0.23 | 26.57 | 1297.34 | 0.82
D | 4002 | 2020-09-26 | 20 | OFF | 18.27 | 7.49 | 0.69 | 0.04 | 0.11 | 0 | 0.02 | -0.01 | -0.07 | -0.08 | 0 |  | 0.36 | 0.34 | 0.23 | 27.39 | 1302.591 | 0.86
D | 4002 | 2020-09-26 | 21 | OFF | 15.5 | 7.49 | 0.69 | 0.04 | 0.11 | 0 | 0 | -0.01 | -0.04 | -0.08 | 0 |  | 0.36 | 0.34 | 0.23 | 24.63 | 1241.58 | 0.84
D | 4002 | 2020-09-26 | 22 | OFF | 21.14 | 7.49 | 0.69 | 0.04 | 0.21 | 0 | 0.07 | -0.03 | -0.05 | -0.08 | 0 |  | 0.36 | 0.34 | 0.23 | 30.41 | 1162.243 | 1.01
D | 4002 | 2020-09-26 | 23 | OFF | 15.19 | 7.49 | 0.69 | 0.04 | 0.21 | 0 | 0 | -0.02 | -0.02 | -0.08 | 0 |  | 0.36 | 0.34 | 0.23 | 24.43 | 1076.954 | 0.94
D | 4002 | 2020-09-26 | 24 | OFF | 14.67 | 7.49 | 0.69 | 0.04 | 0.17 | 0 | 0 | -0.02 | -0.04 | -0.08 | 0 |  | 0.36 | 0.34 | 0.23 | 23.85 | 994.592 | 0.9
D | 4002 | 2020-09-27 | 1 | OFF | 12.63 | 7.49 | 0.16 | 0.07 | 0.1 | 0 | 0 | -0.01 | -0.04 | -0.08 | 0 |  | 0.36 | 0.34 | 0.23 | 21.25 | 934.346 | 0.33
D | 4002 | 2020-09-27 | 2 | OFF | 11.55 | 7.49 | 0.16 | 0.07 | 0.11 | 0 | 0 | -0.02 | -0.02 | -0.08 | 0 |  | 0.36 | 0.34 | 0.23 | 20.19 | 899.799 | 0.34
D | 4002 | 2020-09-27 | 3 | OFF | 11.43 | 7.49 | 0.16 | 0.07 | 0.07 | 0 | 0 | 0.01 | -0.02 | -0.08 | 0 |  | 0.36 | 0.34 | 0.23 | 20.06 | 873.678 | 0.3
D | 4002 | 2020-09-27 | 4 | OFF | 10.81 | 7.49 | 0.16 | 0.07 | 0.1 | 0 | 0 | 0.01 | -0.02 | -0.08 | 0 |  | 0.36 | 0.34 | 0.23 | 19.47 | 862.967 | 0.33
D | 4002 | 2020-09-27 | 5 | OFF | 11.1 | 7.49 | 0.16 | 0.07 | 0.07 | 0 | 0 | 0.01 | -0.02 | -0.08 | 0 |  | 0.36 | 0.34 | 0.23 | 19.73 | 865.72 | 0.3
D | 4002 | 2020-09-27 | 6 | OFF | 10.76 | 7.49 | 0.16 | 0.07 | 0.07 | 0 | 0 | 0.01 | -0.03 | -0.08 | 0 |  | 0.36 | 0.34 | 0.23 | 19.38 | 891.816 | 0.3
D | 4002 | 2020-09-27 | 7 | OFF | 11.09 | 7.49 | 0.16 | 0.07 | 0.1 | 0 | 0 | 0.01 | -0.04 | -0.08 | 0 |  | 0.36 | 0.34 | 0.23 | 19.73 | 930.146 | 0.33
D | 4002 | 2020-09-27 | 8 | OFF | 7.35 | 7.49 | 0.16 | 0.07 | 0.19 | 0 | 0 | -0.01 | -0.04 | -0.08 | 0 |  | 0.36 | 0.34 | 0.23 | 16.06 | 994.688 | 0.42
D | 4002 | 2020-09-27 | 9 | OFF | 11.25 | 7.49 | 0.16 | 0.07 | 0.1 | 0 | 0 | -0.02 | -0.04 | -0.08 | 0 |  | 0.36 | 0.34 | 0.23 | 19.86 | 1092.078 | 0.33
D | 4002 | 2020-09-27 | 10 | OFF | 15.23 | 7.49 | 0.16 | 0.07 | 0.09 | 0 | 0 | 0 | -0.07 | -0.08 | 0 |  | 0.36 | 0.34 | 0.23 | 23.82 | 1168.099 | 0.32
D | 4002 | 2020-09-27 | 11 | OFF | 33.52 | 7.49 | 0.16 | 0.07 | 0.23 | 0 | 0.69 | 0.01 | -0.06 | -0.08 | 0 |  | 0.36 | 0.34 | 0.23 | 42.96 | 1216.549 | 1.15
D | 4002 | 2020-09-27 | 12 | OFF | 16.56 | 7.49 | 0.16 | 0.07 | 0.09 | 0 | 0.05 | 0.01 | -0.11 | -0.08 | 0 |  | 0.36 | 0.34 | 0.23 | 25.17 | 1252.46 | 0.37
D | 4002 | 2020-09-27 | 13 | OFF | 14.72 | 7.49 | 0.16 | 0.07 | 0.06 | 0 | 0 | 0.02 | -0.09 | -0.08 | 0 |  | 0.36 | 0.34 | 0.23 | 23.28 | 1276.563 | 0.29
D | 4002 | 2020-09-27 | 14 | OFF | 14.04 | 7.49 | 0.16 | 0.07 | 0.06 | 0 | 0 | 0.01 | -0.09 | -0.08 | 0 |  | 0.36 | 0.34 | 0.23 | 22.59 | 1279.431 | 0.29
D | 4002 | 2020-09-27 | 15 | OFF | 16.47 | 7.49 | 0.16 | 0.07 | 0.07 | 0 | 0.02 | 0.01 | -0.08 | -0.08 | 0 |  | 0.36 | 0.34 | 0.23 | 25.06 | 1283.002 | 0.32
D | 4002 | 2020-09-27 | 16 | OFF | 16.22 | 7.49 | 0.16 | 0.07 | 0.08 | 0 | 0.02 | -0.04 | -0.11 | -0.08 | 0 |  | 0.36 | 0.34 | 0.23 | 24.74 | 1296.406 | 0.33
D | 4002 | 2020-09-27 | 17 | OFF | 19.52 | 7.49 | 0.16 | 0.07 | 0.07 | 0 | 0.07 | -0.03 | -0.07 | -0.08 | 0 |  | 0.36 | 0.34 | 0.23 | 28.13 | 1329.396 | 0.37
D | 4002 | 2020-09-27 | 18 | OFF | 28.55 | 7.49 | 0.16 | 0.07 | 0.14 | 0 | 0.04 | -0.03 | -0.13 | -0.08 | 0 |  | 0.36 | 0.34 | 0.23 | 37.14 | 1380.283 | 0.41
D | 4002 | 2020-09-27 | 19 | OFF | 31.34 | 7.49 | 0.16 | 0.07 | 0.19 | 0 | 0.02 | -0.01 | -0.21 | -0.08 | 0 |  | 0.36 | 0.34 | 0.23 | 39.9 | 1418.066 | 0.44
D | 4002 | 2020-09-27 | 20 | OFF | 32.25 | 7.49 | 0.16 | 0.07 | 0.26 | 0 | 0.19 | -0.02 | -0.16 | -0.08 | 0 |  | 0.36 | 0.34 | 0.23 | 41.09 | 1428.556 | 0.68
D | 4002 | 2020-09-27 | 21 | OFF | 22.34 | 7.49 | 0.16 | 0.07 | 0.13 | 0 | 0.08 | 0 | -0.11 | -0.08 | 0 |  | 0.36 | 0.34 | 0.23 | 31.01 | 1356.811 | 0.44
D | 4002 | 2020-09-27 | 22 | OFF | 17.15 | 7.49 | 0.16 | 0.07 | 0.14 | 0 | 0 | 0.02 | -0.08 | -0.08 | 0 |  | 0.36 | 0.34 | 0.23 | 25.8 | 1261.559 | 0.37
D | 4002 | 2020-09-27 | 23 | OFF | 14.83 | 7.49 | 0.16 | 0.07 | 0.12 | 0 | 0 | 0.01 | -0.05 | -0.08 | 0 |  | 0.36 | 0.34 | 0.23 | 23.48 | 1162.457 | 0.35
D | 4002 | 2020-09-27 | 24 | OFF | 14.49 | 7.49 | 0.16 | 0.07 | 0.13 | 0 | 0 | -0.01 | -0.04 | -0.08 | 0 |  | 0.36 | 0.34 | 0.23 | 23.14 | 1076.495 | 0.36
D | 4002 | 2020-09-28 | 1 | OFF | 16.3 | 7.49 | 0.37 | 0.09 | 0.14 | 0 | 0 | 0.02 | -0.04 | -0.08 | 0 |  | 0.36 | 0.34 | 0.23 | 25.22 | 1014.497 | 0.6
D | 4002 | 2020-09-28 | 2 | OFF | 15.03 | 7.49 | 0.37 | 0.09 | 0.11 | 0 | 0 | -0.01 | -0.03 | -0.08 | 0 |  | 0.36 | 0.34 | 0.23 | 23.9 | 979.444 | 0.57
D | 4002 | 2020-09-28 | 3 | OFF | 14.11 | 7.49 | 0.37 | 0.09 | 0.11 | 0 | 0 | -0.03 | -0.03 | -0.08 | 0 |  | 0.36 | 0.34 | 0.23 | 22.96 | 960.533 | 0.57
D | 4002 | 2020-09-28 | 4 | OFF | 13.71 | 7.49 | 0.37 | 0.09 | 0.08 | 0 | 0 | 0 | -0.03 | -0.08 | 0 |  | 0.36 | 0.34 | 0.23 | 22.56 | 962.77 | 0.54
D | 4002 | 2020-09-28 | 5 | OFF | 13.95 | 7.49 | 0.37 | 0.09 | 0.06 | 0 | 0 | -0.01 | -0.03 | -0.08 | 0 |  | 0.36 | 0.34 | 0.23 | 22.77 | 992.511 | 0.52
D | 4002 | 2020-09-28 | 6 | OFF | 16.5 | 7.49 | 0.37 | 0.09 | 0.08 | 0 | 0 | 0.01 | -0.04 | -0.08 | 0 |  | 0.36 | 0.34 | 0.23 | 25.35 | 1074.143 | 0.54
D | 4002 | 2020-09-28 | 7 | OFF | 20.08 | 7.49 | 0.37 | 0.09 | 0.18 | 0 | 0.03 | 0.03 | -0.05 | -0.08 | 0 |  | 0.36 | 0.34 | 0.23 | 29.07 | 1217.956 | 0.67
D | 4002 | 2020-09-28 | 8 | ON | 22.08 | 7.49 | 0.37 | 0.09 | 0.31 | 0.57 | 0.02 | 0 | -0.23 | -0.08 | 0 |  | 0.36 | 0.34 | 0.23 | 31.55 | 1331.586 | 1.36
D | 4002 | 2020-09-28 | 9 | ON | 24.63 | 7.49 | 0.37 | 0.09 | 0.13 | 0.55 | 0.01 | -0.05 | -0.15 | -0.08 | 0 |  | 0.36 | 0.34 | 0.23 | 33.92 | 1406.954 | 1.15
D | 4002 | 2020-09-28 | 10 | ON | 24.7 | 7.49 | 0.37 | 0.09 | 0.19 | 0.53 | 0.01 | 0 | -0.23 | -0.08 | 0 |  | 0.36 | 0.34 | 0.23 | 34 | 1454.086 | 1.19
D | 4002 | 2020-09-28 | 11 | ON | 33.88 | 7.49 | 0.37 | 0.09 | 0.19 | 0.5 | 0.35 | -0.03 | -0.23 | -0.08 | 0 |  | 0.36 | 0.34 | 0.23 | 43.46 | 1496.939 | 1.5
D | 4002 | 2020-09-28 | 12 | ON | 32.95 | 7.49 | 0.37 | 0.09 | 0.22 | 0.49 | 0.28 | 0 | -0.17 | -0.08 | 0 |  | 0.36 | 0.34 | 0.23 | 42.57 | 1534.877 | 1.45
D | 4002 | 2020-09-28 | 13 | ON | 26.13 | 7.49 | 0.37 | 0.09 | 0.13 | 0.48 | 0.09 | -0.01 | -0.16 | -0.08 | 0 |  | 0.36 | 0.34 | 0.23 | 35.46 | 1550.504 | 1.16
D | 4002 | 2020-09-28 | 14 | ON | 27.81 | 7.49 | 0.37 | 0.09 | 0.19 | 0.48 | 0.02 | 0.03 | -0.18 | -0.08 | 0 |  | 0.36 | 0.34 | 0.23 | 37.15 | 1561.296 | 1.15
D | 4002 | 2020-09-28 | 15 | ON | 23.03 | 7.49 | 0.37 | 0.09 | 0.14 | 0.47 | 0.09 | -0.04 | -0.16 | -0.08 | 0 |  | 0.36 | 0.34 | 0.23 | 32.33 | 1567.6 | 1.16
D | 4002 | 2020-09-28 | 16 | ON | 21.67 | 7.49 | 0.37 | 0.09 | 0.1 | 0.47 | 0.04 | -0.02 | -0.19 | -0.08 | 0 |  | 0.36 | 0.34 | 0.23 | 30.87 | 1566.18 | 1.07
D | 4002 | 2020-09-28 | 17 | ON | 35.04 | 7.49 | 0.37 | 0.09 | 0.17 | 0.4 | 0.07 | -0.04 | -0.15 | -0.08 | 0 |  | 0.36 | 0.34 | 0.23 | 44.29 | 1575.525 | 1.1
D | 4002 | 2020-09-28 | 18 | ON | 51.24 | 7.49 | 0.37 | 0.09 | 0.35 | 0.32 | 0.21 | -0.01 | -0.22 | -0.08 | 0 |  | 0.36 | 0.34 | 0.23 | 60.69 | 1596.35 | 1.34
D | 4002 | 2020-09-28 | 19 | ON | 41.19 | 7.49 | 0.37 | 0.09 | 0.45 | 0.34 | 0.19 | 0.14 | -0.37 | -0.08 | 0 |  | 0.36 | 0.34 | 0.23 | 50.74 | 1609.901 | 1.44
D | 4002 | 2020-09-28 | 20 | ON | 39.68 | 7.49 | 0.37 | 0.09 | 0.34 | 0.48 | 0 | 0.06 | -0.18 | -0.08 | 0 |  | 0.36 | 0.34 | 0.23 | 49.18 | 1601.366 | 1.28
D | 4002 | 2020-09-28 | 21 | ON | 23.65 | 7.49 | 0.37 | 0.09 | 0.19 | 0.51 | 0.1 | 0.04 | -0.1 | -0.08 | 0 |  | 0.36 | 0.34 | 0.23 | 33.19 | 1509.214 | 1.26
D | 4002 | 2020-09-28 | 22 | ON | 19.96 | 7.49 | 0.37 | 0.09 | 0.15 | 0.55 | 0.04 | -0.01 | -0.08 | -0.08 | 0 |  | 0.36 | 0.34 | 0.23 | 29.41 | 1384.726 | 1.2
D | 4002 | 2020-09-28 | 23 | ON | 16.46 | 7.49 | 0.37 | 0.09 | 0.17 | 0.6 | 0.01 | 0.01 | -0.02 | -0.08 | 0 |  | 0.36 | 0.34 | 0.23 | 26.03 | 1257.497 | 1.24
D | 4002 | 2020-09-28 | 24 | OFF | 13.81 | 7.49 | 0.37 | 0.09 | 0.14 | 0 | 0 | 0 | -0.07 | -0.08 | 0 |  | 0.36 | 0.34 | 0.23 | 22.68 | 1145.355 | 0.6
D | 4002 | 2020-09-29 | 1 | OFF | 16.12 | 7.49 | 0.17 | 0.01 | 0.09 | 0 | 0 | 0.02 | -0.05 | -0.08 | 0 |  | 0.36 | 0.34 | 0.23 | 24.7 | 1067.291 | 0.27
D | 4002 | 2020-09-29 | 2 | OFF | 14.53 | 7.49 | 0.17 | 0.01 | 0.1 | 0 | 0 | 0.02 | -0.06 | -0.08 | 0 |  | 0.36 | 0.34 | 0.23 | 23.11 | 1021.366 | 0.28
D | 4002 | 2020-09-29 | 3 | OFF | 15.45 | 7.49 | 0.17 | 0.01 | 0.08 | 0 | 0 | 0 | -0.04 | -0.08 | 0 |  | 0.36 | 0.34 | 0.23 | 24.01 | 994.452 | 0.26
D | 4002 | 2020-09-29 | 4 | OFF | 13.77 | 7.49 | 0.17 | 0.01 | 0.07 | 0 | 0 | 0 | -0.04 | -0.08 | 0 |  | 0.36 | 0.34 | 0.23 | 22.32 | 983.837 | 0.25
D | 4002 | 2020-09-29 | 5 | OFF | 14.68 | 7.49 | 0.17 | 0.01 | 0.07 | 0 | 0 | -0.01 | -0.05 | -0.08 | 0 |  | 0.36 | 0.34 | 0.23 | 23.21 | 1006.536 | 0.25
D | 4002 | 2020-09-29 | 6 | OFF | 15.52 | 7.49 | 0.17 | 0.01 | 0.11 | 0 | 0 | 0 | -0.04 | -0.08 | 0 |  | 0.36 | 0.34 | 0.23 | 24.11 | 1079.753 | 0.29
D | 4002 | 2020-09-29 | 7 | OFF | 15.45 | 7.49 | 0.17 | 0.01 | 0.13 | 0 | 0 | 0.03 | -0.11 | -0.08 | 0 |  | 0.36 | 0.34 | 0.23 | 24.02 | 1208.192 | 0.31
D | 4002 | 2020-09-29 | 8 | ON | 14.48 | 7.49 | 0.17 | 0.01 | 0.1 | 0.51 | 0 | 0.02 | -0.11 | -0.08 | 0 |  | 0.36 | 0.34 | 0.23 | 23.52 | 1302.276 | 0.79
D | 4002 | 2020-09-29 | 9 | ON | 21.32 | 7.49 | 0.17 | 0.01 | 0.11 | 0.48 | 0.04 | 0 | -0.17 | -0.08 | 0 |  | 0.36 | 0.34 | 0.23 | 30.3 | 1356.852 | 0.81
D | 4002 | 2020-09-29 | 10 | ON | 14.36 | 7.49 | 0.17 | 0.01 | 0.06 | 0.44 | 0 | 0.03 | -0.17 | -0.08 | 0 |  | 0.36 | 0.34 | 0.23 | 23.24 | 1388.057 | 0.68
D | 4002 | 2020-09-29 | 11 | ON | 15.67 | 7.49 | 0.17 | 0.01 | 0.05 | 0.45 | 0 | -0.01 | -0.24 | -0.08 | 0 |  | 0.36 | 0.34 | 0.23 | 24.44 | 1423.174 | 0.68
D | 4002 | 2020-09-29 | 12 | ON | 17.68 | 7.49 | 0.17 | 0.01 | 0.05 | 0.48 | 0 | -0.02 | -0.23 | -0.08 | 0 |  | 0.36 | 0.34 | 0.23 | 26.48 | 1463.025 | 0.71
D | 4002 | 2020-09-29 | 13 | ON | 21.75 | 7.49 | 0.17 | 0.01 | 0.06 | 0.47 | 0.05 | -0.04 | -0.22 | -0.08 | 0 |  | 0.36 | 0.34 | 0.23 | 30.59 | 1506.119 | 0.76
D | 4002 | 2020-09-29 | 14 | ON | 29.96 | 7.49 | 0.17 | 0.01 | 0.09 | 0.46 | 0.1 | -0.01 | -0.27 | -0.08 | 0 |  | 0.36 | 0.34 | 0.23 | 38.85 | 1544.907 | 0.83
D | 4002 | 2020-09-29 | 15 | ON | 22.89 | 7.49 | 0.17 | 0.01 | 0.1 | 0.42 | 0.02 | -0.01 | -0.23 | -0.08 | 0 |  | 0.36 | 0.34 | 0.23 | 31.71 | 1549.639 | 0.72
D | 4002 | 2020-09-29 | 16 | ON | 23.07 | 7.49 | 0.17 | 0.01 | 0.17 | 0.45 | 0.01 | -0.03 | -0.18 | -0.08 | 0 |  | 0.36 | 0.34 | 0.23 | 32.01 | 1547.163 | 0.81
D | 4002 | 2020-09-29 | 17 | ON | 22.94 | 7.49 | 0.17 | 0.01 | 0.11 | 0.45 | 0.02 | 0 | -0.19 | -0.08 | 0 |  | 0.36 | 0.34 | 0.23 | 31.85 | 1545.695 | 0.76
D | 4002 | 2020-09-29 | 18 | ON | 22.7 | 7.49 | 0.17 | 0.01 | 0.08 | 0.49 | 0.01 | -0.01 | -0.29 | -0.08 | 0 |  | 0.36 | 0.34 | 0.23 | 31.5 | 1576.925 | 0.76
D | 4002 | 2020-09-29 | 19 | ON | 23.97 | 7.49 | 0.17 | 0.01 | 0.21 | 0.48 | 0 | -0.01 | -0.3 | -0.08 | 0 |  | 0.36 | 0.34 | 0.23 | 32.87 | 1602.547 | 0.87
D | 4002 | 2020-09-29 | 20 | ON | 21.94 | 7.49 | 0.17 | 0.01 | 0.22 | 0.49 | 0 | 0.01 | -0.24 | -0.08 | 0 |  | 0.36 | 0.34 | 0.23 | 30.94 | 1576.455 | 0.89
D | 4002 | 2020-09-29 | 21 | ON | 19.75 | 7.49 | 0.17 | 0.01 | 0.23 | 0.51 | 0.05 | -0.03 | -0.25 | -0.08 | 0 |  | 0.36 | 0.34 | 0.23 | 28.78 | 1493.336 | 0.97
D | 4002 | 2020-09-29 | 22 | ON | 17.46 | 7.49 | 0.17 | 0.01 | 0.22 | 0.55 | 0.04 | -0.02 | -0.12 | -0.08 | 0 |  | 0.36 | 0.34 | 0.23 | 26.65 | 1368.45 | 0.99
D | 4002 | 2020-09-29 | 23 | ON | 15.39 | 7.49 | 0.17 | 0.01 | 0.19 | 0.59 | 0 | 0 | -0.09 | -0.08 | 0 |  | 0.36 | 0.34 | 0.23 | 24.6 | 1265.581 | 0.96
D | 4002 | 2020-09-29 | 24 | OFF | 22.41 | 7.49 | 0.17 | 0.01 | 0.13 | 0 | 0.01 | -0.03 | -0.02 | -0.08 | 0 |  | 0.36 | 0.34 | 0.23 | 31.02 | 1181.309 | 0.32
D | 4002 | 2020-09-30 | 1 | OFF | 15.62 | 7.49 | 0.12 | 0.01 | 0.09 | 0 | 0 | 0 | -0.06 | -0.08 | 0 |  | 0.36 | 0.34 | 0.23 | 24.12 | 1100.934 | 0.22
D | 4002 | 2020-09-30 | 2 | OFF | 14.01 | 7.49 | 0.12 | 0.01 | 0.07 | 0 | 0 | 0.01 | -0.02 | -0.08 | 0 |  | 0.36 | 0.34 | 0.23 | 22.54 | 1057.372 | 0.2
D | 4002 | 2020-09-30 | 3 | OFF | 15.3 | 7.49 | 0.12 | 0.01 | 0.07 | 0 | 0 | -0.02 | -0.02 | -0.08 | 0 |  | 0.36 | 0.34 | 0.23 | 23.8 | 1037.589 | 0.2
D | 4002 | 2020-09-30 | 4 | OFF | 15.16 | 7.49 | 0.12 | 0.01 | 0.07 | 0 | 0 | -0.02 | -0.02 | -0.08 | 0 |  | 0.36 | 0.34 | 0.23 | 23.66 | 1037.779 | 0.2
D | 4002 | 2020-09-30 | 5 | OFF | 16.02 | 7.49 | 0.12 | 0.01 | 0.06 | 0 | 0 | -0.01 | -0.01 | -0.08 | 0 |  | 0.36 | 0.34 | 0.23 | 24.53 | 1069.379 | 0.19
D | 4002 | 2020-09-30 | 6 | OFF | 15.75 | 7.49 | 0.12 | 0.01 | 0.07 | 0 | 0 | 0.01 | -0.03 | -0.08 | 0 |  | 0.36 | 0.34 | 0.23 | 24.27 | 1157.652 | 0.2
D | 4002 | 2020-09-30 | 7 | OFF | 13.98 | 7.49 | 0.12 | 0.01 | 0.12 | 0 | 0 | 0.02 | -0.07 | -0.08 | 0 |  | 0.36 | 0.34 | 0.23 | 22.52 | 1286.543 | 0.25
D | 4002 | 2020-09-30 | 8 | ON | 14.35 | 7.49 | 0.12 | 0.01 | 0.09 | 0.54 | 0 | 0 | -0.1 | -0.08 | 0 |  | 0.36 | 0.34 | 0.23 | 23.35 | 1393.551 | 0.76
D | 4002 | 2020-09-30 | 9 | ON | 15.94 | 7.49 | 0.12 | 0.01 | 0.09 | 0.53 | 0 | -0.01 | -0.15 | -0.08 | 0 |  | 0.36 | 0.34 | 0.23 | 24.87 | 1437.151 | 0.75
D | 4002 | 2020-09-30 | 10 | ON | 15.88 | 7.49 | 0.12 | 0.01 | 0.06 | 0.53 | 0 | -0.01 | -0.15 | -0.08 | 0 |  | 0.36 | 0.34 | 0.23 | 24.78 | 1441.272 | 0.72
D | 4002 | 2020-09-30 | 11 | ON | 15.24 | 7.49 | 0.12 | 0.01 | 0.06 | 0.54 | 0 | 0.03 | -0.15 | -0.08 | 0 |  | 0.36 | 0.34 | 0.23 | 24.19 | 1441.753 | 0.73
D | 4002 | 2020-09-30 | 12 | ON | 14.1 | 7.49 | 0.12 | 0.01 | 0.05 | 0.54 | 0 | 0.02 | -0.14 | -0.08 | 0 |  | 0.36 | 0.34 | 0.23 | 23.04 | 1443.333 | 0.72
D | 4002 | 2020-09-30 | 13 | ON | 13.59 | 7.49 | 0.12 | 0.01 | 0.05 | 0.55 | 0 | 0 | -0.12 | -0.08 | 0 |  | 0.36 | 0.34 | 0.23 | 22.54 | 1445.743 | 0.73
D | 4002 | 2020-09-30 | 14 | ON | 13.23 | 7.49 | 0.12 | 0.01 | 0.05 | 0.56 | 0 | 0 | -0.11 | -0.08 | 0 |  | 0.36 | 0.34 | 0.23 | 22.2 | 1417.712 | 0.74
D | 4002 | 2020-09-30 | 15 | ON | 12.65 | 7.49 | 0.12 | 0.01 | 0.08 | 0.57 | 0 | -0.01 | -0.1 | -0.08 | 0 |  | 0.36 | 0.34 | 0.23 | 21.66 | 1395.714 | 0.78
D | 4002 | 2020-09-30 | 16 | ON | 11.73 | 7.49 | 0.12 | 0.01 | 0.07 | 0.57 | 0 | -0.02 | -0.09 | -0.08 | 0 |  | 0.36 | 0.34 | 0.23 | 20.73 | 1382.376 | 0.77
D | 4002 | 2020-09-30 | 17 | ON | 10.41 | 7.49 | 0.12 | 0.01 | 0.09 | 0.56 | 0 | -0.01 | -0.08 | -0.08 | 0 |  | 0.36 | 0.34 | 0.23 | 19.44 | 1379.936 | 0.78
D | 4002 | 2020-09-30 | 18 | ON | 13.44 | 7.49 | 0.12 | 0.01 | 0.07 | 0.55 | 0 | 0 | -0.09 | -0.08 | 0 |  | 0.36 | 0.34 | 0.23 | 22.44 | 1395.66 | 0.75
D | 4002 | 2020-09-30 | 19 | ON | 14.11 | 7.49 | 0.12 | 0.01 | 0.05 | 0.55 | 0 | 0.01 | -0.13 | -0.08 | 0 |  | 0.36 | 0.34 | 0.23 | 23.06 | 1406.234 | 0.73
D | 4002 | 2020-09-30 | 20 | ON | 13.19 | 7.49 | 0.12 | 0.01 | 0.06 | 0.55 | 0 | 0.02 | -0.11 | -0.08 | 0 |  | 0.36 | 0.34 | 0.23 | 22.18 | 1389.36 | 0.74
D | 4002 | 2020-09-30 | 21 | ON | 12.51 | 7.49 | 0.12 | 0.01 | 0.05 | 0.58 | 0 | 0 | -0.09 | -0.08 | 0 |  | 0.36 | 0.34 | 0.23 | 21.52 | 1306.014 | 0.76
D | 4002 | 2020-09-30 | 22 | ON | 10.06 | 7.49 | 0.12 | 0.01 | 0.13 | 0.62 | 0 | -0.01 | -0.04 | -0.08 | 0 |  | 0.36 | 0.34 | 0.23 | 19.23 | 1200.213 | 0.88
D | 4002 | 2020-09-30 | 23 | ON | 8.92 | 7.49 | 0.12 | 0.01 | 0.16 | 0.68 | 0 | 0.04 | -0.05 | -0.08 | 0 |  | 0.36 | 0.34 | 0.23 | 18.22 | 1087.379 | 0.97
D | 4002 | 2020-09-30 | 24 | OFF | 3.07 | 7.49 | 0.12 | 0.01 | 0.13 | 0 | 0 | 0 | 0 | -0.08 | 0 |  | 0.36 | 0.34 | 0.23 | 11.67 | 992.459 | 0.26
T | 720 lines

## whlsecost_hourly_4002_202010
C | Hourly Wholesale Load Cost Report
C | Filename: whlsecost_hourly_4002_202010.csv
C | Report for: 10 2020
C | Report generated: 04/27/2021 15:24:09 EDT
H | Location ID | Local Date | Local Hour | OnOffPeak | RTLMP | Capacity | First Contingency | Second Contingency | Regulation | Forward Reserves | Real-Time Reserves | Inadvertent | Marginal Loss Rev Fund | Auction Rev Rights | Real-Time Demand Reduction Cost | Price Responsive Demand Cost | ISO Sched 2 | ISO Sched 3 | NEPOOL Exp | Total Cost | RTLO | Total Ancillary & NCPC
H | Number | Date | Number | String | Number | Number | Number | Number | Number | Number | Number | Number | Number | Number | Number | Number | Number | Number | Number | Number | Number
D | 4002 | 2020-10-01 | 1 | OFF | 7.41 | 7.25 | 0.33 | 0.04 | 0.11 | 0 | 0 | 0.01 | -0.06 | -0.13 | 0 |  | 0.36 | 0.33 | 0.23 | 15.88 | 929.355 | 0.48
D | 4002 | 2020-10-01 | 2 | OFF | 9.11 | 7.25 | 0.33 | 0.04 | 0.11 | 0 | 0 | 0.03 | -0.02 | -0.13 | 0 |  | 0.36 | 0.33 | 0.23 | 17.64 | 891.132 | 0.48
D | 4002 | 2020-10-01 | 3 | OFF | 3.99 | 7.25 | 0.33 | 0.04 | 0.1 | 0 | 0 | 0.02 | -0.02 | -0.13 | 0 |  | 0.36 | 0.33 | 0.23 | 12.5 | 873.884 | 0.47
D | 4002 | 2020-10-01 | 4 | OFF | 7.2 | 7.25 | 0.33 | 0.04 | 0.11 | 0 | 0 | 0 | -0.03 | -0.13 | 0 |  | 0.36 | 0.33 | 0.23 | 15.69 | 870.68 | 0.48
D | 4002 | 2020-10-01 | 5 | OFF | 8.61 | 7.25 | 0.33 | 0.04 | 0.08 | 0 | 0 | 0.01 | -0.02 | -0.13 | 0 |  | 0.36 | 0.33 | 0.23 | 17.09 | 897.581 | 0.45
D | 4002 | 2020-10-01 | 6 | OFF | 11.47 | 7.25 | 0.33 | 0.04 | 0.1 | 0 | 0 | -0.02 | -0.04 | -0.13 | 0 |  | 0.36 | 0.33 | 0.23 | 19.92 | 982.223 | 0.47
D | 4002 | 2020-10-01 | 7 | OFF | 11.36 | 7.25 | 0.33 | 0.04 | 0.17 | 0 | 0 | 0 | 0.1 | -0.13 | 0 |  | 0.36 | 0.33 | 0.23 | 20.04 | 1115.075 | 0.54
D | 4002 | 2020-10-01 | 8 | ON | 11.8 | 7.25 | 0.33 | 0.04 | 0.16 | 0.29 | 0 | 0.02 | 0.17 | -0.13 | 0 |  | 0.36 | 0.33 | 0.23 | 20.85 | 1207.012 | 0.82
D | 4002 | 2020-10-01 | 9 | ON | 11.71 | 7.25 | 0.33 | 0.04 | 0.16 | 0.28 | 0 | 0 | 0.18 | -0.13 | 0 |  | 0.36 | 0.33 | 0.23 | 20.74 | 1257.017 | 0.81
D | 4002 | 2020-10-01 | 10 | ON | 11.95 | 7.25 | 0.33 | 0.04 | 0.13 | 0.28 | 0 | 0.01 | 0.16 | -0.13 | 0 |  | 0.36 | 0.33 | 0.23 | 20.94 | 1275.814 | 0.78
D | 4002 | 2020-10-01 | 11 | ON | 12.9 | 7.25 | 0.33 | 0.04 | 0.11 | 0.27 | 0 | -0.02 | -0.1 | -0.13 | 0 |  | 0.36 | 0.33 | 0.23 | 21.57 | 1292.801 | 0.75
D | 4002 | 2020-10-01 | 12 | ON | 12.91 | 7.25 | 0.33 | 0.04 | 0.1 | 0.27 | 0 | -0.01 | -0.09 | -0.13 | 0 |  | 0.36 | 0.33 | 0.23 | 21.59 | 1310.568 | 0.74
D | 4002 | 2020-10-01 | 13 | ON | 20.04 | 7.25 | 0.33 | 0.04 | 0.18 | 0.26 | 0.15 | -0.01 | -0.07 | -0.13 | 0 |  | 0.36 | 0.33 | 0.23 | 28.96 | 1332.209 | 0.96
D | 4002 | 2020-10-01 | 14 | ON | 16.3 | 7.25 | 0.33 | 0.04 | 0.1 | 0.26 | 0.02 | -0.01 | -0.07 | -0.13 | 0 |  | 0.36 | 0.33 | 0.23 | 25.01 | 1325.205 | 0.75
D | 4002 | 2020-10-01 | 15 | ON | 13.13 | 7.25 | 0.33 | 0.04 | 0.08 | 0.26 | 0 | 0.01 | -0.07 | -0.13 | 0 |  | 0.36 | 0.33 | 0.23 | 21.82 | 1320.114 | 0.71
D | 4002 | 2020-10-01 | 16 | ON | 15.93 | 7.25 | 0.33 | 0.04 | 0.1 | 0.26 | 0 | 0 | -0.05 | -0.13 | 0 |  | 0.36 | 0.33 | 0.23 | 24.65 | 1318.295 | 0.73
D | 4002 | 2020-10-01 | 17 | ON | 17.82 | 7.25 | 0.33 | 0.04 | 0.11 | 0.25 | 0 | -0.01 | -0.11 | -0.13 | 0 |  | 0.36 | 0.33 | 0.23 | 26.47 | 1333.487 | 0.73
D | 4002 | 2020-10-01 | 18 | ON | 33.74 | 7.25 | 0.33 | 0.04 | 0.55 | 0.25 | 0.24 | 0.01 | -0.09 | -0.13 | 0 |  | 0.36 | 0.33 | 0.23 | 43.11 | 1357.409 | 1.41
D | 4002 | 2020-10-01 | 19 | ON | 30.88 | 7.25 | 0.33 | 0.04 | 0.25 | 0.24 | 0.19 | -0.03 | -0.18 | -0.13 | 0 |  | 0.36 | 0.33 | 0.23 | 39.76 | 1376.619 | 1.05
D | 4002 | 2020-10-01 | 20 | ON | 39.52 | 7.25 | 0.33 | 0.04 | 0.25 | 0.24 | 0.04 | -0.02 | -0.13 | -0.13 | 0 |  | 0.36 | 0.33 | 0.23 | 48.31 | 1365.096 | 0.9
D | 4002 | 2020-10-01 | 21 | ON | 26.69 | 7.25 | 0.33 | 0.04 | 0.16 | 0.26 | 0.04 | 0.02 | -0.03 | -0.13 | 0 |  | 0.36 | 0.33 | 0.23 | 35.55 | 1283.853 | 0.83
D | 4002 | 2020-10-01 | 22 | ON | 19.88 | 7.25 | 0.33 | 0.04 | 0.24 | 0.27 | 0.06 | 0.03 | -0.04 | -0.13 | 0 |  | 0.36 | 0.33 | 0.23 | 28.85 | 1179.748 | 0.94
D | 4002 | 2020-10-01 | 23 | ON | 13.67 | 7.25 | 0.33 | 0.04 | 0.13 | 0.3 | 0 | 0.02 | -0.03 | -0.13 | 0 |  | 0.36 | 0.33 | 0.23 | 22.5 | 1073.889 | 0.8
D | 4002 | 2020-10-01 | 24 | OFF | 13.85 | 7.25 | 0.33 | 0.04 | 0.08 | 0 | 0 | 0.02 | -0.02 | -0.13 | 0 |  | 0.36 | 0.33 | 0.23 | 22.34 | 981.653 | 0.45
D | 4002 | 2020-10-02 | 1 | OFF | 15.86 | 7.25 | 0.83 | 0.05 | 0.11 | 0 | 0 | -0.04 | -0.03 | -0.13 | 0 |  | 0.36 | 0.33 | 0.23 | 24.82 | 919.584 | 0.99
D | 4002 | 2020-10-02 | 2 | OFF | 15.01 | 7.25 | 0.83 | 0.05 | 0.11 | 0 | 0 | -0.05 | 0 | -0.13 | 0 |  | 0.36 | 0.33 | 0.23 | 23.99 | 879.504 | 0.99
D | 4002 | 2020-10-02 | 3 | OFF | 12.22 | 7.25 | 0.83 | 0.05 | 0.12 | 0 | 0 | -0.05 | 0 | -0.13 | 0 |  | 0.36 | 0.33 | 0.23 | 21.21 | 861.712 | 1
D | 4002 | 2020-10-02 | 4 | OFF | 12.3 | 7.25 | 0.83 | 0.05 | 0.11 | 0 | 0 | -0.02 | 0 | -0.13 | 0 |  | 0.36 | 0.33 | 0.23 | 21.31 | 860.695 | 0.99
D | 4002 | 2020-10-02 | 5 | OFF | 13.48 | 7.25 | 0.83 | 0.05 | 0.09 | 0 | 0 | -0.05 | 0 | -0.13 | 0 |  | 0.36 | 0.33 | 0.23 | 22.44 | 888.048 | 0.97
D | 4002 | 2020-10-02 | 6 | OFF | 14.31 | 7.25 | 0.83 | 0.05 | 0.12 | 0 | 0 | -0.04 | -0.03 | -0.13 | 0 |  | 0.36 | 0.33 | 0.23 | 23.28 | 966.415 | 1
D | 4002 | 2020-10-02 | 7 | OFF | 15.86 | 7.25 | 0.83 | 0.05 | 0.19 | 0 | 0.21 | -0.05 | 0.07 | -0.13 | 0 |  | 0.36 | 0.33 | 0.23 | 25.2 | 1096.675 | 1.28
D | 4002 | 2020-10-02 | 8 | ON | 22.88 | 7.25 | 0.83 | 0.05 | 0.11 | 0.29 | 0.13 | -0.09 | -0.05 | -0.13 | 0 |  | 0.36 | 0.33 | 0.23 | 32.19 | 1199.973 | 1.41
D | 4002 | 2020-10-02 | 9 | ON | 26.24 | 7.25 | 0.83 | 0.05 | 0.19 | 0.28 | 0.21 | -0.03 | -0.09 | -0.13 | 0 |  | 0.36 | 0.33 | 0.23 | 35.72 | 1267.517 | 1.56
D | 4002 | 2020-10-02 | 10 | ON | 27.96 | 7.25 | 0.83 | 0.05 | 0.15 | 0.28 | 0.34 | -0.03 | -0.1 | -0.13 | 0 |  | 0.36 | 0.33 | 0.23 | 37.52 | 1302.255 | 1.65
D | 4002 | 2020-10-02 | 11 | ON | 27.29 | 7.25 | 0.83 | 0.05 | 0.11 | 0.27 | 0.52 | -0.02 | -0.1 | -0.13 | 0 |  | 0.36 | 0.33 | 0.23 | 36.99 | 1329.584 | 1.78
D | 4002 | 2020-10-02 | 12 | ON | 29.66 | 7.25 | 0.83 | 0.05 | 0.15 | 0.27 | 0.29 | -0.01 | -0.09 | -0.13 | 0 |  | 0.36 | 0.33 | 0.23 | 39.19 | 1345.651 | 1.59
D | 4002 | 2020-10-02 | 13 | ON | 31.76 | 7.25 | 0.83 | 0.05 | 0.2 | 0.27 | 0.29 | 0.01 | -0.07 | -0.13 | 0 |  | 0.36 | 0.33 | 0.23 | 41.38 | 1343.125 | 1.64
D | 4002 | 2020-10-02 | 14 | ON | 24.83 | 7.25 | 0.83 | 0.05 | 0.16 | 0.27 | 0.23 | 0 | -0.07 | -0.13 | 0 |  | 0.36 | 0.33 | 0.23 | 34.34 | 1331.655 | 1.54
D | 4002 | 2020-10-02 | 15 | ON | 20.95 | 7.25 | 0.83 | 0.05 | 0.16 | 0.28 | 0.34 | 0.01 | -0.08 | -0.13 | 0 |  | 0.36 | 0.33 | 0.23 | 30.58 | 1310.841 | 1.66
D | 4002 | 2020-10-02 | 16 | ON | 14.58 | 7.25 | 0.83 | 0.05 | 0.08 | 0.29 | 0.1 | 0.01 | -0.06 | -0.13 | 0 |  | 0.36 | 0.33 | 0.23 | 23.92 | 1280.011 | 1.35
D | 4002 | 2020-10-02 | 17 | ON | 11.53 | 7.25 | 0.83 | 0.05 | 0.07 | 0.29 | 0 | -0.01 | -0.08 | -0.13 | 0 |  | 0.36 | 0.33 | 0.23 | 20.72 | 1267.886 | 1.24
D | 4002 | 2020-10-02 | 18 | ON | 21.32 | 7.25 | 0.83 | 0.05 | 0.13 | 0.28 | 0.33 | -0.01 | -0.03 | -0.13 | 0 |  | 0.36 | 0.33 | 0.23 | 30.94 | 1288.673 | 1.62
D | 4002 | 2020-10-02 | 19 | ON | 27.82 | 7.25 | 0.83 | 0.05 | 0.15 | 0.27 | 0.23 | -0.02 | -0.05 | -0.13 | 0 |  | 0.36 | 0.33 | 0.23 | 37.32 | 1319.865 | 1.53
D | 4002 | 2020-10-02 | 20 | ON | 28.49 | 7.25 | 0.83 | 0.05 | 0.16 | 0.27 | 0.67 | -0.01 | -0.03 | -0.13 | 0 |  | 0.36 | 0.33 | 0.23 | 38.47 | 1311.402 | 1.98
D | 4002 | 2020-10-02 | 21 | ON | 19.58 | 7.25 | 0.83 | 0.05 | 0.21 | 0.29 | 0.38 | -0.01 | 0.04 | -0.13 | 0 |  | 0.36 | 0.33 | 0.23 | 29.41 | 1243.647 | 1.76
D | 4002 | 2020-10-02 | 22 | ON | 23.22 | 7.25 | 0.83 | 0.05 | 0.39 | 0.3 | 0.44 | -0.01 | -0.05 | -0.13 | 0 |  | 0.36 | 0.33 | 0.23 | 33.21 | 1155.982 | 2.01
D | 4002 | 2020-10-02 | 23 | ON | 10.63 | 7.25 | 0.83 | 0.05 | 0.28 | 0.33 | 0 | 0.01 | -0.03 | -0.13 | 0 |  | 0.36 | 0.33 | 0.23 | 20.14 | 1060.137 | 1.49
D | 4002 | 2020-10-02 | 24 | OFF | 11.73 | 7.25 | 0.83 | 0.05 | 0.19 | 0 | 0 | 0 | -0.08 | -0.13 | 0 |  | 0.36 | 0.33 | 0.23 | 20.76 | 967.107 | 1.07
D | 4002 | 2020-10-03 | 1 | OFF | 12.07 | 7.25 | 0.76 | 0.08 | 0.14 | 0 | 0 | -0.01 | -0.06 | -0.13 | 0 |  | 0.36 | 0.33 | 0.23 | 21.02 | 903.259 | 0.98
D | 4002 | 2020-10-03 | 2 | OFF | 12.96 | 7.25 | 0.76 | 0.08 | 0.17 | 0 | 0 | 0.01 | -0.03 | -0.13 | 0 |  | 0.36 | 0.33 | 0.23 | 21.99 | 863.58 | 1.01
D | 4002 | 2020-10-03 | 3 | OFF | 14.68 | 7.25 | 0.76 | 0.08 | 0.24 | 0 | 0 | -0.01 | -0.02 | -0.13 | 0 |  | 0.36 | 0.33 | 0.23 | 23.77 | 841.827 | 1.08
D | 4002 | 2020-10-03 | 4 | OFF | 15.33 | 7.25 | 0.76 | 0.08 | 0.23 | 0 | 0 | -0.01 | -0.02 | -0.13 | 0 |  | 0.36 | 0.33 | 0.23 | 24.41 | 834.626 | 1.07
D | 4002 | 2020-10-03 | 5 | OFF | 17.76 | 7.25 | 0.76 | 0.08 | 0.26 | 0 | 0 | 0 | -0.01 | -0.13 | 0 |  | 0.36 | 0.33 | 0.23 | 26.89 | 849.563 | 1.1
D | 4002 | 2020-10-03 | 6 | OFF | 16.07 | 7.25 | 0.76 | 0.08 | 0.14 | 0 | 0 | 0.02 | 0.01 | -0.13 | 0 |  | 0.36 | 0.33 | 0.23 | 25.12 | 889.181 | 0.98
D | 4002 | 2020-10-03 | 7 | OFF | 21.68 | 7.25 | 0.76 | 0.08 | 0.27 | 0 | 0.09 | -0.01 | -0.01 | -0.13 | 0 |  | 0.36 | 0.33 | 0.23 | 30.9 | 957.325 | 1.2
D | 4002 | 2020-10-03 | 8 | OFF | 24.04 | 7.25 | 0.76 | 0.08 | 0.35 | 0 | 0.74 | 0 | -0.07 | -0.13 | 0 |  | 0.36 | 0.33 | 0.23 | 33.94 | 1033.324 | 1.93
D | 4002 | 2020-10-03 | 9 | OFF | 16.56 | 7.25 | 0.76 | 0.08 | 0.22 | 0 | 0 | 0.01 | -0.08 | -0.13 | 0 |  | 0.36 | 0.33 | 0.23 | 25.59 | 1105.107 | 1.06
D | 4002 | 2020-10-03 | 10 | OFF | 15.29 | 7.25 | 0.76 | 0.08 | 0.19 | 0 | 0 | 0 | -0.1 | -0.13 | 0 |  | 0.36 | 0.33 | 0.23 | 24.26 | 1141.752 | 1.03
D | 4002 | 2020-10-03 | 11 | OFF | 21.19 | 7.25 | 0.76 | 0.08 | 0.27 | 0 | 0.72 | -0.01 | -0.01 | -0.13 | 0 |  | 0.36 | 0.33 | 0.23 | 31.04 | 1145.278 | 1.83
D | 4002 | 2020-10-03 | 12 | OFF | 13.54 | 7.25 | 0.76 | 0.08 | 0.14 | 0 | 0 | -0.02 | -0.06 | -0.13 | 0 |  | 0.36 | 0.33 | 0.23 | 22.48 | 1138.191 | 0.98
D | 4002 | 2020-10-03 | 13 | OFF | 25.87 | 7.25 | 0.76 | 0.08 | 0.15 | 0 | 0.57 | -0.04 | 0.02 | -0.13 | 0 |  | 0.36 | 0.33 | 0.23 | 35.45 | 1125.017 | 1.56
D | 4002 | 2020-10-03 | 14 | OFF | 24.92 | 7.25 | 0.76 | 0.08 | 0.28 | 0 | 0.21 | 0.02 | -0.02 | -0.13 | 0 |  | 0.36 | 0.33 | 0.23 | 34.29 | 1112.726 | 1.33
D | 4002 | 2020-10-03 | 15 | OFF | 12 | 7.25 | 0.76 | 0.08 | 0.1 | 0 | 0.01 | 0.01 | -0.04 | -0.13 | 0 |  | 0.36 | 0.33 | 0.23 | 20.96 | 1099.209 | 0.95
D | 4002 | 2020-10-03 | 16 | OFF | 10.27 | 7.25 | 0.76 | 0.08 | 0.19 | 0 | 0 | 0.01 | -0.07 | -0.13 | 0 |  | 0.36 | 0.33 | 0.23 | 19.28 | 1101.353 | 1.03
D | 4002 | 2020-10-03 | 17 | OFF | 17 | 7.25 | 0.76 | 0.08 | 0.19 | 0 | 0.38 | -0.05 | 0.08 | -0.13 | 0 |  | 0.36 | 0.33 | 0.23 | 26.48 | 1130.847 | 1.41
D | 4002 | 2020-10-03 | 18 | OFF | 25.48 | 7.25 | 0.76 | 0.08 | 0.2 | 0 | 0.45 | -0.03 | -0.04 | -0.13 | 0 |  | 0.36 | 0.33 | 0.23 | 34.94 | 1183.07 | 1.49
D | 4002 | 2020-10-03 | 19 | OFF | 33.79 | 7.25 | 0.76 | 0.08 | 0.32 | 0 | 1.08 | -0.04 | -0.08 | -0.13 | 0 |  | 0.36 | 0.33 | 0.23 | 43.95 | 1232.983 | 2.24
D | 4002 | 2020-10-03 | 20 | OFF | 34.22 | 7.25 | 0.76 | 0.08 | 0.26 | 0 | 1.37 | 0.06 | -0.08 | -0.13 | 0 |  | 0.36 | 0.33 | 0.23 | 44.71 | 1230.256 | 2.47
D | 4002 | 2020-10-03 | 21 | OFF | 28.65 | 7.25 | 0.76 | 0.08 | 0.22 | 0 | 1.09 | 0.01 | -0.02 | -0.13 | 0 |  | 0.36 | 0.33 | 0.23 | 38.83 | 1168.112 | 2.15
D | 4002 | 2020-10-03 | 22 | OFF | 36.4 | 7.25 | 0.76 | 0.08 | 0.49 | 0 | 1.59 | -0.04 | -0.05 | -0.13 | 0 |  | 0.36 | 0.33 | 0.23 | 47.27 | 1093.654 | 2.92
D | 4002 | 2020-10-03 | 23 | OFF | 31.96 | 7.25 | 0.76 | 0.08 | 0.67 | 0 | 1.56 | -0.01 | 0.16 | -0.13 | 0 |  | 0.36 | 0.33 | 0.23 | 43.22 | 1009.544 | 3.07
D | 4002 | 2020-10-03 | 24 | OFF | 19.42 | 7.25 | 0.76 | 0.08 | 0.49 | 0 | 0.08 | 0.02 | -0.09 | -0.13 | 0 |  | 0.36 | 0.33 | 0.23 | 28.8 | 930.639 | 1.41
D | 4002 | 2020-10-04 | 1 | OFF | 22.5 | 7.25 | 0.51 | 0.04 | 0.37 | 0 | 0.5 | 0.01 | -0.09 | -0.13 | 0 |  | 0.36 | 0.33 | 0.23 | 31.88 | 875.229 | 1.42
D | 4002 | 2020-10-04 | 2 | OFF | 17.2 | 7.25 | 0.51 | 0.04 | 0.28 | 0 | 0.14 | 0.03 | -0.04 | -0.13 | 0 |  | 0.36 | 0.33 | 0.23 | 26.2 | 840.19 | 0.97
D | 4002 | 2020-10-04 | 3 | OFF | 16.32 | 7.25 | 0.51 | 0.04 | 0.24 | 0 | 0 | 0.03 | 0.01 | -0.13 | 0 |  | 0.36 | 0.33 | 0.23 | 25.19 | 822.059 | 0.79
D | 4002 | 2020-10-04 | 4 | OFF | 16.02 | 7.25 | 0.51 | 0.04 | 0.23 | 0 | 0 | -0.03 | -0.03 | -0.13 | 0 |  | 0.36 | 0.33 | 0.23 | 24.78 | 816.84 | 0.78
D | 4002 | 2020-10-04 | 5 | OFF | 16.09 | 7.25 | 0.51 | 0.04 | 0.22 | 0 | 0 | -0.01 | -0.05 | -0.13 | 0 |  | 0.36 | 0.33 | 0.23 | 24.84 | 826.116 | 0.77
D | 4002 | 2020-10-04 | 6 | OFF | 16.15 | 7.25 | 0.51 | 0.04 | 0.24 | 0 | 0 | 0.02 | -0.04 | -0.13 | 0 |  | 0.36 | 0.33 | 0.23 | 24.96 | 858.478 | 0.79
D | 4002 | 2020-10-04 | 7 | OFF | 12.11 | 7.25 | 0.51 | 0.04 | 0.46 | 0 | 0 | 0.01 | -0.08 | -0.13 | 0 |  | 0.36 | 0.33 | 0.23 | 21.09 | 907.182 | 1.01
D | 4002 | 2020-10-04 | 8 | OFF | 14.43 | 7.25 | 0.51 | 0.04 | 0.53 | 0 | 0 | 0 | -0.08 | -0.13 | 0 |  | 0.36 | 0.33 | 0.23 | 23.47 | 976.445 | 1.08
D | 4002 | 2020-10-04 | 9 | OFF | 13.06 | 7.25 | 0.51 | 0.04 | 0.26 | 0 | 0 | -0.02 | -0.09 | -0.13 | 0 |  | 0.36 | 0.33 | 0.23 | 21.8 | 1057.296 | 0.81
D | 4002 | 2020-10-04 | 10 | OFF | 12.86 | 7.25 | 0.51 | 0.04 | 0.2 | 0 | 0 | -0.01 | -0.09 | -0.13 | 0 |  | 0.36 | 0.33 | 0.23 | 21.55 | 1100.207 | 0.75
D | 4002 | 2020-10-04 | 11 | OFF | 12.65 | 7.25 | 0.51 | 0.04 | 0.11 | 0 | 0 | -0.01 | -0.1 | -0.13 | 0 |  | 0.36 | 0.33 | 0.23 | 21.24 | 1111.459 | 0.66
D | 4002 | 2020-10-04 | 12 | OFF | 13.09 | 7.25 | 0.51 | 0.04 | 0.12 | 0 | 0 | -0.01 | -0.05 | -0.13 | 0 |  | 0.36 | 0.33 | 0.23 | 21.74 | 1106.894 | 0.67
D | 4002 | 2020-10-04 | 13 | OFF | 12.68 | 7.25 | 0.51 | 0.04 | 0.22 | 0 | 0 | -0.01 | -0.06 | -0.13 | 0 |  | 0.36 | 0.33 | 0.23 | 21.42 | 1114.039 | 0.77
D | 4002 | 2020-10-04 | 14 | OFF | 12.2 | 7.25 | 0.51 | 0.04 | 0.13 | 0 | 0.1 | 0 | -0.05 | -0.13 | 0 |  | 0.36 | 0.33 | 0.23 | 20.97 | 1114.149 | 0.78
D | 4002 | 2020-10-04 | 15 | OFF | 12.36 | 7.25 | 0.51 | 0.04 | 0.1 | 0 | 0.06 | -0.02 | -0.02 | -0.13 | 0 |  | 0.36 | 0.33 | 0.23 | 21.07 | 1118.018 | 0.71
D | 4002 | 2020-10-04 | 16 | OFF | 25.79 | 7.25 | 0.51 | 0.04 | 0.2 | 0 | 0.5 | -0.01 | 0.03 | -0.13 | 0 |  | 0.36 | 0.33 | 0.23 | 35.1 | 1130.751 | 1.25
D | 4002 | 2020-10-04 | 17 | OFF | 26.97 | 7.25 | 0.51 | 0.04 | 0.21 | 0 | 0.37 | 0.05 | -0.06 | -0.13 | 0 |  | 0.36 | 0.33 | 0.23 | 36.13 | 1172.324 | 1.13
D | 4002 | 2020-10-04 | 18 | OFF | 27.83 | 7.25 | 0.51 | 0.04 | 0.2 | 0 | 0.29 | 0.03 | -0.08 | -0.13 | 0 |  | 0.36 | 0.33 | 0.23 | 36.86 | 1224.591 | 1.04
D | 4002 | 2020-10-04 | 19 | OFF | 26.44 | 7.25 | 0.51 | 0.04 | 0.19 | 0 | 0.31 | 0 | -0.16 | -0.13 | 0 |  | 0.36 | 0.33 | 0.23 | 35.37 | 1271.238 | 1.05
D | 4002 | 2020-10-04 | 20 | OFF | 27.63 | 7.25 | 0.51 | 0.04 | 0.2 | 0 | 0.36 | -0.01 | -0.12 | -0.13 | 0 |  | 0.36 | 0.33 | 0.23 | 36.65 | 1262.368 | 1.11
D | 4002 | 2020-10-04 | 21 | OFF | 21.48 | 7.25 | 0.51 | 0.04 | 0.17 | 0 | 0.18 | -0.01 | -0.07 | -0.13 | 0 |  | 0.36 | 0.33 | 0.23 | 30.34 | 1185.462 | 0.9
D | 4002 | 2020-10-04 | 22 | OFF | 17.12 | 7.25 | 0.51 | 0.04 | 0.23 | 0 | 0.1 | -0.03 | -0.04 | -0.13 | 0 |  | 0.36 | 0.33 | 0.23 | 25.97 | 1087.727 | 0.88
D | 4002 | 2020-10-04 | 23 | OFF | 16.09 | 7.25 | 0.51 | 0.04 | 0.51 | 0 | 0.35 | -0.02 | -0.04 | -0.13 | 0 |  | 0.36 | 0.33 | 0.23 | 25.48 | 989.347 | 1.41
D | 4002 | 2020-10-04 | 24 | OFF | 19.65 | 7.25 | 0.51 | 0.04 | 0.41 | 0 | 0.58 | 0 | -0.18 | -0.13 | 0 |  | 0.36 | 0.33 | 0.23 | 29.05 | 909.532 | 1.54
D | 4002 | 2020-10-05 | 1 | OFF | 19.08 | 7.25 | 0.58 | 0.09 | 0.36 | 0 | 0.4 | -0.01 | -0.02 | -0.13 | 0 |  | 0.36 | 0.33 | 0.23 | 28.52 | 863.788 | 1.43
D | 4002 | 2020-10-05 | 2 | OFF | 14.75 | 7.25 | 0.58 | 0.09 | 0.19 | 0 | 0 | -0.01 | -0.02 | -0.13 | 0 |  | 0.36 | 0.33 | 0.23 | 23.62 | 837.918 | 0.86
D | 4002 | 2020-10-05 | 3 | OFF | 14.99 | 7.25 | 0.58 | 0.09 | 0.23 | 0 | 0 | -0.02 | -0.03 | -0.13 | 0 |  | 0.36 | 0.33 | 0.23 | 23.88 | 828.999 | 0.9
D | 4002 | 2020-10-05 | 4 | OFF | 15.16 | 7.25 | 0.58 | 0.09 | 0.2 | 0 | 0 | -0.03 | -0.04 | -0.13 | 0 |  | 0.36 | 0.33 | 0.23 | 24 | 836.546 | 0.87
D | 4002 | 2020-10-05 | 5 | OFF | 15.31 | 7.25 | 0.58 | 0.09 | 0.22 | 0 | 0 | -0.03 | -0.03 | -0.13 | 0 |  | 0.36 | 0.33 | 0.23 | 24.18 | 873.35 | 0.89
D | 4002 | 2020-10-05 | 6 | OFF | 28.36 | 7.25 | 0.58 | 0.09 | 0.46 | 0 | 1.02 | 0.05 | 0.2 | -0.13 | 0 |  | 0.36 | 0.33 | 0.23 | 38.8 | 969.411 | 2.15
D | 4002 | 2020-10-05 | 7 | OFF | 26.37 | 7.25 | 0.58 | 0.09 | 0.4 | 0 | 0.01 | 0.01 | -0.12 | -0.13 | 0 |  | 0.36 | 0.33 | 0.23 | 35.38 | 1118.63 | 1.08
D | 4002 | 2020-10-05 | 8 | ON | 26.73 | 7.25 | 0.58 | 0.09 | 0.24 | 0.28 | 0 | -0.03 | -0.13 | -0.13 | 0 |  | 0.36 | 0.33 | 0.23 | 35.8 | 1224.88 | 1.19
D | 4002 | 2020-10-05 | 9 | ON | 28.67 | 7.25 | 0.58 | 0.09 | 0.15 | 0.27 | 0.12 | 0.01 | -0.11 | -0.13 | 0 |  | 0.36 | 0.33 | 0.23 | 37.82 | 1275.283 | 1.21
D | 4002 | 2020-10-05 | 10 | ON | 30.56 | 7.25 | 0.58 | 0.09 | 0.19 | 0.26 | 0.65 | 0.01 | -0.1 | -0.13 | 0 |  | 0.36 | 0.33 | 0.23 | 40.28 | 1287.78 | 1.77
D | 4002 | 2020-10-05 | 11 | ON | 30.56 | 7.25 | 0.58 | 0.09 | 0.17 | 0.27 | 0.68 | 0.01 | -0.07 | -0.13 | 0 |  | 0.36 | 0.33 | 0.23 | 40.33 | 1282.965 | 1.79
D | 4002 | 2020-10-05 | 12 | ON | 27.02 | 7.25 | 0.58 | 0.09 | 0.14 | 0.27 | 0.6 | 0.07 | -0.05 | -0.13 | 0 |  | 0.36 | 0.33 | 0.23 | 36.76 | 1278.646 | 1.68
D | 4002 | 2020-10-05 | 13 | ON | 28.01 | 7.25 | 0.58 | 0.09 | 0.15 | 0.27 | 0.78 | 0.04 | -0.04 | -0.13 | 0 |  | 0.36 | 0.33 | 0.23 | 37.92 | 1269.364 | 1.87
D | 4002 | 2020-10-05 | 14 | ON | 19.6 | 7.25 | 0.58 | 0.09 | 0.09 | 0.27 | 0.18 | 0.02 | -0.05 | -0.13 | 0 |  | 0.36 | 0.33 | 0.23 | 28.82 | 1270.329 | 1.21
D | 4002 | 2020-10-05 | 15 | ON | 16.91 | 7.25 | 0.58 | 0.09 | 0.08 | 0.27 | 0.06 | 0.03 | -0.09 | -0.13 | 0 |  | 0.36 | 0.33 | 0.23 | 25.97 | 1270.273 | 1.08
D | 4002 | 2020-10-05 | 16 | ON | 23.11 | 7.25 | 0.58 | 0.09 | 0.08 | 0.27 | 0.42 | 0 | -0.06 | -0.13 | 0 |  | 0.36 | 0.33 | 0.23 | 32.53 | 1268.631 | 1.44
D | 4002 | 2020-10-05 | 17 | ON | 34.5 | 7.25 | 0.58 | 0.09 | 0.16 | 0.26 | 0.87 | 0.06 | -0.11 | -0.13 | 0 |  | 0.36 | 0.33 | 0.23 | 44.45 | 1291.394 | 1.96
D | 4002 | 2020-10-05 | 18 | ON | 35.35 | 7.25 | 0.58 | 0.09 | 0.24 | 0.25 | 0.55 | 0.08 | -0.16 | -0.13 | 0 |  | 0.36 | 0.33 | 0.23 | 45.02 | 1338.785 | 1.71
D | 4002 | 2020-10-05 | 19 | ON | 25.17 | 7.25 | 0.58 | 0.09 | 0.11 | 0.24 | 0.16 | -0.01 | -0.21 | -0.13 | 0 |  | 0.36 | 0.33 | 0.23 | 34.17 | 1388.233 | 1.18
D | 4002 | 2020-10-05 | 20 | ON | 35.05 | 7.25 | 0.58 | 0.09 | 0.26 | 0.24 | 0.18 | 0.03 | -0.09 | -0.13 | 0 |  | 0.36 | 0.33 | 0.23 | 44.38 | 1361.352 | 1.35
D | 4002 | 2020-10-05 | 21 | ON | 23.39 | 7.25 | 0.58 | 0.09 | 0.13 | 0.26 | 0.15 | 0.01 | -0.02 | -0.13 | 0 |  | 0.36 | 0.33 | 0.23 | 32.63 | 1273.151 | 1.21
D | 4002 | 2020-10-05 | 22 | ON | 14.66 | 7.25 | 0.58 | 0.09 | 0.2 | 0.28 | 0 | 0 | -0.06 | -0.13 | 0 |  | 0.36 | 0.33 | 0.23 | 23.79 | 1162.646 | 1.15
D | 4002 | 2020-10-05 | 23 | ON | 14.3 | 7.25 | 0.58 | 0.09 | 0.33 | 0.3 | 0.02 | 0.02 | -0.09 | -0.13 | 0 |  | 0.36 | 0.33 | 0.23 | 23.59 | 1051.712 | 1.32
D | 4002 | 2020-10-05 | 24 | OFF | 14.23 | 7.25 | 0.58 | 0.09 | 0.14 | 0 | 0 | -0.02 | -0.02 | -0.13 | 0 |  | 0.36 | 0.33 | 0.23 | 23.04 | 960.99 | 0.81
D | 4002 | 2020-10-06 | 1 | OFF | 17.61 | 7.25 | 0.46 | 0.15 | 0.1 | 0 | 0 | 0 | -0.04 | -0.13 | 0 |  | 0.36 | 0.33 | 0.23 | 26.32 | 908.312 | 0.71
D | 4002 | 2020-10-06 | 2 | OFF | 18.46 | 7.25 | 0.46 | 0.15 | 0.09 | 0 | 0 | -0.01 | 0.02 | -0.13 | 0 |  | 0.36 | 0.33 | 0.23 | 27.21 | 880.639 | 0.7
D | 4002 | 2020-10-06 | 3 | OFF | 13.09 | 7.25 | 0.46 | 0.15 | 0.09 | 0 | 0 | 0.01 | -0.02 | -0.13 | 0 |  | 0.36 | 0.33 | 0.23 | 21.82 | 862.392 | 0.7
D | 4002 | 2020-10-06 | 4 | OFF | 13.66 | 7.25 | 0.46 | 0.15 | 0.1 | 0 | 0 | -0.01 | -0.02 | -0.13 | 0 |  | 0.36 | 0.33 | 0.23 | 22.38 | 866.538 | 0.71
D | 4002 | 2020-10-06 | 5 | OFF | 15.62 | 7.25 | 0.46 | 0.15 | 0.11 | 0 | 0 | -0.01 | -0.02 | -0.13 | 0 |  | 0.36 | 0.33 | 0.23 | 24.35 | 899.875 | 0.72
D | 4002 | 2020-10-06 | 6 | OFF | 14.39 | 7.25 | 0.46 | 0.15 | 0.12 | 0 | 0 | 0.02 | -0.09 | -0.13 | 0 |  | 0.36 | 0.33 | 0.23 | 23.09 | 993.215 | 0.73
D | 4002 | 2020-10-06 | 7 | OFF | 26.48 | 7.25 | 0.46 | 0.15 | 0.4 | 0 | 0.02 | -0.02 | 0.08 | -0.13 | 0 |  | 0.36 | 0.33 | 0.23 | 35.61 | 1142.846 | 1.03
D | 4002 | 2020-10-06 | 8 | ON | 38.67 | 7.25 | 0.46 | 0.15 | 0.46 | 0.28 | 0.08 | 0 | -0.15 | -0.13 | 0 |  | 0.36 | 0.33 | 0.23 | 47.99 | 1239.393 | 1.43
D | 4002 | 2020-10-06 | 9 | ON | 36.48 | 7.25 | 0.46 | 0.15 | 0.21 | 0.27 | 0.11 | -0.01 | -0.13 | -0.13 | 0 |  | 0.36 | 0.33 | 0.23 | 45.58 | 1282.291 | 1.2
D | 4002 | 2020-10-06 | 10 | ON | 35.64 | 7.25 | 0.46 | 0.15 | 0.12 | 0.27 | 0.21 | 0.02 | -0.11 | -0.13 | 0 |  | 0.36 | 0.33 | 0.23 | 44.8 | 1299.234 | 1.21
D | 4002 | 2020-10-06 | 11 | ON | 33.43 | 7.25 | 0.46 | 0.15 | 0.19 | 0.27 | 0.66 | 0.04 | -0.11 | -0.13 | 0 |  | 0.36 | 0.33 | 0.23 | 43.13 | 1322.534 | 1.73
D | 4002 | 2020-10-06 | 12 | ON | 33.9 | 7.25 | 0.46 | 0.15 | 0.17 | 0.27 | 0.57 | 0.06 | -0.08 | -0.13 | 0 |  | 0.36 | 0.33 | 0.23 | 43.54 | 1332.167 | 1.62
D | 4002 | 2020-10-06 | 13 | ON | 29.85 | 7.25 | 0.46 | 0.15 | 0.18 | 0.27 | 0.27 | 0.01 | -0.11 | -0.13 | 0 |  | 0.36 | 0.33 | 0.23 | 39.12 | 1326.05 | 1.33
D | 4002 | 2020-10-06 | 14 | ON | 27.38 | 7.25 | 0.46 | 0.15 | 0.15 | 0.27 | 0.17 | 0.01 | -0.09 | -0.13 | 0 |  | 0.36 | 0.33 | 0.23 | 36.54 | 1308.997 | 1.2
D | 4002 | 2020-10-06 | 15 | ON | 26.91 | 7.25 | 0.46 | 0.15 | 0.12 | 0.27 | 0.26 | 0.03 | -0.11 | -0.13 | 0 |  | 0.36 | 0.33 | 0.23 | 36.13 | 1295.256 | 1.26
D | 4002 | 2020-10-06 | 16 | ON | 28.88 | 7.25 | 0.46 | 0.15 | 0.1 | 0.27 | 0.11 | -0.02 | -0.1 | -0.13 | 0 |  | 0.36 | 0.33 | 0.23 | 37.89 | 1288.471 | 1.09
D | 4002 | 2020-10-06 | 17 | ON | 37.92 | 7.25 | 0.46 | 0.15 | 0.15 | 0.26 | 0.23 | 0.09 | -0.17 | -0.13 | 0 |  | 0.36 | 0.33 | 0.23 | 47.13 | 1296.24 | 1.25
D | 4002 | 2020-10-06 | 18 | ON | 41.73 | 7.25 | 0.46 | 0.15 | 0.22 | 0.25 | 0.17 | 0.03 | -0.09 | -0.13 | 0 |  | 0.36 | 0.33 | 0.23 | 50.96 | 1340.01 | 1.25
D | 4002 | 2020-10-06 | 19 | ON | 49.22 | 7.25 | 0.46 | 0.15 | 0.26 | 0.24 | 0.42 | 0.07 | -0.21 | -0.13 | 0 |  | 0.36 | 0.33 | 0.23 | 58.65 | 1390.535 | 1.53
D | 4002 | 2020-10-06 | 20 | ON | 36.61 | 7.25 | 0.46 | 0.15 | 0.25 | 0.24 | 0.14 | 0.04 | -0.07 | -0.13 | 0 |  | 0.36 | 0.33 | 0.23 | 45.86 | 1371.487 | 1.24
D | 4002 | 2020-10-06 | 21 | ON | 33.77 | 7.25 | 0.46 | 0.15 | 0.2 | 0.24 | 0.17 | 0.03 | -0.19 | -0.13 | 0 |  | 0.36 | 0.33 | 0.23 | 42.87 | 1285.782 | 1.22
D | 4002 | 2020-10-06 | 22 | ON | 29.05 | 7.25 | 0.46 | 0.15 | 0.3 | 0.26 | 0.13 | 0.03 | -0.06 | -0.13 | 0 |  | 0.36 | 0.33 | 0.23 | 38.36 | 1177.784 | 1.3
D | 4002 | 2020-10-06 | 23 | ON | 17.86 | 7.25 | 0.46 | 0.15 | 0.19 | 0.28 | 0.07 | 0.03 | 0.01 | -0.13 | 0 |  | 0.36 | 0.33 | 0.23 | 27.09 | 1066.684 | 1.15
D | 4002 | 2020-10-06 | 24 | OFF | 17.25 | 7.25 | 0.46 | 0.15 | 0.15 | 0 | 0 | -0.01 | -0.06 | -0.13 | 0 |  | 0.36 | 0.33 | 0.23 | 25.98 | 976.985 | 0.76
D | 4002 | 2020-10-07 | 1 | OFF | 16.85 | 7.25 | 0.31 | 0.25 | 0.12 | 0 | 0 | 0.01 | -0.04 | -0.13 | 0 |  | 0.36 | 0.33 | 0.23 | 25.54 | 918.874 | 0.68
D | 4002 | 2020-10-07 | 2 | OFF | 17.39 | 7.25 | 0.31 | 0.25 | 0.1 | 0 | 0 | 0.02 | -0.01 | -0.13 | 0 |  | 0.36 | 0.33 | 0.23 | 26.1 | 882.624 | 0.66
D | 4002 | 2020-10-07 | 3 | OFF | 19.72 | 7.25 | 0.31 | 0.25 | 0.09 | 0 | 0 | 0 | 0 | -0.13 | 0 |  | 0.36 | 0.33 | 0.23 | 28.41 | 870.885 | 0.65
D | 4002 | 2020-10-07 | 4 | OFF | 19.98 | 7.25 | 0.31 | 0.25 | 0.08 | 0 | 0 | 0.01 | 0.01 | -0.13 | 0 |  | 0.36 | 0.33 | 0.23 | 28.68 | 874.026 | 0.64
D | 4002 | 2020-10-07 | 5 | OFF | 18.62 | 7.25 | 0.31 | 0.25 | 0.12 | 0 | 0 | 0.01 | 0.03 | -0.13 | 0 |  | 0.36 | 0.33 | 0.23 | 27.38 | 910.66 | 0.68
D | 4002 | 2020-10-07 | 6 | OFF | 28.79 | 7.25 | 0.31 | 0.25 | 0.21 | 0 | 0 | 0.1 | -0.05 | -0.13 | 0 |  | 0.36 | 0.33 | 0.23 | 37.65 | 999.696 | 0.77
D | 4002 | 2020-10-07 | 7 | OFF | 29.9 | 7.25 | 0.31 | 0.25 | 0.42 | 0 | 0.05 | 0.01 | 0.01 | -0.13 | 0 |  | 0.36 | 0.33 | 0.23 | 38.99 | 1141.416 | 1.03
D | 4002 | 2020-10-07 | 8 | ON | 36.47 | 7.25 | 0.31 | 0.25 | 0.38 | 0.25 | 0.01 | 0.03 | -0.17 | -0.13 | 0 |  | 0.36 | 0.33 | 0.23 | 45.57 | 1240.158 | 1.2
D | 4002 | 2020-10-07 | 9 | ON | 33.79 | 7.25 | 0.31 | 0.25 | 0.21 | 0.25 | 0.03 | 0.06 | -0.12 | -0.13 | 0 |  | 0.36 | 0.33 | 0.23 | 42.82 | 1280.518 | 1.05
D | 4002 | 2020-10-07 | 10 | ON | 22.58 | 7.25 | 0.31 | 0.25 | 0.21 | 0.25 | 0.11 | 0.03 | -0.09 | -0.13 | 0 |  | 0.36 | 0.33 | 0.23 | 31.69 | 1288.575 | 1.13
D | 4002 | 2020-10-07 | 11 | ON | 18.31 | 7.25 | 0.31 | 0.25 | 0.12 | 0.25 | 0 | 0.03 | -0.11 | -0.13 | 0 |  | 0.36 | 0.33 | 0.23 | 27.2 | 1305.127 | 0.93
D | 4002 | 2020-10-07 | 12 | ON | 17.93 | 7.25 | 0.31 | 0.25 | 0.08 | 0.25 | 0 | 0.04 | -0.11 | -0.13 | 0 |  | 0.36 | 0.33 | 0.23 | 26.79 | 1324.613 | 0.89
D | 4002 | 2020-10-07 | 13 | ON | 21.99 | 7.25 | 0.31 | 0.25 | 0.09 | 0.27 | 0.07 | 0.03 | -0.02 | -0.13 | 0 |  | 0.36 | 0.33 | 0.23 | 31.03 | 1346.712 | 0.99
D | 4002 | 2020-10-07 | 14 | ON | 34.73 | 7.25 | 0.31 | 0.25 | 0.25 | 0.27 | 0.02 | 0.05 | -0.1 | -0.13 | 0 |  | 0.36 | 0.33 | 0.23 | 43.82 | 1370.131 | 1.1
D | 4002 | 2020-10-07 | 15 | ON | 38.74 | 7.25 | 0.31 | 0.25 | 0.17 | 0.27 | 0.04 | 0.09 | -0.1 | -0.13 | 0 |  | 0.36 | 0.33 | 0.23 | 47.81 | 1356.243 | 1.04
D | 4002 | 2020-10-07 | 16 | ON | 29.86 | 7.25 | 0.31 | 0.25 | 0.19 | 0.27 | 0 | 0.08 | -0.1 | -0.13 | 0 |  | 0.36 | 0.33 | 0.23 | 38.9 | 1338.598 | 1.02
D | 4002 | 2020-10-07 | 17 | ON | 33.33 | 7.25 | 0.31 | 0.25 | 0.22 | 0.27 | 0.01 | 0.08 | -0.06 | -0.13 | 0 |  | 0.36 | 0.33 | 0.23 | 42.45 | 1345.177 | 1.06
D | 4002 | 2020-10-07 | 18 | ON | 43.55 | 7.25 | 0.31 | 0.25 | 0.19 | 0.27 | 0 | 0.06 | -0.01 | -0.13 | 0 |  | 0.36 | 0.33 | 0.23 | 52.66 | 1391.501 | 1.02
D | 4002 | 2020-10-07 | 19 | ON | 33.51 | 7.25 | 0.31 | 0.25 | 0.2 | 0.27 | 0 | 0.09 | 0.03 | -0.13 | 0 |  | 0.36 | 0.33 | 0.23 | 42.7 | 1407.635 | 1.03
D | 4002 | 2020-10-07 | 20 | ON | 35.19 | 7.25 | 0.31 | 0.25 | 0.19 | 0.28 | 0.15 | 0.05 | 0.03 | -0.13 | 0 |  | 0.36 | 0.33 | 0.23 | 44.49 | 1370.351 | 1.18
D | 4002 | 2020-10-07 | 21 | ON | 35.34 | 7.25 | 0.31 | 0.25 | 0.31 | 0.29 | 0.35 | 0.04 | 0.03 | -0.13 | 0 |  | 0.36 | 0.33 | 0.23 | 44.96 | 1287.241 | 1.51
D | 4002 | 2020-10-07 | 22 | ON | 26.27 | 7.25 | 0.31 | 0.25 | 0.35 | 0.32 | 0.06 | 0.06 | -0.01 | -0.13 | 0 |  | 0.36 | 0.33 | 0.23 | 35.65 | 1174.106 | 1.29
D | 4002 | 2020-10-07 | 23 | ON | 39.22 | 7.25 | 0.31 | 0.25 | 0.49 | 0.34 | 0.85 | 0.05 | -0.01 | -0.13 | 0 |  | 0.36 | 0.33 | 0.23 | 49.54 | 1074.125 | 2.24
D | 4002 | 2020-10-07 | 24 | OFF | 26.18 | 7.25 | 0.31 | 0.25 | 0.28 | 0 | 0.34 | 0.03 | -0.12 | -0.13 | 0 |  | 0.36 | 0.33 | 0.23 | 35.31 | 989.616 | 1.18
D | 4002 | 2020-10-08 | 1 | OFF | 30.44 | 7.25 | 1.45 | 0.16 | 0.25 | 0 | 0 | 0.03 | 0.16 | -0.13 | 0 |  | 0.36 | 0.33 | 0.23 | 40.53 | 926.619 | 1.86
D | 4002 | 2020-10-08 | 2 | OFF | 101.09 | 7.25 | 1.45 | 0.16 | 2.86 | 0 | 0 | -0.07 | 0.35 | -0.13 | 0 |  | 0.36 | 0.33 | 0.23 | 113.88 | 893.379 | 4.47
D | 4002 | 2020-10-08 | 3 | OFF | 21.71 | 7.25 | 1.45 | 0.16 | 0.37 | 0 | 0 | -0.1 | 0.19 | -0.13 | 0 |  | 0.36 | 0.33 | 0.23 | 31.82 | 874.116 | 1.98
D | 4002 | 2020-10-08 | 4 | OFF | 19.52 | 7.25 | 1.45 | 0.16 | 0.09 | 0 | 0 | -0.01 | -0.01 | -0.13 | 0 |  | 0.36 | 0.33 | 0.23 | 29.24 | 877.302 | 1.7
D | 4002 | 2020-10-08 | 5 | OFF | 19.65 | 7.25 | 1.45 | 0.16 | 0.1 | 0 | 0 | -0.03 | 0.06 | -0.13 | 0 |  | 0.36 | 0.33 | 0.23 | 29.43 | 906.434 | 1.71
D | 4002 | 2020-10-08 | 6 | OFF | 17.27 | 7.25 | 1.45 | 0.16 | 0.05 | 0 | 0 | -0.01 | -0.03 | -0.13 | 0 |  | 0.36 | 0.33 | 0.23 | 26.93 | 995.646 | 1.66
D | 4002 | 2020-10-08 | 7 | OFF | 26.44 | 7.25 | 1.45 | 0.16 | 0.12 | 0 | 0.09 | 0 | 0.05 | -0.13 | 0 |  | 0.36 | 0.33 | 0.23 | 36.35 | 1131.484 | 1.82
D | 4002 | 2020-10-08 | 8 | ON | 34.77 | 7.25 | 1.45 | 0.16 | 0.43 | 0.31 | 0.01 | 0.02 | -0.17 | -0.13 | 0 |  | 0.36 | 0.33 | 0.23 | 45.02 | 1230.161 | 2.36
D | 4002 | 2020-10-08 | 9 | ON | 31.07 | 7.25 | 1.45 | 0.16 | 0.2 | 0.3 | 0.05 | 0.02 | -0.08 | -0.13 | 0 |  | 0.36 | 0.33 | 0.23 | 41.21 | 1271.171 | 2.16
D | 4002 | 2020-10-08 | 10 | ON | 25.79 | 7.25 | 1.45 | 0.16 | 0.14 | 0.31 | 0.42 | 0.05 | -0.05 | -0.13 | 0 |  | 0.36 | 0.33 | 0.23 | 36.31 | 1270.905 | 2.48
D | 4002 | 2020-10-08 | 11 | ON | 15.88 | 7.25 | 1.45 | 0.16 | 0.09 | 0.31 | 0 | 0.03 | -0.09 | -0.13 | 0 |  | 0.36 | 0.33 | 0.23 | 25.87 | 1264.332 | 2.01
D | 4002 | 2020-10-08 | 12 | ON | 15.56 | 7.25 | 1.45 | 0.16 | 0.06 | 0.32 | 0 | 0.01 | -0.08 | -0.13 | 0 |  | 0.36 | 0.33 | 0.23 | 25.52 | 1258.732 | 1.99
D | 4002 | 2020-10-08 | 13 | ON | 14.17 | 7.25 | 1.45 | 0.16 | 0.08 | 0.32 | 0 | 0.02 | -0.06 | -0.13 | 0 |  | 0.36 | 0.33 | 0.23 | 24.18 | 1248.929 | 2.01
D | 4002 | 2020-10-08 | 14 | ON | 13.97 | 7.25 | 1.45 | 0.16 | 0.08 | 0.32 | 0 | 0 | -0.05 | -0.13 | 0 |  | 0.36 | 0.33 | 0.23 | 23.97 | 1244.734 | 2.01
D | 4002 | 2020-10-08 | 15 | ON | 15.64 | 7.25 | 1.45 | 0.16 | 0.07 | 0.32 | 0 | 0 | -0.07 | -0.13 | 0 |  | 0.36 | 0.33 | 0.23 | 25.61 | 1235.669 | 2
D | 4002 | 2020-10-08 | 16 | ON | 16.11 | 7.25 | 1.45 | 0.16 | 0.06 | 0.31 | 0 | 0 | -0.06 | -0.13 | 0 |  | 0.36 | 0.33 | 0.23 | 26.07 | 1240.27 | 1.98
D | 4002 | 2020-10-08 | 17 | ON | 24.44 | 7.25 | 1.45 | 0.16 | 0.13 | 0.3 | 0.04 | 0.02 | 0.01 | -0.13 | 0 |  | 0.36 | 0.33 | 0.23 | 34.59 | 1266.594 | 2.08
D | 4002 | 2020-10-08 | 18 | ON | 32.67 | 7.25 | 1.45 | 0.16 | 0.15 | 0.28 | 0.05 | 0.02 | -0.1 | -0.13 | 0 |  | 0.36 | 0.33 | 0.23 | 42.72 | 1319.419 | 2.09
D | 4002 | 2020-10-08 | 19 | ON | 39.26 | 7.25 | 1.45 | 0.16 | 0.17 | 0.27 | 0.15 | -0.01 | -0.1 | -0.13 | 0 |  | 0.36 | 0.33 | 0.23 | 49.39 | 1375.435 | 2.2
D | 4002 | 2020-10-08 | 20 | ON | 50.88 | 7.25 | 1.45 | 0.16 | 0.35 | 0.27 | 0.32 | 0.06 | 0 | -0.13 | 0 |  | 0.36 | 0.33 | 0.23 | 61.53 | 1359.005 | 2.55
D | 4002 | 2020-10-08 | 21 | ON | 28.95 | 7.25 | 1.45 | 0.16 | 0.2 | 0.29 | 0.09 | 0.05 | -0.08 | -0.13 | 0 |  | 0.36 | 0.33 | 0.23 | 39.15 | 1285.047 | 2.19
D | 4002 | 2020-10-08 | 22 | ON | 21.48 | 7.25 | 1.45 | 0.16 | 0.35 | 0.31 | 0.02 | 0.02 | -0.03 | -0.13 | 0 |  | 0.36 | 0.33 | 0.23 | 31.8 | 1187.394 | 2.29
D | 4002 | 2020-10-08 | 23 | ON | 14.59 | 7.25 | 1.45 | 0.16 | 0.24 | 0.33 | 0 | 0 | -0.05 | -0.13 | 0 |  | 0.36 | 0.33 | 0.23 | 24.76 | 1078.605 | 2.18
D | 4002 | 2020-10-08 | 24 | OFF | 14.66 | 7.25 | 1.45 | 0.16 | 0.1 | 0 | 0 | 0.01 | -0.06 | -0.13 | 0 |  | 0.36 | 0.33 | 0.23 | 24.36 | 989.048 | 1.71
D | 4002 | 2020-10-09 | 1 | OFF | 14.16 | 7.25 | 0.16 | 0.02 | 0.07 | 0 | 0 | -0.01 | -0.04 | -0.13 | 0 |  | 0.36 | 0.33 | 0.23 | 22.4 | 928.763 | 0.25
D | 4002 | 2020-10-09 | 2 | OFF | 14.65 | 7.25 | 0.16 | 0.02 | 0.07 | 0 | 0 | -0.01 | -0.06 | -0.13 | 0 |  | 0.36 | 0.33 | 0.23 | 22.87 | 895.875 | 0.25
D | 4002 | 2020-10-09 | 3 | OFF | 13.98 | 7.25 | 0.16 | 0.02 | 0.14 | 0 | 0 | 0.01 | -0.05 | -0.13 | 0 |  | 0.36 | 0.33 | 0.23 | 22.3 | 883.74 | 0.32
D | 4002 | 2020-10-09 | 4 | OFF | 14.06 | 7.25 | 0.16 | 0.02 | 0.16 | 0 | 0 | -0.01 | -0.06 | -0.13 | 0 |  | 0.36 | 0.33 | 0.23 | 22.37 | 887.767 | 0.34
D | 4002 | 2020-10-09 | 5 | OFF | 14.28 | 7.25 | 0.16 | 0.02 | 0.16 | 0 | 0 | 0 | -0.05 | -0.13 | 0 |  | 0.36 | 0.33 | 0.23 | 22.61 | 922.55 | 0.34
D | 4002 | 2020-10-09 | 6 | OFF | 13.96 | 7.25 | 0.16 | 0.02 | 0.08 | 0 | 0 | -0.01 | -0.09 | -0.13 | 0 |  | 0.36 | 0.33 | 0.23 | 22.16 | 1014.547 | 0.26
D | 4002 | 2020-10-09 | 7 | OFF | 15.64 | 7.25 | 0.16 | 0.02 | 0.13 | 0 | 0 | 0 | -0.14 | -0.13 | 0 |  | 0.36 | 0.33 | 0.23 | 23.85 | 1159.745 | 0.31
D | 4002 | 2020-10-09 | 8 | ON | 15.62 | 7.25 | 0.16 | 0.02 | 0.18 | 0.3 | 0 | -0.01 | -0.28 | -0.13 | 0 |  | 0.36 | 0.33 | 0.23 | 24.03 | 1265.296 | 0.66
D | 4002 | 2020-10-09 | 9 | ON | 16.75 | 7.25 | 0.16 | 0.02 | 0.17 | 0.3 | 0.01 | -0.02 | -0.21 | -0.13 | 0 |  | 0.36 | 0.33 | 0.23 | 25.22 | 1304.016 | 0.66
D | 4002 | 2020-10-09 | 10 | ON | 15.46 | 7.25 | 0.16 | 0.02 | 0.17 | 0.3 | 0 | -0.11 | -0.11 | -0.13 | 0 |  | 0.36 | 0.33 | 0.23 | 23.93 | 1295.419 | 0.65
D | 4002 | 2020-10-09 | 11 | ON | 13.05 | 7.25 | 0.16 | 0.02 | 0.12 | 0.31 | 0 | -0.01 | -0.09 | -0.13 | 0 |  | 0.36 | 0.33 | 0.23 | 21.6 | 1279.425 | 0.61
D | 4002 | 2020-10-09 | 12 | ON | 12.68 | 7.25 | 0.16 | 0.02 | 0.11 | 0.32 | 0 | -0.01 | -0.09 | -0.13 | 0 |  | 0.36 | 0.33 | 0.23 | 21.23 | 1259.282 | 0.61
D | 4002 | 2020-10-09 | 13 | ON | 11.99 | 7.25 | 0.16 | 0.02 | 0.08 | 0.32 | 0 | -0.02 | -0.08 | -0.13 | 0 |  | 0.36 | 0.33 | 0.23 | 20.51 | 1240.345 | 0.58
D | 4002 | 2020-10-09 | 14 | ON | 11.95 | 7.25 | 0.16 | 0.02 | 0.07 | 0.32 | 0 | -0.01 | -0.08 | -0.13 | 0 |  | 0.36 | 0.33 | 0.23 | 20.47 | 1224.542 | 0.57
D | 4002 | 2020-10-09 | 15 | ON | 11.68 | 7.25 | 0.16 | 0.02 | 0.07 | 0.32 | 0 | -0.01 | -0.07 | -0.13 | 0 |  | 0.36 | 0.33 | 0.23 | 20.21 | 1205.464 | 0.57
D | 4002 | 2020-10-09 | 16 | ON | 12.6 | 7.25 | 0.16 | 0.02 | 0.06 | 0.32 | 0 | -0.01 | -0.06 | -0.13 | 0 |  | 0.36 | 0.33 | 0.23 | 21.13 | 1205.271 | 0.56
D | 4002 | 2020-10-09 | 17 | ON | 17.14 | 7.25 | 0.16 | 0.02 | 0.06 | 0.3 | 0.08 | -0.04 | -0.01 | -0.13 | 0 |  | 0.36 | 0.33 | 0.23 | 25.75 | 1231.014 | 0.62
D | 4002 | 2020-10-09 | 18 | ON | 27.38 | 7.25 | 0.16 | 0.02 | 0.15 | 0.29 | 0.22 | 0.03 | -0.07 | -0.13 | 0 |  | 0.36 | 0.33 | 0.23 | 36.22 | 1277.556 | 0.84
D | 4002 | 2020-10-09 | 19 | ON | 24.61 | 7.25 | 0.16 | 0.02 | 0.16 | 0.28 | 0.03 | -0.01 | -0.19 | -0.13 | 0 |  | 0.36 | 0.33 | 0.23 | 33.1 | 1332.465 | 0.65
D | 4002 | 2020-10-09 | 20 | ON | 27.55 | 7.25 | 0.16 | 0.02 | 0.17 | 0.28 | 0.36 | -0.03 | -0.18 | -0.13 | 0 |  | 0.36 | 0.33 | 0.23 | 36.37 | 1319.6 | 0.99
D | 4002 | 2020-10-09 | 21 | ON | 23.62 | 7.25 | 0.16 | 0.02 | 0.25 | 0.29 | 0.29 | 0 | -0.11 | -0.13 | 0 |  | 0.36 | 0.33 | 0.23 | 32.56 | 1257.964 | 1.01
D | 4002 | 2020-10-09 | 22 | ON | 20.81 | 7.25 | 0.16 | 0.02 | 0.39 | 0.31 | 0.25 | 0 | -0.03 | -0.13 | 0 |  | 0.36 | 0.33 | 0.23 | 29.95 | 1172.854 | 1.13
D | 4002 | 2020-10-09 | 23 | ON | 16.36 | 7.25 | 0.16 | 0.02 | 0.17 | 0.33 | 0.01 | 0.01 | -0.08 | -0.13 | 0 |  | 0.36 | 0.33 | 0.23 | 25.02 | 1074.646 | 0.69
D | 4002 | 2020-10-09 | 24 | OFF | 11.21 | 7.25 | 0.16 | 0.02 | 0.21 | 0 | 0 | 0 | -0.04 | -0.13 | 0 |  | 0.36 | 0.33 | 0.23 | 19.6 | 984.251 | 0.39
D | 4002 | 2020-10-10 | 1 | OFF | 9.74 | 7.25 | 0.51 | 0.05 | 0.2 | 0 | 0 | 0 | -0.05 | -0.13 | 0 |  | 0.36 | 0.33 | 0.23 | 18.49 | 919.056 | 0.76
D | 4002 | 2020-10-10 | 2 | OFF | 14 | 7.25 | 0.51 | 0.05 | 0.14 | 0 | 0.11 | 0.01 | -0.02 | -0.13 | 0 |  | 0.36 | 0.33 | 0.23 | 22.84 | 879.144 | 0.81
D | 4002 | 2020-10-10 | 3 | OFF | 15.03 | 7.25 | 0.51 | 0.05 | 0.14 | 0 | 0.07 | 0.03 | 0 | -0.13 | 0 |  | 0.36 | 0.33 | 0.23 | 23.87 | 858.456 | 0.77
D | 4002 | 2020-10-10 | 4 | OFF | 15.64 | 7.25 | 0.51 | 0.05 | 0.12 | 0 | 0 | 0 | 0.02 | -0.13 | 0 |  | 0.36 | 0.33 | 0.23 | 24.38 | 855.715 | 0.68
D | 4002 | 2020-10-10 | 5 | OFF | 15.98 | 7.25 | 0.51 | 0.05 | 0.12 | 0 | 0 | 0.03 | 0.01 | -0.13 | 0 |  | 0.36 | 0.33 | 0.23 | 24.74 | 865.214 | 0.68
D | 4002 | 2020-10-10 | 6 | OFF | 16.47 | 7.25 | 0.51 | 0.05 | 0.14 | 0 | 0 | 0.02 | 0.02 | -0.13 | 0 |  | 0.36 | 0.33 | 0.23 | 25.25 | 899.703 | 0.7
D | 4002 | 2020-10-10 | 7 | OFF | 16.02 | 7.25 | 0.51 | 0.05 | 0.17 | 0 | 0 | -0.01 | 0 | -0.13 | 0 |  | 0.36 | 0.33 | 0.23 | 24.78 | 963.386 | 0.73
D | 4002 | 2020-10-10 | 8 | OFF | 49.53 | 7.25 | 0.51 | 0.05 | 0.49 | 0 | 0 | -0.03 | 0.12 | -0.13 | 0 |  | 0.36 | 0.33 | 0.23 | 58.71 | 1038.614 | 1.05
D | 4002 | 2020-10-10 | 9 | OFF | 42.05 | 7.25 | 0.51 | 0.05 | 0.81 | 0 | 0.34 | -0.02 | 0 | -0.13 | 0 |  | 0.36 | 0.33 | 0.23 | 51.78 | 1117.196 | 1.71
D | 4002 | 2020-10-10 | 10 | OFF | 12.28 | 7.25 | 0.51 | 0.05 | 0.17 | 0 | 0 | 0.01 | -0.04 | -0.13 | 0 |  | 0.36 | 0.33 | 0.23 | 21.02 | 1145.105 | 0.73
D | 4002 | 2020-10-10 | 11 | OFF | 10.83 | 7.25 | 0.51 | 0.05 | 0.09 | 0 | 0 | 0 | -0.06 | -0.13 | 0 |  | 0.36 | 0.33 | 0.23 | 19.46 | 1140.926 | 0.65
D | 4002 | 2020-10-10 | 12 | OFF | 10.93 | 7.25 | 0.51 | 0.05 | 0.09 | 0 | 0 | 0 | -0.06 | -0.13 | 0 |  | 0.36 | 0.33 | 0.23 | 19.56 | 1131.503 | 0.65
D | 4002 | 2020-10-10 | 13 | OFF | 11.91 | 7.25 | 0.51 | 0.05 | 0.14 | 0 | 0 | -0.01 | -0.05 | -0.13 | 0 |  | 0.36 | 0.33 | 0.23 | 20.59 | 1121.712 | 0.7
D | 4002 | 2020-10-10 | 14 | OFF | 12.06 | 7.25 | 0.51 | 0.05 | 0.1 | 0 | 0 | 0.01 | -0.04 | -0.13 | 0 |  | 0.36 | 0.33 | 0.23 | 20.73 | 1116.797 | 0.66
D | 4002 | 2020-10-10 | 15 | OFF | 11.53 | 7.25 | 0.51 | 0.05 | 0.08 | 0 | 0 | 0 | -0.04 | -0.13 | 0 |  | 0.36 | 0.33 | 0.23 | 20.17 | 1122.528 | 0.64
D | 4002 | 2020-10-10 | 16 | OFF | 4.12 | 7.25 | 0.51 | 0.05 | 0.16 | 0 | 0 | 0.01 | 0.06 | -0.13 | 0 |  | 0.36 | 0.33 | 0.23 | 12.95 | 1138.631 | 0.72
D | 4002 | 2020-10-10 | 17 | OFF | 16.7 | 7.25 | 0.51 | 0.05 | 0.12 | 0 | 0.1 | 0.02 | 0.02 | -0.13 | 0 |  | 0.36 | 0.33 | 0.23 | 25.56 | 1177.46 | 0.78
D | 4002 | 2020-10-10 | 18 | OFF | 29.3 | 7.25 | 0.51 | 0.05 | 0.21 | 0 | 0.1 | 0 | 0.01 | -0.13 | 0 |  | 0.36 | 0.33 | 0.23 | 38.22 | 1229.772 | 0.87
D | 4002 | 2020-10-10 | 19 | OFF | 36.05 | 7.25 | 0.51 | 0.05 | 0.27 | 0 | 0.16 | -0.05 | -0.1 | -0.13 | 0 |  | 0.36 | 0.33 | 0.23 | 44.93 | 1291.955 | 0.99
D | 4002 | 2020-10-10 | 20 | OFF | 30.76 | 7.25 | 0.51 | 0.05 | 0.21 | 0 | 0.07 | -0.01 | -0.06 | -0.13 | 0 |  | 0.36 | 0.33 | 0.23 | 39.57 | 1272.612 | 0.84
D | 4002 | 2020-10-10 | 21 | OFF | 18.79 | 7.25 | 0.51 | 0.05 | 0.15 | 0 | 0.03 | -0.02 | -0.02 | -0.13 | 0 |  | 0.36 | 0.33 | 0.23 | 27.53 | 1205.414 | 0.74
D | 4002 | 2020-10-10 | 22 | OFF | 15.05 | 7.25 | 0.51 | 0.05 | 0.21 | 0 | 0.02 | -0.02 | -0.01 | -0.13 | 0 |  | 0.36 | 0.33 | 0.23 | 23.85 | 1127.401 | 0.79
D | 4002 | 2020-10-10 | 23 | OFF | 11.65 | 7.25 | 0.51 | 0.05 | 0.22 | 0 | 0.05 | 0 | 0 | -0.13 | 0 |  | 0.36 | 0.33 | 0.23 | 20.52 | 1039.694 | 0.83
D | 4002 | 2020-10-10 | 24 | OFF | 9.21 | 7.25 | 0.51 | 0.05 | 0.22 | 0 | 0 | -0.01 | -0.03 | -0.13 | 0 |  | 0.36 | 0.33 | 0.23 | 17.99 | 955.047 | 0.78
D | 4002 | 2020-10-11 | 1 | OFF | 10.83 | 7.25 | 0.22 | 0.03 | 0.14 | 0 | 0 | 0 | -0.06 | -0.13 | 0 |  | 0.36 | 0.33 | 0.23 | 19.2 | 892.766 | 0.39
D | 4002 | 2020-10-11 | 2 | OFF | 13.43 | 7.25 | 0.22 | 0.03 | 0.12 | 0 | 0 | -0.02 | 0 | -0.13 | 0 |  | 0.36 | 0.33 | 0.23 | 21.82 | 854.876 | 0.37
D | 4002 | 2020-10-11 | 3 | OFF | 10.81 | 7.25 | 0.22 | 0.03 | 0.18 | 0 | 0 | 0 | -0.02 | -0.13 | 0 |  | 0.36 | 0.33 | 0.23 | 19.26 | 824.47 | 0.43
D | 4002 | 2020-10-11 | 4 | OFF | 11.03 | 7.25 | 0.22 | 0.03 | 0.19 | 0 | 0 | -0.01 | -0.01 | -0.13 | 0 |  | 0.36 | 0.33 | 0.23 | 19.49 | 810.116 | 0.44
D | 4002 | 2020-10-11 | 5 | OFF | 11.45 | 7.25 | 0.22 | 0.03 | 0.2 | 0 | 0 | -0.01 | -0.01 | -0.13 | 0 |  | 0.36 | 0.33 | 0.23 | 19.92 | 809.997 | 0.45
D | 4002 | 2020-10-11 | 6 | OFF | 10.82 | 7.25 | 0.22 | 0.03 | 0.18 | 0 | 0 | -0.01 | -0.01 | -0.13 | 0 |  | 0.36 | 0.33 | 0.23 | 19.27 | 827.862 | 0.43
D | 4002 | 2020-10-11 | 7 | OFF | 8.52 | 7.25 | 0.22 | 0.03 | 0.21 | 0 | 0 | 0 | -0.02 | -0.13 | 0 |  | 0.36 | 0.33 | 0.23 | 17 | 871.963 | 0.46
D | 4002 | 2020-10-11 | 8 | OFF | 7.94 | 7.25 | 0.22 | 0.03 | 0.32 | 0 | 0 | 0 | -0.03 | -0.13 | 0 |  | 0.36 | 0.33 | 0.23 | 16.52 | 939.793 | 0.57
D | 4002 | 2020-10-11 | 9 | OFF | 9.76 | 7.25 | 0.22 | 0.03 | 0.11 | 0 | 0 | 0.01 | -0.05 | -0.13 | 0 |  | 0.36 | 0.33 | 0.23 | 18.12 | 1022.195 | 0.36
D | 4002 | 2020-10-11 | 10 | OFF | 5.05 | 7.25 | 0.22 | 0.03 | 0.2 | 0 | 0 | 0 | -0.06 | -0.13 | 0 |  | 0.36 | 0.33 | 0.23 | 13.48 | 1068.765 | 0.45
D | 4002 | 2020-10-11 | 11 | OFF | 8.14 | 7.25 | 0.22 | 0.03 | 0.21 | 0 | 0 | 0 | -0.05 | -0.13 | 0 |  | 0.36 | 0.33 | 0.23 | 16.59 | 1079.813 | 0.46
D | 4002 | 2020-10-11 | 12 | OFF | 5.69 | 7.25 | 0.22 | 0.03 | 0.14 | 0 | 0 | 0 | -0.05 | -0.13 | 0 |  | 0.36 | 0.33 | 0.23 | 14.07 | 1079.1 | 0.39
D | 4002 | 2020-10-11 | 13 | OFF | 6.48 | 7.25 | 0.22 | 0.03 | 0.12 | 0 | 0 | 0 | -0.04 | -0.13 | 0 |  | 0.36 | 0.33 | 0.23 | 14.85 | 1078.966 | 0.37
D | 4002 | 2020-10-11 | 14 | OFF | 9.7 | 7.25 | 0.22 | 0.03 | 0.08 | 0 | 0 | 0 | -0.03 | -0.13 | 0 |  | 0.36 | 0.33 | 0.23 | 18.04 | 1065.301 | 0.33
D | 4002 | 2020-10-11 | 15 | OFF | 6.11 | 7.25 | 0.22 | 0.03 | 0.1 | 0 | 0 | 0 | -0.05 | -0.13 | 0 |  | 0.36 | 0.33 | 0.23 | 14.45 | 1061.919 | 0.35
D | 4002 | 2020-10-11 | 16 | OFF | 10.73 | 7.25 | 0.22 | 0.03 | 0.08 | 0 | 0 | -0.01 | -0.05 | -0.13 | 0 |  | 0.36 | 0.33 | 0.23 | 19.04 | 1083.195 | 0.33
D | 4002 | 2020-10-11 | 17 | OFF | 16.4 | 7.25 | 0.22 | 0.03 | 0.22 | 0 | 0 | -0.02 | 0.01 | -0.13 | 0 |  | 0.36 | 0.33 | 0.23 | 24.9 | 1137.63 | 0.47
D | 4002 | 2020-10-11 | 18 | OFF | 25.93 | 7.25 | 0.22 | 0.03 | 0.16 | 0 | 0.07 | 0 | 0.03 | -0.13 | 0 |  | 0.36 | 0.33 | 0.23 | 34.48 | 1209.745 | 0.48
D | 4002 | 2020-10-11 | 19 | OFF | 32 | 7.25 | 0.22 | 0.03 | 0.26 | 0 | 0.6 | 0 | -0.2 | -0.13 | 0 |  | 0.36 | 0.33 | 0.23 | 40.95 | 1266.207 | 1.11
D | 4002 | 2020-10-11 | 20 | OFF | 28.28 | 7.25 | 0.22 | 0.03 | 0.23 | 0 | 0.33 | 0.01 | -0.08 | -0.13 | 0 |  | 0.36 | 0.33 | 0.23 | 37.06 | 1238.48 | 0.81
D | 4002 | 2020-10-11 | 21 | OFF | 29.73 | 7.25 | 0.22 | 0.03 | 0.29 | 0 | 0.62 | 0.03 | 0.02 | -0.13 | 0 |  | 0.36 | 0.33 | 0.23 | 38.98 | 1166.058 | 1.16
D | 4002 | 2020-10-11 | 22 | OFF | 17.73 | 7.25 | 0.22 | 0.03 | 0.26 | 0 | 0.22 | 0.01 | -0.02 | -0.13 | 0 |  | 0.36 | 0.33 | 0.23 | 26.49 | 1082.046 | 0.73
D | 4002 | 2020-10-11 | 23 | OFF | 18.92 | 7.25 | 0.22 | 0.03 | 0.34 | 0 | 0.48 | 0 | 0.09 | -0.13 | 0 |  | 0.36 | 0.33 | 0.23 | 28.12 | 993.057 | 1.07
D | 4002 | 2020-10-11 | 24 | OFF | 14.65 | 7.25 | 0.22 | 0.03 | 0.32 | 0 | 0.2 | -0.01 | 0.06 | -0.13 | 0 |  | 0.36 | 0.33 | 0.23 | 23.51 | 918.113 | 0.77
D | 4002 | 2020-10-12 | 1 | OFF | 14.05 | 7.25 | 0.69 | 0.27 | 0.16 | 0 | 0 | 0.02 | 0.03 | -0.13 | 0 |  | 0.36 | 0.33 | 0.23 | 23.26 | 870.83 | 1.12
D | 4002 | 2020-10-12 | 2 | OFF | 14.06 | 7.25 | 0.69 | 0.27 | 0.11 | 0 | 0 | 0 | 0.02 | -0.13 | 0 |  | 0.36 | 0.33 | 0.23 | 23.19 | 843.057 | 1.07
D | 4002 | 2020-10-12 | 3 | OFF | 14.15 | 7.25 | 0.69 | 0.27 | 0.11 | 0 | 0 | 0 | 0.02 | -0.13 | 0 |  | 0.36 | 0.33 | 0.23 | 23.28 | 833.063 | 1.07
D | 4002 | 2020-10-12 | 4 | OFF | 14.01 | 7.25 | 0.69 | 0.27 | 0.11 | 0 | 0 | 0.01 | -0.01 | -0.13 | 0 |  | 0.36 | 0.33 | 0.23 | 23.12 | 841.081 | 1.07
D | 4002 | 2020-10-12 | 5 | OFF | 13.92 | 7.25 | 0.69 | 0.27 | 0.11 | 0 | 0 | 0.01 | 0.02 | -0.13 | 0 |  | 0.36 | 0.33 | 0.23 | 23.06 | 871.441 | 1.07
D | 4002 | 2020-10-12 | 6 | OFF | 14 | 7.25 | 0.69 | 0.27 | 0.11 | 0 | 0 | 0.01 | 0.01 | -0.13 | 0 |  | 0.36 | 0.33 | 0.23 | 23.13 | 950.081 | 1.07
D | 4002 | 2020-10-12 | 7 | OFF | 24.82 | 7.25 | 0.69 | 0.27 | 0.33 | 0 | 0.26 | 0.01 | 0.03 | -0.13 | 0 |  | 0.36 | 0.33 | 0.23 | 34.45 | 1068.16 | 1.55
D | 4002 | 2020-10-12 | 8 | ON | 34.22 | 7.25 | 0.69 | 0.27 | 0.32 | 0.34 | 0.38 | -0.02 | -0.08 | -0.13 | 0 |  | 0.36 | 0.33 | 0.23 | 44.16 | 1176.788 | 2
D | 4002 | 2020-10-12 | 9 | ON | 36.31 | 7.25 | 0.69 | 0.27 | 0.16 | 0.32 | 0.07 | -0.03 | -0.11 | -0.13 | 0 |  | 0.36 | 0.33 | 0.23 | 45.72 | 1260.964 | 1.51
D | 4002 | 2020-10-12 | 10 | ON | 40.12 | 7.25 | 0.69 | 0.27 | 0.17 | 0.31 | 0.12 | -0.02 | -0.11 | -0.13 | 0 |  | 0.36 | 0.33 | 0.23 | 49.59 | 1303.189 | 1.56
D | 4002 | 2020-10-12 | 11 | ON | 44.88 | 7.25 | 0.69 | 0.27 | 0.33 | 0.31 | 0.21 | -0.04 | -0.15 | -0.13 | 0 |  | 0.36 | 0.33 | 0.23 | 54.54 | 1318.777 | 1.81
D | 4002 | 2020-10-12 | 12 | ON | 63.93 | 7.25 | 0.69 | 0.27 | 0.54 | 0.3 | 0.84 | -0.03 | -0.16 | -0.13 | 0 |  | 0.36 | 0.33 | 0.23 | 74.42 | 1311.973 | 2.64
D | 4002 | 2020-10-12 | 13 | ON | 44.88 | 7.25 | 0.69 | 0.27 | 0.32 | 0.29 | 0.2 | 0.03 | -0.1 | -0.13 | 0 |  | 0.36 | 0.33 | 0.23 | 54.62 | 1298.869 | 1.77
D | 4002 | 2020-10-12 | 14 | ON | 43.41 | 7.25 | 0.69 | 0.27 | 0.27 | 0.29 | 0.13 | -0.01 | -0.12 | -0.13 | 0 |  | 0.36 | 0.33 | 0.23 | 52.97 | 1282.437 | 1.65
D | 4002 | 2020-10-12 | 15 | ON | 43.09 | 7.25 | 0.69 | 0.27 | 0.28 | 0.29 | 0.04 | -0.01 | -0.15 | -0.13 | 0 |  | 0.36 | 0.33 | 0.23 | 52.54 | 1267.206 | 1.57
D | 4002 | 2020-10-12 | 16 | ON | 47.4 | 7.25 | 0.69 | 0.27 | 0.25 | 0.29 | 0.08 | -0.01 | -0.11 | -0.13 | 0 |  | 0.36 | 0.33 | 0.23 | 56.9 | 1256.865 | 1.58
D | 4002 | 2020-10-12 | 17 | ON | 56.63 | 7.25 | 0.69 | 0.27 | 0.23 | 0.3 | 0.03 | -0.01 | -0.11 | -0.13 | 0 |  | 0.36 | 0.33 | 0.23 | 66.07 | 1285.23 | 1.52
D | 4002 | 2020-10-12 | 18 | ON | 88.8 | 7.25 | 0.69 | 0.27 | 1.2 | 0.27 | 0.62 | -0.05 | 0.04 | -0.13 | 0 |  | 0.36 | 0.33 | 0.23 | 99.88 | 1354.615 | 3.05
D | 4002 | 2020-10-12 | 19 | ON | 153.08 | 7.25 | 0.69 | 0.27 | 6.25 | 0.28 | 2.1 | 0.02 | -0.1 | -0.13 | 0 |  | 0.36 | 0.33 | 0.23 | 170.63 | 1403.42 | 9.59
D | 4002 | 2020-10-12 | 20 | ON | 133.67 | 7.25 | 0.69 | 0.27 | 5.23 | 0.29 | 0.33 | -0.02 | -0.09 | -0.13 | 0 |  | 0.36 | 0.33 | 0.23 | 148.41 | 1355.494 | 6.81
D | 4002 | 2020-10-12 | 21 | ON | 100.75 | 7.25 | 0.69 | 0.27 | 1.59 | 0.3 | 1.06 | 0 | -0.12 | -0.13 | 0 |  | 0.36 | 0.33 | 0.23 | 112.58 | 1265.743 | 3.91
D | 4002 | 2020-10-12 | 22 | ON | 46.65 | 7.25 | 0.69 | 0.27 | 0.68 | 0.32 | 0.81 | 0.02 | 0.3 | -0.13 | 0 |  | 0.36 | 0.33 | 0.23 | 57.78 | 1158.99 | 2.77
D | 4002 | 2020-10-12 | 23 | ON | 31.4 | 7.25 | 0.69 | 0.27 | 0.4 | 0.35 | 0.35 | 0.01 | -0.03 | -0.13 | 0 |  | 0.36 | 0.33 | 0.23 | 41.48 | 1049.621 | 2.06
D | 4002 | 2020-10-12 | 24 | OFF | 35.45 | 7.25 | 0.69 | 0.27 | 0.39 | 0 | 0 | -0.01 | -0.08 | -0.13 | 0 |  | 0.36 | 0.33 | 0.23 | 44.75 | 962.205 | 1.35
D | 4002 | 2020-10-13 | 1 | OFF | 26.94 | 7.25 | 1.72 | 0.15 | 0.32 | 0 | 0 | 0.02 | 0.03 | -0.13 | 0 |  | 0.36 | 0.33 | 0.23 | 37.22 | 902.782 | 2.19
D | 4002 | 2020-10-13 | 2 | OFF | 28.95 | 7.25 | 1.72 | 0.15 | 0.38 | 0 | 0 | 0.01 | 0.04 | -0.13 | 0 |  | 0.36 | 0.33 | 0.23 | 39.29 | 871.279 | 2.25
D | 4002 | 2020-10-13 | 3 | OFF | 21.83 | 7.25 | 1.72 | 0.15 | 0.26 | 0 | 0 | -0.01 | 0.05 | -0.13 | 0 |  | 0.36 | 0.33 | 0.23 | 32.04 | 857.385 | 2.13
D | 4002 | 2020-10-13 | 4 | OFF | 20.71 | 7.25 | 1.72 | 0.15 | 0.17 | 0 | 0 | -0.01 | 0.01 | -0.13 | 0 |  | 0.36 | 0.33 | 0.23 | 30.79 | 862.186 | 2.04
D | 4002 | 2020-10-13 | 5 | OFF | 23.29 | 7.25 | 1.72 | 0.15 | 0.21 | 0 | 0 | 0.03 | 0.01 | -0.13 | 0 |  | 0.36 | 0.33 | 0.23 | 33.45 | 896.066 | 2.08
D | 4002 | 2020-10-13 | 6 | OFF | 23.85 | 7.25 | 1.72 | 0.15 | 0.16 | 0 | 0 | 0.02 | 0.01 | -0.13 | 0 |  | 0.36 | 0.33 | 0.23 | 33.95 | 984.796 | 2.03
D | 4002 | 2020-10-13 | 7 | OFF | 23.72 | 7.25 | 1.72 | 0.15 | 0.19 | 0 | 0 | 0 | -0.04 | -0.13 | 0 |  | 0.36 | 0.33 | 0.23 | 33.78 | 1132.845 | 2.06
D | 4002 | 2020-10-13 | 8 | ON | 27.56 | 7.25 | 1.72 | 0.15 | 0.22 | 0.31 | 0 | -0.02 | -0.03 | -0.13 | 0 |  | 0.36 | 0.33 | 0.23 | 37.95 | 1248.262 | 2.4
D | 4002 | 2020-10-13 | 9 | ON | 44.68 | 7.25 | 1.72 | 0.15 | 0.25 | 0.3 | 0.01 | -0.07 | -0.08 | -0.13 | 0 |  | 0.36 | 0.33 | 0.23 | 55 | 1310.757 | 2.43
D | 4002 | 2020-10-13 | 10 | ON | 59.21 | 7.25 | 1.72 | 0.15 | 0.2 | 0.29 | 0.01 | 0 | -0.06 | -0.13 | 0 |  | 0.36 | 0.33 | 0.23 | 69.56 | 1343.225 | 2.37
D | 4002 | 2020-10-13 | 11 | ON | 70.37 | 7.25 | 1.72 | 0.15 | 0.17 | 0.29 | 0 | 0 | -0.04 | -0.13 | 0 |  | 0.36 | 0.33 | 0.23 | 80.7 | 1357.805 | 2.33
D | 4002 | 2020-10-13 | 12 | ON | 109.52 | 7.25 | 1.72 | 0.15 | 0.71 | 0.28 | 0.79 | -0.02 | 0.12 | -0.13 | 0 |  | 0.36 | 0.33 | 0.23 | 121.31 | 1390.27 | 3.65
D | 4002 | 2020-10-13 | 13 | ON | 119.37 | 7.25 | 1.72 | 0.15 | 1.63 | 0.28 | 0.28 | 0.09 | 0.09 | -0.13 | 0 |  | 0.36 | 0.33 | 0.23 | 131.65 | 1398.384 | 4.06
D | 4002 | 2020-10-13 | 14 | ON | 97.41 | 7.25 | 1.72 | 0.15 | 1.11 | 0.28 | 0 | 0.01 | 0.18 | -0.13 | 0 |  | 0.36 | 0.33 | 0.23 | 108.9 | 1384.166 | 3.26
D | 4002 | 2020-10-13 | 15 | ON | 42.34 | 7.25 | 1.72 | 0.15 | 0.52 | 0.28 | 0.36 | 0.01 | 0 | -0.13 | 0 |  | 0.36 | 0.33 | 0.23 | 53.42 | 1370.441 | 3.03
D | 4002 | 2020-10-13 | 16 | ON | 32.27 | 7.25 | 1.72 | 0.15 | 0.29 | 0.29 | 0.03 | 0.01 | 0 | -0.13 | 0 |  | 0.36 | 0.33 | 0.23 | 42.8 | 1367.39 | 2.48
D | 4002 | 2020-10-13 | 17 | ON | 33.6 | 7.25 | 1.72 | 0.15 | 0.25 | 0.28 | 0.1 | -0.01 | -0.09 | -0.13 | 0 |  | 0.36 | 0.33 | 0.23 | 44.04 | 1388.163 | 2.5
D | 4002 | 2020-10-13 | 18 | ON | 46.68 | 7.25 | 1.72 | 0.15 | 0.57 | 0.27 | 0.02 | -0.01 | 0.03 | -0.13 | 0 |  | 0.36 | 0.33 | 0.23 | 57.47 | 1433.322 | 2.73
D | 4002 | 2020-10-13 | 19 | ON | 53.91 | 7.25 | 1.72 | 0.15 | 6.85 | 0.27 | 0.57 | 0.01 | -0.06 | -0.13 | 0 |  | 0.36 | 0.33 | 0.23 | 71.46 | 1442.322 | 9.56
D | 4002 | 2020-10-13 | 20 | ON | 30.79 | 7.25 | 1.72 | 0.15 | 6.5 | 0.28 | 0.04 | -0.01 | -0.1 | -0.13 | 0 |  | 0.36 | 0.33 | 0.23 | 47.41 | 1375.473 | 8.69
D | 4002 | 2020-10-13 | 21 | ON | 21.76 | 7.25 | 1.72 | 0.15 | 0.89 | 0.3 | 0.01 | -0.02 | -0.07 | -0.13 | 0 |  | 0.36 | 0.33 | 0.23 | 32.78 | 1282.502 | 3.07
D | 4002 | 2020-10-13 | 22 | ON | 19.49 | 7.25 | 1.72 | 0.15 | 0.13 | 0.32 | 0 | -0.02 | -0.03 | -0.13 | 0 |  | 0.36 | 0.33 | 0.23 | 29.8 | 1174.398 | 2.32
D | 4002 | 2020-10-13 | 23 | ON | 15.38 | 7.25 | 1.72 | 0.15 | 0.1 | 0.35 | 0 | 0 | 0 | -0.13 | 0 |  | 0.36 | 0.33 | 0.23 | 25.74 | 1062.999 | 2.32
D | 4002 | 2020-10-13 | 24 | OFF | 13.68 | 7.25 | 1.72 | 0.15 | 0.06 | 0 | 0 | 0.02 | 0 | -0.13 | 0 |  | 0.36 | 0.33 | 0.23 | 23.67 | 972.772 | 1.93
D | 4002 | 2020-10-14 | 1 | OFF | 14 | 7.25 | 0.25 | 0.02 | 0.1 | 0 | 0 | -0.03 | -0.04 | -0.13 | 0 |  | 0.36 | 0.33 | 0.23 | 22.34 | 917.167 | 0.37
D | 4002 | 2020-10-14 | 2 | OFF | 13.89 | 7.25 | 0.25 | 0.02 | 0.1 | 0 | 0 | -0.01 | -0.04 | -0.13 | 0 |  | 0.36 | 0.33 | 0.23 | 22.25 | 889.232 | 0.37
D | 4002 | 2020-10-14 | 3 | OFF | 12.99 | 7.25 | 0.25 | 0.02 | 0.09 | 0 | 0 | 0.03 | -0.04 | -0.13 | 0 |  | 0.36 | 0.33 | 0.23 | 21.38 | 876.236 | 0.36
D | 4002 | 2020-10-14 | 4 | OFF | -10.61 | 7.25 | 0.25 | 0.02 | 0.27 | 0 | 0 | 0 | -0.13 | -0.13 | 0 |  | 0.36 | 0.33 | 0.23 | -2.16 | 883.06 | 0.54
D | 4002 | 2020-10-14 | 5 | OFF | 7.25 | 7.25 | 0.25 | 0.02 | 0.19 | 0 | 0 | 0 | -0.05 | -0.13 | 0 |  | 0.36 | 0.33 | 0.23 | 15.7 | 912.349 | 0.46
D | 4002 | 2020-10-14 | 6 | OFF | 14.55 | 7.25 | 0.25 | 0.02 | 0.09 | 0 | 0 | -0.01 | -0.04 | -0.13 | 0 |  | 0.36 | 0.33 | 0.23 | 22.9 | 997.36 | 0.36
D | 4002 | 2020-10-14 | 7 | OFF | 17.48 | 7.25 | 0.25 | 0.02 | 0.12 | 0 | 0 | 0.02 | -0.05 | -0.13 | 0 |  | 0.36 | 0.33 | 0.23 | 25.88 | 1141.966 | 0.39
D | 4002 | 2020-10-14 | 8 | ON | 26.68 | 7.25 | 0.25 | 0.02 | 0.29 | 0.32 | 0.23 | 0.01 | -0.17 | -0.13 | 0 |  | 0.36 | 0.33 | 0.23 | 35.67 | 1238.342 | 1.11
D | 4002 | 2020-10-14 | 9 | ON | 19.07 | 7.25 | 0.25 | 0.02 | 0.13 | 0.31 | 0.01 | -0.01 | -0.12 | -0.13 | 0 |  | 0.36 | 0.33 | 0.23 | 27.7 | 1266.839 | 0.72
D | 4002 | 2020-10-14 | 10 | ON | 16.6 | 7.25 | 0.25 | 0.02 | 0.06 | 0.32 | 0 | -0.01 | -0.06 | -0.13 | 0 |  | 0.36 | 0.33 | 0.23 | 25.22 | 1267.329 | 0.65
D | 4002 | 2020-10-14 | 11 | ON | 15.05 | 7.25 | 0.25 | 0.02 | 0.06 | 0.32 | 0 | 0 | -0.07 | -0.13 | 0 |  | 0.36 | 0.33 | 0.23 | 23.67 | 1261.515 | 0.65
D | 4002 | 2020-10-14 | 12 | ON | 14.61 | 7.25 | 0.25 | 0.02 | 0.06 | 0.33 | 0 | 0.01 | -0.05 | -0.13 | 0 |  | 0.36 | 0.33 | 0.23 | 23.27 | 1257.698 | 0.66
D | 4002 | 2020-10-14 | 13 | ON | 13.66 | 7.25 | 0.25 | 0.02 | 0.07 | 0.33 | 0 | 0.02 | -0.04 | -0.13 | 0 |  | 0.36 | 0.33 | 0.23 | 22.35 | 1254.09 | 0.67
D | 4002 | 2020-10-14 | 14 | ON | 14.19 | 7.25 | 0.25 | 0.02 | 0.07 | 0.33 | 0 | 0 | -0.05 | -0.13 | 0 |  | 0.36 | 0.33 | 0.23 | 22.85 | 1252.87 | 0.67
D | 4002 | 2020-10-14 | 15 | ON | 13.83 | 7.25 | 0.25 | 0.02 | 0.07 | 0.33 | 0 | 0.01 | -0.05 | -0.13 | 0 |  | 0.36 | 0.33 | 0.23 | 22.5 | 1247.901 | 0.67
D | 4002 | 2020-10-14 | 16 | ON | 14.6 | 7.25 | 0.25 | 0.02 | 0.07 | 0.32 | 0 | 0.01 | -0.05 | -0.13 | 0 |  | 0.36 | 0.33 | 0.23 | 23.26 | 1247.777 | 0.66
D | 4002 | 2020-10-14 | 17 | ON | 14.72 | 7.25 | 0.25 | 0.02 | 0.06 | 0.31 | 0 | -0.03 | -0.06 | -0.13 | 0 |  | 0.36 | 0.33 | 0.23 | 23.31 | 1267.556 | 0.64
D | 4002 | 2020-10-14 | 18 | ON | 21.74 | 7.25 | 0.25 | 0.02 | 0.13 | 0.29 | 0.09 | 0.05 | -0.03 | -0.13 | 0 |  | 0.36 | 0.33 | 0.23 | 30.58 | 1311.896 | 0.78
D | 4002 | 2020-10-14 | 19 | ON | 31.38 | 7.25 | 0.25 | 0.02 | 0.19 | 0.28 | 0.15 | -0.06 | -0.19 | -0.13 | 0 |  | 0.36 | 0.33 | 0.23 | 40.06 | 1377.595 | 0.89
D | 4002 | 2020-10-14 | 20 | ON | 27.38 | 7.25 | 0.25 | 0.02 | 0.15 | 0.29 | 0 | 0.04 | -0.08 | -0.13 | 0 |  | 0.36 | 0.33 | 0.23 | 36.09 | 1343.977 | 0.71
D | 4002 | 2020-10-14 | 21 | ON | 20.31 | 7.25 | 0.25 | 0.02 | 0.16 | 0.3 | 0.14 | 0.02 | 0 | -0.13 | 0 |  | 0.36 | 0.33 | 0.23 | 29.24 | 1262.138 | 0.87
D | 4002 | 2020-10-14 | 22 | ON | 12.86 | 7.25 | 0.25 | 0.02 | 0.17 | 0.32 | 0 | 0.03 | -0.02 | -0.13 | 0 |  | 0.36 | 0.33 | 0.23 | 21.67 | 1158.063 | 0.76
D | 4002 | 2020-10-14 | 23 | ON | 12.99 | 7.25 | 0.25 | 0.02 | 0.13 | 0.35 | 0 | 0.01 | -0.05 | -0.13 | 0 |  | 0.36 | 0.33 | 0.23 | 21.74 | 1048.243 | 0.75
D | 4002 | 2020-10-14 | 24 | OFF | 13.8 | 7.25 | 0.25 | 0.02 | 0.14 | 0 | 0 | 0.02 | -0.01 | -0.13 | 0 |  | 0.36 | 0.33 | 0.23 | 22.26 | 962.096 | 0.41
D | 4002 | 2020-10-15 | 1 | OFF | 14.91 | 7.25 | 0.18 | 0.03 | 0.11 | 0 | 0 | 0.02 | -0.01 | -0.13 | 0 |  | 0.36 | 0.33 | 0.23 | 23.28 | 907.211 | 0.32
D | 4002 | 2020-10-15 | 2 | OFF | 14.82 | 7.25 | 0.18 | 0.03 | 0.11 | 0 | 0 | 0.01 | 0.05 | -0.13 | 0 |  | 0.36 | 0.33 | 0.23 | 23.24 | 874.958 | 0.32
D | 4002 | 2020-10-15 | 3 | OFF | 14.1 | 7.25 | 0.18 | 0.03 | 0.15 | 0 | 0 | -0.01 | 0.04 | -0.13 | 0 |  | 0.36 | 0.33 | 0.23 | 22.53 | 862.674 | 0.36
D | 4002 | 2020-10-15 | 4 | OFF | 14.08 | 7.25 | 0.18 | 0.03 | 0.18 | 0 | 0 | -0.01 | 0.04 | -0.13 | 0 |  | 0.36 | 0.33 | 0.23 | 22.54 | 864.03 | 0.39
D | 4002 | 2020-10-15 | 5 | OFF | 13.6 | 7.25 | 0.18 | 0.03 | 0.16 | 0 | 0 | 0.02 | 0.03 | -0.13 | 0 |  | 0.36 | 0.33 | 0.23 | 22.06 | 897.368 | 0.37
D | 4002 | 2020-10-15 | 6 | OFF | 14.4 | 7.25 | 0.18 | 0.03 | 0.09 | 0 | 0 | -0.01 | 0.02 | -0.13 | 0 |  | 0.36 | 0.33 | 0.23 | 22.75 | 990.247 | 0.3
D | 4002 | 2020-10-15 | 7 | OFF | 20.85 | 7.25 | 0.18 | 0.03 | 0.22 | 0 | 0.01 | 0 | 0.03 | -0.13 | 0 |  | 0.36 | 0.33 | 0.23 | 29.36 | 1139.417 | 0.44
D | 4002 | 2020-10-15 | 8 | ON | 31.97 | 7.25 | 0.18 | 0.03 | 0.33 | 0.32 | 0.09 | -0.02 | -0.14 | -0.13 | 0 |  | 0.36 | 0.33 | 0.23 | 40.8 | 1240.391 | 0.95
D | 4002 | 2020-10-15 | 9 | ON | 31.63 | 7.25 | 0.18 | 0.03 | 0.34 | 0.31 | 0.15 | 0 | -0.06 | -0.13 | 0 |  | 0.36 | 0.33 | 0.23 | 40.62 | 1275.788 | 1.01
D | 4002 | 2020-10-15 | 10 | ON | 16.84 | 7.25 | 0.18 | 0.03 | 0.15 | 0.32 | 0 | 0.03 | -0.08 | -0.13 | 0 |  | 0.36 | 0.33 | 0.23 | 25.51 | 1269.804 | 0.68
D | 4002 | 2020-10-15 | 11 | ON | 14.1 | 7.25 | 0.18 | 0.03 | 0.07 | 0.32 | 0 | -0.02 | -0.09 | -0.13 | 0 |  | 0.36 | 0.33 | 0.23 | 22.63 | 1266.761 | 0.6
D | 4002 | 2020-10-15 | 12 | ON | 15.62 | 7.25 | 0.18 | 0.03 | 0.08 | 0.32 | 0 | 0.02 | -0.09 | -0.13 | 0 |  | 0.36 | 0.33 | 0.23 | 24.2 | 1269.185 | 0.61
D | 4002 | 2020-10-15 | 13 | ON | 13.37 | 7.25 | 0.18 | 0.03 | 0.07 | 0.32 | 0 | 0.01 | -0.08 | -0.13 | 0 |  | 0.36 | 0.33 | 0.23 | 21.94 | 1265.007 | 0.6
D | 4002 | 2020-10-15 | 14 | ON | 13.66 | 7.25 | 0.18 | 0.03 | 0.07 | 0.32 | 0 | 0 | -0.07 | -0.13 | 0 |  | 0.36 | 0.33 | 0.23 | 22.23 | 1262.72 | 0.6
D | 4002 | 2020-10-15 | 15 | ON | 12.68 | 7.25 | 0.18 | 0.03 | 0.1 | 0.32 | 0 | 0.04 | -0.08 | -0.13 | 0 |  | 0.36 | 0.33 | 0.23 | 21.31 | 1257.975 | 0.63
D | 4002 | 2020-10-15 | 16 | ON | 14.55 | 7.25 | 0.18 | 0.03 | 0.1 | 0.32 | 0 | -0.01 | -0.09 | -0.13 | 0 |  | 0.36 | 0.33 | 0.23 | 23.12 | 1263.842 | 0.63
D | 4002 | 2020-10-15 | 17 | ON | 15.83 | 7.25 | 0.18 | 0.03 | 0.08 | 0.3 | 0 | -0.01 | -0.07 | -0.13 | 0 |  | 0.36 | 0.33 | 0.23 | 24.38 | 1282.516 | 0.59
D | 4002 | 2020-10-15 | 18 | ON | 18.1 | 7.25 | 0.18 | 0.03 | 0.08 | 0.29 | 0 | -0.01 | -0.12 | -0.13 | 0 |  | 0.36 | 0.33 | 0.23 | 26.59 | 1323.308 | 0.58
D | 4002 | 2020-10-15 | 19 | ON | 24.13 | 7.25 | 0.18 | 0.03 | 0.15 | 0.28 | 0 | -0.04 | -0.05 | -0.13 | 0 |  | 0.36 | 0.33 | 0.23 | 32.72 | 1383.667 | 0.64
D | 4002 | 2020-10-15 | 20 | ON | 27.07 | 7.25 | 0.18 | 0.03 | 0.15 | 0.28 | 0 | 0.02 | -0.12 | -0.13 | 0 |  | 0.36 | 0.33 | 0.23 | 35.65 | 1355.457 | 0.64
D | 4002 | 2020-10-15 | 21 | ON | 20.7 | 7.25 | 0.18 | 0.03 | 0.11 | 0.3 | 0.03 | 0.02 | -0.02 | -0.13 | 0 |  | 0.36 | 0.33 | 0.23 | 29.39 | 1272.927 | 0.65
D | 4002 | 2020-10-15 | 22 | ON | 14.61 | 7.25 | 0.18 | 0.03 | 0.2 | 0.32 | 0 | -0.01 | -0.04 | -0.13 | 0 |  | 0.36 | 0.33 | 0.23 | 23.33 | 1172.438 | 0.73
D | 4002 | 2020-10-15 | 23 | ON | 14.11 | 7.25 | 0.18 | 0.03 | 0.14 | 0.35 | 0 | 0.01 | -0.07 | -0.13 | 0 |  | 0.36 | 0.33 | 0.23 | 22.79 | 1063.24 | 0.7
D | 4002 | 2020-10-15 | 24 | OFF | 14.94 | 7.25 | 0.18 | 0.03 | 0.13 | 0 | 0 | -0.01 | -0.09 | -0.13 | 0 |  | 0.36 | 0.33 | 0.23 | 23.22 | 975.687 | 0.34
D | 4002 | 2020-10-16 | 1 | OFF | 15.16 | 7.25 | 0.8 | 0.04 | 0.09 | 0 | 0 | -0.04 | 0.03 | -0.13 | 0 |  | 0.36 | 0.33 | 0.23 | 24.12 | 916.078 | 0.93
D | 4002 | 2020-10-16 | 2 | OFF | 14.52 | 7.25 | 0.8 | 0.04 | 0.1 | 0 | 0 | 0.01 | -0.02 | -0.13 | 0 |  | 0.36 | 0.33 | 0.23 | 23.49 | 881.198 | 0.94
D | 4002 | 2020-10-16 | 3 | OFF | 13.79 | 7.25 | 0.8 | 0.04 | 0.16 | 0 | 0 | -0.01 | 0.01 | -0.13 | 0 |  | 0.36 | 0.33 | 0.23 | 22.83 | 861.609 | 1
D | 4002 | 2020-10-16 | 4 | OFF | 13.3 | 7.25 | 0.8 | 0.04 | 0.13 | 0 | 0 | -0.04 | 0.09 | -0.13 | 0 |  | 0.36 | 0.33 | 0.23 | 22.36 | 859.144 | 0.97
D | 4002 | 2020-10-16 | 5 | OFF | 14.44 | 7.25 | 0.8 | 0.04 | 0.15 | 0 | 0 | 0.01 | -0.01 | -0.13 | 0 |  | 0.36 | 0.33 | 0.23 | 23.47 | 888.735 | 0.99
D | 4002 | 2020-10-16 | 6 | OFF | 15.44 | 7.25 | 0.8 | 0.04 | 0.1 | 0 | 0 | -0.02 | -0.03 | -0.13 | 0 |  | 0.36 | 0.33 | 0.23 | 24.37 | 970.865 | 0.94
D | 4002 | 2020-10-16 | 7 | OFF | 16.82 | 7.25 | 0.8 | 0.04 | 0.15 | 0 | 0 | -0.01 | -0.07 | -0.13 | 0 |  | 0.36 | 0.33 | 0.23 | 25.77 | 1105.335 | 0.99
D | 4002 | 2020-10-16 | 8 | ON | 16.99 | 7.25 | 0.8 | 0.04 | 0.11 | 0.31 | 0 | -0.01 | -0.12 | -0.13 | 0 |  | 0.36 | 0.33 | 0.23 | 26.16 | 1212.844 | 1.26
D | 4002 | 2020-10-16 | 9 | ON | 26.1 | 7.25 | 0.8 | 0.04 | 0.11 | 0.3 | 0.02 | -0.06 | -0.08 | -0.13 | 0 |  | 0.36 | 0.33 | 0.23 | 35.27 | 1279.223 | 1.27
D | 4002 | 2020-10-16 | 10 | ON | 35.12 | 7.25 | 0.8 | 0.04 | 0.14 | 0.29 | 0.02 | -0.04 | -0.13 | -0.13 | 0 |  | 0.36 | 0.33 | 0.23 | 44.28 | 1316.14 | 1.29
D | 4002 | 2020-10-16 | 11 | ON | 33.9 | 7.25 | 0.8 | 0.04 | 0.16 | 0.29 | 0.04 | -0.03 | -0.12 | -0.13 | 0 |  | 0.36 | 0.33 | 0.23 | 43.12 | 1350.051 | 1.33
D | 4002 | 2020-10-16 | 12 | ON | 38.23 | 7.25 | 0.8 | 0.04 | 0.21 | 0.28 | 0.02 | -0.03 | -0.12 | -0.13 | 0 |  | 0.36 | 0.33 | 0.23 | 47.47 | 1366.792 | 1.35
D | 4002 | 2020-10-16 | 13 | ON | 33.22 | 7.25 | 0.8 | 0.04 | 0.16 | 0.28 | 0.2 | -0.03 | -0.11 | -0.13 | 0 |  | 0.36 | 0.33 | 0.23 | 42.6 | 1351.4 | 1.48
D | 4002 | 2020-10-16 | 14 | ON | 26.54 | 7.25 | 0.8 | 0.04 | 0.19 | 0.28 | 0.06 | 0 | -0.1 | -0.13 | 0 |  | 0.36 | 0.33 | 0.23 | 35.85 | 1336.085 | 1.37
D | 4002 | 2020-10-16 | 15 | ON | 25.23 | 7.25 | 0.8 | 0.04 | 0.13 | 0.29 | 0.02 | -0.04 | -0.11 | -0.13 | 0 |  | 0.36 | 0.33 | 0.23 | 34.4 | 1316.848 | 1.28
D | 4002 | 2020-10-16 | 16 | ON | 24.78 | 7.25 | 0.8 | 0.04 | 0.11 | 0.29 | 0.02 | -0.03 | -0.1 | -0.13 | 0 |  | 0.36 | 0.33 | 0.23 | 33.95 | 1301.703 | 1.26
D | 4002 | 2020-10-16 | 17 | ON | 23.63 | 7.25 | 0.8 | 0.04 | 0.11 | 0.29 | 0 | 0 | -0.11 | -0.13 | 0 |  | 0.36 | 0.33 | 0.23 | 32.8 | 1312.82 | 1.24
D | 4002 | 2020-10-16 | 18 | ON | 21.58 | 7.25 | 0.8 | 0.04 | 0.11 | 0.28 | 0 | 0 | -0.15 | -0.13 | 0 |  | 0.36 | 0.33 | 0.23 | 30.7 | 1356.58 | 1.23
D | 4002 | 2020-10-16 | 19 | ON | 25.42 | 7.25 | 0.8 | 0.04 | 0.14 | 0.28 | 0 | 0.01 | -0.2 | -0.13 | 0 |  | 0.36 | 0.33 | 0.23 | 34.53 | 1357.369 | 1.26
D | 4002 | 2020-10-16 | 20 | ON | 21.49 | 7.25 | 0.8 | 0.04 | 0.14 | 0.29 | 0 | 0.01 | -0.13 | -0.13 | 0 |  | 0.36 | 0.33 | 0.23 | 30.68 | 1293.14 | 1.27
D | 4002 | 2020-10-16 | 21 | ON | 19.51 | 7.25 | 0.8 | 0.04 | 0.11 | 0.31 | 0 | 0 | -0.11 | -0.13 | 0 |  | 0.36 | 0.33 | 0.23 | 28.7 | 1223.573 | 1.26
D | 4002 | 2020-10-16 | 22 | ON | 16.15 | 7.25 | 0.8 | 0.04 | 0.17 | 0.33 | 0 | 0 | -0.07 | -0.13 | 0 |  | 0.36 | 0.33 | 0.23 | 25.46 | 1140.223 | 1.34
D | 4002 | 2020-10-16 | 23 | ON | 15.92 | 7.25 | 0.8 | 0.04 | 0.15 | 0.35 | 0 | -0.02 | -0.06 | -0.13 | 0 |  | 0.36 | 0.33 | 0.23 | 25.22 | 1047.013 | 1.34
D | 4002 | 2020-10-16 | 24 | OFF | 16.86 | 7.25 | 0.8 | 0.04 | 0.14 | 0 | 0 | -0.01 | -0.01 | -0.13 | 0 |  | 0.36 | 0.33 | 0.23 | 25.86 | 960.6 | 0.98
D | 4002 | 2020-10-17 | 1 | OFF | 17.6 | 7.25 | 0.32 | 0.03 | 0.11 | 0 | 0 | -0.02 | -0.07 | -0.13 | 0 |  | 0.36 | 0.33 | 0.23 | 26.01 | 899.905 | 0.46
D | 4002 | 2020-10-17 | 2 | OFF | 18.59 | 7.25 | 0.32 | 0.03 | 0.1 | 0 | 0 | 0.02 | -0.02 | -0.13 | 0 |  | 0.36 | 0.33 | 0.23 | 27.08 | 862.637 | 0.45
D | 4002 | 2020-10-17 | 3 | OFF | 16.86 | 7.25 | 0.32 | 0.03 | 0.11 | 0 | 0 | 0 | -0.01 | -0.13 | 0 |  | 0.36 | 0.33 | 0.23 | 25.35 | 844.992 | 0.46
D | 4002 | 2020-10-17 | 4 | OFF | 15.34 | 7.25 | 0.32 | 0.03 | 0.15 | 0 | 0 | 0 | -0.03 | -0.13 | 0 |  | 0.36 | 0.33 | 0.23 | 23.85 | 839.774 | 0.5
D | 4002 | 2020-10-17 | 5 | OFF | 15.57 | 7.25 | 0.32 | 0.03 | 0.1 | 0 | 0 | -0.01 | -0.01 | -0.13 | 0 |  | 0.36 | 0.33 | 0.23 | 24.04 | 853.488 | 0.45
D | 4002 | 2020-10-17 | 6 | OFF | 14.6 | 7.25 | 0.32 | 0.03 | 0.09 | 0 | 0 | -0.03 | -0.02 | -0.13 | 0 |  | 0.36 | 0.33 | 0.23 | 23.03 | 894.003 | 0.44
D | 4002 | 2020-10-17 | 7 | OFF | 15.61 | 7.25 | 0.32 | 0.03 | 0.19 | 0 | 0 | -0.01 | -0.03 | -0.13 | 0 |  | 0.36 | 0.33 | 0.23 | 24.15 | 964.016 | 0.54
D | 4002 | 2020-10-17 | 8 | OFF | 15.74 | 7.25 | 0.32 | 0.03 | 0.16 | 0 | 0 | -0.01 | -0.08 | -0.13 | 0 |  | 0.36 | 0.33 | 0.23 | 24.2 | 1046.799 | 0.51
D | 4002 | 2020-10-17 | 9 | OFF | 28.2 | 7.25 | 0.32 | 0.03 | 0.28 | 0 | 0.39 | -0.02 | -0.04 | -0.13 | 0 |  | 0.36 | 0.33 | 0.23 | 37.2 | 1136.31 | 1.02
D | 4002 | 2020-10-17 | 10 | OFF | 29.28 | 7.25 | 0.32 | 0.03 | 0.16 | 0 | 0.35 | 0.08 | -0.11 | -0.13 | 0 |  | 0.36 | 0.33 | 0.23 | 38.15 | 1207.122 | 0.86
D | 4002 | 2020-10-17 | 11 | OFF | 16.36 | 7.25 | 0.32 | 0.03 | 0.11 | 0 | 0.07 | 0.04 | -0.07 | -0.13 | 0 |  | 0.36 | 0.33 | 0.23 | 24.9 | 1224.713 | 0.53
D | 4002 | 2020-10-17 | 12 | OFF | 10.83 | 7.25 | 0.32 | 0.03 | 0.13 | 0 | 0 | 0.04 | -0.07 | -0.13 | 0 |  | 0.36 | 0.33 | 0.23 | 19.32 | 1200.431 | 0.48
D | 4002 | 2020-10-17 | 13 | OFF | -12.94 | 7.25 | 0.32 | 0.03 | 0.28 | 0 | 0 | 0.01 | -0.08 | -0.13 | 0 |  | 0.36 | 0.33 | 0.23 | -4.34 | 1165.117 | 0.63
D | 4002 | 2020-10-17 | 14 | OFF | 0.01 | 7.25 | 0.32 | 0.03 | 0.32 | 0 | 0 | 0 | -0.09 | -0.13 | 0 |  | 0.36 | 0.33 | 0.23 | 8.63 | 1127.935 | 0.67
D | 4002 | 2020-10-17 | 15 | OFF | 3.33 | 7.25 | 0.32 | 0.03 | 0.32 | 0 | 0 | 0 | -0.07 | -0.13 | 0 |  | 0.36 | 0.33 | 0.23 | 11.97 | 1109.062 | 0.67
D | 4002 | 2020-10-17 | 16 | OFF | 5.95 | 7.25 | 0.32 | 0.03 | 0.19 | 0 | 0 | 0 | -0.04 | -0.13 | 0 |  | 0.36 | 0.33 | 0.23 | 14.49 | 1116.526 | 0.54
D | 4002 | 2020-10-17 | 17 | OFF | 12.5 | 7.25 | 0.32 | 0.03 | 0.08 | 0 | 0 | -0.03 | -0.08 | -0.13 | 0 |  | 0.36 | 0.33 | 0.23 | 20.86 | 1157.192 | 0.43
D | 4002 | 2020-10-17 | 18 | OFF | 14.1 | 7.25 | 0.32 | 0.03 | 0.1 | 0 | 0 | 0 | -0.08 | -0.13 | 0 |  | 0.36 | 0.33 | 0.23 | 22.51 | 1222.944 | 0.45
D | 4002 | 2020-10-17 | 19 | OFF | 17.09 | 7.25 | 0.32 | 0.03 | 0.1 | 0 | 0 | -0.02 | -0.15 | -0.13 | 0 |  | 0.36 | 0.33 | 0.23 | 25.41 | 1285.12 | 0.45
D | 4002 | 2020-10-17 | 20 | OFF | 19 | 7.25 | 0.32 | 0.03 | 0.13 | 0 | 0 | 0.03 | -0.13 | -0.13 | 0 |  | 0.36 | 0.33 | 0.23 | 27.42 | 1258.156 | 0.48
D | 4002 | 2020-10-17 | 21 | OFF | 16.25 | 7.25 | 0.32 | 0.03 | 0.09 | 0 | 0 | -0.03 | -0.07 | -0.13 | 0 |  | 0.36 | 0.33 | 0.23 | 24.63 | 1197.469 | 0.44
D | 4002 | 2020-10-17 | 22 | OFF | 13.37 | 7.25 | 0.32 | 0.03 | 0.13 | 0 | 0 | -0.01 | -0.09 | -0.13 | 0 |  | 0.36 | 0.33 | 0.23 | 21.79 | 1124.697 | 0.48
D | 4002 | 2020-10-17 | 23 | OFF | 13.04 | 7.25 | 0.32 | 0.03 | 0.14 | 0 | 0 | -0.01 | -0.1 | -0.13 | 0 |  | 0.36 | 0.33 | 0.23 | 21.46 | 1044.165 | 0.49
D | 4002 | 2020-10-17 | 24 | OFF | 13.71 | 7.25 | 0.32 | 0.03 | 0.22 | 0 | 0 | -0.01 | -0.11 | -0.13 | 0 |  | 0.36 | 0.33 | 0.23 | 22.2 | 968.052 | 0.57
D | 4002 | 2020-10-18 | 1 | OFF | 15.63 | 7.25 | 0.52 | 0.04 | 0.12 | 0 | 0 | -0.04 | -0.06 | -0.13 | 0 |  | 0.36 | 0.33 | 0.23 | 24.25 | 915.924 | 0.68
D | 4002 | 2020-10-18 | 2 | OFF | 17.16 | 7.25 | 0.52 | 0.04 | 0.07 | 0 | 0 | 0 | -0.08 | -0.13 | 0 |  | 0.36 | 0.33 | 0.23 | 25.75 | 882.658 | 0.63
D | 4002 | 2020-10-18 | 3 | OFF | 15.67 | 7.25 | 0.52 | 0.04 | 0.08 | 0 | 0 | -0.01 | -0.08 | -0.13 | 0 |  | 0.36 | 0.33 | 0.23 | 24.26 | 865.964 | 0.64
D | 4002 | 2020-10-18 | 4 | OFF | 15.14 | 7.25 | 0.52 | 0.04 | 0.08 | 0 | 0 | -0.02 | -0.05 | -0.13 | 0 |  | 0.36 | 0.33 | 0.23 | 23.75 | 862.546 | 0.64
D | 4002 | 2020-10-18 | 5 | OFF | 15.8 | 7.25 | 0.52 | 0.04 | 0.09 | 0 | 0 | -0.01 | -0.05 | -0.13 | 0 |  | 0.36 | 0.33 | 0.23 | 24.43 | 873.835 | 0.65
D | 4002 | 2020-10-18 | 6 | OFF | 15.8 | 7.25 | 0.52 | 0.04 | 0.08 | 0 | 0 | 0 | -0.05 | -0.13 | 0 |  | 0.36 | 0.33 | 0.23 | 24.43 | 907.317 | 0.64
D | 4002 | 2020-10-18 | 7 | OFF | 15.41 | 7.25 | 0.52 | 0.04 | 0.26 | 0 | 0 | -0.04 | -0.06 | -0.13 | 0 |  | 0.36 | 0.33 | 0.23 | 24.17 | 963.493 | 0.82
D | 4002 | 2020-10-18 | 8 | OFF | 16.83 | 7.25 | 0.52 | 0.04 | 0.22 | 0 | 0.01 | 0.01 | -0.06 | -0.13 | 0 |  | 0.36 | 0.33 | 0.23 | 25.61 | 1037.814 | 0.79
D | 4002 | 2020-10-18 | 9 | OFF | 37.45 | 7.25 | 0.52 | 0.04 | 0.36 | 0 | 0.76 | -0.03 | -0.05 | -0.13 | 0 |  | 0.36 | 0.33 | 0.23 | 47.09 | 1116.181 | 1.68
D | 4002 | 2020-10-18 | 10 | OFF | 23.84 | 7.25 | 0.52 | 0.04 | 0.34 | 0 | 0.36 | 0 | 0 | -0.13 | 0 |  | 0.36 | 0.33 | 0.23 | 33.14 | 1149.807 | 1.26
D | 4002 | 2020-10-18 | 11 | OFF | 16.37 | 7.25 | 0.52 | 0.04 | 0.11 | 0 | 0 | 0.01 | -0.08 | -0.13 | 0 |  | 0.36 | 0.33 | 0.23 | 25.01 | 1145.031 | 0.67
D | 4002 | 2020-10-18 | 12 | OFF | 14.39 | 7.25 | 0.52 | 0.04 | 0.09 | 0 | 0 | 0.01 | -0.06 | -0.13 | 0 |  | 0.36 | 0.33 | 0.23 | 23.03 | 1131.745 | 0.65
D | 4002 | 2020-10-18 | 13 | OFF | 13.73 | 7.25 | 0.52 | 0.04 | 0.08 | 0 | 0 | 0 | -0.05 | -0.13 | 0 |  | 0.36 | 0.33 | 0.23 | 22.36 | 1128.508 | 0.64
D | 4002 | 2020-10-18 | 14 | OFF | 13.69 | 7.25 | 0.52 | 0.04 | 0.08 | 0 | 0 | -0.01 | -0.05 | -0.13 | 0 |  | 0.36 | 0.33 | 0.23 | 22.31 | 1110.942 | 0.64
D | 4002 | 2020-10-18 | 15 | OFF | 13.44 | 7.25 | 0.52 | 0.04 | 0.09 | 0 | 0 | 0 | -0.04 | -0.13 | 0 |  | 0.36 | 0.33 | 0.23 | 22.09 | 1102.733 | 0.65
D | 4002 | 2020-10-18 | 16 | OFF | 13.73 | 7.25 | 0.52 | 0.04 | 0.08 | 0 | 0 | 0 | -0.05 | -0.13 | 0 |  | 0.36 | 0.33 | 0.23 | 22.36 | 1116.013 | 0.64
D | 4002 | 2020-10-18 | 17 | OFF | 14.62 | 7.25 | 0.52 | 0.04 | 0.08 | 0 | 0 | 0 | -0.05 | -0.13 | 0 |  | 0.36 | 0.33 | 0.23 | 23.25 | 1167.175 | 0.64
D | 4002 | 2020-10-18 | 18 | OFF | 23.77 | 7.25 | 0.52 | 0.04 | 0.11 | 0 | 0 | -0.01 | 0.04 | -0.13 | 0 |  | 0.36 | 0.33 | 0.23 | 32.51 | 1245.145 | 0.67
D | 4002 | 2020-10-18 | 19 | OFF | 32.3 | 7.25 | 0.52 | 0.04 | 0.31 | 0 | 0 | 0.01 | -0.16 | -0.13 | 0 |  | 0.36 | 0.33 | 0.23 | 41.06 | 1316.752 | 0.87
D | 4002 | 2020-10-18 | 20 | OFF | 24.01 | 7.25 | 0.52 | 0.04 | 0.19 | 0 | 0 | 0.01 | -0.08 | -0.13 | 0 |  | 0.36 | 0.33 | 0.23 | 32.73 | 1275.611 | 0.75
D | 4002 | 2020-10-18 | 21 | OFF | 20.9 | 7.25 | 0.52 | 0.04 | 0.16 | 0 | 0.11 | 0 | -0.04 | -0.13 | 0 |  | 0.36 | 0.33 | 0.23 | 29.73 | 1197.995 | 0.83
D | 4002 | 2020-10-18 | 22 | OFF | 16.83 | 7.25 | 0.52 | 0.04 | 0.26 | 0 | 0 | 0.02 | -0.04 | -0.13 | 0 |  | 0.36 | 0.33 | 0.23 | 25.67 | 1105.419 | 0.82
D | 4002 | 2020-10-18 | 23 | OFF | 18.48 | 7.25 | 0.52 | 0.04 | 0.23 | 0 | 0.13 | -0.01 | -0.06 | -0.13 | 0 |  | 0.36 | 0.33 | 0.23 | 27.37 | 1007.31 | 0.92
D | 4002 | 2020-10-18 | 24 | OFF | 14.72 | 7.25 | 0.52 | 0.04 | 0.25 | 0 | 0 | -0.03 | -0.04 | -0.13 | 0 |  | 0.36 | 0.33 | 0.23 | 23.5 | 929.847 | 0.81
D | 4002 | 2020-10-19 | 1 | OFF | 16.42 | 7.25 | 1.19 | 0.06 | 0.13 | 0 | 0 | -0.02 | -0.01 | -0.13 | 0 |  | 0.36 | 0.33 | 0.23 | 25.81 | 884.417 | 1.38
D | 4002 | 2020-10-19 | 2 | OFF | 14.53 | 7.25 | 1.19 | 0.06 | 0.16 | 0 | 0 | -0.04 | -0.04 | -0.13 | 0 |  | 0.36 | 0.33 | 0.23 | 23.9 | 859.092 | 1.41
D | 4002 | 2020-10-19 | 3 | OFF | 13.67 | 7.25 | 1.19 | 0.06 | 0.11 | 0 | 0 | 0 | 0.01 | -0.13 | 0 |  | 0.36 | 0.33 | 0.23 | 23.08 | 851.586 | 1.36
D | 4002 | 2020-10-19 | 4 | OFF | 14.09 | 7.25 | 1.19 | 0.06 | 0.16 | 0 | 0 | 0.01 | 0.01 | -0.13 | 0 |  | 0.36 | 0.33 | 0.23 | 23.56 | 862.141 | 1.41
D | 4002 | 2020-10-19 | 5 | OFF | 14.56 | 7.25 | 1.19 | 0.06 | 0.16 | 0 | 0 | 0.03 | -0.04 | -0.13 | 0 |  | 0.36 | 0.33 | 0.23 | 24 | 904.428 | 1.41
D | 4002 | 2020-10-19 | 6 | OFF | 14.77 | 7.25 | 1.19 | 0.06 | 0.12 | 0 | 0 | 0.04 | -0.05 | -0.13 | 0 |  | 0.36 | 0.33 | 0.23 | 24.17 | 1006.441 | 1.37
D | 4002 | 2020-10-19 | 7 | OFF | 23.71 | 7.25 | 1.19 | 0.06 | 0.23 | 0 | 0 | -0.06 | 0.16 | -0.13 | 0 |  | 0.36 | 0.33 | 0.23 | 33.33 | 1164.489 | 1.48
D | 4002 | 2020-10-19 | 8 | ON | 38.19 | 7.25 | 1.19 | 0.06 | 0.35 | 0.29 | 0.02 | -0.03 | -0.21 | -0.13 | 0 |  | 0.36 | 0.33 | 0.23 | 47.9 | 1275.531 | 1.91
D | 4002 | 2020-10-19 | 9 | ON | 42.16 | 7.25 | 1.19 | 0.06 | 0.27 | 0.28 | 0.16 | -0.03 | -0.23 | -0.13 | 0 |  | 0.36 | 0.33 | 0.23 | 51.9 | 1315.121 | 1.96
D | 4002 | 2020-10-19 | 10 | ON | 36.86 | 7.25 | 1.19 | 0.06 | 0.26 | 0.29 | 0.3 | -0.02 | -0.17 | -0.13 | 0 |  | 0.36 | 0.33 | 0.23 | 46.81 | 1314.377 | 2.1
D | 4002 | 2020-10-19 | 11 | ON | 28.15 | 7.25 | 1.19 | 0.06 | 0.21 | 0.29 | 0.06 | -0.02 | -0.19 | -0.13 | 0 |  | 0.36 | 0.33 | 0.23 | 37.79 | 1308.18 | 1.81
D | 4002 | 2020-10-19 | 12 | ON | 22.03 | 7.25 | 1.19 | 0.06 | 0.21 | 0.29 | 0 | -0.02 | -0.18 | -0.13 | 0 |  | 0.36 | 0.33 | 0.23 | 31.62 | 1310.135 | 1.75
D | 4002 | 2020-10-19 | 13 | ON | 21.1 | 7.25 | 1.19 | 0.06 | 0.2 | 0.29 | 0 | 0 | -0.15 | -0.13 | 0 |  | 0.36 | 0.33 | 0.23 | 30.73 | 1292.647 | 1.74
D | 4002 | 2020-10-19 | 14 | ON | 38.72 | 7.25 | 1.19 | 0.06 | 0.3 | 0.3 | 0.58 | -0.03 | -0.13 | -0.13 | 0 |  | 0.36 | 0.33 | 0.23 | 49.03 | 1280.73 | 2.43
D | 4002 | 2020-10-19 | 15 | ON | 22.57 | 7.25 | 1.19 | 0.06 | 0.16 | 0.31 | 0.02 | 0 | -0.13 | -0.13 | 0 |  | 0.36 | 0.33 | 0.23 | 32.22 | 1268.814 | 1.74
D | 4002 | 2020-10-19 | 16 | ON | 22.9 | 7.25 | 1.19 | 0.06 | 0.1 | 0.31 | 0 | 0.01 | -0.14 | -0.13 | 0 |  | 0.36 | 0.33 | 0.23 | 32.47 | 1263.94 | 1.66
D | 4002 | 2020-10-19 | 17 | ON | 31.38 | 7.25 | 1.19 | 0.06 | 0.12 | 0.3 | 0.16 | -0.02 | -0.08 | -0.13 | 0 |  | 0.36 | 0.33 | 0.23 | 41.15 | 1284.927 | 1.83
D | 4002 | 2020-10-19 | 18 | ON | 39.74 | 7.25 | 1.19 | 0.06 | 0.22 | 0.29 | 0.08 | -0.04 | -0.12 | -0.13 | 0 |  | 0.36 | 0.33 | 0.23 | 49.46 | 1360.825 | 1.84
D | 4002 | 2020-10-19 | 19 | ON | 70.3 | 7.25 | 1.19 | 0.06 | 0.76 | 0.28 | 0.71 | -0.02 | -0.26 | -0.13 | 0 |  | 0.36 | 0.33 | 0.23 | 81.06 | 1420.771 | 3
D | 4002 | 2020-10-19 | 20 | ON | 45.03 | 7.25 | 1.19 | 0.06 | 0.33 | 0.28 | 0.05 | -0.04 | -0.19 | -0.13 | 0 |  | 0.36 | 0.33 | 0.23 | 54.75 | 1361.124 | 1.91
D | 4002 | 2020-10-19 | 21 | ON | 36.98 | 7.25 | 1.19 | 0.06 | 0.2 | 0.3 | 0.41 | -0.03 | -0.05 | -0.13 | 0 |  | 0.36 | 0.33 | 0.23 | 47.1 | 1273.976 | 2.16
D | 4002 | 2020-10-19 | 22 | ON | 21.15 | 7.25 | 1.19 | 0.06 | 0.23 | 0.32 | 0.01 | -0.01 | -0.05 | -0.13 | 0 |  | 0.36 | 0.33 | 0.23 | 30.94 | 1166.971 | 1.81
D | 4002 | 2020-10-19 | 23 | ON | 24.31 | 7.25 | 1.19 | 0.06 | 0.55 | 0.35 | 0.24 | -0.01 | 0.01 | -0.13 | 0 |  | 0.36 | 0.33 | 0.23 | 34.74 | 1057.457 | 2.39
D | 4002 | 2020-10-19 | 24 | OFF | 18.08 | 7.25 | 1.19 | 0.06 | 0.32 | 0 | 0 | 0.01 | -0.08 | -0.13 | 0 |  | 0.36 | 0.33 | 0.23 | 27.62 | 965.316 | 1.57
D | 4002 | 2020-10-20 | 1 | OFF | 17.36 | 7.25 | 0.68 | 0.12 | 0.12 | 0 | 0 | -0.02 | -0.03 | -0.13 | 0 |  | 0.36 | 0.33 | 0.23 | 26.27 | 908.881 | 0.92
D | 4002 | 2020-10-20 | 2 | OFF | 19.23 | 7.25 | 0.68 | 0.12 | 0.1 | 0 | 0 | -0.01 | 0.03 | -0.13 | 0 |  | 0.36 | 0.33 | 0.23 | 28.19 | 877.553 | 0.9
D | 4002 | 2020-10-20 | 3 | OFF | 18.3 | 7.25 | 0.68 | 0.12 | 0.11 | 0 | 0 | -0.05 | -0.02 | -0.13 | 0 |  | 0.36 | 0.33 | 0.23 | 27.18 | 863.452 | 0.91
D | 4002 | 2020-10-20 | 4 | OFF | 17.49 | 7.25 | 0.68 | 0.12 | 0.1 | 0 | 0 | 0.01 | -0.11 | -0.13 | 0 |  | 0.36 | 0.33 | 0.23 | 26.33 | 865.875 | 0.9
D | 4002 | 2020-10-20 | 5 | OFF | 18.97 | 7.25 | 0.68 | 0.12 | 0.1 | 0 | 0 | -0.02 | -0.05 | -0.13 | 0 |  | 0.36 | 0.33 | 0.23 | 27.84 | 899.679 | 0.9
D | 4002 | 2020-10-20 | 6 | OFF | 25.18 | 7.25 | 0.68 | 0.12 | 0.14 | 0 | 0 | -0.03 | 0.12 | -0.13 | 0 |  | 0.36 | 0.33 | 0.23 | 34.25 | 990.139 | 0.94
D | 4002 | 2020-10-20 | 7 | OFF | 42.98 | 7.25 | 0.68 | 0.12 | 0.47 | 0 | 0.16 | 0.01 | -0.04 | -0.13 | 0 |  | 0.36 | 0.33 | 0.23 | 52.42 | 1139.963 | 1.43
D | 4002 | 2020-10-20 | 8 | ON | 40.32 | 7.25 | 0.68 | 0.12 | 0.42 | 0.31 | 0 | -0.01 | -0.18 | -0.13 | 0 |  | 0.36 | 0.33 | 0.23 | 49.7 | 1250.522 | 1.53
D | 4002 | 2020-10-20 | 9 | ON | 40.42 | 7.25 | 0.68 | 0.12 | 0.25 | 0.29 | 0.32 | 0.01 | -0.17 | -0.13 | 0 |  | 0.36 | 0.33 | 0.23 | 49.96 | 1301.61 | 1.66
D | 4002 | 2020-10-20 | 10 | ON | 40.22 | 7.25 | 0.68 | 0.12 | 0.22 | 0.29 | 0.36 | -0.05 | -0.12 | -0.13 | 0 |  | 0.36 | 0.33 | 0.23 | 49.76 | 1323.699 | 1.67
D | 4002 | 2020-10-20 | 11 | ON | 30.99 | 7.25 | 0.68 | 0.12 | 0.19 | 0.29 | 0.09 | 0.05 | -0.15 | -0.13 | 0 |  | 0.36 | 0.33 | 0.23 | 40.3 | 1347.704 | 1.37
D | 4002 | 2020-10-20 | 12 | ON | 23.08 | 7.25 | 0.68 | 0.12 | 0.11 | 0.29 | 0 | -0.02 | -0.03 | -0.13 | 0 |  | 0.36 | 0.33 | 0.23 | 32.27 | 1362.09 | 1.2
D | 4002 | 2020-10-20 | 13 | ON | 23.25 | 7.25 | 0.68 | 0.12 | 0.12 | 0.29 | 0 | 0.03 | -0.08 | -0.13 | 0 |  | 0.36 | 0.33 | 0.23 | 32.45 | 1356.637 | 1.21
D | 4002 | 2020-10-20 | 14 | ON | 27.95 | 7.25 | 0.68 | 0.12 | 0.17 | 0.29 | 0.14 | 0 | -0.09 | -0.13 | 0 |  | 0.36 | 0.33 | 0.23 | 37.3 | 1341.303 | 1.4
D | 4002 | 2020-10-20 | 15 | ON | 39.42 | 7.25 | 0.68 | 0.12 | 0.24 | 0.29 | 0.59 | 0 | -0.12 | -0.13 | 0 |  | 0.36 | 0.33 | 0.23 | 49.26 | 1306.655 | 1.92
D | 4002 | 2020-10-20 | 16 | ON | 34.21 | 7.25 | 0.68 | 0.12 | 0.22 | 0.29 | 0.49 | 0 | -0.15 | -0.13 | 0 |  | 0.36 | 0.33 | 0.23 | 43.9 | 1299.162 | 1.8
D | 4002 | 2020-10-20 | 17 | ON | 26.94 | 7.25 | 0.68 | 0.12 | 0.15 | 0.29 | 0 | -0.03 | -0.03 | -0.13 | 0 |  | 0.36 | 0.33 | 0.23 | 36.16 | 1314.451 | 1.24
D | 4002 | 2020-10-20 | 18 | ON | 39.74 | 7.25 | 0.68 | 0.12 | 0.26 | 0.28 | 0.01 | 0 | -0.13 | -0.13 | 0 |  | 0.36 | 0.33 | 0.23 | 49 | 1378.868 | 1.35
D | 4002 | 2020-10-20 | 19 | ON | 46.54 | 7.25 | 0.68 | 0.12 | 0.29 | 0.27 | 0 | 0.01 | -0.24 | -0.13 | 0 |  | 0.36 | 0.33 | 0.23 | 55.71 | 1431.888 | 1.36
D | 4002 | 2020-10-20 | 20 | ON | 41.96 | 7.25 | 0.68 | 0.12 | 0.26 | 0.28 | 0.09 | 0 | -0.14 | -0.13 | 0 |  | 0.36 | 0.33 | 0.23 | 51.29 | 1380.658 | 1.43
D | 4002 | 2020-10-20 | 21 | ON | 31.84 | 7.25 | 0.68 | 0.12 | 0.21 | 0.29 | 0.18 | 0 | -0.04 | -0.13 | 0 |  | 0.36 | 0.33 | 0.23 | 41.32 | 1289.575 | 1.48
D | 4002 | 2020-10-20 | 22 | ON | 21.58 | 7.25 | 0.68 | 0.12 | 0.17 | 0.31 | 0 | 0 | -0.03 | -0.13 | 0 |  | 0.36 | 0.33 | 0.23 | 30.87 | 1184.656 | 1.28
D | 4002 | 2020-10-20 | 23 | ON | 19.75 | 7.25 | 0.68 | 0.12 | 0.14 | 0.34 | 0 | 0.01 | -0.03 | -0.13 | 0 |  | 0.36 | 0.33 | 0.23 | 29.05 | 1078.166 | 1.28
D | 4002 | 2020-10-20 | 24 | OFF | 16.95 | 7.25 | 0.68 | 0.12 | 0.21 | 0 | 0 | 0.03 | -0.03 | -0.13 | 0 |  | 0.36 | 0.33 | 0.23 | 26 | 986.311 | 1.01
D | 4002 | 2020-10-21 | 1 | OFF | 17.06 | 7.25 | 0.32 | 0.06 | 0.1 | 0 | 0 | 0.02 | -0.05 | -0.13 | 0 |  | 0.36 | 0.33 | 0.23 | 25.55 | 928.524 | 0.48
D | 4002 | 2020-10-21 | 2 | OFF | 16.91 | 7.25 | 0.32 | 0.06 | 0.12 | 0 | 0 | -0.01 | -0.06 | -0.13 | 0 |  | 0.36 | 0.33 | 0.23 | 25.38 | 895.018 | 0.5
D | 4002 | 2020-10-21 | 3 | OFF | 16.4 | 7.25 | 0.32 | 0.06 | 0.12 | 0 | 0 | 0.04 | -0.03 | -0.13 | 0 |  | 0.36 | 0.33 | 0.23 | 24.95 | 875.175 | 0.5
D | 4002 | 2020-10-21 | 4 | OFF | 16.83 | 7.25 | 0.32 | 0.06 | 0.13 | 0 | 0 | 0.03 | -0.02 | -0.13 | 0 |  | 0.36 | 0.33 | 0.23 | 25.39 | 875.644 | 0.51
D | 4002 | 2020-10-21 | 5 | OFF | 18.16 | 7.25 | 0.32 | 0.06 | 0.1 | 0 | 0 | 0.01 | -0.04 | -0.13 | 0 |  | 0.36 | 0.33 | 0.23 | 26.65 | 905.279 | 0.48
D | 4002 | 2020-10-21 | 6 | OFF | 18.16 | 7.25 | 0.32 | 0.06 | 0.09 | 0 | 0 | 0.01 | -0.07 | -0.13 | 0 |  | 0.36 | 0.33 | 0.23 | 26.61 | 993.165 | 0.47
D | 4002 | 2020-10-21 | 7 | OFF | 25.75 | 7.25 | 0.32 | 0.06 | 0.23 | 0 | 0.15 | -0.02 | 0.03 | -0.13 | 0 |  | 0.36 | 0.33 | 0.23 | 34.56 | 1134.66 | 0.76
D | 4002 | 2020-10-21 | 8 | ON | 33.83 | 7.25 | 0.32 | 0.06 | 0.28 | 0.31 | 0.14 | -0.02 | -0.18 | -0.13 | 0 |  | 0.36 | 0.33 | 0.23 | 42.78 | 1251.558 | 1.11
D | 4002 | 2020-10-21 | 9 | ON | 36.77 | 7.25 | 0.32 | 0.06 | 0.18 | 0.3 | 0.03 | -0.04 | -0.12 | -0.13 | 0 |  | 0.36 | 0.33 | 0.23 | 45.54 | 1311.742 | 0.89
D | 4002 | 2020-10-21 | 10 | ON | 37.32 | 7.25 | 0.32 | 0.06 | 0.16 | 0.29 | 0.13 | 0.01 | -0.16 | -0.13 | 0 |  | 0.36 | 0.33 | 0.23 | 46.17 | 1339.638 | 0.96
D | 4002 | 2020-10-21 | 11 | ON | 34.21 | 7.25 | 0.32 | 0.06 | 0.16 | 0.29 | 0.02 | 0 | -0.17 | -0.13 | 0 |  | 0.36 | 0.33 | 0.23 | 42.93 | 1355.173 | 0.85
D | 4002 | 2020-10-21 | 12 | ON | 35.64 | 7.25 | 0.32 | 0.06 | 0.15 | 0.29 | 0.13 | 0.04 | -0.15 | -0.13 | 0 |  | 0.36 | 0.33 | 0.23 | 44.52 | 1361.139 | 0.95
D | 4002 | 2020-10-21 | 13 | ON | 47.87 | 7.25 | 0.32 | 0.06 | 0.29 | 0.29 | 0.01 | -0.07 | -0.19 | -0.13 | 0 |  | 0.36 | 0.33 | 0.23 | 56.62 | 1355.166 | 0.97
D | 4002 | 2020-10-21 | 14 | ON | 30.96 | 7.25 | 0.32 | 0.06 | 0.33 | 0.29 | 0.09 | -0.05 | -0.03 | -0.13 | 0 |  | 0.36 | 0.33 | 0.23 | 40.01 | 1346.225 | 1.09
D | 4002 | 2020-10-21 | 15 | ON | 24.16 | 7.25 | 0.32 | 0.06 | 0.15 | 0.29 | 0 | -0.01 | -0.16 | -0.13 | 0 |  | 0.36 | 0.33 | 0.23 | 32.85 | 1331.061 | 0.82
D | 4002 | 2020-10-21 | 16 | ON | 24.7 | 7.25 | 0.32 | 0.06 | 0.09 | 0.29 | 0.04 | -0.01 | -0.15 | -0.13 | 0 |  | 0.36 | 0.33 | 0.23 | 33.38 | 1319.363 | 0.8
D | 4002 | 2020-10-21 | 17 | ON | 23.98 | 7.25 | 0.32 | 0.06 | 0.11 | 0.28 | 0.02 | 0.02 | -0.17 | -0.13 | 0 |  | 0.36 | 0.33 | 0.23 | 32.66 | 1339.21 | 0.79
D | 4002 | 2020-10-21 | 18 | ON | 28.24 | 7.25 | 0.32 | 0.06 | 0.12 | 0.27 | 0.01 | -0.01 | -0.19 | -0.13 | 0 |  | 0.36 | 0.33 | 0.23 | 36.86 | 1390.982 | 0.78
D | 4002 | 2020-10-21 | 19 | ON | 25.95 | 7.25 | 0.32 | 0.06 | 0.15 | 0.27 | 0 | 0 | -0.26 | -0.13 | 0 |  | 0.36 | 0.33 | 0.23 | 34.53 | 1438.034 | 0.8
D | 4002 | 2020-10-21 | 20 | ON | 29.75 | 7.25 | 0.32 | 0.06 | 0.17 | 0.27 | 0.06 | -0.01 | -0.14 | -0.13 | 0 |  | 0.36 | 0.33 | 0.23 | 38.52 | 1381.316 | 0.88
D | 4002 | 2020-10-21 | 21 | ON | 24.84 | 7.25 | 0.32 | 0.06 | 0.13 | 0.29 | 0.06 | -0.01 | -0.12 | -0.13 | 0 |  | 0.36 | 0.33 | 0.23 | 33.61 | 1302.686 | 0.86
D | 4002 | 2020-10-21 | 22 | ON | 21.55 | 7.25 | 0.32 | 0.06 | 0.14 | 0.31 | 0 | 0 | -0.14 | -0.13 | 0 |  | 0.36 | 0.33 | 0.23 | 30.28 | 1198.042 | 0.83
D | 4002 | 2020-10-21 | 23 | ON | 20.25 | 7.25 | 0.32 | 0.06 | 0.12 | 0.33 | 0.01 | -0.01 | -0.1 | -0.13 | 0 |  | 0.36 | 0.33 | 0.23 | 29.02 | 1094.399 | 0.84
D | 4002 | 2020-10-21 | 24 | OFF | 18.54 | 7.25 | 0.32 | 0.06 | 0.12 | 0 | 0 | 0.03 | -0.07 | -0.13 | 0 |  | 0.36 | 0.33 | 0.23 | 27.04 | 1002.898 | 0.5
D | 4002 | 2020-10-22 | 1 | OFF | 15.19 | 7.25 | 0.43 | 0.03 | 0.2 | 0 | 0 | 0.01 | -0.06 | -0.13 | 0 |  | 0.36 | 0.33 | 0.23 | 23.84 | 944.326 | 0.66
D | 4002 | 2020-10-22 | 2 | OFF | 15.47 | 7.25 | 0.43 | 0.03 | 0.19 | 0 | 0 | 0.04 | -0.1 | -0.13 | 0 |  | 0.36 | 0.33 | 0.23 | 24.1 | 905.267 | 0.65
D | 4002 | 2020-10-22 | 3 | OFF | 17.08 | 7.25 | 0.43 | 0.03 | 0.24 | 0 | 0 | 0 | -0.08 | -0.13 | 0 |  | 0.36 | 0.33 | 0.23 | 25.74 | 886.302 | 0.7
D | 4002 | 2020-10-22 | 4 | OFF | 16.28 | 7.25 | 0.43 | 0.03 | 0.27 | 0 | 0 | -0.01 | -0.08 | -0.13 | 0 |  | 0.36 | 0.33 | 0.23 | 24.96 | 884.746 | 0.73
D | 4002 | 2020-10-22 | 5 | OFF | 16.73 | 7.25 | 0.43 | 0.03 | 0.23 | 0 | 0 | 0.01 | -0.06 | -0.13 | 0 |  | 0.36 | 0.33 | 0.23 | 25.41 | 914.203 | 0.69
D | 4002 | 2020-10-22 | 6 | OFF | 17.04 | 7.25 | 0.43 | 0.03 | 0.17 | 0 | 0 | 0.02 | -0.09 | -0.13 | 0 |  | 0.36 | 0.33 | 0.23 | 25.64 | 1003.26 | 0.63
D | 4002 | 2020-10-22 | 7 | OFF | 18.3 | 7.25 | 0.43 | 0.03 | 0.16 | 0 | 0 | 0.01 | -0.14 | -0.13 | 0 |  | 0.36 | 0.33 | 0.23 | 26.83 | 1148.23 | 0.62
D | 4002 | 2020-10-22 | 8 | ON | 20.15 | 7.25 | 0.43 | 0.03 | 0.13 | 0.31 | 0 | 0 | -0.18 | -0.13 | 0 |  | 0.36 | 0.33 | 0.23 | 28.91 | 1244.858 | 0.9
D | 4002 | 2020-10-22 | 9 | ON | 21.33 | 7.25 | 0.43 | 0.03 | 0.09 | 0.3 | 0 | 0 | -0.17 | -0.13 | 0 |  | 0.36 | 0.33 | 0.23 | 30.05 | 1279.851 | 0.85
D | 4002 | 2020-10-22 | 10 | ON | 21.13 | 7.25 | 0.43 | 0.03 | 0.09 | 0.3 | 0 | 0.01 | -0.14 | -0.13 | 0 |  | 0.36 | 0.33 | 0.23 | 29.89 | 1283.476 | 0.85
D | 4002 | 2020-10-22 | 11 | ON | 20.81 | 7.25 | 0.43 | 0.03 | 0.09 | 0.3 | 0 | -0.02 | -0.13 | -0.13 | 0 |  | 0.36 | 0.33 | 0.23 | 29.55 | 1291.144 | 0.85
D | 4002 | 2020-10-22 | 12 | ON | 22.12 | 7.25 | 0.43 | 0.03 | 0.1 | 0.3 | 0 | -0.02 | -0.13 | -0.13 | 0 |  | 0.36 | 0.33 | 0.23 | 30.87 | 1294.248 | 0.86
D | 4002 | 2020-10-22 | 13 | ON | 20.33 | 7.25 | 0.43 | 0.03 | 0.09 | 0.3 | 0 | 0.02 | -0.14 | -0.13 | 0 |  | 0.36 | 0.33 | 0.23 | 29.1 | 1288.536 | 0.85
D | 4002 | 2020-10-22 | 14 | ON | 33.13 | 7.25 | 0.43 | 0.03 | 0.15 | 0.3 | 0.21 | 0.06 | -0.11 | -0.13 | 0 |  | 0.36 | 0.33 | 0.23 | 42.24 | 1296.401 | 1.12
D | 4002 | 2020-10-22 | 15 | ON | 33.63 | 7.25 | 0.43 | 0.03 | 0.15 | 0.29 | 0.05 | 0.01 | -0.13 | -0.13 | 0 |  | 0.36 | 0.33 | 0.23 | 42.5 | 1294.624 | 0.95
D | 4002 | 2020-10-22 | 16 | ON | 32.16 | 7.25 | 0.43 | 0.03 | 0.11 | 0.29 | 0.03 | 0.04 | -0.11 | -0.13 | 0 |  | 0.36 | 0.33 | 0.23 | 41.02 | 1295.605 | 0.89
D | 4002 | 2020-10-22 | 17 | ON | 36.57 | 7.25 | 0.43 | 0.03 | 0.16 | 0.28 | 0.16 | 0.06 | -0.15 | -0.13 | 0 |  | 0.36 | 0.33 | 0.23 | 45.58 | 1305.308 | 1.06
D | 4002 | 2020-10-22 | 18 | ON | 39.93 | 7.25 | 0.43 | 0.03 | 0.19 | 0.27 | 0.17 | -0.01 | -0.17 | -0.13 | 0 |  | 0.36 | 0.33 | 0.23 | 48.88 | 1353.496 | 1.09
D | 4002 | 2020-10-22 | 19 | ON | 36.89 | 7.25 | 0.43 | 0.03 | 0.24 | 0.27 | 0.1 | -0.02 | -0.32 | -0.13 | 0 |  | 0.36 | 0.33 | 0.23 | 45.66 | 1407.382 | 1.07
D | 4002 | 2020-10-22 | 20 | ON | 36.14 | 7.25 | 0.43 | 0.03 | 0.32 | 0.27 | 0.08 | -0.03 | -0.19 | -0.13 | 0 |  | 0.36 | 0.33 | 0.23 | 45.09 | 1359.062 | 1.13
D | 4002 | 2020-10-22 | 21 | ON | 30.52 | 7.25 | 0.43 | 0.03 | 0.2 | 0.29 | 0.19 | 0.02 | -0.12 | -0.13 | 0 |  | 0.36 | 0.33 | 0.23 | 39.6 | 1282.14 | 1.14
D | 4002 | 2020-10-22 | 22 | ON | 25.35 | 7.25 | 0.43 | 0.03 | 0.16 | 0.31 | 0.17 | -0.01 | -0.03 | -0.13 | 0 |  | 0.36 | 0.33 | 0.23 | 34.45 | 1169.899 | 1.1
D | 4002 | 2020-10-22 | 23 | ON | 20.52 | 7.25 | 0.43 | 0.03 | 0.21 | 0.33 | 0.07 | -0.01 | -0.1 | -0.13 | 0 |  | 0.36 | 0.33 | 0.23 | 29.52 | 1074.113 | 1.07
D | 4002 | 2020-10-22 | 24 | OFF | 18.12 | 7.25 | 0.43 | 0.03 | 0.16 | 0 | 0 | 0.01 | -0.04 | -0.13 | 0 |  | 0.36 | 0.33 | 0.23 | 26.75 | 990.199 | 0.62
D | 4002 | 2020-10-23 | 1 | OFF | 15.54 | 7.25 | 0.7 | 0.04 | 0.07 | 0 | 0 | 0.03 | -0.01 | -0.13 | 0 |  | 0.36 | 0.33 | 0.23 | 24.41 | 921.282 | 0.81
D | 4002 | 2020-10-23 | 2 | OFF | 16.02 | 7.25 | 0.7 | 0.04 | 0.08 | 0 | 0 | 0.04 | -0.01 | -0.13 | 0 |  | 0.36 | 0.33 | 0.23 | 24.91 | 882.523 | 0.82
D | 4002 | 2020-10-23 | 3 | OFF | 14.94 | 7.25 | 0.7 | 0.04 | 0.09 | 0 | 0 | 0.01 | -0.02 | -0.13 | 0 |  | 0.36 | 0.33 | 0.23 | 23.8 | 863.046 | 0.83
D | 4002 | 2020-10-23 | 4 | OFF | 14.99 | 7.25 | 0.7 | 0.04 | 0.1 | 0 | 0 | 0 | -0.03 | -0.13 | 0 |  | 0.36 | 0.33 | 0.23 | 23.84 | 862.469 | 0.84
D | 4002 | 2020-10-23 | 5 | OFF | 15.12 | 7.25 | 0.7 | 0.04 | 0.08 | 0 | 0 | 0 | -0.03 | -0.13 | 0 |  | 0.36 | 0.33 | 0.23 | 23.95 | 892.153 | 0.82
D | 4002 | 2020-10-23 | 6 | OFF | 15.3 | 7.25 | 0.7 | 0.04 | 0.09 | 0 | 0 | -0.05 | 0.24 | -0.13 | 0 |  | 0.36 | 0.33 | 0.23 | 24.36 | 972.914 | 0.83
D | 4002 | 2020-10-23 | 7 | OFF | 20.94 | 7.25 | 0.7 | 0.04 | 0.22 | 0 | 0.13 | -0.03 | 0.08 | -0.13 | 0 |  | 0.36 | 0.33 | 0.23 | 30.12 | 1106.835 | 1.09
D | 4002 | 2020-10-23 | 8 | ON | 21.82 | 7.25 | 0.7 | 0.04 | 0.26 | 0.31 | 0.1 | 0 | -0.2 | -0.13 | 0 |  | 0.36 | 0.33 | 0.23 | 31.07 | 1218.509 | 1.41
D | 4002 | 2020-10-23 | 9 | ON | 24.1 | 7.25 | 0.7 | 0.04 | 0.12 | 0.3 | 0.03 | -0.02 | -0.12 | -0.13 | 0 |  | 0.36 | 0.33 | 0.23 | 33.19 | 1276.045 | 1.19
D | 4002 | 2020-10-23 | 10 | ON | 26.99 | 7.25 | 0.7 | 0.04 | 0.09 | 0.29 | 0 | 0 | -0.14 | -0.13 | 0 |  | 0.36 | 0.33 | 0.23 | 36.01 | 1299.27 | 1.12
D | 4002 | 2020-10-23 | 11 | ON | 33.53 | 7.25 | 0.7 | 0.04 | 0.19 | 0.29 | 0.55 | 0.01 | -0.12 | -0.13 | 0 |  | 0.36 | 0.33 | 0.23 | 43.23 | 1319.165 | 1.77
D | 4002 | 2020-10-23 | 12 | ON | 29.71 | 7.25 | 0.7 | 0.04 | 0.24 | 0.3 | 0.43 | 0.03 | -0.1 | -0.13 | 0 |  | 0.36 | 0.33 | 0.23 | 39.39 | 1325.961 | 1.71
D | 4002 | 2020-10-23 | 13 | ON | 20.33 | 7.25 | 0.7 | 0.04 | 0.11 | 0.3 | 0.05 | 0.02 | -0.07 | -0.13 | 0 |  | 0.36 | 0.33 | 0.23 | 29.52 | 1318.012 | 1.2
D | 4002 | 2020-10-23 | 14 | ON | 19.04 | 7.25 | 0.7 | 0.04 | 0.1 | 0.3 | 0.05 | 0.02 | -0.07 | -0.13 | 0 |  | 0.36 | 0.33 | 0.23 | 28.22 | 1306.681 | 1.19
D | 4002 | 2020-10-23 | 15 | ON | 19.08 | 7.25 | 0.7 | 0.04 | 0.1 | 0.29 | 0.06 | 0.02 | -0.07 | -0.13 | 0 |  | 0.36 | 0.33 | 0.23 | 28.26 | 1288.458 | 1.19
D | 4002 | 2020-10-23 | 16 | ON | 19.27 | 7.25 | 0.7 | 0.04 | 0.08 | 0.31 | 0.07 | -0.01 | -0.08 | -0.13 | 0 |  | 0.36 | 0.33 | 0.23 | 28.42 | 1273.924 | 1.2
D | 4002 | 2020-10-23 | 17 | ON | 25.39 | 7.25 | 0.7 | 0.04 | 0.1 | 0.3 | 0.12 | 0 | -0.06 | -0.13 | 0 |  | 0.36 | 0.33 | 0.23 | 34.63 | 1286.095 | 1.26
D | 4002 | 2020-10-23 | 18 | ON | 27.56 | 7.25 | 0.7 | 0.04 | 0.1 | 0.29 | 0.04 | 0 | -0.08 | -0.13 | 0 |  | 0.36 | 0.33 | 0.23 | 36.69 | 1333.256 | 1.17
D | 4002 | 2020-10-23 | 19 | ON | 30.16 | 7.25 | 0.7 | 0.04 | 0.24 | 0.28 | 0.05 | 0.03 | -0.15 | -0.13 | 0 |  | 0.36 | 0.33 | 0.23 | 39.39 | 1365.336 | 1.31
D | 4002 | 2020-10-23 | 20 | ON | 33.13 | 7.25 | 0.7 | 0.04 | 0.2 | 0.29 | 0.19 | 0.02 | -0.1 | -0.13 | 0 |  | 0.36 | 0.33 | 0.23 | 42.51 | 1309.829 | 1.42
D | 4002 | 2020-10-23 | 21 | ON | 19.05 | 7.25 | 0.7 | 0.04 | 0.12 | 0.31 | 0.04 | 0.03 | -0.04 | -0.13 | 0 |  | 0.36 | 0.33 | 0.23 | 28.29 | 1238.187 | 1.21
D | 4002 | 2020-10-23 | 22 | ON | 18.78 | 7.25 | 0.7 | 0.04 | 0.16 | 0.33 | 0.02 | 0.01 | -0.08 | -0.13 | 0 |  | 0.36 | 0.33 | 0.23 | 28 | 1151.46 | 1.25
D | 4002 | 2020-10-23 | 23 | ON | 17.59 | 7.25 | 0.7 | 0.04 | 0.18 | 0.35 | 0.09 | 0.06 | -0.05 | -0.13 | 0 |  | 0.36 | 0.33 | 0.23 | 27 | 1057.299 | 1.36
D | 4002 | 2020-10-23 | 24 | OFF | 13.73 | 7.25 | 0.7 | 0.04 | 0.14 | 0 | 0 | 0.02 | -0.05 | -0.13 | 0 |  | 0.36 | 0.33 | 0.23 | 22.62 | 968.532 | 0.88
D | 4002 | 2020-10-24 | 1 | OFF | 15.91 | 7.25 | 0.96 | 0.1 | 0.08 | 0 | 0 | 0.05 | -0.03 | -0.13 | 0 |  | 0.36 | 0.33 | 0.23 | 25.11 | 904.545 | 1.14
D | 4002 | 2020-10-24 | 2 | OFF | 13.04 | 7.25 | 0.96 | 0.1 | 0.16 | 0 | 0 | 0.01 | -0.04 | -0.13 | 0 |  | 0.36 | 0.33 | 0.23 | 22.27 | 865.821 | 1.22
D | 4002 | 2020-10-24 | 3 | OFF | 6.91 | 7.25 | 0.96 | 0.1 | 0.18 | 0 | 0 | 0 | -0.03 | -0.13 | 0 |  | 0.36 | 0.33 | 0.23 | 16.16 | 843.926 | 1.24
D | 4002 | 2020-10-24 | 4 | OFF | 12.88 | 7.25 | 0.96 | 0.1 | 0.18 | 0 | 0 | -0.01 | -0.06 | -0.13 | 0 |  | 0.36 | 0.33 | 0.23 | 22.09 | 836.203 | 1.24
D | 4002 | 2020-10-24 | 5 | OFF | 2.88 | 7.25 | 0.96 | 0.1 | 0.12 | 0 | 0 | -0.01 | -0.03 | -0.13 | 0 |  | 0.36 | 0.33 | 0.23 | 12.06 | 845.808 | 1.18
D | 4002 | 2020-10-24 | 6 | OFF | 13.34 | 7.25 | 0.96 | 0.1 | 0.08 | 0 | 0 | -0.01 | -0.05 | -0.13 | 0 |  | 0.36 | 0.33 | 0.23 | 22.46 | 880.858 | 1.14
D | 4002 | 2020-10-24 | 7 | OFF | 14.45 | 7.25 | 0.96 | 0.1 | 0.12 | 0 | 0 | -0.01 | -0.04 | -0.13 | 0 |  | 0.36 | 0.33 | 0.23 | 23.62 | 945.724 | 1.18
D | 4002 | 2020-10-24 | 8 | OFF | 16.67 | 7.25 | 0.96 | 0.1 | 0.14 | 0 | 0 | 0.01 | -0.05 | -0.13 | 0 |  | 0.36 | 0.33 | 0.23 | 25.87 | 1021.371 | 1.2
D | 4002 | 2020-10-24 | 9 | OFF | 17.73 | 7.25 | 0.96 | 0.1 | 0.14 | 0 | 0.03 | 0 | -0.1 | -0.13 | 0 |  | 0.36 | 0.33 | 0.23 | 26.9 | 1107.779 | 1.23
D | 4002 | 2020-10-24 | 10 | OFF | 23.06 | 7.25 | 0.96 | 0.1 | 0.15 | 0 | 0.32 | 0.02 | -0.09 | -0.13 | 0 |  | 0.36 | 0.33 | 0.23 | 32.56 | 1171.704 | 1.53
D | 4002 | 2020-10-24 | 11 | OFF | 27.2 | 7.25 | 0.96 | 0.1 | 0.12 | 0 | 0.21 | -0.01 | -0.12 | -0.13 | 0 |  | 0.36 | 0.33 | 0.23 | 36.5 | 1197.839 | 1.39
D | 4002 | 2020-10-24 | 12 | OFF | 33.89 | 7.25 | 0.96 | 0.1 | 0.17 | 0 | 0.12 | -0.01 | -0.08 | -0.13 | 0 |  | 0.36 | 0.33 | 0.23 | 43.19 | 1202.894 | 1.35
D | 4002 | 2020-10-24 | 13 | OFF | 41.44 | 7.25 | 0.96 | 0.1 | 0.24 | 0 | 0.43 | -0.02 | -0.03 | -0.13 | 0 |  | 0.36 | 0.33 | 0.23 | 51.16 | 1199.708 | 1.73
D | 4002 | 2020-10-24 | 14 | OFF | 42.85 | 7.25 | 0.96 | 0.1 | 0.22 | 0 | 0.49 | -0.03 | -0.05 | -0.13 | 0 |  | 0.36 | 0.33 | 0.23 | 52.58 | 1191.869 | 1.77
D | 4002 | 2020-10-24 | 15 | OFF | 45.47 | 7.25 | 0.96 | 0.1 | 0.25 | 0 | 0.7 | 0.05 | 0.01 | -0.13 | 0 |  | 0.36 | 0.33 | 0.23 | 55.58 | 1175.834 | 2.01
D | 4002 | 2020-10-24 | 16 | OFF | 34.41 | 7.25 | 0.96 | 0.1 | 0.23 | 0 | 0.16 | 0.01 | -0.06 | -0.13 | 0 |  | 0.36 | 0.33 | 0.23 | 43.85 | 1169.804 | 1.45
D | 4002 | 2020-10-24 | 17 | OFF | 33.46 | 7.25 | 0.96 | 0.1 | 0.15 | 0 | 0.3 | -0.03 | -0.01 | -0.13 | 0 |  | 0.36 | 0.33 | 0.23 | 42.97 | 1182.731 | 1.51
D | 4002 | 2020-10-24 | 18 | OFF | 41.79 | 7.25 | 0.96 | 0.1 | 0.19 | 0 | 0.3 | -0.06 | -0.11 | -0.13 | 0 |  | 0.36 | 0.33 | 0.23 | 51.21 | 1227.923 | 1.55
D | 4002 | 2020-10-24 | 19 | OFF | 47.82 | 7.25 | 0.96 | 0.1 | 0.43 | 0 | 0.06 | -0.01 | -0.26 | -0.13 | 0 |  | 0.36 | 0.33 | 0.23 | 57.14 | 1275.922 | 1.55
D | 4002 | 2020-10-24 | 20 | OFF | 39.11 | 7.25 | 0.96 | 0.1 | 0.35 | 0 | 0.45 | -0.02 | 0.01 | -0.13 | 0 |  | 0.36 | 0.33 | 0.23 | 49 | 1224.96 | 1.86
D | 4002 | 2020-10-24 | 21 | OFF | 23.66 | 7.25 | 0.96 | 0.1 | 0.24 | 0 | 0.17 | 0 | -0.1 | -0.13 | 0 |  | 0.36 | 0.33 | 0.23 | 33.07 | 1161.554 | 1.47
D | 4002 | 2020-10-24 | 22 | OFF | 30.67 | 7.25 | 0.96 | 0.1 | 0.29 | 0 | 0.55 | 0 | -0.2 | -0.13 | 0 |  | 0.36 | 0.33 | 0.23 | 40.41 | 1088.912 | 1.9
D | 4002 | 2020-10-24 | 23 | OFF | 22.76 | 7.25 | 0.96 | 0.1 | 0.23 | 0 | 0.22 | -0.01 | -0.02 | -0.13 | 0 |  | 0.36 | 0.33 | 0.23 | 32.28 | 1008.114 | 1.51
D | 4002 | 2020-10-24 | 24 | OFF | 20.65 | 7.25 | 0.96 | 0.1 | 0.17 | 0 | 0.1 | 0.03 | -0.11 | -0.13 | 0 |  | 0.36 | 0.33 | 0.23 | 29.94 | 930.801 | 1.33
D | 4002 | 2020-10-25 | 1 | OFF | 17.93 | 7.25 | 1.03 | 0.08 | 0.07 | 0 | 0.01 | 0.05 | -0.03 | -0.13 | 0 |  | 0.36 | 0.33 | 0.23 | 27.18 | 877.67 | 1.19
D | 4002 | 2020-10-25 | 2 | OFF | 18.02 | 7.25 | 1.03 | 0.08 | 0.07 | 0 | 0 | 0.03 | -0.05 | -0.13 | 0 |  | 0.36 | 0.33 | 0.23 | 27.22 | 845.037 | 1.18
D | 4002 | 2020-10-25 | 3 | OFF | 16.11 | 7.25 | 1.03 | 0.08 | 0.11 | 0 | 0 | 0.01 | -0.06 | -0.13 | 0 |  | 0.36 | 0.33 | 0.23 | 25.32 | 828.085 | 1.22
D | 4002 | 2020-10-25 | 4 | OFF | 15.51 | 7.25 | 1.03 | 0.08 | 0.12 | 0 | 0 | 0.01 | -0.05 | -0.13 | 0 |  | 0.36 | 0.33 | 0.23 | 24.74 | 822.767 | 1.23
D | 4002 | 2020-10-25 | 5 | OFF | 17.12 | 7.25 | 1.03 | 0.08 | 0.07 | 0 | 0 | 0 | -0.05 | -0.13 | 0 |  | 0.36 | 0.33 | 0.23 | 26.29 | 832.133 | 1.18
D | 4002 | 2020-10-25 | 6 | OFF | 17.71 | 7.25 | 1.03 | 0.08 | 0.07 | 0 | 0 | 0.01 | -0.08 | -0.13 | 0 |  | 0.36 | 0.33 | 0.23 | 26.86 | 866.406 | 1.18
D | 4002 | 2020-10-25 | 7 | OFF | 15.02 | 7.25 | 1.03 | 0.08 | 0.15 | 0 | 0 | 0.01 | -0.06 | -0.13 | 0 |  | 0.36 | 0.33 | 0.23 | 24.27 | 920.803 | 1.26
D | 4002 | 2020-10-25 | 8 | OFF | 17.15 | 7.25 | 1.03 | 0.08 | 0.24 | 0 | 0 | 0.01 | -0.07 | -0.13 | 0 |  | 0.36 | 0.33 | 0.23 | 26.48 | 997.499 | 1.35
D | 4002 | 2020-10-25 | 9 | OFF | 19.69 | 7.25 | 1.03 | 0.08 | 0.11 | 0 | 0 | 0.02 | -0.11 | -0.13 | 0 |  | 0.36 | 0.33 | 0.23 | 28.86 | 1085.77 | 1.22
D | 4002 | 2020-10-25 | 10 | OFF | 23.39 | 7.25 | 1.03 | 0.08 | 0.18 | 0 | 0.08 | 0.03 | -0.1 | -0.13 | 0 |  | 0.36 | 0.33 | 0.23 | 32.73 | 1134.299 | 1.37
D | 4002 | 2020-10-25 | 11 | OFF | 25.64 | 7.25 | 1.03 | 0.08 | 0.17 | 0 | 0.18 | 0.01 | -0.09 | -0.13 | 0 |  | 0.36 | 0.33 | 0.23 | 35.06 | 1145.388 | 1.46
D | 4002 | 2020-10-25 | 12 | OFF | 25.63 | 7.25 | 1.03 | 0.08 | 0.19 | 0 | 0.19 | 0.01 | -0.08 | -0.13 | 0 |  | 0.36 | 0.33 | 0.23 | 35.09 | 1158.029 | 1.49
D | 4002 | 2020-10-25 | 13 | OFF | 22.78 | 7.25 | 1.03 | 0.08 | 0.2 | 0 | 0.05 | 0.01 | -0.08 | -0.13 | 0 |  | 0.36 | 0.33 | 0.23 | 32.11 | 1156.292 | 1.36
D | 4002 | 2020-10-25 | 14 | OFF | 22.71 | 7.25 | 1.03 | 0.08 | 0.21 | 0 | 0.04 | -0.01 | -0.06 | -0.13 | 0 |  | 0.36 | 0.33 | 0.23 | 32.04 | 1135.97 | 1.36
D | 4002 | 2020-10-25 | 15 | OFF | 25.77 | 7.25 | 1.03 | 0.08 | 0.23 | 0 | 0.19 | 0 | -0.06 | -0.13 | 0 |  | 0.36 | 0.33 | 0.23 | 35.28 | 1120.922 | 1.53
D | 4002 | 2020-10-25 | 16 | OFF | 25.05 | 7.25 | 1.03 | 0.08 | 0.19 | 0 | 0.13 | 0.01 | -0.04 | -0.13 | 0 |  | 0.36 | 0.33 | 0.23 | 34.49 | 1127.446 | 1.43
D | 4002 | 2020-10-25 | 17 | OFF | 40.63 | 7.25 | 1.03 | 0.08 | 0.18 | 0 | 0.41 | -0.02 | 0.08 | -0.13 | 0 |  | 0.36 | 0.33 | 0.23 | 50.43 | 1185.58 | 1.7
D | 4002 | 2020-10-25 | 18 | OFF | 56.28 | 7.25 | 1.03 | 0.08 | 0.25 | 0 | 0.3 | 0.03 | 0.02 | -0.13 | 0 |  | 0.36 | 0.33 | 0.23 | 66.03 | 1273.757 | 1.66
D | 4002 | 2020-10-25 | 19 | OFF | 60.52 | 7.25 | 1.03 | 0.08 | 0.42 | 0 | 0 | 0.06 | -0.34 | -0.13 | 0 |  | 0.36 | 0.33 | 0.23 | 69.81 | 1341.189 | 1.53
D | 4002 | 2020-10-25 | 20 | OFF | 47.06 | 7.25 | 1.03 | 0.08 | 0.24 | 0 | 0.01 | -0.02 | -0.14 | -0.13 | 0 |  | 0.36 | 0.33 | 0.23 | 56.3 | 1297.551 | 1.36
D | 4002 | 2020-10-25 | 21 | OFF | 46.12 | 7.25 | 1.03 | 0.08 | 0.23 | 0 | 0.21 | 0.02 | -0.04 | -0.13 | 0 |  | 0.36 | 0.33 | 0.23 | 55.69 | 1218.989 | 1.55
D | 4002 | 2020-10-25 | 22 | OFF | 36.14 | 7.25 | 1.03 | 0.08 | 0.32 | 0 | 0.11 | 0.01 | -0.06 | -0.13 | 0 |  | 0.36 | 0.33 | 0.23 | 45.67 | 1124.839 | 1.54
D | 4002 | 2020-10-25 | 23 | OFF | 28.37 | 7.25 | 1.03 | 0.08 | 0.28 | 0 | 0.01 | 0.01 | -0.05 | -0.13 | 0 |  | 0.36 | 0.33 | 0.23 | 37.77 | 1029.002 | 1.4
D | 4002 | 2020-10-25 | 24 | OFF | 21.74 | 7.25 | 1.03 | 0.08 | 0.15 | 0 | 0.04 | 0.01 | -0.05 | -0.13 | 0 |  | 0.36 | 0.33 | 0.23 | 31.04 | 950.46 | 1.3
D | 4002 | 2020-10-26 | 1 | OFF | 21.69 | 7.25 | 0.31 | 0.06 | 0.08 | 0 | 0 | 0.03 | -0.03 | -0.13 | 0 |  | 0.36 | 0.33 | 0.23 | 30.18 | 904.126 | 0.45
D | 4002 | 2020-10-26 | 2 | OFF | 21.6 | 7.25 | 0.31 | 0.06 | 0.09 | 0 | 0 | 0 | -0.03 | -0.13 | 0 |  | 0.36 | 0.33 | 0.23 | 30.07 | 876.171 | 0.46
D | 4002 | 2020-10-26 | 3 | OFF | 21.35 | 7.25 | 0.31 | 0.06 | 0.09 | 0 | 0 | 0.02 | -0.05 | -0.13 | 0 |  | 0.36 | 0.33 | 0.23 | 29.82 | 865.931 | 0.46
D | 4002 | 2020-10-26 | 4 | OFF | 23.15 | 7.25 | 0.31 | 0.06 | 0.07 | 0 | 0 | 0.02 | -0.07 | -0.13 | 0 |  | 0.36 | 0.33 | 0.23 | 31.58 | 873.698 | 0.44
D | 4002 | 2020-10-26 | 5 | OFF | 22.57 | 7.25 | 0.31 | 0.06 | 0.08 | 0 | 0 | 0.05 | -0.04 | -0.13 | 0 |  | 0.36 | 0.33 | 0.23 | 31.07 | 911.342 | 0.45
D | 4002 | 2020-10-26 | 6 | OFF | 22.92 | 7.25 | 0.31 | 0.06 | 0.08 | 0 | 0 | 0.03 | -0.06 | -0.13 | 0 |  | 0.36 | 0.33 | 0.23 | 31.38 | 1007.685 | 0.45
D | 4002 | 2020-10-26 | 7 | OFF | 23.72 | 7.25 | 0.31 | 0.06 | 0.1 | 0 | 0 | 0.02 | -0.1 | -0.13 | 0 |  | 0.36 | 0.33 | 0.23 | 32.15 | 1165.302 | 0.47
D | 4002 | 2020-10-26 | 8 | ON | 25.44 | 7.25 | 0.31 | 0.06 | 0.14 | 0.31 | 0 | 0.02 | -0.14 | -0.13 | 0 |  | 0.36 | 0.33 | 0.23 | 34.18 | 1291.914 | 0.82
D | 4002 | 2020-10-26 | 9 | ON | 34.81 | 7.25 | 0.31 | 0.06 | 0.12 | 0.29 | 0.24 | -0.03 | -0.11 | -0.13 | 0 |  | 0.36 | 0.33 | 0.23 | 43.73 | 1358 | 1.02
D | 4002 | 2020-10-26 | 10 | ON | 43.62 | 7.25 | 0.31 | 0.06 | 0.17 | 0.28 | 0.45 | -0.02 | -0.17 | -0.13 | 0 |  | 0.36 | 0.33 | 0.23 | 52.74 | 1397.853 | 1.27
D | 4002 | 2020-10-26 | 11 | ON | 46.28 | 7.25 | 0.31 | 0.06 | 0.18 | 0.26 | 0.41 | -0.03 | -0.19 | -0.13 | 0 |  | 0.36 | 0.33 | 0.23 | 55.32 | 1422.846 | 1.22
D | 4002 | 2020-10-26 | 12 | ON | 54.45 | 7.25 | 0.31 | 0.06 | 0.23 | 0.28 | 0.51 | -0.02 | -0.19 | -0.13 | 0 |  | 0.36 | 0.33 | 0.23 | 63.67 | 1434.566 | 1.39
D | 4002 | 2020-10-26 | 13 | ON | 52.55 | 7.25 | 0.31 | 0.06 | 0.24 | 0.28 | 0.47 | -0.01 | -0.18 | -0.13 | 0 |  | 0.36 | 0.33 | 0.23 | 61.76 | 1431.6 | 1.36
D | 4002 | 2020-10-26 | 14 | ON | 52.43 | 7.25 | 0.31 | 0.06 | 0.23 | 0.28 | 0.12 | 0.06 | -0.15 | -0.13 | 0 |  | 0.36 | 0.33 | 0.23 | 61.38 | 1416.137 | 1
D | 4002 | 2020-10-26 | 15 | ON | 46.85 | 7.25 | 0.31 | 0.06 | 0.2 | 0.28 | 0.04 | 0.03 | -0.14 | -0.13 | 0 |  | 0.36 | 0.33 | 0.23 | 55.67 | 1397.298 | 0.89
D | 4002 | 2020-10-26 | 16 | ON | 49.4 | 7.25 | 0.31 | 0.06 | 0.21 | 0.29 | 0.13 | -0.01 | -0.15 | -0.13 | 0 |  | 0.36 | 0.33 | 0.23 | 58.28 | 1388.444 | 1
D | 4002 | 2020-10-26 | 17 | ON | 52.09 | 7.25 | 0.31 | 0.06 | 0.22 | 0.28 | 0.14 | 0 | -0.18 | -0.13 | 0 |  | 0.36 | 0.33 | 0.23 | 60.96 | 1412.941 | 1.01
D | 4002 | 2020-10-26 | 18 | ON | 59.09 | 7.25 | 0.31 | 0.06 | 0.28 | 0.27 | 0.44 | 0.09 | -0.19 | -0.13 | 0 |  | 0.36 | 0.33 | 0.23 | 68.39 | 1469.827 | 1.36
D | 4002 | 2020-10-26 | 19 | ON | 70.49 | 7.25 | 0.31 | 0.06 | 3.12 | 0.27 | 0.52 | 0.03 | -0.25 | -0.13 | 0 |  | 0.36 | 0.33 | 0.23 | 82.59 | 1475.061 | 4.28
D | 4002 | 2020-10-26 | 20 | ON | 48.46 | 7.25 | 0.31 | 0.06 | 1.07 | 0.28 | 0.5 | 0.01 | -0.09 | -0.13 | 0 |  | 0.36 | 0.33 | 0.23 | 58.64 | 1401.414 | 2.22
D | 4002 | 2020-10-26 | 21 | ON | 37.84 | 7.25 | 0.31 | 0.06 | 0.2 | 0.29 | 0.26 | 0.05 | -0.02 | -0.13 | 0 |  | 0.36 | 0.33 | 0.23 | 47.03 | 1312.641 | 1.12
D | 4002 | 2020-10-26 | 22 | ON | 32.42 | 7.25 | 0.31 | 0.06 | 0.18 | 0.32 | 0.13 | -0.01 | -0.11 | -0.13 | 0 |  | 0.36 | 0.33 | 0.23 | 41.34 | 1204.569 | 1
D | 4002 | 2020-10-26 | 23 | ON | 24.68 | 7.25 | 0.31 | 0.06 | 0.24 | 0.35 | 0.11 | 0.03 | -0.02 | -0.13 | 0 |  | 0.36 | 0.33 | 0.23 | 33.8 | 1092.722 | 1.07
D | 4002 | 2020-10-26 | 24 | OFF | 22.49 | 7.25 | 0.31 | 0.06 | 0.15 | 0 | 0 | 0 | -0.07 | -0.13 | 0 |  | 0.36 | 0.33 | 0.23 | 30.98 | 998.078 | 0.52
D | 4002 | 2020-10-27 | 1 | OFF | 22.21 | 7.25 | 0.48 | 0.06 | 0.09 | 0 | 0 | 0.03 | -0.02 | -0.13 | 0 |  | 0.36 | 0.33 | 0.23 | 30.89 | 937.537 | 0.63
D | 4002 | 2020-10-27 | 2 | OFF | 22.14 | 7.25 | 0.48 | 0.06 | 0.08 | 0 | 0 | 0 | -0.06 | -0.13 | 0 |  | 0.36 | 0.33 | 0.23 | 30.74 | 902.278 | 0.62
D | 4002 | 2020-10-27 | 3 | OFF | 21.36 | 7.25 | 0.48 | 0.06 | 0.07 | 0 | 0 | 0 | -0.03 | -0.13 | 0 |  | 0.36 | 0.33 | 0.23 | 29.98 | 887.679 | 0.61
D | 4002 | 2020-10-27 | 4 | OFF | 21.75 | 7.25 | 0.48 | 0.06 | 0.08 | 0 | 0 | -0.02 | 0 | -0.13 | 0 |  | 0.36 | 0.33 | 0.23 | 30.39 | 885.668 | 0.62
D | 4002 | 2020-10-27 | 5 | OFF | 22.63 | 7.25 | 0.48 | 0.06 | 0.07 | 0 | 0 | 0 | -0.03 | -0.13 | 0 |  | 0.36 | 0.33 | 0.23 | 31.25 | 919.388 | 0.61
D | 4002 | 2020-10-27 | 6 | OFF | 23.41 | 7.25 | 0.48 | 0.06 | 0.1 | 0 | 0 | 0 | -0.01 | -0.13 | 0 |  | 0.36 | 0.33 | 0.23 | 32.08 | 1011.222 | 0.64
D | 4002 | 2020-10-27 | 7 | OFF | 41.06 | 7.25 | 0.48 | 0.06 | 0.32 | 0 | 0.05 | 0.01 | 0.12 | -0.13 | 0 |  | 0.36 | 0.33 | 0.23 | 50.14 | 1164.487 | 0.91
D | 4002 | 2020-10-27 | 8 | ON | 40.27 | 7.25 | 0.48 | 0.06 | 0.44 | 0.31 | 0.03 | 0.02 | -0.23 | -0.13 | 0 |  | 0.36 | 0.33 | 0.23 | 49.42 | 1277.213 | 1.32
D | 4002 | 2020-10-27 | 9 | ON | 49.74 | 7.25 | 0.48 | 0.06 | 0.23 | 0.3 | 0.33 | -0.04 | -0.15 | -0.13 | 0 |  | 0.36 | 0.33 | 0.23 | 58.99 | 1326.637 | 1.4
D | 4002 | 2020-10-27 | 10 | ON | 52.7 | 7.25 | 0.48 | 0.06 | 0.25 | 0.29 | 0.05 | 0 | -0.16 | -0.13 | 0 |  | 0.36 | 0.33 | 0.23 | 61.71 | 1335.321 | 1.13
D | 4002 | 2020-10-27 | 11 | ON | 46.33 | 7.25 | 0.48 | 0.06 | 0.25 | 0.3 | 0.07 | 0.03 | -0.14 | -0.13 | 0 |  | 0.36 | 0.33 | 0.23 | 55.42 | 1336.416 | 1.16
D | 4002 | 2020-10-27 | 12 | ON | 30.47 | 7.25 | 0.48 | 0.06 | 0.09 | 0.3 | 0.02 | -0.02 | -0.16 | -0.13 | 0 |  | 0.36 | 0.33 | 0.23 | 39.28 | 1334.071 | 0.95
D | 4002 | 2020-10-27 | 13 | ON | 26.9 | 7.25 | 0.48 | 0.06 | 0.1 | 0.31 | 0 | 0.02 | -0.14 | -0.13 | 0 |  | 0.36 | 0.33 | 0.23 | 35.77 | 1309.895 | 0.95
D | 4002 | 2020-10-27 | 14 | ON | 26.04 | 7.25 | 0.48 | 0.06 | 0.11 | 0.32 | 0 | 0.07 | -0.11 | -0.13 | 0 |  | 0.36 | 0.33 | 0.23 | 35.01 | 1274.608 | 0.97
D | 4002 | 2020-10-27 | 15 | ON | 25.21 | 7.25 | 0.48 | 0.06 | 0.07 | 0.32 | 0 | 0.1 | -0.12 | -0.13 | 0 |  | 0.36 | 0.33 | 0.23 | 34.16 | 1268.331 | 0.93
D | 4002 | 2020-10-27 | 16 | ON | 29.87 | 7.25 | 0.48 | 0.06 | 0.1 | 0.31 | 0.05 | 0.11 | -0.12 | -0.13 | 0 |  | 0.36 | 0.33 | 0.23 | 38.9 | 1279.236 | 1
D | 4002 | 2020-10-27 | 17 | ON | 31.65 | 7.25 | 0.48 | 0.06 | 0.07 | 0.3 | 0 | -0.02 | -0.09 | -0.13 | 0 |  | 0.36 | 0.33 | 0.23 | 40.49 | 1309.836 | 0.91
D | 4002 | 2020-10-27 | 18 | ON | 49.5 | 7.25 | 0.48 | 0.06 | 0.18 | 0.28 | 0.17 | 0.01 | 0 | -0.13 | 0 |  | 0.36 | 0.33 | 0.23 | 58.72 | 1398.602 | 1.17
D | 4002 | 2020-10-27 | 19 | ON | 64.25 | 7.25 | 0.48 | 0.06 | 0.34 | 0.27 | 0.08 | -0.02 | -0.25 | -0.13 | 0 |  | 0.36 | 0.33 | 0.23 | 73.25 | 1445.437 | 1.23
D | 4002 | 2020-10-27 | 20 | ON | 42.77 | 7.25 | 0.48 | 0.06 | 0.33 | 0.26 | 0.01 | -0.01 | -0.05 | -0.13 | 0 |  | 0.36 | 0.33 | 0.23 | 51.89 | 1385.954 | 1.14
D | 4002 | 2020-10-27 | 21 | ON | 32.27 | 7.25 | 0.48 | 0.06 | 0.17 | 0.27 | 0.19 | -0.02 | -0.1 | -0.13 | 0 |  | 0.36 | 0.33 | 0.23 | 41.36 | 1300.74 | 1.17
D | 4002 | 2020-10-27 | 22 | ON | 27.61 | 7.25 | 0.48 | 0.06 | 0.1 | 0.29 | 0 | 0.01 | -0.14 | -0.13 | 0 |  | 0.36 | 0.33 | 0.23 | 36.45 | 1196.147 | 0.93
D | 4002 | 2020-10-27 | 23 | ON | 29.08 | 7.25 | 0.48 | 0.06 | 0.12 | 0.32 | 0.06 | -0.04 | -0.14 | -0.13 | 0 |  | 0.36 | 0.33 | 0.23 | 37.98 | 1088.749 | 1.04
D | 4002 | 2020-10-27 | 24 | OFF | 27.6 | 7.25 | 0.48 | 0.06 | 0.12 | 0 | 0 | 0.03 | -0.07 | -0.13 | 0 |  | 0.36 | 0.33 | 0.23 | 36.26 | 1002.106 | 0.66
D | 4002 | 2020-10-28 | 1 | OFF | 29.42 | 7.25 | 0.65 | 0.12 | 0.1 | 0 | 0 | -0.02 | -0.08 | -0.13 | 0 |  | 0.36 | 0.33 | 0.23 | 38.23 | 946.044 | 0.87
D | 4002 | 2020-10-28 | 2 | OFF | 30.92 | 7.25 | 0.65 | 0.12 | 0.25 | 0 | 0 | -0.02 | -0.07 | -0.13 | 0 |  | 0.36 | 0.33 | 0.23 | 39.89 | 912.085 | 1.02
D | 4002 | 2020-10-28 | 3 | OFF | 30.28 | 7.25 | 0.65 | 0.12 | 0.18 | 0 | 0 | -0.03 | -0.08 | -0.13 | 0 |  | 0.36 | 0.33 | 0.23 | 39.16 | 898.284 | 0.95
D | 4002 | 2020-10-28 | 4 | OFF | 30.5 | 7.25 | 0.65 | 0.12 | 0.12 | 0 | 0 | -0.01 | -0.1 | -0.13 | 0 |  | 0.36 | 0.33 | 0.23 | 39.32 | 900.414 | 0.89
D | 4002 | 2020-10-28 | 5 | OFF | 31.83 | 7.25 | 0.65 | 0.12 | 0.11 | 0 | 0 | 0 | -0.07 | -0.13 | 0 |  | 0.36 | 0.33 | 0.23 | 40.68 | 935.146 | 0.88
D | 4002 | 2020-10-28 | 6 | OFF | 31.04 | 7.25 | 0.65 | 0.12 | 0.09 | 0 | 0 | 0.04 | -0.14 | -0.13 | 0 |  | 0.36 | 0.33 | 0.23 | 39.84 | 1029.779 | 0.86
D | 4002 | 2020-10-28 | 7 | OFF | 39.85 | 7.25 | 0.65 | 0.12 | 0.18 | 0 | 0.17 | 0.03 | 0.11 | -0.13 | 0 |  | 0.36 | 0.33 | 0.23 | 49.15 | 1178.642 | 1.12
D | 4002 | 2020-10-28 | 8 | ON | 47.75 | 7.25 | 0.65 | 0.12 | 0.54 | 0.3 | 0.01 | -0.01 | -0.24 | -0.13 | 0 |  | 0.36 | 0.33 | 0.23 | 57.16 | 1295.356 | 1.62
D | 4002 | 2020-10-28 | 9 | ON | 60.9 | 7.25 | 0.65 | 0.12 | 0.35 | 0.29 | 0.06 | 0.05 | -0.15 | -0.13 | 0 |  | 0.36 | 0.33 | 0.23 | 70.31 | 1354.33 | 1.47
D | 4002 | 2020-10-28 | 10 | ON | 74.42 | 7.25 | 0.65 | 0.12 | 0.42 | 0.28 | 0.37 | -0.04 | -0.16 | -0.13 | 0 |  | 0.36 | 0.33 | 0.23 | 84.1 | 1380.624 | 1.84
D | 4002 | 2020-10-28 | 11 | ON | 68.03 | 7.25 | 0.65 | 0.12 | 3.95 | 0.28 | 0.14 | -0.01 | -0.16 | -0.13 | 0 |  | 0.36 | 0.33 | 0.23 | 81.04 | 1401.729 | 5.14
D | 4002 | 2020-10-28 | 12 | ON | 75.92 | 7.25 | 0.65 | 0.12 | 4.82 | 0.28 | 0.81 | 0 | -0.11 | -0.13 | 0 |  | 0.36 | 0.33 | 0.23 | 90.53 | 1418.659 | 6.68
D | 4002 | 2020-10-28 | 13 | ON | 91.34 | 7.25 | 0.65 | 0.12 | 4.21 | 0.28 | 1.55 | 0.09 | -0.08 | -0.13 | 0 |  | 0.36 | 0.33 | 0.23 | 106.2 | 1415.417 | 6.81
D | 4002 | 2020-10-28 | 14 | ON | 91.97 | 7.25 | 0.65 | 0.12 | 0.96 | 0.28 | 0.81 | 0.16 | -0.03 | -0.13 | 0 |  | 0.36 | 0.33 | 0.23 | 102.96 | 1403.037 | 2.82
D | 4002 | 2020-10-28 | 15 | ON | 53.62 | 7.25 | 0.65 | 0.12 | 0.41 | 0.28 | 0.52 | 0.03 | -0.05 | -0.13 | 0 |  | 0.36 | 0.33 | 0.23 | 63.62 | 1383.518 | 1.98
D | 4002 | 2020-10-28 | 16 | ON | 54.56 | 7.25 | 0.65 | 0.12 | 0.49 | 0.29 | 0.57 | 0.05 | -0.06 | -0.13 | 0 |  | 0.36 | 0.33 | 0.23 | 64.71 | 1374.626 | 2.12
D | 4002 | 2020-10-28 | 17 | ON | 48.66 | 7.25 | 0.65 | 0.12 | 0.34 | 0.28 | 0.08 | 0.03 | -0.14 | -0.13 | 0 |  | 0.36 | 0.33 | 0.23 | 58.06 | 1391.326 | 1.47
D | 4002 | 2020-10-28 | 18 | ON | 56.86 | 7.25 | 0.65 | 0.12 | 0.38 | 0.27 | 0.02 | 0.01 | 0.02 | -0.13 | 0 |  | 0.36 | 0.33 | 0.23 | 66.37 | 1452.872 | 1.44
D | 4002 | 2020-10-28 | 19 | ON | 72.34 | 7.25 | 0.65 | 0.12 | 1.03 | 0.27 | 0 | 0.01 | -0.19 | -0.13 | 0 |  | 0.36 | 0.33 | 0.23 | 82.27 | 1473.458 | 2.07
D | 4002 | 2020-10-28 | 20 | ON | 42.62 | 7.25 | 0.65 | 0.12 | 0.31 | 0.28 | 0.01 | -0.02 | -0.07 | -0.13 | 0 |  | 0.36 | 0.33 | 0.23 | 51.94 | 1409.451 | 1.37
D | 4002 | 2020-10-28 | 21 | ON | 32.75 | 7.25 | 0.65 | 0.12 | 0.29 | 0.29 | 0.02 | 0.01 | -0.02 | -0.13 | 0 |  | 0.36 | 0.33 | 0.23 | 42.15 | 1325.701 | 1.37
D | 4002 | 2020-10-28 | 22 | ON | 28.69 | 7.25 | 0.65 | 0.12 | 0.26 | 0.31 | 0.05 | 0.02 | -0.07 | -0.13 | 0 |  | 0.36 | 0.33 | 0.23 | 38.07 | 1220.072 | 1.39
D | 4002 | 2020-10-28 | 23 | ON | 30.17 | 7.25 | 0.65 | 0.12 | 0.2 | 0.34 | 0 | -0.01 | -0.07 | -0.13 | 0 |  | 0.36 | 0.33 | 0.23 | 39.44 | 1106.886 | 1.31
D | 4002 | 2020-10-28 | 24 | OFF | 32 | 7.25 | 0.65 | 0.12 | 0.25 | 0 | 0 | 0.06 | 0.01 | -0.13 | 0 |  | 0.36 | 0.33 | 0.23 | 41.13 | 1013.798 | 1.02
D | 4002 | 2020-10-29 | 1 | OFF | 28.36 | 7.25 | 0.84 | 0.11 | 0.09 | 0 | 0 | 0.01 | -0.07 | -0.13 | 0 |  | 0.36 | 0.33 | 0.23 | 37.38 | 954.37 | 1.04
D | 4002 | 2020-10-29 | 2 | OFF | 26.66 | 7.25 | 0.84 | 0.11 | 0.08 | 0 | 0 | 0.02 | -0.07 | -0.13 | 0 |  | 0.36 | 0.33 | 0.23 | 35.68 | 923.233 | 1.03
D | 4002 | 2020-10-29 | 3 | OFF | 24.88 | 7.25 | 0.84 | 0.11 | 0.09 | 0 | 0 | 0.01 | -0.05 | -0.13 | 0 |  | 0.36 | 0.33 | 0.23 | 33.92 | 908.114 | 1.04
D | 4002 | 2020-10-29 | 4 | OFF | 24.96 | 7.25 | 0.84 | 0.11 | 0.1 | 0 | 0 | 0.04 | -0.04 | -0.13 | 0 |  | 0.36 | 0.33 | 0.23 | 34.05 | 913.598 | 1.05
D | 4002 | 2020-10-29 | 5 | OFF | 25.75 | 7.25 | 0.84 | 0.11 | 0.09 | 0 | 0 | 0.02 | -0.05 | -0.13 | 0 |  | 0.36 | 0.33 | 0.23 | 34.8 | 947.821 | 1.04
D | 4002 | 2020-10-29 | 6 | OFF | 28.8 | 7.25 | 0.84 | 0.11 | 0.1 | 0 | 0 | 0.01 | -0.06 | -0.13 | 0 |  | 0.36 | 0.33 | 0.23 | 37.84 | 1042.514 | 1.05
D | 4002 | 2020-10-29 | 7 | OFF | 29.79 | 7.25 | 0.84 | 0.11 | 0.14 | 0 | 0 | 0.02 | -0.2 | -0.13 | 0 |  | 0.36 | 0.33 | 0.23 | 38.74 | 1197.011 | 1.09
D | 4002 | 2020-10-29 | 8 | ON | 37.08 | 7.25 | 0.84 | 0.11 | 0.27 | 0.3 | 0.25 | 0 | -0.09 | -0.13 | 0 |  | 0.36 | 0.33 | 0.23 | 46.8 | 1307.036 | 1.77
D | 4002 | 2020-10-29 | 9 | ON | 59.84 | 7.25 | 0.84 | 0.11 | 0.42 | 0.29 | 0.52 | -0.01 | -0.1 | -0.13 | 0 |  | 0.36 | 0.33 | 0.23 | 69.95 | 1348.219 | 2.18
D | 4002 | 2020-10-29 | 10 | ON | 82.36 | 7.25 | 0.84 | 0.11 | 0.4 | 0.28 | 0.35 | -0.06 | -0.15 | -0.13 | 0 |  | 0.36 | 0.33 | 0.23 | 92.17 | 1364.181 | 1.98
D | 4002 | 2020-10-29 | 11 | ON | 71.91 | 7.25 | 0.84 | 0.11 | 0.11 | 0.28 | 0 | 0 | -0.18 | -0.13 | 0 |  | 0.36 | 0.33 | 0.23 | 81.11 | 1378.933 | 1.34
D | 4002 | 2020-10-29 | 12 | ON | 64.75 | 7.25 | 0.84 | 0.11 | 0.42 | 0.28 | 0.23 | 0.02 | -0.13 | -0.13 | 0 |  | 0.36 | 0.33 | 0.23 | 74.56 | 1386.469 | 1.88
D | 4002 | 2020-10-29 | 13 | ON | 52.48 | 7.25 | 0.84 | 0.11 | 0.26 | 0.28 | 0.25 | 0 | -0.11 | -0.13 | 0 |  | 0.36 | 0.33 | 0.23 | 62.15 | 1383.142 | 1.74
D | 4002 | 2020-10-29 | 14 | ON | 60.77 | 7.25 | 0.84 | 0.11 | 0.28 | 0.28 | 0.6 | 0.02 | -0.07 | -0.13 | 0 |  | 0.36 | 0.33 | 0.23 | 70.87 | 1385.994 | 2.11
D | 4002 | 2020-10-29 | 15 | ON | 70.43 | 7.25 | 0.84 | 0.11 | 0.26 | 0.28 | 0.85 | 0.05 | -0.07 | -0.13 | 0 |  | 0.36 | 0.33 | 0.23 | 80.79 | 1376.853 | 2.34
D | 4002 | 2020-10-29 | 16 | ON | 72.18 | 7.25 | 0.84 | 0.11 | 0.27 | 0.28 | 1.06 | 0.01 | -0.01 | -0.13 | 0 |  | 0.36 | 0.33 | 0.23 | 82.78 | 1372.978 | 2.56
D | 4002 | 2020-10-29 | 17 | ON | 83.76 | 7.25 | 0.84 | 0.11 | 0.33 | 0.27 | 1.38 | 0.01 | 0.02 | -0.13 | 0 |  | 0.36 | 0.33 | 0.23 | 94.76 | 1397.904 | 2.93
D | 4002 | 2020-10-29 | 18 | ON | 82.81 | 7.25 | 0.84 | 0.11 | 0.31 | 0.26 | 0.27 | 0.07 | -0.02 | -0.13 | 0 |  | 0.36 | 0.33 | 0.23 | 92.69 | 1465.417 | 1.79
D | 4002 | 2020-10-29 | 19 | ON | 47.46 | 7.25 | 0.84 | 0.11 | 0.18 | 0.26 | 0.01 | 0.02 | -0.12 | -0.13 | 0 |  | 0.36 | 0.33 | 0.23 | 56.8 | 1472.814 | 1.4
D | 4002 | 2020-10-29 | 20 | ON | 43.88 | 7.25 | 0.84 | 0.11 | 0.2 | 0.27 | 0 | 0.05 | 0.01 | -0.13 | 0 |  | 0.36 | 0.33 | 0.23 | 53.4 | 1414.763 | 1.42
D | 4002 | 2020-10-29 | 21 | ON | 30.51 | 7.25 | 0.84 | 0.11 | 0.1 | 0.28 | 0 | 0.06 | -0.09 | -0.13 | 0 |  | 0.36 | 0.33 | 0.23 | 39.85 | 1337.891 | 1.33
D | 4002 | 2020-10-29 | 22 | ON | 31.21 | 7.25 | 0.84 | 0.11 | 0.11 | 0.3 | 0 | 0 | -0.18 | -0.13 | 0 |  | 0.36 | 0.33 | 0.23 | 40.43 | 1235.332 | 1.36
D | 4002 | 2020-10-29 | 23 | ON | 29.74 | 7.25 | 0.84 | 0.11 | 0.13 | 0.33 | 0 | -0.03 | -0.1 | -0.13 | 0 |  | 0.36 | 0.33 | 0.23 | 39.06 | 1127.125 | 1.41
D | 4002 | 2020-10-29 | 24 | OFF | 22.11 | 7.25 | 0.84 | 0.11 | 0.3 | 0 | 0 | -0.01 | -0.13 | -0.13 | 0 |  | 0.36 | 0.33 | 0.23 | 31.26 | 1038.531 | 1.25
D | 4002 | 2020-10-30 | 1 | OFF | 27.11 | 7.25 | 0.25 | 0.02 | 0.13 | 0 | 0 | 0.04 | -0.26 | -0.13 | 0 |  | 0.36 | 0.33 | 0.23 | 35.33 | 979.368 | 0.4
D | 4002 | 2020-10-30 | 2 | OFF | 25.3 | 7.25 | 0.25 | 0.02 | 0.12 | 0 | 0 | 0 | -0.23 | -0.13 | 0 |  | 0.36 | 0.33 | 0.23 | 33.5 | 951.539 | 0.39
D | 4002 | 2020-10-30 | 3 | OFF | 27.36 | 7.25 | 0.25 | 0.02 | 0.1 | 0 | 0 | -0.03 | -0.2 | -0.13 | 0 |  | 0.36 | 0.33 | 0.23 | 35.54 | 939.318 | 0.37
D | 4002 | 2020-10-30 | 4 | OFF | 26.74 | 7.25 | 0.25 | 0.02 | 0.12 | 0 | 0 | -0.02 | -0.21 | -0.13 | 0 |  | 0.36 | 0.33 | 0.23 | 34.94 | 947.202 | 0.39
D | 4002 | 2020-10-30 | 5 | OFF | 24.81 | 7.25 | 0.25 | 0.02 | 0.21 | 0 | 0 | 0.01 | -0.2 | -0.13 | 0 |  | 0.36 | 0.33 | 0.23 | 33.14 | 973.686 | 0.48
D | 4002 | 2020-10-30 | 6 | OFF | 33.54 | 7.25 | 0.25 | 0.02 | 0.2 | 0 | 0 | 0.06 | -0.14 | -0.13 | 0 |  | 0.36 | 0.33 | 0.23 | 41.97 | 1058.88 | 0.47
D | 4002 | 2020-10-30 | 7 | OFF | 36.57 | 7.25 | 0.25 | 0.02 | 0.36 | 0 | 0 | 0.04 | -0.29 | -0.13 | 0 |  | 0.36 | 0.33 | 0.23 | 44.99 | 1206.246 | 0.63
D | 4002 | 2020-10-30 | 8 | ON | 35.25 | 7.25 | 0.25 | 0.02 | 0.18 | 0.29 | 0 | 0 | -0.28 | -0.13 | 0 |  | 0.36 | 0.33 | 0.23 | 43.75 | 1327.443 | 0.74
D | 4002 | 2020-10-30 | 9 | ON | 43.63 | 7.25 | 0.25 | 0.02 | 0.07 | 0.27 | 0.01 | -0.02 | -0.17 | -0.13 | 0 |  | 0.36 | 0.33 | 0.23 | 52.1 | 1397.555 | 0.62
D | 4002 | 2020-10-30 | 10 | ON | 47.17 | 7.25 | 0.25 | 0.02 | 0.07 | 0.26 | 0 | -0.02 | -0.2 | -0.13 | 0 |  | 0.36 | 0.33 | 0.23 | 55.59 | 1437.296 | 0.6
D | 4002 | 2020-10-30 | 11 | ON | 58.94 | 7.25 | 0.25 | 0.02 | 0.1 | 0.26 | 0.12 | -0.02 | -0.18 | -0.13 | 0 |  | 0.36 | 0.33 | 0.23 | 67.53 | 1468.48 | 0.75
D | 4002 | 2020-10-30 | 12 | ON | 61.83 | 7.25 | 0.25 | 0.02 | 0.29 | 0.26 | 0.22 | 0.01 | -0.22 | -0.13 | 0 |  | 0.36 | 0.33 | 0.23 | 70.7 | 1468.613 | 1.04
D | 4002 | 2020-10-30 | 13 | ON | 56.37 | 7.25 | 0.25 | 0.02 | 0.08 | 0.26 | 0.03 | -0.02 | -0.27 | -0.13 | 0 |  | 0.36 | 0.33 | 0.23 | 64.76 | 1451.555 | 0.64
D | 4002 | 2020-10-30 | 14 | ON | 53.28 | 7.25 | 0.25 | 0.02 | 0.07 | 0.26 | 0.05 | -0.01 | -0.22 | -0.13 | 0 |  | 0.36 | 0.33 | 0.23 | 61.74 | 1431.536 | 0.65
D | 4002 | 2020-10-30 | 15 | ON | 48.49 | 7.25 | 0.25 | 0.02 | 0.13 | 0.26 | 0 | -0.01 | -0.24 | -0.13 | 0 |  | 0.36 | 0.33 | 0.23 | 56.94 | 1396.274 | 0.66
D | 4002 | 2020-10-30 | 16 | ON | 47.22 | 7.25 | 0.25 | 0.02 | 0.16 | 0.27 | 0 | -0.01 | -0.31 | -0.13 | 0 |  | 0.36 | 0.33 | 0.23 | 55.64 | 1364.792 | 0.7
D | 4002 | 2020-10-30 | 17 | ON | 45.54 | 7.25 | 0.25 | 0.02 | 0.11 | 0.27 | 0 | -0.03 | -0.37 | -0.13 | 0 |  | 0.36 | 0.33 | 0.23 | 53.83 | 1368.75 | 0.65
D | 4002 | 2020-10-30 | 18 | ON | 46.81 | 7.25 | 0.25 | 0.02 | 0.07 | 0.26 | 0 | -0.03 | -0.44 | -0.13 | 0 |  | 0.36 | 0.33 | 0.23 | 54.98 | 1424.059 | 0.6
D | 4002 | 2020-10-30 | 19 | ON | 47.47 | 7.25 | 0.25 | 0.02 | 0.11 | 0.25 | 0 | -0.03 | -0.46 | -0.13 | 0 |  | 0.36 | 0.33 | 0.23 | 55.65 | 1474.73 | 0.63
D | 4002 | 2020-10-30 | 20 | ON | 45 | 7.25 | 0.25 | 0.02 | 0.16 | 0.26 | 0 | 0.04 | -0.4 | -0.13 | 0 |  | 0.36 | 0.33 | 0.23 | 53.37 | 1427.459 | 0.69
D | 4002 | 2020-10-30 | 21 | ON | 42.13 | 7.25 | 0.25 | 0.02 | 0.12 | 0.27 | 0 | 0.01 | -0.37 | -0.13 | 0 |  | 0.36 | 0.33 | 0.23 | 50.47 | 1363.013 | 0.66
D | 4002 | 2020-10-30 | 22 | ON | 37.88 | 7.25 | 0.25 | 0.02 | 0.2 | 0.28 | 0 | -0.03 | -0.35 | -0.13 | 0 |  | 0.36 | 0.33 | 0.23 | 46.29 | 1281.703 | 0.75
D | 4002 | 2020-10-30 | 23 | ON | 34.01 | 7.25 | 0.25 | 0.02 | 0.25 | 0.3 | 0 | 0 | -0.39 | -0.13 | 0 |  | 0.36 | 0.33 | 0.23 | 42.48 | 1186.869 | 0.82
D | 4002 | 2020-10-30 | 24 | OFF | 37.41 | 7.25 | 0.25 | 0.02 | 0.14 | 0 | 0 | 0 | -0.38 | -0.13 | 0 |  | 0.36 | 0.33 | 0.23 | 45.48 | 1075.712 | 0.41
D | 4002 | 2020-10-31 | 1 | OFF | 36.81 | 7.25 | 0.22 | 0.08 | 0.15 | 0 | 0 | -0.01 | -0.18 | -0.13 | 0 |  | 0.36 | 0.33 | 0.23 | 45.11 | 1035.17 | 0.45
D | 4002 | 2020-10-31 | 2 | OFF | 33.06 | 7.25 | 0.22 | 0.08 | 0.11 | 0 | 0 | 0.02 | -0.17 | -0.13 | 0 |  | 0.36 | 0.33 | 0.23 | 41.36 | 1001.735 | 0.41
D | 4002 | 2020-10-31 | 3 | OFF | 33.34 | 7.25 | 0.22 | 0.08 | 0.15 | 0 | 0 | 0.02 | -0.17 | -0.13 | 0 |  | 0.36 | 0.33 | 0.23 | 41.68 | 987.744 | 0.45
D | 4002 | 2020-10-31 | 4 | OFF | 35.73 | 7.25 | 0.22 | 0.08 | 0.16 | 0 | 0 | 0.04 | -0.14 | -0.13 | 0 |  | 0.36 | 0.33 | 0.23 | 44.13 | 986.472 | 0.46
D | 4002 | 2020-10-31 | 5 | OFF | 34.32 | 7.25 | 0.22 | 0.08 | 0.13 | 0 | 0 | 0.09 | -0.17 | -0.13 | 0 |  | 0.36 | 0.33 | 0.23 | 42.71 | 1003.347 | 0.43
D | 4002 | 2020-10-31 | 6 | OFF | 36.81 | 7.25 | 0.22 | 0.08 | 0.15 | 0 | 0 | 0.12 | -0.22 | -0.13 | 0 |  | 0.36 | 0.33 | 0.23 | 45.2 | 1050.439 | 0.45
D | 4002 | 2020-10-31 | 7 | OFF | 37.56 | 7.25 | 0.22 | 0.08 | 0.31 | 0 | 0.26 | 0.11 | -0.13 | -0.13 | 0 |  | 0.36 | 0.33 | 0.23 | 46.45 | 1121.857 | 0.87
D | 4002 | 2020-10-31 | 8 | OFF | 42.29 | 7.25 | 0.22 | 0.08 | 0.23 | 0 | 0 | 0.01 | -0.16 | -0.13 | 0 |  | 0.36 | 0.33 | 0.23 | 50.71 | 1204.995 | 0.53
D | 4002 | 2020-10-31 | 9 | OFF | 65.3 | 7.25 | 0.22 | 0.08 | 0.72 | 0 | 0.36 | -0.04 | -0.2 | -0.13 | 0 |  | 0.36 | 0.33 | 0.23 | 74.48 | 1281.271 | 1.38
D | 4002 | 2020-10-31 | 10 | OFF | 67.85 | 7.25 | 0.22 | 0.08 | 0.33 | 0 | 0.79 | -0.01 | -0.19 | -0.13 | 0 |  | 0.36 | 0.33 | 0.23 | 77.11 | 1309.25 | 1.42
D | 4002 | 2020-10-31 | 11 | OFF | 65.36 | 7.25 | 0.22 | 0.08 | 0.38 | 0 | 0.76 | 0.02 | -0.15 | -0.13 | 0 |  | 0.36 | 0.33 | 0.23 | 74.71 | 1301.936 | 1.44
D | 4002 | 2020-10-31 | 12 | OFF | 45.37 | 7.25 | 0.22 | 0.08 | 0.16 | 0 | 0.08 | 0.01 | -0.21 | -0.13 | 0 |  | 0.36 | 0.33 | 0.23 | 53.75 | 1271.836 | 0.54
D | 4002 | 2020-10-31 | 13 | OFF | 39.64 | 7.25 | 0.22 | 0.08 | 0.09 | 0 | 0 | 0.01 | -0.19 | -0.13 | 0 |  | 0.36 | 0.33 | 0.23 | 47.89 | 1235.971 | 0.39
D | 4002 | 2020-10-31 | 14 | OFF | 33.33 | 7.25 | 0.22 | 0.08 | 0.08 | 0 | 0 | 0 | -0.11 | -0.13 | 0 |  | 0.36 | 0.33 | 0.23 | 41.64 | 1203.021 | 0.38
D | 4002 | 2020-10-31 | 15 | OFF | 30.14 | 7.25 | 0.22 | 0.08 | 0.1 | 0 | 0 | -0.02 | -0.17 | -0.13 | 0 |  | 0.36 | 0.33 | 0.23 | 38.39 | 1179.036 | 0.4
D | 4002 | 2020-10-31 | 16 | OFF | 33.78 | 7.25 | 0.22 | 0.08 | 0.11 | 0 | 0 | 0.01 | -0.16 | -0.13 | 0 |  | 0.36 | 0.33 | 0.23 | 42.08 | 1186.259 | 0.41
D | 4002 | 2020-10-31 | 17 | OFF | 55.43 | 7.25 | 0.22 | 0.08 | 0.29 | 0 | 0.44 | 0.03 | 0.2 | -0.13 | 0 |  | 0.36 | 0.33 | 0.23 | 64.73 | 1232.318 | 1.03
D | 4002 | 2020-10-31 | 18 | OFF | 49.8 | 7.25 | 0.22 | 0.08 | 0.25 | 0 | 0.01 | 0.01 | -0.14 | -0.13 | 0 |  | 0.36 | 0.33 | 0.23 | 58.27 | 1296.2 | 0.56
D | 4002 | 2020-10-31 | 19 | OFF | 50.7 | 7.25 | 0.22 | 0.08 | 0.18 | 0 | 0.01 | 0 | -0.23 | -0.13 | 0 |  | 0.36 | 0.33 | 0.23 | 59 | 1336.36 | 0.49
D | 4002 | 2020-10-31 | 20 | OFF | 46.95 | 7.25 | 0.22 | 0.08 | 0.28 | 0 | 0 | 0.01 | -0.17 | -0.13 | 0 |  | 0.36 | 0.33 | 0.23 | 55.41 | 1306.604 | 0.58
D | 4002 | 2020-10-31 | 21 | OFF | 44.93 | 7.25 | 0.22 | 0.08 | 0.28 | 0 | 0.01 | 0.02 | -0.25 | -0.13 | 0 |  | 0.36 | 0.33 | 0.23 | 53.33 | 1263.33 | 0.59
D | 4002 | 2020-10-31 | 22 | OFF | 41.81 | 7.25 | 0.22 | 0.08 | 0.23 | 0 | 0 | -0.02 | -0.24 | -0.13 | 0 |  | 0.36 | 0.33 | 0.23 | 50.12 | 1202.78 | 0.53
D | 4002 | 2020-10-31 | 23 | OFF | 39.22 | 7.25 | 0.22 | 0.08 | 0.34 | 0 | 0 | -0.02 | -0.18 | -0.13 | 0 |  | 0.36 | 0.33 | 0.23 | 47.7 | 1126.473 | 0.64
D | 4002 | 2020-10-31 | 24 | OFF | 37.3 | 7.25 | 0.22 | 0.08 | 0.21 | 0 | 0 | 0.01 | -0.16 | -0.13 | 0 |  | 0.36 | 0.33 | 0.23 | 45.7 | 1039.567 | 0.51
T | 744 lines

## whlsecost_hourly_4002_202011
C | Hourly Wholesale Load Cost Report
C | Filename: whlsecost_hourly_4002_202011.csv
C | Report for: 11 2020
C | Report generated: 04/27/2021 15:15:29 EDT
H | Location ID | Local Date | Local Hour | OnOffPeak | RTLMP | Capacity | First Contingency | Second Contingency | Regulation | Forward Reserves | Real-Time Reserves | Inadvertent | Marginal Loss Rev Fund | Auction Rev Rights | Real-Time Demand Reduction Cost | Price Responsive Demand Cost | ISO Sched 2 | ISO Sched 3 | NEPOOL Exp | Total Cost | RTLO | Total Ancillary & NCPC
H | Number | Date | Number | String | Number | Number | Number | Number | Number | Number | Number | Number | Number | Number | Number | Number | Number | Number | Number | Number | Number
D | 4002 | 2020-11-01 | 1 | OFF | 33.61 | 7.48 | 0.56 | 0.07 | 0.24 | 0 | 0 | 0.03 | -0.45 | -0.14 | 0 |  | 0.36 | 0.34 | 0.23 | 42.33 | 1006.359 | 0.87
D | 4002 | 2020-11-01 | 2 | OFF | 34.72 | 7.48 | 0.56 | 0.07 | 0.16 | 0 | 0 | 0.03 | -0.01 | -0.14 | 0 |  | 0.36 | 0.34 | 0.23 | 43.8 | 964.731 | 0.79
D | 4002 | 2020-11-01 | 02X | OFF | 39.39 | 7.48 | 0.56 | 0.07 | 0.2 | 0 | 0 | -0.05 | 0.09 | -0.14 | 0 |  | 0.36 | 0.34 | 0.23 | 48.53 | 951.5 | 0.83
D | 4002 | 2020-11-01 | 3 | OFF | 41.95 | 7.48 | 0.56 | 0.07 | 0.17 | 0 | 0 | -0.01 | -0.27 | -0.14 | 0 |  | 0.36 | 0.34 | 0.23 | 50.74 | 943.597 | 0.8
D | 4002 | 2020-11-01 | 4 | OFF | 49.41 | 7.48 | 0.56 | 0.07 | 0.37 | 0 | 0 | -0.06 | -0.58 | -0.14 | 0 |  | 0.36 | 0.34 | 0.23 | 58.04 | 941.842 | 1
D | 4002 | 2020-11-01 | 5 | OFF | 34.8 | 7.48 | 0.56 | 0.07 | 0.15 | 0 | 0 | 0.04 | -0.01 | -0.14 | 0 |  | 0.36 | 0.34 | 0.23 | 43.88 | 958.352 | 0.78
D | 4002 | 2020-11-01 | 6 | OFF | 31.93 | 7.48 | 0.56 | 0.07 | 0.09 | 0 | 0 | 0.01 | -0.07 | -0.14 | 0 |  | 0.36 | 0.34 | 0.23 | 40.86 | 998.601 | 0.72
D | 4002 | 2020-11-01 | 7 | OFF | 37 | 7.48 | 0.56 | 0.07 | 0.26 | 0 | 0 | 0.06 | -0.41 | -0.14 | 0 |  | 0.36 | 0.34 | 0.23 | 45.81 | 1060.221 | 0.89
D | 4002 | 2020-11-01 | 8 | OFF | 37.97 | 7.48 | 0.56 | 0.07 | 0.28 | 0 | 0 | 0.01 | -0.39 | -0.14 | 0 |  | 0.36 | 0.34 | 0.23 | 46.77 | 1137.376 | 0.91
D | 4002 | 2020-11-01 | 9 | OFF | 39.43 | 7.48 | 0.56 | 0.07 | 0.26 | 0 | 0 | 0.04 | -0.11 | -0.14 | 0 |  | 0.36 | 0.34 | 0.23 | 48.52 | 1198.959 | 0.89
D | 4002 | 2020-11-01 | 10 | OFF | 43.82 | 7.48 | 0.56 | 0.07 | 0.13 | 0 | 0 | 0.07 | -0.2 | -0.14 | 0 |  | 0.36 | 0.34 | 0.23 | 52.72 | 1226.651 | 0.76
D | 4002 | 2020-11-01 | 11 | OFF | 30.93 | 7.48 | 0.56 | 0.07 | 0.09 | 0 | 0 | 0.02 | -0.02 | -0.14 | 0 |  | 0.36 | 0.34 | 0.23 | 39.92 | 1243.714 | 0.72
D | 4002 | 2020-11-01 | 12 | OFF | 31.38 | 7.48 | 0.56 | 0.07 | 0.07 | 0 | 0 | 0.01 | -0.1 | -0.14 | 0 |  | 0.36 | 0.34 | 0.23 | 40.26 | 1248.646 | 0.7
D | 4002 | 2020-11-01 | 13 | OFF | 41.86 | 7.48 | 0.56 | 0.07 | 0.23 | 0 | 0.29 | 0.06 | 0.12 | -0.14 | 0 |  | 0.36 | 0.34 | 0.23 | 51.46 | 1245.116 | 1.15
D | 4002 | 2020-11-01 | 14 | OFF | 55.25 | 7.48 | 0.56 | 0.07 | 0.18 | 0 | 0.6 | 0.01 | -0.18 | -0.14 | 0 |  | 0.36 | 0.34 | 0.23 | 64.76 | 1238.312 | 1.41
D | 4002 | 2020-11-01 | 15 | OFF | 62.12 | 7.48 | 0.56 | 0.07 | 0.18 | 0 | 0.47 | 0.06 | -0.27 | -0.14 | 0 |  | 0.36 | 0.34 | 0.23 | 71.46 | 1253.947 | 1.28
D | 4002 | 2020-11-01 | 16 | OFF | 58.8 | 7.48 | 0.56 | 0.07 | 0.18 | 0 | 0 | 0.05 | 0.08 | -0.14 | 0 |  | 0.36 | 0.34 | 0.23 | 68.01 | 1286.607 | 0.81
D | 4002 | 2020-11-01 | 17 | OFF | 79.66 | 7.48 | 0.56 | 0.07 | 0.2 | 0 | 0.15 | 0.06 | 0.01 | -0.14 | 0 |  | 0.36 | 0.34 | 0.23 | 88.98 | 1378.547 | 0.98
D | 4002 | 2020-11-01 | 18 | OFF | 88.84 | 7.48 | 0.56 | 0.07 | 0.45 | 0 | 0.57 | 0.08 | -0.28 | -0.14 | 0 |  | 0.36 | 0.34 | 0.23 | 98.56 | 1422.005 | 1.65
D | 4002 | 2020-11-01 | 19 | OFF | 74.11 | 7.48 | 0.56 | 0.07 | 0.46 | 0 | 0.59 | 0.07 | -0.34 | -0.14 | 0 |  | 0.36 | 0.34 | 0.23 | 83.79 | 1360.946 | 1.68
D | 4002 | 2020-11-01 | 20 | OFF | 39.12 | 7.48 | 0.56 | 0.07 | 0.32 | 0 | 0.06 | 0 | -0.1 | -0.14 | 0 |  | 0.36 | 0.34 | 0.23 | 48.3 | 1285.682 | 1.01
D | 4002 | 2020-11-01 | 21 | OFF | 35.92 | 7.48 | 0.56 | 0.07 | 0.26 | 0 | 0.04 | 0 | -0.36 | -0.14 | 0 |  | 0.36 | 0.34 | 0.23 | 44.76 | 1197.393 | 0.93
D | 4002 | 2020-11-01 | 22 | OFF | 32.43 | 7.48 | 0.56 | 0.07 | 0.17 | 0 | 0.05 | -0.01 | -0.63 | -0.14 | 0 |  | 0.36 | 0.34 | 0.23 | 40.91 | 1098.386 | 0.85
D | 4002 | 2020-11-01 | 23 | OFF | 29.63 | 7.48 | 0.56 | 0.07 | 0.15 | 0 | 0 | 0.02 | -0.12 | -0.14 | 0 |  | 0.36 | 0.34 | 0.23 | 38.58 | 1013.711 | 0.78
D | 4002 | 2020-11-01 | 24 | OFF | 29.61 | 7.48 | 0.56 | 0.07 | 0.14 | 0 | 0 | 0.04 | -1.78 | -0.14 | 0 |  | 0.36 | 0.34 | 0.23 | 36.91 | 954.533 | 0.77
D | 4002 | 2020-11-02 | 1 | OFF | 27.17 | 7.48 | 0.43 | 0.04 | 0.08 | 0 | 0 | 0.01 | -0.12 | -0.14 | 0.05 |  | 0.36 | 0.34 | 0.23 | 35.93 | 915.8 | 0.6
D | 4002 | 2020-11-02 | 2 | OFF | 25.85 | 7.48 | 0.43 | 0.04 | 0.15 | 0 | 0 | 0 | -0.11 | -0.14 | 0.09 |  | 0.36 | 0.34 | 0.23 | 34.72 | 896.956 | 0.71
D | 4002 | 2020-11-02 | 3 | OFF | 26.19 | 7.48 | 0.43 | 0.04 | 0.09 | 0 | 0 | 0.04 | -0.11 | -0.14 | 0.15 |  | 0.36 | 0.34 | 0.23 | 35.1 | 896.983 | 0.71
D | 4002 | 2020-11-02 | 4 | OFF | 25.77 | 7.48 | 0.43 | 0.04 | 0.16 | 0 | 0 | 0.03 | -0.08 | -0.14 | 0.12 |  | 0.36 | 0.34 | 0.23 | 34.74 | 917.035 | 0.75
D | 4002 | 2020-11-02 | 5 | OFF | 26.46 | 7.48 | 0.43 | 0.04 | 0.08 | 0 | 0 | 0.07 | -0.06 | -0.14 | 0.08 |  | 0.36 | 0.34 | 0.23 | 35.37 | 960.912 | 0.63
D | 4002 | 2020-11-02 | 6 | OFF | 27.21 | 7.48 | 0.43 | 0.04 | 0.16 | 0 | 0 | -0.01 | -0.16 | -0.14 | 0.07 |  | 0.36 | 0.34 | 0.23 | 36.01 | 1070.352 | 0.7
D | 4002 | 2020-11-02 | 7 | OFF | 29.84 | 7.48 | 0.43 | 0.04 | 0.48 | 0 | 0 | -0.01 | -0.28 | -0.14 | 0.02 |  | 0.36 | 0.34 | 0.23 | 38.79 | 1216.339 | 0.97
D | 4002 | 2020-11-02 | 8 | ON | 32.58 | 7.48 | 0.43 | 0.04 | 0.3 | 0.29 | 0 | 0 | -0.4 | -0.14 | 0.02 |  | 0.36 | 0.34 | 0.23 | 41.53 | 1310.487 | 1.08
D | 4002 | 2020-11-02 | 9 | ON | 26.05 | 7.48 | 0.43 | 0.04 | 0.12 | 0.29 | 0 | -0.02 | -0.38 | -0.14 | 0.06 |  | 0.36 | 0.34 | 0.23 | 34.86 | 1351.343 | 0.94
D | 4002 | 2020-11-02 | 10 | ON | 25.16 | 7.48 | 0.43 | 0.04 | 0.14 | 0.29 | 0 | -0.01 | -0.34 | -0.14 | 0.08 |  | 0.36 | 0.34 | 0.23 | 34.06 | 1382.046 | 0.98
D | 4002 | 2020-11-02 | 11 | ON | 29.5 | 7.48 | 0.43 | 0.04 | 0.1 | 0.28 | 0 | 0 | -0.35 | -0.14 | 0.07 |  | 0.36 | 0.34 | 0.23 | 38.34 | 1403.26 | 0.92
D | 4002 | 2020-11-02 | 12 | ON | 31.56 | 7.48 | 0.43 | 0.04 | 0.09 | 0.28 | 0 | -0.02 | -0.3 | -0.14 | 0.12 |  | 0.36 | 0.34 | 0.23 | 40.47 | 1420.219 | 0.96
D | 4002 | 2020-11-02 | 13 | ON | 34.88 | 7.48 | 0.43 | 0.04 | 0.11 | 0.28 | 0 | 0 | -0.31 | -0.14 | 0.13 |  | 0.36 | 0.34 | 0.23 | 43.83 | 1407.549 | 0.99
D | 4002 | 2020-11-02 | 14 | ON | 30.79 | 7.48 | 0.43 | 0.04 | 0.07 | 0.29 | 0 | -0.01 | -0.34 | -0.14 | 0.09 |  | 0.36 | 0.34 | 0.23 | 39.63 | 1406.881 | 0.92
D | 4002 | 2020-11-02 | 15 | ON | 30.81 | 7.48 | 0.43 | 0.04 | 0.14 | 0.28 | 0 | -0.02 | -0.34 | -0.14 | 0.11 |  | 0.36 | 0.34 | 0.23 | 39.72 | 1403.322 | 1
D | 4002 | 2020-11-02 | 16 | ON | 34.65 | 7.48 | 0.43 | 0.04 | 0.13 | 0.28 | 0 | 0.01 | -0.36 | -0.14 | 0.11 |  | 0.36 | 0.34 | 0.23 | 43.56 | 1412.094 | 0.99
D | 4002 | 2020-11-02 | 17 | ON | 42.06 | 7.48 | 0.43 | 0.04 | 0.13 | 0.26 | 0 | -0.03 | -0.3 | -0.14 | 0.12 |  | 0.36 | 0.34 | 0.23 | 50.98 | 1490.627 | 0.98
D | 4002 | 2020-11-02 | 18 | ON | 56.86 | 7.48 | 0.43 | 0.04 | 0.2 | 0.24 | 0.04 | 0.02 | -0.5 | -0.14 | 0.18 |  | 0.36 | 0.34 | 0.23 | 65.78 | 1596.077 | 1.13
D | 4002 | 2020-11-02 | 19 | ON | 47.51 | 7.48 | 0.43 | 0.04 | 0.11 | 0.25 | 0 | -0.04 | -0.41 | -0.14 | 0.1 |  | 0.36 | 0.34 | 0.23 | 56.26 | 1557.506 | 0.93
D | 4002 | 2020-11-02 | 20 | ON | 44.83 | 7.48 | 0.43 | 0.04 | 0.11 | 0.26 | 0 | 0 | -0.4 | -0.14 | 0.08 |  | 0.36 | 0.34 | 0.23 | 53.62 | 1481.19 | 0.92
D | 4002 | 2020-11-02 | 21 | ON | 47.74 | 7.48 | 0.43 | 0.04 | 0.13 | 0.27 | 0 | 0.03 | -0.43 | -0.14 | 0.12 |  | 0.36 | 0.34 | 0.23 | 56.6 | 1391.911 | 0.99
D | 4002 | 2020-11-02 | 22 | ON | 45.21 | 7.48 | 0.43 | 0.04 | 0.14 | 0.29 | 0.02 | 0.03 | -0.32 | -0.14 | 0.1 |  | 0.36 | 0.34 | 0.23 | 54.21 | 1282.168 | 1.02
D | 4002 | 2020-11-02 | 23 | ON | 36.19 | 7.48 | 0.43 | 0.04 | 0.16 | 0.32 | 0 | 0 | -0.25 | -0.14 | 0.08 |  | 0.36 | 0.34 | 0.23 | 45.24 | 1177.307 | 1.03
D | 4002 | 2020-11-02 | 24 | OFF | 41.08 | 7.48 | 0.43 | 0.04 | 0.14 | 0 | 0.11 | 0 | -0.16 | -0.14 | 0.09 |  | 0.36 | 0.34 | 0.23 | 50 | 1098.07 | 0.81
D | 4002 | 2020-11-03 | 1 | OFF | 59.16 | 7.48 | 0.35 | 0.08 | 0.61 | 0 | 0.23 | 0.08 | -0.15 | -0.14 | 0.08 |  | 0.36 | 0.34 | 0.23 | 68.71 | 1038.747 | 1.35
D | 4002 | 2020-11-03 | 2 | OFF | 41.56 | 7.48 | 0.35 | 0.08 | 0.18 | 0 | 0 | 0.03 | -0.13 | -0.14 | 0.1 |  | 0.36 | 0.34 | 0.23 | 50.44 | 1007.838 | 0.71
D | 4002 | 2020-11-03 | 3 | OFF | 39.46 | 7.48 | 0.35 | 0.08 | 0.08 | 0 | 0 | 0.02 | -0.1 | -0.14 | 0.11 |  | 0.36 | 0.34 | 0.23 | 48.27 | 992.595 | 0.62
D | 4002 | 2020-11-03 | 4 | OFF | 41.75 | 7.48 | 0.35 | 0.08 | 0.15 | 0 | 0 | 0.03 | -0.05 | -0.14 | 0.11 |  | 0.36 | 0.34 | 0.23 | 50.69 | 998.453 | 0.69
D | 4002 | 2020-11-03 | 5 | OFF | 47.8 | 7.48 | 0.35 | 0.08 | 0.08 | 0 | 0 | 0 | 0 | -0.14 | 0.12 |  | 0.36 | 0.34 | 0.23 | 56.7 | 1035.818 | 0.63
D | 4002 | 2020-11-03 | 6 | OFF | 58.31 | 7.48 | 0.35 | 0.08 | 0.53 | 0 | 0 | 0.02 | 0.06 | -0.14 | 0.11 |  | 0.36 | 0.34 | 0.23 | 67.73 | 1139.635 | 1.07
D | 4002 | 2020-11-03 | 7 | OFF | 59.83 | 7.48 | 0.35 | 0.08 | 0.67 | 0 | 0.09 | -0.01 | -0.48 | -0.14 | 0.03 |  | 0.36 | 0.34 | 0.23 | 68.83 | 1274.814 | 1.22
D | 4002 | 2020-11-03 | 8 | ON | 66.35 | 7.48 | 0.35 | 0.08 | 0.65 | 0.3 | 0 | 0.02 | -0.42 | -0.14 | 0.05 |  | 0.36 | 0.34 | 0.23 | 75.65 | 1354.41 | 1.43
D | 4002 | 2020-11-03 | 9 | ON | 51.29 | 7.48 | 0.35 | 0.08 | 0.15 | 0.29 | 0.05 | 0 | -0.34 | -0.14 | 0.13 |  | 0.36 | 0.34 | 0.23 | 60.27 | 1392.975 | 1.05
D | 4002 | 2020-11-03 | 10 | ON | 47.78 | 7.48 | 0.35 | 0.08 | 0.04 | 0.29 | 0 | -0.01 | -0.19 | -0.14 | 0.14 |  | 0.36 | 0.34 | 0.23 | 56.75 | 1392.666 | 0.9
D | 4002 | 2020-11-03 | 11 | ON | 34.36 | 7.48 | 0.35 | 0.08 | 0.08 | 0.29 | 0 | 0.03 | -0.23 | -0.14 | 0.07 |  | 0.36 | 0.34 | 0.23 | 43.3 | 1390.806 | 0.87
D | 4002 | 2020-11-03 | 12 | ON | 32.23 | 7.48 | 0.35 | 0.08 | 0.1 | 0.3 | 0 | 0.01 | -0.17 | -0.14 | 0.11 |  | 0.36 | 0.34 | 0.23 | 41.28 | 1387.482 | 0.94
D | 4002 | 2020-11-03 | 13 | ON | 30.56 | 7.48 | 0.35 | 0.08 | 0.08 | 0.3 | 0 | 0 | -0.17 | -0.14 | 0.13 |  | 0.36 | 0.34 | 0.23 | 39.6 | 1372.182 | 0.94
D | 4002 | 2020-11-03 | 14 | ON | 30.47 | 7.48 | 0.35 | 0.08 | 0.08 | 0.3 | 0 | -0.02 | -0.18 | -0.14 | 0.11 |  | 0.36 | 0.34 | 0.23 | 39.46 | 1374.92 | 0.92
D | 4002 | 2020-11-03 | 15 | ON | 33.4 | 7.48 | 0.35 | 0.08 | 0.1 | 0.29 | 0 | -0.01 | -0.16 | -0.14 | 0.12 |  | 0.36 | 0.34 | 0.23 | 42.44 | 1379.229 | 0.94
D | 4002 | 2020-11-03 | 16 | ON | 53.24 | 7.48 | 0.35 | 0.08 | 0.18 | 0.28 | 0.12 | 0.07 | -0.22 | -0.14 | 0.18 |  | 0.36 | 0.34 | 0.23 | 62.55 | 1397.454 | 1.19
D | 4002 | 2020-11-03 | 17 | ON | 56.61 | 7.48 | 0.35 | 0.08 | 0.2 | 0.27 | 0.04 | 0.01 | -0.12 | -0.14 | 0.17 |  | 0.36 | 0.34 | 0.23 | 65.88 | 1475.262 | 1.11
D | 4002 | 2020-11-03 | 18 | ON | 82.11 | 7.48 | 0.35 | 0.08 | 0.46 | 0.27 | 0.2 | 0 | -0.41 | -0.14 | 0.25 |  | 0.36 | 0.34 | 0.23 | 91.58 | 1570.043 | 1.61
D | 4002 | 2020-11-03 | 19 | ON | 80.86 | 7.48 | 0.35 | 0.08 | 0.36 | 0.27 | 0.28 | -0.06 | -0.35 | -0.14 | 0.19 |  | 0.36 | 0.34 | 0.23 | 90.25 | 1538.482 | 1.53
D | 4002 | 2020-11-03 | 20 | ON | 64.43 | 7.48 | 0.35 | 0.08 | 0.25 | 0.28 | 0.07 | -0.05 | -0.25 | -0.14 | 0.14 |  | 0.36 | 0.34 | 0.23 | 73.57 | 1470.223 | 1.17
D | 4002 | 2020-11-03 | 21 | ON | 67.26 | 7.48 | 0.35 | 0.08 | 0.46 | 0.29 | 0.37 | 0.02 | -0.07 | -0.14 | 0.15 |  | 0.36 | 0.34 | 0.23 | 77.18 | 1392.903 | 1.7
D | 4002 | 2020-11-03 | 22 | ON | 49.1 | 7.48 | 0.35 | 0.08 | 0.23 | 0.31 | 0.1 | 0.03 | -0.08 | -0.14 | 0.11 |  | 0.36 | 0.34 | 0.23 | 58.5 | 1299.263 | 1.18
D | 4002 | 2020-11-03 | 23 | ON | 47.58 | 7.48 | 0.35 | 0.08 | 0.3 | 0.33 | 0.05 | 0 | -0.39 | -0.14 | 0.08 |  | 0.36 | 0.34 | 0.23 | 56.65 | 1199.954 | 1.19
D | 4002 | 2020-11-03 | 24 | OFF | 48.79 | 7.48 | 0.35 | 0.08 | 0.25 | 0 | 0 | 0.06 | -0.06 | -0.14 | 0.09 |  | 0.36 | 0.34 | 0.23 | 57.83 | 1124.406 | 0.77
D | 4002 | 2020-11-04 | 1 | OFF | 39.87 | 7.48 | 0.31 | 0.06 | 0.22 | 0 | 0.24 | -0.02 | -0.21 | -0.14 | 0 |  | 0.36 | 0.34 | 0.23 | 48.74 | 1071.556 | 0.83
D | 4002 | 2020-11-04 | 2 | OFF | 37.79 | 7.48 | 0.31 | 0.06 | 0.03 | 0 | 0 | 0.01 | -0.23 | -0.14 | 0 |  | 0.36 | 0.34 | 0.23 | 46.24 | 1036.711 | 0.4
D | 4002 | 2020-11-04 | 3 | OFF | 42.16 | 7.48 | 0.31 | 0.06 | 0.03 | 0 | 0 | 0.01 | -0.3 | -0.14 | 0 |  | 0.36 | 0.34 | 0.23 | 50.54 | 1020.049 | 0.4
D | 4002 | 2020-11-04 | 4 | OFF | 41.82 | 7.48 | 0.31 | 0.06 | 0.1 | 0 | 0 | 0.02 | -0.26 | -0.14 | 0 |  | 0.36 | 0.34 | 0.23 | 50.32 | 1022.956 | 0.47
D | 4002 | 2020-11-04 | 5 | OFF | 42.23 | 7.48 | 0.31 | 0.06 | 0.06 | 0 | 0 | -0.01 | -0.19 | -0.14 | 0 |  | 0.36 | 0.34 | 0.23 | 50.73 | 1056.95 | 0.43
D | 4002 | 2020-11-04 | 6 | OFF | 46.4 | 7.48 | 0.31 | 0.06 | 0.15 | 0 | 0.09 | -0.04 | -0.12 | -0.14 | 0 |  | 0.36 | 0.34 | 0.23 | 55.12 | 1151.525 | 0.61
D | 4002 | 2020-11-04 | 7 | OFF | 57.46 | 7.48 | 0.31 | 0.06 | 0.34 | 0 | 0.05 | -0.06 | -0.29 | -0.14 | 0 |  | 0.36 | 0.34 | 0.23 | 66.14 | 1291.976 | 0.76
D | 4002 | 2020-11-04 | 8 | ON | 59.31 | 7.48 | 0.31 | 0.06 | 0.68 | 0.31 | 0.02 | 0.04 | -0.56 | -0.14 | 0 |  | 0.36 | 0.34 | 0.23 | 68.44 | 1377.882 | 1.38
D | 4002 | 2020-11-04 | 9 | ON | 51.86 | 7.48 | 0.31 | 0.06 | 0.26 | 0.31 | 0.05 | -0.03 | -0.22 | -0.14 | 0 |  | 0.36 | 0.34 | 0.23 | 60.87 | 1383.45 | 0.99
D | 4002 | 2020-11-04 | 10 | ON | 36.65 | 7.48 | 0.31 | 0.06 | 0.09 | 0.32 | 0 | 0 | -0.14 | -0.14 | 0 |  | 0.36 | 0.34 | 0.23 | 45.56 | 1363.189 | 0.78
D | 4002 | 2020-11-04 | 11 | ON | 22.93 | 7.48 | 0.31 | 0.06 | 0.08 | 0.32 | 0 | 0.03 | -0.17 | -0.14 | 0 |  | 0.36 | 0.34 | 0.23 | 31.83 | 1346.774 | 0.77
D | 4002 | 2020-11-04 | 12 | ON | 24.48 | 7.48 | 0.31 | 0.06 | 0.06 | 0.31 | 0 | 0.06 | -0.14 | -0.14 | 0 |  | 0.36 | 0.34 | 0.23 | 33.41 | 1336.938 | 0.74
D | 4002 | 2020-11-04 | 13 | ON | 23.06 | 7.48 | 0.31 | 0.06 | 0.05 | 0.34 | 0 | 0.03 | -0.13 | -0.14 | 0 |  | 0.36 | 0.34 | 0.23 | 31.99 | 1316.604 | 0.76
D | 4002 | 2020-11-04 | 14 | ON | 26.29 | 7.48 | 0.31 | 0.06 | 0.08 | 0.34 | 0 | 0.04 | -0.13 | -0.14 | 0 |  | 0.36 | 0.34 | 0.23 | 35.26 | 1307.456 | 0.79
D | 4002 | 2020-11-04 | 15 | ON | 26.74 | 7.48 | 0.31 | 0.06 | 0.09 | 0.33 | 0 | 0.02 | -0.12 | -0.14 | 0 |  | 0.36 | 0.34 | 0.23 | 35.7 | 1305.707 | 0.79
D | 4002 | 2020-11-04 | 16 | ON | 42.17 | 7.48 | 0.31 | 0.06 | 0.23 | 0.32 | 0.29 | 0.02 | 0.03 | -0.14 | 0 |  | 0.36 | 0.34 | 0.23 | 51.7 | 1325.336 | 1.21
D | 4002 | 2020-11-04 | 17 | ON | 63.43 | 7.48 | 0.31 | 0.06 | 0.3 | 0.3 | 0.28 | 0.04 | -0.15 | -0.14 | 0 |  | 0.36 | 0.34 | 0.23 | 72.84 | 1397.235 | 1.25
D | 4002 | 2020-11-04 | 18 | ON | 72.09 | 7.48 | 0.31 | 0.06 | 0.41 | 0.27 | 0.49 | 0.02 | -0.38 | -0.14 | 0 |  | 0.36 | 0.34 | 0.23 | 81.54 | 1502.436 | 1.54
D | 4002 | 2020-11-04 | 19 | ON | 55.45 | 7.48 | 0.31 | 0.06 | 0.41 | 0.28 | 0.25 | 0 | -0.19 | -0.14 | 0 |  | 0.36 | 0.34 | 0.23 | 64.84 | 1472.614 | 1.31
D | 4002 | 2020-11-04 | 20 | ON | 42.82 | 7.48 | 0.31 | 0.06 | 0.19 | 0.29 | 0.02 | -0.03 | -0.18 | -0.14 | 0 |  | 0.36 | 0.34 | 0.23 | 51.75 | 1404.321 | 0.87
D | 4002 | 2020-11-04 | 21 | ON | 38.22 | 7.48 | 0.31 | 0.06 | 0.18 | 0.3 | 0.47 | 0.02 | -0.07 | -0.14 | 0 |  | 0.36 | 0.34 | 0.23 | 47.76 | 1326.357 | 1.32
D | 4002 | 2020-11-04 | 22 | ON | 24.8 | 7.48 | 0.31 | 0.06 | 0.1 | 0.3 | 0 | 0.01 | -0.13 | -0.14 | 0 |  | 0.36 | 0.34 | 0.23 | 33.72 | 1225.801 | 0.77
D | 4002 | 2020-11-04 | 23 | ON | 22.97 | 7.48 | 0.31 | 0.06 | 0.13 | 0.33 | 0 | 0.01 | -0.1 | -0.14 | 0 |  | 0.36 | 0.34 | 0.23 | 31.98 | 1124.509 | 0.83
D | 4002 | 2020-11-04 | 24 | OFF | 20.92 | 7.48 | 0.31 | 0.06 | 0.17 | 0 | 0 | 0 | -0.09 | -0.14 | 0 |  | 0.36 | 0.34 | 0.23 | 29.64 | 1041.784 | 0.54
D | 4002 | 2020-11-05 | 1 | OFF | 16.51 | 7.48 | 0.32 | 0.09 | 0.14 | 0 | 0 | 0.01 | -0.04 | -0.14 | 0 |  | 0.36 | 0.34 | 0.23 | 25.3 | 990.475 | 0.55
D | 4002 | 2020-11-05 | 2 | OFF | 16.85 | 7.48 | 0.32 | 0.09 | 0.21 | 0 | 0 | 0 | -0.03 | -0.14 | 0 |  | 0.36 | 0.34 | 0.23 | 25.71 | 965.419 | 0.62
D | 4002 | 2020-11-05 | 3 | OFF | 16.32 | 7.48 | 0.32 | 0.09 | 0.2 | 0 | 0 | 0 | -0.03 | -0.14 | 0 |  | 0.36 | 0.34 | 0.23 | 25.17 | 954.684 | 0.61
D | 4002 | 2020-11-05 | 4 | OFF | 16.21 | 7.48 | 0.32 | 0.09 | 0.11 | 0 | 0 | 0 | -0.02 | -0.14 | 0 |  | 0.36 | 0.34 | 0.23 | 24.98 | 961.504 | 0.52
D | 4002 | 2020-11-05 | 5 | OFF | 17.17 | 7.48 | 0.32 | 0.09 | 0.17 | 0 | 0 | 0 | -0.01 | -0.14 | 0 |  | 0.36 | 0.34 | 0.23 | 26.01 | 1003.801 | 0.58
D | 4002 | 2020-11-05 | 6 | OFF | 18.75 | 7.48 | 0.32 | 0.09 | 0.25 | 0 | 0 | 0.01 | 0 | -0.14 | 0 |  | 0.36 | 0.34 | 0.23 | 27.69 | 1110.251 | 0.66
D | 4002 | 2020-11-05 | 7 | OFF | 18.97 | 7.48 | 0.32 | 0.09 | 0.31 | 0 | 0.02 | 0.02 | -0.12 | -0.14 | 0 |  | 0.36 | 0.34 | 0.23 | 27.88 | 1254.783 | 0.74
D | 4002 | 2020-11-05 | 8 | ON | 20.99 | 7.48 | 0.32 | 0.09 | 0.34 | 0.29 | 0 | -0.01 | -0.12 | -0.14 | 0 |  | 0.36 | 0.34 | 0.23 | 30.17 | 1332.167 | 1.04
D | 4002 | 2020-11-05 | 9 | ON | 16.8 | 7.48 | 0.32 | 0.09 | 0.22 | 0.3 | 0 | 0.02 | -0.11 | -0.14 | 0 |  | 0.36 | 0.34 | 0.23 | 25.91 | 1334.892 | 0.93
D | 4002 | 2020-11-05 | 10 | ON | 14.1 | 7.48 | 0.32 | 0.09 | 0.18 | 0.3 | 0 | 0 | -0.08 | -0.14 | 0 |  | 0.36 | 0.34 | 0.23 | 23.18 | 1316.105 | 0.89
D | 4002 | 2020-11-05 | 11 | ON | 9.49 | 7.48 | 0.32 | 0.09 | 0.14 | 0.31 | 0 | 0.01 | -0.09 | -0.14 | 0 |  | 0.36 | 0.34 | 0.23 | 18.54 | 1304.912 | 0.86
D | 4002 | 2020-11-05 | 12 | ON | 10.09 | 7.48 | 0.32 | 0.09 | 0.15 | 0.31 | 0 | 0 | -0.09 | -0.14 | 0 |  | 0.36 | 0.34 | 0.23 | 19.14 | 1299.385 | 0.87
D | 4002 | 2020-11-05 | 13 | ON | 9.68 | 7.48 | 0.32 | 0.09 | 0.12 | 0.31 | 0 | 0.01 | -0.09 | -0.14 | 0 |  | 0.36 | 0.34 | 0.23 | 18.71 | 1294.224 | 0.84
D | 4002 | 2020-11-05 | 14 | ON | 11.73 | 7.48 | 0.32 | 0.09 | 0.13 | 0.3 | 0 | -0.01 | -0.08 | -0.14 | 0 |  | 0.36 | 0.34 | 0.23 | 20.75 | 1294.99 | 0.84
D | 4002 | 2020-11-05 | 15 | ON | 12.55 | 7.48 | 0.32 | 0.09 | 0.13 | 0.3 | 0 | 0.02 | -0.08 | -0.14 | 0 |  | 0.36 | 0.34 | 0.23 | 21.6 | 1294.783 | 0.84
D | 4002 | 2020-11-05 | 16 | ON | 15 | 7.48 | 0.32 | 0.09 | 0.13 | 0.29 | 0 | 0.02 | -0.06 | -0.14 | 0 |  | 0.36 | 0.34 | 0.23 | 24.06 | 1302.936 | 0.83
D | 4002 | 2020-11-05 | 17 | ON | 18.26 | 7.48 | 0.32 | 0.09 | 0.12 | 0.3 | 0 | 0.02 | -0.09 | -0.14 | 0 |  | 0.36 | 0.34 | 0.23 | 27.29 | 1368.543 | 0.83
D | 4002 | 2020-11-05 | 18 | ON | 24.16 | 7.48 | 0.32 | 0.09 | 0.13 | 0.28 | 0 | 0.03 | -0.21 | -0.14 | 0 |  | 0.36 | 0.34 | 0.23 | 33.07 | 1462.838 | 0.82
D | 4002 | 2020-11-05 | 19 | ON | 24.34 | 7.48 | 0.32 | 0.09 | 0.15 | 0.29 | 0 | 0.02 | -0.15 | -0.14 | 0 |  | 0.36 | 0.34 | 0.23 | 33.33 | 1430.447 | 0.85
D | 4002 | 2020-11-05 | 20 | ON | 19.73 | 7.48 | 0.32 | 0.09 | 0.11 | 0.3 | 0.11 | 0.03 | -0.09 | -0.14 | 0 |  | 0.36 | 0.34 | 0.23 | 28.87 | 1361.51 | 0.93
D | 4002 | 2020-11-05 | 21 | ON | 17.27 | 7.48 | 0.32 | 0.09 | 0.16 | 0.32 | 0.1 | 0.01 | -0.08 | -0.14 | 0 |  | 0.36 | 0.34 | 0.23 | 26.46 | 1281.745 | 0.99
D | 4002 | 2020-11-05 | 22 | ON | 16.41 | 7.48 | 0.32 | 0.09 | 0.12 | 0.34 | 0.09 | 0.01 | -0.03 | -0.14 | 0 |  | 0.36 | 0.34 | 0.23 | 25.62 | 1175.886 | 0.96
D | 4002 | 2020-11-05 | 23 | ON | 12.59 | 7.48 | 0.32 | 0.09 | 0.17 | 0.37 | 0 | 0.03 | -0.05 | -0.14 | 0 |  | 0.36 | 0.34 | 0.23 | 21.79 | 1073.971 | 0.95
D | 4002 | 2020-11-05 | 24 | OFF | 13.73 | 7.48 | 0.32 | 0.09 | 0.25 | 0 | 0 | 0 | -0.03 | -0.14 | 0 |  | 0.36 | 0.34 | 0.23 | 22.63 | 987.84 | 0.66
D | 4002 | 2020-11-06 | 1 | OFF | 10.85 | 7.48 | 0.31 | 0.02 | 0.22 | 0 | 0 | 0.01 | 0.01 | -0.14 | 0 |  | 0.36 | 0.34 | 0.23 | 19.69 | 934.041 | 0.55
D | 4002 | 2020-11-06 | 2 | OFF | 9.76 | 7.48 | 0.31 | 0.02 | 0.1 | 0 | 0 | 0 | -0.01 | -0.14 | 0 |  | 0.36 | 0.34 | 0.23 | 18.45 | 899.946 | 0.43
D | 4002 | 2020-11-06 | 3 | OFF | 9.54 | 7.48 | 0.31 | 0.02 | 0.07 | 0 | 0 | 0 | 0 | -0.14 | 0 |  | 0.36 | 0.34 | 0.23 | 18.21 | 883.252 | 0.4
D | 4002 | 2020-11-06 | 4 | OFF | 9.42 | 7.48 | 0.31 | 0.02 | 0.06 | 0 | 0 | 0.01 | -0.02 | -0.14 | 0 |  | 0.36 | 0.34 | 0.23 | 18.07 | 884.916 | 0.39
D | 4002 | 2020-11-06 | 5 | OFF | 10.44 | 7.48 | 0.31 | 0.02 | 0.07 | 0 | 0 | 0.01 | 0.02 | -0.14 | 0 |  | 0.36 | 0.34 | 0.23 | 19.14 | 917.662 | 0.4
D | 4002 | 2020-11-06 | 6 | OFF | 10.7 | 7.48 | 0.31 | 0.02 | 0.2 | 0 | 0 | 0.03 | 0 | -0.14 | 0 |  | 0.36 | 0.34 | 0.23 | 19.53 | 1008.802 | 0.53
D | 4002 | 2020-11-06 | 7 | OFF | 11.54 | 7.48 | 0.31 | 0.02 | 0.24 | 0 | 0 | 0 | -0.07 | -0.14 | 0 |  | 0.36 | 0.34 | 0.23 | 20.31 | 1146.482 | 0.57
D | 4002 | 2020-11-06 | 8 | ON | 14.52 | 7.48 | 0.31 | 0.02 | 0.19 | 0.34 | 0 | 0.01 | -0.11 | -0.14 | 0 |  | 0.36 | 0.34 | 0.23 | 23.55 | 1245.128 | 0.86
D | 4002 | 2020-11-06 | 9 | ON | 13.39 | 7.48 | 0.31 | 0.02 | 0.11 | 0.33 | 0 | 0.01 | -0.08 | -0.14 | 0 |  | 0.36 | 0.34 | 0.23 | 22.36 | 1266.81 | 0.77
D | 4002 | 2020-11-06 | 10 | ON | 10.56 | 7.48 | 0.31 | 0.02 | 0.13 | 0.34 | 0 | 0.01 | -0.06 | -0.14 | 0 |  | 0.36 | 0.34 | 0.23 | 19.58 | 1254.393 | 0.8
D | 4002 | 2020-11-06 | 11 | ON | 10.02 | 7.48 | 0.31 | 0.02 | 0.14 | 0.24 | 0 | 0.01 | -0.04 | -0.14 | 0 |  | 0.36 | 0.34 | 0.23 | 18.97 | 1250.187 | 0.71
D | 4002 | 2020-11-06 | 12 | ON | 9.55 | 7.48 | 0.31 | 0.02 | 0.13 | 0.24 | 0 | 0 | -0.05 | -0.14 | 0 |  | 0.36 | 0.34 | 0.23 | 18.47 | 1251.469 | 0.7
D | 4002 | 2020-11-06 | 13 | ON | 9.36 | 7.48 | 0.31 | 0.02 | 0.13 | 0.24 | 0 | 0 | -0.05 | -0.14 | 0 |  | 0.36 | 0.34 | 0.23 | 18.28 | 1246.359 | 0.7
D | 4002 | 2020-11-06 | 14 | ON | 9.66 | 7.48 | 0.31 | 0.02 | 0.08 | 0.24 | 0 | 0 | -0.06 | -0.14 | 0 |  | 0.36 | 0.34 | 0.23 | 18.52 | 1248.863 | 0.65
D | 4002 | 2020-11-06 | 15 | ON | 12.79 | 7.48 | 0.31 | 0.02 | 0.11 | 0.23 | 0 | 0 | -0.05 | -0.14 | 0 |  | 0.36 | 0.34 | 0.23 | 21.68 | 1244.07 | 0.67
D | 4002 | 2020-11-06 | 16 | ON | 18.62 | 7.48 | 0.31 | 0.02 | 0.14 | 0.23 | 0.02 | 0.01 | -0.02 | -0.14 | 0 |  | 0.36 | 0.34 | 0.23 | 27.6 | 1248.756 | 0.72
D | 4002 | 2020-11-06 | 17 | ON | 20 | 7.48 | 0.31 | 0.02 | 0.1 | 0.31 | 0.06 | -0.01 | -0.1 | -0.14 | 0 |  | 0.36 | 0.34 | 0.23 | 28.96 | 1300.466 | 0.8
D | 4002 | 2020-11-06 | 18 | ON | 20.01 | 7.48 | 0.31 | 0.02 | 0.13 | 0.3 | 0.01 | 0.02 | -0.14 | -0.14 | 0 |  | 0.36 | 0.34 | 0.23 | 28.93 | 1381.485 | 0.77
D | 4002 | 2020-11-06 | 19 | ON | 19.39 | 7.48 | 0.31 | 0.02 | 0.12 | 0.3 | 0 | 0.01 | -0.08 | -0.14 | 0 |  | 0.36 | 0.34 | 0.23 | 28.34 | 1345.593 | 0.75
D | 4002 | 2020-11-06 | 20 | ON | 17.4 | 7.48 | 0.31 | 0.02 | 0.26 | 0.32 | 0.11 | 0.01 | 0.01 | -0.14 | 0 |  | 0.36 | 0.34 | 0.23 | 26.71 | 1280.306 | 1.02
D | 4002 | 2020-11-06 | 21 | ON | 12.7 | 7.48 | 0.31 | 0.02 | 0.14 | 0.33 | 0.03 | 0.02 | -0.05 | -0.14 | 0 |  | 0.36 | 0.34 | 0.23 | 21.77 | 1210.637 | 0.83
D | 4002 | 2020-11-06 | 22 | ON | 10.88 | 7.48 | 0.31 | 0.02 | 0.11 | 0.35 | 0 | 0.01 | -0.04 | -0.14 | 0 |  | 0.36 | 0.34 | 0.23 | 19.91 | 1125.52 | 0.79
D | 4002 | 2020-11-06 | 23 | ON | 9.33 | 7.48 | 0.31 | 0.02 | 0.16 | 0.38 | 0 | 0.02 | -0.04 | -0.14 | 0 |  | 0.36 | 0.34 | 0.23 | 18.45 | 1035.606 | 0.87
D | 4002 | 2020-11-06 | 24 | OFF | 6.98 | 7.48 | 0.31 | 0.02 | 0.21 | 0 | 0 | 0 | -0.02 | -0.14 | 0 |  | 0.36 | 0.34 | 0.23 | 15.77 | 953.054 | 0.54
D | 4002 | 2020-11-07 | 1 | OFF | 8.62 | 7.48 | 0.36 | 0.07 | 0.09 | 0 | 0 | 0 | -0.03 | -0.14 | 0 |  | 0.36 | 0.34 | 0.23 | 17.38 | 890.096 | 0.52
D | 4002 | 2020-11-07 | 2 | OFF | 7.11 | 7.48 | 0.36 | 0.07 | 0.09 | 0 | 0 | 0.02 | -0.02 | -0.14 | 0 |  | 0.36 | 0.34 | 0.23 | 15.9 | 856.327 | 0.52
D | 4002 | 2020-11-07 | 3 | OFF | 6.77 | 7.48 | 0.36 | 0.07 | 0.07 | 0 | 0 | 0 | -0.02 | -0.14 | 0 |  | 0.36 | 0.34 | 0.23 | 15.52 | 837.709 | 0.5
D | 4002 | 2020-11-07 | 4 | OFF | 6.67 | 7.48 | 0.36 | 0.07 | 0.06 | 0 | 0 | 0.01 | -0.03 | -0.14 | 0 |  | 0.36 | 0.34 | 0.23 | 15.41 | 833.623 | 0.49
D | 4002 | 2020-11-07 | 5 | OFF | 7.73 | 7.48 | 0.36 | 0.07 | 0.05 | 0 | 0 | 0.01 | -0.03 | -0.14 | 0 |  | 0.36 | 0.34 | 0.23 | 16.46 | 848.693 | 0.48
D | 4002 | 2020-11-07 | 6 | OFF | 8.5 | 7.48 | 0.36 | 0.07 | 0.04 | 0 | 0 | 0.02 | 0 | -0.14 | 0 |  | 0.36 | 0.34 | 0.23 | 17.26 | 890.869 | 0.47
D | 4002 | 2020-11-07 | 7 | OFF | 9.03 | 7.48 | 0.36 | 0.07 | 0.07 | 0 | 0 | 0.01 | -0.02 | -0.14 | 0 |  | 0.36 | 0.34 | 0.23 | 17.79 | 959.398 | 0.5
D | 4002 | 2020-11-07 | 8 | OFF | 7.25 | 7.48 | 0.36 | 0.07 | 0.09 | 0 | 0 | 0 | -0.03 | -0.14 | 0 |  | 0.36 | 0.34 | 0.23 | 16.01 | 1031.491 | 0.52
D | 4002 | 2020-11-07 | 9 | OFF | 7.42 | 7.48 | 0.36 | 0.07 | 0.09 | 0 | 0 | 0 | -0.04 | -0.14 | 0 |  | 0.36 | 0.34 | 0.23 | 16.17 | 1094.344 | 0.52
D | 4002 | 2020-11-07 | 10 | OFF | 7.2 | 7.48 | 0.36 | 0.07 | 0.06 | 0 | 0 | 0.01 | -0.03 | -0.14 | 0 |  | 0.36 | 0.34 | 0.23 | 15.94 | 1126.638 | 0.49
D | 4002 | 2020-11-07 | 11 | OFF | 7.27 | 7.48 | 0.36 | 0.07 | 0.11 | 0 | 0 | 0 | -0.02 | -0.14 | 0 |  | 0.36 | 0.34 | 0.23 | 16.06 | 1130.894 | 0.54
D | 4002 | 2020-11-07 | 12 | OFF | 7.37 | 7.48 | 0.36 | 0.07 | 0.11 | 0 | 0 | 0 | -0.03 | -0.14 | 0 |  | 0.36 | 0.34 | 0.23 | 16.15 | 1123.453 | 0.54
D | 4002 | 2020-11-07 | 13 | OFF | 7.46 | 7.48 | 0.36 | 0.07 | 0.1 | 0 | 0 | 0 | -0.03 | -0.14 | 0 |  | 0.36 | 0.34 | 0.23 | 16.23 | 1120.487 | 0.53
D | 4002 | 2020-11-07 | 14 | OFF | 8.01 | 7.48 | 0.36 | 0.07 | 0.1 | 0 | 0 | 0.01 | -0.02 | -0.14 | 0 |  | 0.36 | 0.34 | 0.23 | 16.8 | 1122.217 | 0.53
D | 4002 | 2020-11-07 | 15 | OFF | 8.92 | 7.48 | 0.36 | 0.07 | 0.11 | 0 | 0 | 0 | -0.01 | -0.14 | 0 |  | 0.36 | 0.34 | 0.23 | 17.72 | 1123.241 | 0.54
D | 4002 | 2020-11-07 | 16 | OFF | 14.72 | 7.48 | 0.36 | 0.07 | 0.11 | 0 | 0.02 | -0.03 | 0.03 | -0.14 | 0 |  | 0.36 | 0.34 | 0.23 | 23.55 | 1138.226 | 0.56
D | 4002 | 2020-11-07 | 17 | OFF | 16.02 | 7.48 | 0.36 | 0.07 | 0.11 | 0 | 0 | 0.02 | 0.01 | -0.14 | 0 |  | 0.36 | 0.34 | 0.23 | 24.86 | 1214.7 | 0.54
D | 4002 | 2020-11-07 | 18 | OFF | 27.88 | 7.48 | 0.36 | 0.07 | 0.25 | 0 | 0.22 | 0.03 | -0.17 | -0.14 | 0 |  | 0.36 | 0.34 | 0.23 | 36.91 | 1299.073 | 0.9
D | 4002 | 2020-11-07 | 19 | OFF | 19.05 | 7.48 | 0.36 | 0.07 | 0.18 | 0 | 0 | 0 | -0.03 | -0.14 | 0 |  | 0.36 | 0.34 | 0.23 | 27.9 | 1258.107 | 0.61
D | 4002 | 2020-11-07 | 20 | OFF | 12.86 | 7.48 | 0.36 | 0.07 | 0.14 | 0 | 0 | -0.01 | -0.03 | -0.14 | 0 |  | 0.36 | 0.34 | 0.23 | 21.66 | 1194.1 | 0.57
D | 4002 | 2020-11-07 | 21 | OFF | 11.64 | 7.48 | 0.36 | 0.07 | 0.19 | 0 | 0.05 | 0 | -0.01 | -0.14 | 0 |  | 0.36 | 0.34 | 0.23 | 20.57 | 1121.269 | 0.67
D | 4002 | 2020-11-07 | 22 | OFF | 8.59 | 7.48 | 0.36 | 0.07 | 0.14 | 0 | 0 | 0 | -0.03 | -0.14 | 0 |  | 0.36 | 0.34 | 0.23 | 17.4 | 1055.442 | 0.57
D | 4002 | 2020-11-07 | 23 | OFF | 9.04 | 7.48 | 0.36 | 0.07 | 0.15 | 0 | 0.01 | 0.01 | -0.02 | -0.14 | 0 |  | 0.36 | 0.34 | 0.23 | 17.89 | 975.548 | 0.59
D | 4002 | 2020-11-07 | 24 | OFF | 7.42 | 7.48 | 0.36 | 0.07 | 0.24 | 0 | 0 | 0 | -0.02 | -0.14 | 0 |  | 0.36 | 0.34 | 0.23 | 16.34 | 904.178 | 0.67
D | 4002 | 2020-11-08 | 1 | OFF | 6.62 | 7.48 | 0.87 | 0.06 | 0.17 | 0 | 0 | 0 | -0.01 | -0.14 | 0 |  | 0.36 | 0.34 | 0.23 | 15.98 | 854.791 | 1.1
D | 4002 | 2020-11-08 | 2 | OFF | 6.57 | 7.48 | 0.87 | 0.06 | 0.04 | 0 | 0 | 0 | 0 | -0.14 | 0 |  | 0.36 | 0.34 | 0.23 | 15.81 | 824.041 | 0.97
D | 4002 | 2020-11-08 | 3 | OFF | 6.69 | 7.48 | 0.87 | 0.06 | 0.03 | 0 | 0 | 0 | 0 | -0.14 | 0 |  | 0.36 | 0.34 | 0.23 | 15.92 | 807.591 | 0.96
D | 4002 | 2020-11-08 | 4 | OFF | 6.48 | 7.48 | 0.87 | 0.06 | 0.08 | 0 | 0 | 0 | 0.01 | -0.14 | 0 |  | 0.36 | 0.34 | 0.23 | 15.77 | 803.927 | 1.01
D | 4002 | 2020-11-08 | 5 | OFF | 7.46 | 7.48 | 0.87 | 0.06 | 0.05 | 0 | 0 | 0 | 0.01 | -0.14 | 0 |  | 0.36 | 0.34 | 0.23 | 16.72 | 815.237 | 0.98
D | 4002 | 2020-11-08 | 6 | OFF | 11.01 | 7.48 | 0.87 | 0.06 | 0.13 | 0 | 0 | 0.01 | 0.03 | -0.14 | 0 |  | 0.36 | 0.34 | 0.23 | 20.38 | 849.332 | 1.06
D | 4002 | 2020-11-08 | 7 | OFF | 8.85 | 7.48 | 0.87 | 0.06 | 0.14 | 0 | 0 | 0.01 | 0 | -0.14 | 0 |  | 0.36 | 0.34 | 0.23 | 18.2 | 902.611 | 1.07
D | 4002 | 2020-11-08 | 8 | OFF | 8.17 | 7.48 | 0.87 | 0.06 | 0.34 | 0 | 0 | 0 | -0.01 | -0.14 | 0 |  | 0.36 | 0.34 | 0.23 | 17.7 | 970.044 | 1.27
D | 4002 | 2020-11-08 | 9 | OFF | 7.07 | 7.48 | 0.87 | 0.06 | 0.15 | 0 | 0 | 0 | -0.02 | -0.14 | 0 |  | 0.36 | 0.34 | 0.23 | 16.4 | 1035.821 | 1.08
D | 4002 | 2020-11-08 | 10 | OFF | 6.25 | 7.48 | 0.87 | 0.06 | 0.12 | 0 | 0 | 0.01 | -0.02 | -0.14 | 0 |  | 0.36 | 0.34 | 0.23 | 15.56 | 1073.305 | 1.05
D | 4002 | 2020-11-08 | 11 | OFF | 6.54 | 7.48 | 0.87 | 0.06 | 0.12 | 0 | 0 | 0.01 | -0.02 | -0.14 | 0 |  | 0.36 | 0.34 | 0.23 | 15.85 | 1091.97 | 1.05
D | 4002 | 2020-11-08 | 12 | OFF | 6.64 | 7.48 | 0.87 | 0.06 | 0.11 | 0 | 0 | 0 | -0.02 | -0.14 | 0 |  | 0.36 | 0.34 | 0.23 | 15.93 | 1099.825 | 1.04
D | 4002 | 2020-11-08 | 13 | OFF | 7.64 | 7.48 | 0.87 | 0.06 | 0.1 | 0 | 0 | 0 | -0.02 | -0.14 | 0 |  | 0.36 | 0.34 | 0.23 | 16.92 | 1105.875 | 1.03
D | 4002 | 2020-11-08 | 14 | OFF | 8.35 | 7.48 | 0.87 | 0.06 | 0.08 | 0 | 0 | 0 | -0.04 | -0.14 | 0 |  | 0.36 | 0.34 | 0.23 | 17.59 | 1105.063 | 1.01
D | 4002 | 2020-11-08 | 15 | OFF | 14.91 | 7.48 | 0.87 | 0.06 | 0.08 | 0 | 0 | -0.02 | 0.07 | -0.14 | 0 |  | 0.36 | 0.34 | 0.23 | 24.24 | 1112.322 | 1.01
D | 4002 | 2020-11-08 | 16 | OFF | 23.07 | 7.48 | 0.87 | 0.06 | 0.18 | 0 | 0.03 | 0.01 | -0.03 | -0.14 | 0 |  | 0.36 | 0.34 | 0.23 | 32.46 | 1143.645 | 1.14
D | 4002 | 2020-11-08 | 17 | OFF | 37.04 | 7.48 | 0.87 | 0.06 | 3.9 | 0 | 0 | 0.02 | 0.24 | -0.14 | 0 |  | 0.36 | 0.34 | 0.23 | 50.4 | 1235.631 | 4.83
D | 4002 | 2020-11-08 | 18 | OFF | 87.55 | 7.48 | 0.87 | 0.06 | 8.04 | 0 | 0 | 0.02 | -0.3 | -0.14 | 0 |  | 0.36 | 0.34 | 0.23 | 104.51 | 1338.536 | 8.97
D | 4002 | 2020-11-08 | 19 | OFF | 31.24 | 7.48 | 0.87 | 0.06 | 6.01 | 0 | 0 | -0.02 | -0.06 | -0.14 | 0 |  | 0.36 | 0.34 | 0.23 | 46.37 | 1295.537 | 6.94
D | 4002 | 2020-11-08 | 20 | OFF | 18.36 | 7.48 | 0.87 | 0.06 | 0.72 | 0 | 0.02 | 0.01 | 0.01 | -0.14 | 0 |  | 0.36 | 0.34 | 0.23 | 28.32 | 1224.166 | 1.67
D | 4002 | 2020-11-08 | 21 | OFF | 17.69 | 7.48 | 0.87 | 0.06 | 0.13 | 0 | 0.03 | -0.02 | -0.1 | -0.14 | 0 |  | 0.36 | 0.34 | 0.23 | 26.93 | 1143.077 | 1.09
D | 4002 | 2020-11-08 | 22 | OFF | 15.67 | 7.48 | 0.87 | 0.06 | 0.18 | 0 | 0.18 | 0.05 | 0.02 | -0.14 | 0 |  | 0.36 | 0.34 | 0.23 | 25.3 | 1053.997 | 1.29
D | 4002 | 2020-11-08 | 23 | OFF | 9.56 | 7.48 | 0.87 | 0.06 | 0.17 | 0 | 0 | 0.01 | -0.02 | -0.14 | 0 |  | 0.36 | 0.34 | 0.23 | 18.92 | 964.752 | 1.1
D | 4002 | 2020-11-08 | 24 | OFF | 9.05 | 7.48 | 0.87 | 0.06 | 0.18 | 0 | 0 | 0 | -0.03 | -0.14 | 0 |  | 0.36 | 0.34 | 0.23 | 18.4 | 900.46 | 1.11
D | 4002 | 2020-11-09 | 1 | OFF | 8.47 | 7.48 | 0.46 | 0.01 | 0.18 | 0 | 0 | 0.01 | -0.02 | -0.14 | 0 |  | 0.36 | 0.34 | 0.23 | 17.38 | 858.509 | 0.65
D | 4002 | 2020-11-09 | 2 | OFF | 6.84 | 7.48 | 0.46 | 0.01 | 0.09 | 0 | 0 | -0.01 | -0.03 | -0.14 | 0 |  | 0.36 | 0.34 | 0.23 | 15.63 | 839.657 | 0.56
D | 4002 | 2020-11-09 | 3 | OFF | 6.72 | 7.48 | 0.46 | 0.01 | 0.08 | 0 | 0 | 0 | -0.01 | -0.14 | 0 |  | 0.36 | 0.34 | 0.23 | 15.53 | 831.98 | 0.55
D | 4002 | 2020-11-09 | 4 | OFF | 7.36 | 7.48 | 0.46 | 0.01 | 0.13 | 0 | 0 | 0 | -0.01 | -0.14 | 0 |  | 0.36 | 0.34 | 0.23 | 16.22 | 843.705 | 0.6
D | 4002 | 2020-11-09 | 5 | OFF | 10.51 | 7.48 | 0.46 | 0.01 | 0.08 | 0 | 0 | -0.01 | -0.01 | -0.14 | 0 |  | 0.36 | 0.34 | 0.23 | 19.31 | 882.687 | 0.55
D | 4002 | 2020-11-09 | 6 | OFF | 11.19 | 7.48 | 0.46 | 0.01 | 0.16 | 0 | 0 | 0 | 0 | -0.14 | 0 |  | 0.36 | 0.34 | 0.23 | 20.09 | 985.712 | 0.63
D | 4002 | 2020-11-09 | 7 | OFF | 9.42 | 7.48 | 0.46 | 0.01 | 0.15 | 0 | 0 | 0 | -0.08 | -0.14 | 0 |  | 0.36 | 0.34 | 0.23 | 18.23 | 1136.972 | 0.62
D | 4002 | 2020-11-09 | 8 | ON | 12.6 | 7.48 | 0.46 | 0.01 | 0.24 | 0.33 | 0 | 0 | -0.1 | -0.14 | 0 |  | 0.36 | 0.34 | 0.23 | 21.81 | 1233.11 | 1.04
D | 4002 | 2020-11-09 | 9 | ON | 14.89 | 7.48 | 0.46 | 0.01 | 0.28 | 0.33 | 0 | 0 | -0.05 | -0.14 | 0 |  | 0.36 | 0.34 | 0.23 | 24.19 | 1253.651 | 1.08
D | 4002 | 2020-11-09 | 10 | ON | 9.7 | 7.48 | 0.46 | 0.01 | 0.12 | 0.33 | 0 | -0.01 | -0.08 | -0.14 | 0 |  | 0.36 | 0.34 | 0.23 | 18.8 | 1253.028 | 0.92
D | 4002 | 2020-11-09 | 11 | ON | 9.11 | 7.48 | 0.46 | 0.01 | 0.07 | 0.33 | 0 | -0.01 | -0.06 | -0.14 | 0 |  | 0.36 | 0.34 | 0.23 | 18.18 | 1254.041 | 0.87
D | 4002 | 2020-11-09 | 12 | ON | 9.45 | 7.48 | 0.46 | 0.01 | 0.07 | 0.33 | 0 | 0 | -0.06 | -0.14 | 0 |  | 0.36 | 0.34 | 0.23 | 18.53 | 1259.24 | 0.87
D | 4002 | 2020-11-09 | 13 | ON | 9.77 | 7.48 | 0.46 | 0.01 | 0.07 | 0.33 | 0 | 0 | -0.07 | -0.14 | 0 |  | 0.36 | 0.34 | 0.23 | 18.84 | 1259.959 | 0.87
D | 4002 | 2020-11-09 | 14 | ON | 12.48 | 7.48 | 0.46 | 0.01 | 0.07 | 0.32 | 0.01 | -0.02 | -0.06 | -0.14 | 0 |  | 0.36 | 0.34 | 0.23 | 21.54 | 1266.643 | 0.87
D | 4002 | 2020-11-09 | 15 | ON | 19.64 | 7.48 | 0.46 | 0.01 | 0.18 | 0.34 | 0.04 | -0.02 | -0.06 | -0.14 | 0 |  | 0.36 | 0.34 | 0.23 | 28.86 | 1265.159 | 1.03
D | 4002 | 2020-11-09 | 16 | ON | 24.11 | 7.48 | 0.46 | 0.01 | 0.16 | 0.33 | 0 | -0.03 | -0.16 | -0.14 | 0 |  | 0.36 | 0.34 | 0.23 | 33.15 | 1275.366 | 0.96
D | 4002 | 2020-11-09 | 17 | ON | 23.88 | 7.48 | 0.46 | 0.01 | 0.18 | 0.31 | 0 | 0.01 | -0.18 | -0.14 | 0 |  | 0.36 | 0.34 | 0.23 | 32.94 | 1338.173 | 0.96
D | 4002 | 2020-11-09 | 18 | ON | 36.65 | 7.48 | 0.46 | 0.01 | 0.29 | 0.29 | 0.13 | 0.03 | -0.31 | -0.14 | 0 |  | 0.36 | 0.34 | 0.23 | 45.82 | 1443.308 | 1.18
D | 4002 | 2020-11-09 | 19 | ON | 25.29 | 7.48 | 0.46 | 0.01 | 0.27 | 0.3 | 0 | 0.05 | -0.1 | -0.14 | 0 |  | 0.36 | 0.34 | 0.23 | 34.55 | 1405.264 | 1.04
D | 4002 | 2020-11-09 | 20 | ON | 19.54 | 7.48 | 0.46 | 0.01 | 0.15 | 0.32 | 0 | 0.03 | -0.1 | -0.14 | 0 |  | 0.36 | 0.34 | 0.23 | 28.68 | 1325.766 | 0.94
D | 4002 | 2020-11-09 | 21 | ON | 11.46 | 7.48 | 0.46 | 0.01 | 0.13 | 0.33 | 0 | -0.01 | -0.11 | -0.14 | 0 |  | 0.36 | 0.34 | 0.23 | 20.54 | 1240.316 | 0.93
D | 4002 | 2020-11-09 | 22 | ON | 10.21 | 7.48 | 0.46 | 0.01 | 0.11 | 0.36 | 0 | 0.01 | -0.08 | -0.14 | 0 |  | 0.36 | 0.34 | 0.23 | 19.35 | 1140.46 | 0.94
D | 4002 | 2020-11-09 | 23 | ON | 8.53 | 7.48 | 0.46 | 0.01 | 0.19 | 0.39 | 0 | 0.01 | -0.03 | -0.14 | 0 |  | 0.36 | 0.34 | 0.23 | 17.83 | 1039.413 | 1.05
D | 4002 | 2020-11-09 | 24 | OFF | 8.78 | 7.48 | 0.46 | 0.01 | 0.24 | 0 | 0 | 0.02 | -0.03 | -0.14 | 0 |  | 0.36 | 0.34 | 0.23 | 17.75 | 959.151 | 0.71
D | 4002 | 2020-11-10 | 1 | OFF | 8.36 | 7.48 | 0.53 | 0.03 | 0.1 | 0 | 0 | 0 | -0.04 | -0.14 | 0 |  | 0.36 | 0.34 | 0.23 | 17.25 | 903.274 | 0.66
D | 4002 | 2020-11-10 | 2 | OFF | 11.39 | 7.48 | 0.53 | 0.03 | 0.09 | 0 | 0 | -0.01 | 0.01 | -0.14 | 0 |  | 0.36 | 0.34 | 0.23 | 20.31 | 876.225 | 0.65
D | 4002 | 2020-11-10 | 3 | OFF | 10.62 | 7.48 | 0.53 | 0.03 | 0.08 | 0 | 0 | 0.01 | -0.02 | -0.14 | 0 |  | 0.36 | 0.34 | 0.23 | 19.52 | 866.388 | 0.64
D | 4002 | 2020-11-10 | 4 | OFF | 8.79 | 7.48 | 0.53 | 0.03 | 0.09 | 0 | 0 | -0.01 | -0.01 | -0.14 | 0 |  | 0.36 | 0.34 | 0.23 | 17.69 | 873.989 | 0.65
D | 4002 | 2020-11-10 | 5 | OFF | 9.87 | 7.48 | 0.53 | 0.03 | 0.09 | 0 | 0 | 0 | -0.03 | -0.14 | 0 |  | 0.36 | 0.34 | 0.23 | 18.76 | 914.351 | 0.65
D | 4002 | 2020-11-10 | 6 | OFF | 11.79 | 7.48 | 0.53 | 0.03 | 0.25 | 0 | 0 | 0.01 | -0.01 | -0.14 | 0 |  | 0.36 | 0.34 | 0.23 | 20.87 | 1013.334 | 0.81
D | 4002 | 2020-11-10 | 7 | OFF | 9.99 | 7.48 | 0.53 | 0.03 | 0.29 | 0 | 0 | 0 | -0.08 | -0.14 | 0 |  | 0.36 | 0.34 | 0.23 | 19.03 | 1158.863 | 0.85
D | 4002 | 2020-11-10 | 8 | ON | 11.42 | 7.48 | 0.53 | 0.03 | 0.21 | 0.35 | 0 | 0 | -0.08 | -0.14 | 0 |  | 0.36 | 0.34 | 0.23 | 20.73 | 1248.135 | 1.12
D | 4002 | 2020-11-10 | 9 | ON | 9.4 | 7.48 | 0.53 | 0.03 | 0.12 | 0.35 | 0 | 0 | -0.11 | -0.14 | 0 |  | 0.36 | 0.34 | 0.23 | 18.59 | 1262.544 | 1.03
D | 4002 | 2020-11-10 | 10 | ON | 8.6 | 7.48 | 0.53 | 0.03 | 0.05 | 0.35 | 0 | 0.01 | -0.06 | -0.14 | 0 |  | 0.36 | 0.34 | 0.23 | 17.78 | 1255.474 | 0.96
D | 4002 | 2020-11-10 | 11 | ON | 9.91 | 7.48 | 0.53 | 0.03 | 0.08 | 0.35 | 0 | 0 | -0.07 | -0.14 | 0 |  | 0.36 | 0.34 | 0.23 | 19.1 | 1256.084 | 0.99
D | 4002 | 2020-11-10 | 12 | ON | 10.12 | 7.48 | 0.53 | 0.03 | 0.08 | 0.35 | 0 | -0.01 | -0.06 | -0.14 | 0 |  | 0.36 | 0.34 | 0.23 | 19.31 | 1269.233 | 0.99
D | 4002 | 2020-11-10 | 13 | ON | 10.12 | 7.48 | 0.53 | 0.03 | 0.07 | 0.35 | 0 | -0.01 | -0.06 | -0.14 | 0 |  | 0.36 | 0.34 | 0.23 | 19.3 | 1269.134 | 0.98
D | 4002 | 2020-11-10 | 14 | ON | 13.62 | 7.48 | 0.53 | 0.03 | 0.07 | 0.34 | 0 | 0.01 | -0.02 | -0.14 | 0 |  | 0.36 | 0.34 | 0.23 | 22.85 | 1276.695 | 0.97
D | 4002 | 2020-11-10 | 15 | ON | 23.29 | 7.48 | 0.53 | 0.03 | 0.12 | 0.33 | 0.11 | -0.02 | -0.09 | -0.14 | 0 |  | 0.36 | 0.34 | 0.23 | 32.57 | 1279.167 | 1.12
D | 4002 | 2020-11-10 | 16 | ON | 19.94 | 7.48 | 0.53 | 0.03 | 0.09 | 0.33 | 0 | -0.01 | -0.08 | -0.14 | 0 |  | 0.36 | 0.34 | 0.23 | 29.1 | 1290.235 | 0.98
D | 4002 | 2020-11-10 | 17 | ON | 26.65 | 7.48 | 0.53 | 0.03 | 0.13 | 0.31 | 0.02 | -0.03 | -0.17 | -0.14 | 0 |  | 0.36 | 0.34 | 0.23 | 35.74 | 1349.506 | 1.02
D | 4002 | 2020-11-10 | 18 | ON | 37.3 | 7.48 | 0.53 | 0.03 | 0.17 | 0.29 | 0.08 | -0.02 | -0.15 | -0.14 | 0 |  | 0.36 | 0.34 | 0.23 | 46.5 | 1439.891 | 1.1
D | 4002 | 2020-11-10 | 19 | ON | 31.13 | 7.48 | 0.53 | 0.03 | 0.17 | 0.3 | 0 | 0.01 | -0.05 | -0.14 | 0 |  | 0.36 | 0.34 | 0.23 | 40.39 | 1400.231 | 1.03
D | 4002 | 2020-11-10 | 20 | ON | 21.49 | 7.48 | 0.53 | 0.03 | 0.12 | 0.32 | 0 | 0.01 | -0.01 | -0.14 | 0 |  | 0.36 | 0.34 | 0.23 | 30.76 | 1325.972 | 1
D | 4002 | 2020-11-10 | 21 | ON | 17.87 | 7.48 | 0.53 | 0.03 | 0.4 | 0.33 | 0 | -0.01 | -0.06 | -0.14 | 0 |  | 0.36 | 0.34 | 0.23 | 27.36 | 1240.27 | 1.29
D | 4002 | 2020-11-10 | 22 | ON | 13.59 | 7.48 | 0.53 | 0.03 | 0.12 | 0.36 | 0 | 0.03 | -0.04 | -0.14 | 0 |  | 0.36 | 0.34 | 0.23 | 22.89 | 1139.47 | 1.04
D | 4002 | 2020-11-10 | 23 | ON | 11.03 | 7.48 | 0.53 | 0.03 | 0.22 | 0.39 | 0 | 0 | -0.05 | -0.14 | 0 |  | 0.36 | 0.34 | 0.23 | 20.42 | 1041.491 | 1.17
D | 4002 | 2020-11-10 | 24 | OFF | 9.76 | 7.48 | 0.53 | 0.03 | 0.21 | 0 | 0.01 | 0 | 0 | -0.14 | 0 |  | 0.36 | 0.34 | 0.23 | 18.81 | 960.907 | 0.78
D | 4002 | 2020-11-11 | 1 | OFF | 9.91 | 7.48 | 0.42 | 0.04 | 0.21 | 0 | 0 | 0.03 | -0.02 | -0.14 | 0 |  | 0.36 | 0.34 | 0.23 | 18.86 | 904.298 | 0.67
D | 4002 | 2020-11-11 | 2 | OFF | 7.19 | 7.48 | 0.42 | 0.04 | 0.08 | 0 | 0 | 0.02 | -0.02 | -0.14 | 0 |  | 0.36 | 0.34 | 0.23 | 16 | 872.654 | 0.54
D | 4002 | 2020-11-11 | 3 | OFF | 8.55 | 7.48 | 0.42 | 0.04 | 0.07 | 0 | 0 | 0.01 | -0.02 | -0.14 | 0 |  | 0.36 | 0.34 | 0.23 | 17.34 | 857.175 | 0.53
D | 4002 | 2020-11-11 | 4 | OFF | 7.55 | 7.48 | 0.42 | 0.04 | 0.07 | 0 | 0 | 0.02 | -0.02 | -0.14 | 0 |  | 0.36 | 0.34 | 0.23 | 16.35 | 859.441 | 0.53
D | 4002 | 2020-11-11 | 5 | OFF | 12.52 | 7.48 | 0.42 | 0.04 | 0.05 | 0 | 0 | 0.01 | 0 | -0.14 | 0 |  | 0.36 | 0.34 | 0.23 | 21.31 | 890.919 | 0.51
D | 4002 | 2020-11-11 | 6 | OFF | 12.74 | 7.48 | 0.42 | 0.04 | 0.07 | 0 | 0 | 0.04 | -0.01 | -0.14 | 0 |  | 0.36 | 0.34 | 0.23 | 21.57 | 973.225 | 0.53
D | 4002 | 2020-11-11 | 7 | OFF | 12.49 | 7.48 | 0.42 | 0.04 | 0.21 | 0 | 0 | 0.03 | -0.03 | -0.14 | 0 |  | 0.36 | 0.34 | 0.23 | 21.43 | 1084.129 | 0.67
D | 4002 | 2020-11-11 | 8 | ON | 12.72 | 7.48 | 0.42 | 0.04 | 0.22 | 0.36 | 0 | 0.02 | -0.04 | -0.14 | 0 |  | 0.36 | 0.34 | 0.23 | 22.01 | 1177.168 | 1.04
D | 4002 | 2020-11-11 | 9 | ON | 13.33 | 7.48 | 0.42 | 0.04 | 0.18 | 0.34 | 0.04 | 0.02 | -0.02 | -0.14 | 0 |  | 0.36 | 0.34 | 0.23 | 22.62 | 1237.641 | 1.02
D | 4002 | 2020-11-11 | 10 | ON | 15.16 | 7.48 | 0.42 | 0.04 | 0.23 | 0.34 | 0.03 | 0.02 | -0.08 | -0.14 | 0 |  | 0.36 | 0.34 | 0.23 | 24.43 | 1262.164 | 1.06
D | 4002 | 2020-11-11 | 11 | ON | 18.63 | 7.48 | 0.42 | 0.04 | 0.1 | 0.33 | 0 | 0.03 | -0.05 | -0.14 | 0 |  | 0.36 | 0.34 | 0.23 | 27.77 | 1294.291 | 0.89
D | 4002 | 2020-11-11 | 12 | ON | 20.76 | 7.48 | 0.42 | 0.04 | 0.12 | 0.32 | 0 | 0.01 | -0.09 | -0.14 | 0 |  | 0.36 | 0.34 | 0.23 | 29.85 | 1324.069 | 0.9
D | 4002 | 2020-11-11 | 13 | ON | 24.38 | 7.48 | 0.42 | 0.04 | 0.21 | 0.31 | 0.02 | 0.03 | -0.07 | -0.14 | 0 |  | 0.36 | 0.34 | 0.23 | 33.61 | 1336.846 | 1
D | 4002 | 2020-11-11 | 14 | ON | 27.15 | 7.48 | 0.42 | 0.04 | 0.17 | 0.31 | 0.02 | 0.04 | -0.11 | -0.14 | 0 |  | 0.36 | 0.34 | 0.23 | 36.31 | 1347.444 | 0.96
D | 4002 | 2020-11-11 | 15 | ON | 33.53 | 7.48 | 0.42 | 0.04 | 0.2 | 0.3 | 0.26 | 0.04 | -0.1 | -0.14 | 0 |  | 0.36 | 0.34 | 0.23 | 42.96 | 1339.099 | 1.22
D | 4002 | 2020-11-11 | 16 | ON | 22.09 | 7.48 | 0.42 | 0.04 | 0.15 | 0.29 | 0 | 0.04 | -0.12 | -0.14 | 0 |  | 0.36 | 0.34 | 0.23 | 31.18 | 1348.052 | 0.9
D | 4002 | 2020-11-11 | 17 | ON | 27.86 | 7.48 | 0.42 | 0.04 | 0.18 | 0.29 | 0 | 0.09 | 0 | -0.14 | 0 |  | 0.36 | 0.34 | 0.23 | 37.15 | 1419.621 | 0.93
D | 4002 | 2020-11-11 | 18 | ON | 26.88 | 7.48 | 0.42 | 0.04 | 0.18 | 0.29 | 0 | 0.06 | -0.22 | -0.14 | 0 |  | 0.36 | 0.34 | 0.23 | 35.92 | 1476.955 | 0.93
D | 4002 | 2020-11-11 | 19 | ON | 28.42 | 7.48 | 0.42 | 0.04 | 0.18 | 0.29 | 0.02 | 0 | -0.07 | -0.14 | 0 |  | 0.36 | 0.34 | 0.23 | 37.57 | 1436.923 | 0.95
D | 4002 | 2020-11-11 | 20 | ON | 23.08 | 7.48 | 0.42 | 0.04 | 0.19 | 0.31 | 0.16 | 0.03 | -0.04 | -0.14 | 0 |  | 0.36 | 0.34 | 0.23 | 32.46 | 1362.953 | 1.12
D | 4002 | 2020-11-11 | 21 | ON | 24.84 | 7.48 | 0.42 | 0.04 | 0.23 | 0.33 | 0.32 | 0.03 | -0.08 | -0.14 | 0 |  | 0.36 | 0.34 | 0.23 | 34.4 | 1280.817 | 1.34
D | 4002 | 2020-11-11 | 22 | ON | 20.32 | 7.48 | 0.42 | 0.04 | 0.24 | 0.35 | 0.19 | 0.03 | 0.02 | -0.14 | 0 |  | 0.36 | 0.34 | 0.23 | 29.88 | 1178.755 | 1.24
D | 4002 | 2020-11-11 | 23 | ON | 17.05 | 7.48 | 0.42 | 0.04 | 0.27 | 0.38 | 0.08 | 0.04 | -0.09 | -0.14 | 0 |  | 0.36 | 0.34 | 0.23 | 26.46 | 1075.926 | 1.19
D | 4002 | 2020-11-11 | 24 | OFF | 14.05 | 7.48 | 0.42 | 0.04 | 0.25 | 0 | 0 | 0.02 | -0.04 | -0.14 | 0 |  | 0.36 | 0.34 | 0.23 | 23.01 | 991.969 | 0.71
D | 4002 | 2020-11-12 | 1 | OFF | 15.04 | 7.48 | 0.42 | 0.02 | 0.16 | 0 | 0 | 0.02 | -0.13 | -0.14 | 0 |  | 0.36 | 0.34 | 0.23 | 23.8 | 933.022 | 0.6
D | 4002 | 2020-11-12 | 2 | OFF | 13.2 | 7.48 | 0.42 | 0.02 | 0.13 | 0 | 0 | 0.03 | -0.09 | -0.14 | 0 |  | 0.36 | 0.34 | 0.23 | 21.98 | 898.679 | 0.57
D | 4002 | 2020-11-12 | 3 | OFF | 13.96 | 7.48 | 0.42 | 0.02 | 0.09 | 0 | 0 | 0.03 | -0.1 | -0.14 | 0 |  | 0.36 | 0.34 | 0.23 | 22.69 | 880.393 | 0.53
D | 4002 | 2020-11-12 | 4 | OFF | 12.87 | 7.48 | 0.42 | 0.02 | 0.08 | 0 | 0 | 0.02 | -0.06 | -0.14 | 0 |  | 0.36 | 0.34 | 0.23 | 21.62 | 878.682 | 0.52
D | 4002 | 2020-11-12 | 5 | OFF | 15.94 | 7.48 | 0.42 | 0.02 | 0.08 | 0 | 0 | 0.04 | -0.07 | -0.14 | 0 |  | 0.36 | 0.34 | 0.23 | 24.7 | 908.363 | 0.52
D | 4002 | 2020-11-12 | 6 | OFF | 16.9 | 7.48 | 0.42 | 0.02 | 0.22 | 0 | 0 | 0.03 | -0.04 | -0.14 | 0 |  | 0.36 | 0.34 | 0.23 | 25.82 | 992.49 | 0.66
D | 4002 | 2020-11-12 | 7 | OFF | 23.54 | 7.48 | 0.42 | 0.02 | 0.27 | 0 | 0.32 | 0.02 | 0.2 | -0.14 | 0 |  | 0.36 | 0.34 | 0.23 | 33.06 | 1130.628 | 1.03
D | 4002 | 2020-11-12 | 8 | ON | 20.41 | 7.48 | 0.42 | 0.02 | 0.34 | 0.34 | 0.24 | 0.07 | -0.09 | -0.14 | 0 |  | 0.36 | 0.34 | 0.23 | 30.02 | 1228.161 | 1.36
D | 4002 | 2020-11-12 | 9 | ON | 24.39 | 7.48 | 0.42 | 0.02 | 0.35 | 0.33 | 0 | 0.02 | -0.14 | -0.14 | 0 |  | 0.36 | 0.34 | 0.23 | 33.66 | 1277.135 | 1.12
D | 4002 | 2020-11-12 | 10 | ON | 28.2 | 7.48 | 0.42 | 0.02 | 0.17 | 0.32 | 0.04 | -0.01 | -0.15 | -0.14 | 0 |  | 0.36 | 0.34 | 0.23 | 37.28 | 1304.503 | 0.97
D | 4002 | 2020-11-12 | 11 | ON | 30.5 | 7.48 | 0.42 | 0.02 | 0.18 | 0.32 | 0.09 | -0.02 | -0.16 | -0.14 | 0 |  | 0.36 | 0.34 | 0.23 | 39.62 | 1329.001 | 1.03
D | 4002 | 2020-11-12 | 12 | ON | 23.13 | 7.48 | 0.42 | 0.02 | 0.11 | 0.32 | 0 | 0.01 | -0.13 | -0.14 | 0 |  | 0.36 | 0.34 | 0.23 | 32.15 | 1335.404 | 0.87
D | 4002 | 2020-11-12 | 13 | ON | 23.45 | 7.48 | 0.42 | 0.02 | 0.1 | 0.32 | 0.09 | -0.01 | -0.16 | -0.14 | 0 |  | 0.36 | 0.34 | 0.23 | 32.5 | 1333.97 | 0.95
D | 4002 | 2020-11-12 | 14 | ON | 22.31 | 7.48 | 0.42 | 0.02 | 0.1 | 0.32 | 0.07 | 0.01 | -0.15 | -0.14 | 0 |  | 0.36 | 0.34 | 0.23 | 31.37 | 1326.645 | 0.93
D | 4002 | 2020-11-12 | 15 | ON | 20.09 | 7.48 | 0.42 | 0.02 | 0.13 | 0.32 | 0 | 0.01 | -0.15 | -0.14 | 0 |  | 0.36 | 0.34 | 0.23 | 29.11 | 1313.979 | 0.89
D | 4002 | 2020-11-12 | 16 | ON | 20.83 | 7.48 | 0.42 | 0.02 | 0.12 | 0.32 | 0 | -0.03 | -0.15 | -0.14 | 0 |  | 0.36 | 0.34 | 0.23 | 29.8 | 1319.561 | 0.88
D | 4002 | 2020-11-12 | 17 | ON | 22.27 | 7.48 | 0.42 | 0.02 | 0.1 | 0.31 | 0 | -0.02 | -0.12 | -0.14 | 0 |  | 0.36 | 0.34 | 0.23 | 31.25 | 1386.745 | 0.85
D | 4002 | 2020-11-12 | 18 | ON | 22.68 | 7.48 | 0.42 | 0.02 | 0.08 | 0.29 | 0.01 | -0.01 | -0.26 | -0.14 | 0 |  | 0.36 | 0.34 | 0.23 | 31.5 | 1451.568 | 0.82
D | 4002 | 2020-11-12 | 19 | ON | 23.39 | 7.48 | 0.42 | 0.02 | 0.09 | 0.3 | 0.03 | 0.02 | -0.15 | -0.14 | 0 |  | 0.36 | 0.34 | 0.23 | 32.39 | 1416.126 | 0.86
D | 4002 | 2020-11-12 | 20 | ON | 21.04 | 7.48 | 0.42 | 0.02 | 0.07 | 0.31 | 0 | -0.02 | -0.16 | -0.14 | 0 |  | 0.36 | 0.34 | 0.23 | 29.95 | 1344.621 | 0.82
D | 4002 | 2020-11-12 | 21 | ON | 20.49 | 7.48 | 0.42 | 0.02 | 0.07 | 0.33 | 0.06 | 0 | -0.09 | -0.14 | 0 |  | 0.36 | 0.34 | 0.23 | 29.57 | 1267.887 | 0.9
D | 4002 | 2020-11-12 | 22 | ON | 20.82 | 7.48 | 0.42 | 0.02 | 0.13 | 0.35 | 0.26 | -0.01 | -0.04 | -0.14 | 0 |  | 0.36 | 0.34 | 0.23 | 30.22 | 1171.567 | 1.18
D | 4002 | 2020-11-12 | 23 | ON | 14.99 | 7.48 | 0.42 | 0.02 | 0.23 | 0.39 | 0 | 0.02 | -0.07 | -0.14 | 0 |  | 0.36 | 0.34 | 0.23 | 24.27 | 1070.853 | 1.06
D | 4002 | 2020-11-12 | 24 | OFF | 15.16 | 7.48 | 0.42 | 0.02 | 0.28 | 0 | 0 | 0 | -0.03 | -0.14 | 0 |  | 0.36 | 0.34 | 0.23 | 24.12 | 990.257 | 0.72
D | 4002 | 2020-11-13 | 1 | OFF | 15.78 | 7.48 | 0.19 | 0.05 | 0.13 | 0 | 0 | 0.05 | -0.04 | -0.14 | 0 |  | 0.36 | 0.34 | 0.23 | 24.43 | 938.983 | 0.37
D | 4002 | 2020-11-13 | 2 | OFF | 15.26 | 7.48 | 0.19 | 0.05 | 0.08 | 0 | 0 | -0.01 | -0.04 | -0.14 | 0 |  | 0.36 | 0.34 | 0.23 | 23.8 | 908.787 | 0.32
D | 4002 | 2020-11-13 | 3 | OFF | 14.01 | 7.48 | 0.19 | 0.05 | 0.09 | 0 | 0 | -0.01 | -0.04 | -0.14 | 0 |  | 0.36 | 0.34 | 0.23 | 22.56 | 897.126 | 0.33
D | 4002 | 2020-11-13 | 4 | OFF | 14.2 | 7.48 | 0.19 | 0.05 | 0.08 | 0 | 0 | -0.01 | -0.04 | -0.14 | 0 |  | 0.36 | 0.34 | 0.23 | 22.74 | 903.661 | 0.32
D | 4002 | 2020-11-13 | 5 | OFF | 14.62 | 7.48 | 0.19 | 0.05 | 0.08 | 0 | 0 | -0.02 | -0.03 | -0.14 | 0 |  | 0.36 | 0.34 | 0.23 | 23.16 | 938.686 | 0.32
D | 4002 | 2020-11-13 | 6 | OFF | 18.43 | 7.48 | 0.19 | 0.05 | 0.27 | 0 | 0 | 0.03 | 0 | -0.14 | 0 |  | 0.36 | 0.34 | 0.23 | 27.24 | 1034.001 | 0.51
D | 4002 | 2020-11-13 | 7 | OFF | 24.08 | 7.48 | 0.19 | 0.05 | 0.33 | 0 | 0 | -0.03 | 0.07 | -0.14 | 0 |  | 0.36 | 0.34 | 0.23 | 32.96 | 1169.614 | 0.57
D | 4002 | 2020-11-13 | 8 | ON | 24.36 | 7.48 | 0.19 | 0.05 | 0.51 | 0.34 | 0 | 0 | -0.26 | -0.14 | 0 |  | 0.36 | 0.34 | 0.23 | 33.46 | 1272.249 | 1.09
D | 4002 | 2020-11-13 | 9 | ON | 21.78 | 7.48 | 0.19 | 0.05 | 0.17 | 0.3 | 0.14 | -0.01 | -0.14 | -0.14 | 0 |  | 0.36 | 0.34 | 0.23 | 30.75 | 1338.41 | 0.85
D | 4002 | 2020-11-13 | 10 | ON | 25.65 | 7.48 | 0.19 | 0.05 | 0.19 | 0.31 | 0.22 | 0 | -0.2 | -0.14 | 0 |  | 0.36 | 0.34 | 0.23 | 34.68 | 1366.337 | 0.96
D | 4002 | 2020-11-13 | 11 | ON | 33.75 | 7.48 | 0.19 | 0.05 | 0.15 | 0.29 | 0.17 | -0.03 | -0.18 | -0.14 | 0 |  | 0.36 | 0.34 | 0.23 | 42.66 | 1385.926 | 0.85
D | 4002 | 2020-11-13 | 12 | ON | 34.69 | 7.48 | 0.19 | 0.05 | 0.14 | 0.28 | 0.05 | -0.01 | -0.15 | -0.14 | 0 |  | 0.36 | 0.34 | 0.23 | 43.51 | 1404.45 | 0.71
D | 4002 | 2020-11-13 | 13 | ON | 35.59 | 7.48 | 0.19 | 0.05 | 0.16 | 0.28 | 0.02 | -0.01 | -0.21 | -0.14 | 0 |  | 0.36 | 0.34 | 0.23 | 44.34 | 1402.253 | 0.7
D | 4002 | 2020-11-13 | 14 | ON | 35.41 | 7.48 | 0.19 | 0.05 | 0.16 | 0.29 | 0.04 | -0.01 | -0.22 | -0.14 | 0 |  | 0.36 | 0.34 | 0.23 | 44.18 | 1392.857 | 0.73
D | 4002 | 2020-11-13 | 15 | ON | 29.36 | 7.48 | 0.19 | 0.05 | 0.13 | 0.29 | 0.01 | 0.02 | -0.21 | -0.14 | 0 |  | 0.36 | 0.34 | 0.23 | 38.11 | 1379.323 | 0.67
D | 4002 | 2020-11-13 | 16 | ON | 29.89 | 7.48 | 0.19 | 0.05 | 0.12 | 0.31 | 0 | 0.02 | -0.18 | -0.14 | 0 |  | 0.36 | 0.34 | 0.23 | 38.67 | 1377.47 | 0.67
D | 4002 | 2020-11-13 | 17 | ON | 30.95 | 7.48 | 0.19 | 0.05 | 0.15 | 0.3 | 0.02 | 0.02 | -0.16 | -0.14 | 0 |  | 0.36 | 0.34 | 0.23 | 39.79 | 1426.982 | 0.71
D | 4002 | 2020-11-13 | 18 | ON | 44 | 7.48 | 0.19 | 0.05 | 0.34 | 0.29 | 0.08 | 0.01 | -0.28 | -0.14 | 0 |  | 0.36 | 0.34 | 0.23 | 52.95 | 1477.203 | 0.95
D | 4002 | 2020-11-13 | 19 | ON | 35.54 | 7.48 | 0.19 | 0.05 | 0.32 | 0.3 | 0 | 0 | -0.16 | -0.14 | 0 |  | 0.36 | 0.34 | 0.23 | 44.51 | 1437.061 | 0.86
D | 4002 | 2020-11-13 | 20 | ON | 31.59 | 7.48 | 0.19 | 0.05 | 0.18 | 0.31 | 0 | 0.03 | -0.14 | -0.14 | 0 |  | 0.36 | 0.34 | 0.23 | 40.48 | 1368.521 | 0.73
D | 4002 | 2020-11-13 | 21 | ON | 28.91 | 7.48 | 0.19 | 0.05 | 0.16 | 0.32 | 0 | 0.02 | -0.08 | -0.14 | 0 |  | 0.36 | 0.34 | 0.23 | 37.84 | 1295.189 | 0.72
D | 4002 | 2020-11-13 | 22 | ON | 29.79 | 7.48 | 0.19 | 0.05 | 0.15 | 0.34 | 0.22 | -0.04 | -0.11 | -0.14 | 0 |  | 0.36 | 0.34 | 0.23 | 38.86 | 1205.677 | 0.95
D | 4002 | 2020-11-13 | 23 | ON | 26.25 | 7.48 | 0.19 | 0.05 | 0.25 | 0.37 | 0.18 | 0.03 | -0.04 | -0.14 | 0 |  | 0.36 | 0.34 | 0.23 | 35.55 | 1114.441 | 1.04
D | 4002 | 2020-11-13 | 24 | OFF | 22.14 | 7.48 | 0.19 | 0.05 | 0.29 | 0 | 0 | 0.04 | -0.12 | -0.14 | 0 |  | 0.36 | 0.34 | 0.23 | 30.86 | 1030.581 | 0.53
D | 4002 | 2020-11-14 | 1 | OFF | 40.35 | 7.48 | 0.35 | 0.18 | 0.23 | 0 | 1.04 | 0.1 | -0.03 | -0.14 | 0 |  | 0.36 | 0.34 | 0.23 | 50.49 | 971.663 | 1.8
D | 4002 | 2020-11-14 | 2 | OFF | 23.42 | 7.48 | 0.35 | 0.18 | 0.1 | 0 | 0 | 0.07 | -0.04 | -0.14 | 0 |  | 0.36 | 0.34 | 0.23 | 32.35 | 938.204 | 0.63
D | 4002 | 2020-11-14 | 3 | OFF | 21.98 | 7.48 | 0.35 | 0.18 | 0.1 | 0 | 0 | 0.07 | -0.04 | -0.14 | 0 |  | 0.36 | 0.34 | 0.23 | 30.91 | 922.234 | 0.63
D | 4002 | 2020-11-14 | 4 | OFF | 19.12 | 7.48 | 0.35 | 0.18 | 0.11 | 0 | 0 | 0.05 | -0.07 | -0.14 | 0 |  | 0.36 | 0.34 | 0.23 | 28.01 | 919.744 | 0.64
D | 4002 | 2020-11-14 | 5 | OFF | 20.43 | 7.48 | 0.35 | 0.18 | 0.11 | 0 | 0 | 0.07 | -0.05 | -0.14 | 0 |  | 0.36 | 0.34 | 0.23 | 29.36 | 937.826 | 0.64
D | 4002 | 2020-11-14 | 6 | OFF | 29.82 | 7.48 | 0.35 | 0.18 | 0.17 | 0 | 0.3 | 0.09 | 0.04 | -0.14 | 0 |  | 0.36 | 0.34 | 0.23 | 39.22 | 985.122 | 1
D | 4002 | 2020-11-14 | 7 | OFF | 40.29 | 7.48 | 0.35 | 0.18 | 0.33 | 0 | 0.17 | 0.07 | -0.02 | -0.14 | 0 |  | 0.36 | 0.34 | 0.23 | 49.64 | 1053.491 | 1.03
D | 4002 | 2020-11-14 | 8 | OFF | 35.6 | 7.48 | 0.35 | 0.18 | 0.25 | 0 | 0.09 | 0.04 | -0.11 | -0.14 | 0 |  | 0.36 | 0.34 | 0.23 | 44.67 | 1125.403 | 0.87
D | 4002 | 2020-11-14 | 9 | OFF | 37.91 | 7.48 | 0.35 | 0.18 | 0.25 | 0 | 0.11 | 0.04 | -0.15 | -0.14 | 0 |  | 0.36 | 0.34 | 0.23 | 46.96 | 1188.978 | 0.89
D | 4002 | 2020-11-14 | 10 | OFF | 27.01 | 7.48 | 0.35 | 0.18 | 0.14 | 0 | 0.16 | 0.03 | -0.12 | -0.14 | 0 |  | 0.36 | 0.34 | 0.23 | 36.02 | 1218.809 | 0.83
D | 4002 | 2020-11-14 | 11 | OFF | 22.14 | 7.48 | 0.35 | 0.18 | 0.08 | 0 | 0.03 | 0.02 | -0.14 | -0.14 | 0 |  | 0.36 | 0.34 | 0.23 | 30.93 | 1233.586 | 0.64
D | 4002 | 2020-11-14 | 12 | OFF | 31.96 | 7.48 | 0.35 | 0.18 | 0.12 | 0 | 0.17 | 0.04 | -0.13 | -0.14 | 0 |  | 0.36 | 0.34 | 0.23 | 40.96 | 1235.473 | 0.82
D | 4002 | 2020-11-14 | 13 | OFF | 38.59 | 7.48 | 0.35 | 0.18 | 0.17 | 0 | 0.3 | 0.08 | -0.18 | -0.14 | 0 |  | 0.36 | 0.34 | 0.23 | 47.76 | 1229.485 | 1
D | 4002 | 2020-11-14 | 14 | OFF | 35.74 | 7.48 | 0.35 | 0.18 | 0.21 | 0 | 0.61 | 0.08 | -0.17 | -0.14 | 0 |  | 0.36 | 0.34 | 0.23 | 45.27 | 1212.933 | 1.35
D | 4002 | 2020-11-14 | 15 | OFF | 43.85 | 7.48 | 0.35 | 0.18 | 0.21 | 0 | 1.08 | 0.12 | -0.14 | -0.14 | 0 |  | 0.36 | 0.34 | 0.23 | 53.92 | 1212.288 | 1.82
D | 4002 | 2020-11-14 | 16 | OFF | 36.83 | 7.48 | 0.35 | 0.18 | 0.16 | 0 | 0.63 | 0.08 | -0.07 | -0.14 | 0 |  | 0.36 | 0.34 | 0.23 | 46.43 | 1238.786 | 1.32
D | 4002 | 2020-11-14 | 17 | OFF | 46.1 | 7.48 | 0.35 | 0.18 | 0.18 | 0 | 0.3 | 0.03 | -0.02 | -0.14 | 0 |  | 0.36 | 0.34 | 0.23 | 55.39 | 1333.162 | 1.01
D | 4002 | 2020-11-14 | 18 | OFF | 44.4 | 7.48 | 0.35 | 0.18 | 0.21 | 0 | 0 | 0.1 | -0.23 | -0.14 | 0 |  | 0.36 | 0.34 | 0.23 | 53.28 | 1417.841 | 0.74
D | 4002 | 2020-11-14 | 19 | OFF | 49.02 | 7.48 | 0.35 | 0.18 | 0.19 | 0 | 0.57 | 0.03 | -0.12 | -0.14 | 0 |  | 0.36 | 0.34 | 0.23 | 58.49 | 1387.363 | 1.29
D | 4002 | 2020-11-14 | 20 | OFF | 51.54 | 7.48 | 0.35 | 0.18 | 0.27 | 0 | 0.7 | 0.03 | -0.17 | -0.14 | 0 |  | 0.36 | 0.34 | 0.23 | 61.17 | 1332.392 | 1.5
D | 4002 | 2020-11-14 | 21 | OFF | 52.18 | 7.48 | 0.35 | 0.18 | 0.42 | 0 | 0.86 | 0.05 | -0.17 | -0.14 | 0 |  | 0.36 | 0.34 | 0.23 | 62.14 | 1271.134 | 1.81
D | 4002 | 2020-11-14 | 22 | OFF | 55.36 | 7.48 | 0.35 | 0.18 | 0.74 | 0 | 0.97 | 0 | -0.14 | -0.14 | 0 |  | 0.36 | 0.34 | 0.23 | 65.73 | 1195.183 | 2.24
D | 4002 | 2020-11-14 | 23 | OFF | 35.86 | 7.48 | 0.35 | 0.18 | 0.62 | 0 | 0.63 | 0.05 | 0.01 | -0.14 | 0 |  | 0.36 | 0.34 | 0.23 | 45.97 | 1115.621 | 1.78
D | 4002 | 2020-11-14 | 24 | OFF | 20.92 | 7.48 | 0.35 | 0.18 | 0.18 | 0 | 0 | 0.05 | -0.16 | -0.14 | 0 |  | 0.36 | 0.34 | 0.23 | 29.79 | 1045.155 | 0.71
D | 4002 | 2020-11-15 | 1 | OFF | 21.39 | 7.48 | 0.21 | 0.04 | 0.15 | 0 | 0 | 0.04 | -0.1 | -0.14 | 0 |  | 0.36 | 0.34 | 0.23 | 30 | 995.182 | 0.4
D | 4002 | 2020-11-15 | 2 | OFF | 32.3 | 7.48 | 0.21 | 0.04 | 0.14 | 0 | 0 | 0.03 | -0.15 | -0.14 | 0 |  | 0.36 | 0.34 | 0.23 | 40.84 | 966.996 | 0.39
D | 4002 | 2020-11-15 | 3 | OFF | 64.13 | 7.48 | 0.21 | 0.04 | 0.28 | 0 | 0 | 0.15 | -0.14 | -0.14 | 0 |  | 0.36 | 0.34 | 0.23 | 72.94 | 955.538 | 0.53
D | 4002 | 2020-11-15 | 4 | OFF | 31.51 | 7.48 | 0.21 | 0.04 | 0.26 | 0 | 0 | 0.03 | -0.11 | -0.14 | 0 |  | 0.36 | 0.34 | 0.23 | 40.21 | 956.413 | 0.51
D | 4002 | 2020-11-15 | 5 | OFF | 25.63 | 7.48 | 0.21 | 0.04 | 0.14 | 0 | 0 | 0.06 | -0.09 | -0.14 | 0 |  | 0.36 | 0.34 | 0.23 | 34.26 | 974.607 | 0.39
D | 4002 | 2020-11-15 | 6 | OFF | 25.66 | 7.48 | 0.21 | 0.04 | 0.11 | 0 | 0 | 0.05 | -0.12 | -0.14 | 0 |  | 0.36 | 0.34 | 0.23 | 34.22 | 1012.607 | 0.36
D | 4002 | 2020-11-15 | 7 | OFF | 22.25 | 7.48 | 0.21 | 0.04 | 0.12 | 0 | 0 | 0.05 | -0.14 | -0.14 | 0 |  | 0.36 | 0.34 | 0.23 | 30.8 | 1065.742 | 0.37
D | 4002 | 2020-11-15 | 8 | OFF | 20.45 | 7.48 | 0.21 | 0.04 | 0.14 | 0 | 0 | 0.07 | -0.18 | -0.14 | 0 |  | 0.36 | 0.34 | 0.23 | 29 | 1123.074 | 0.39
D | 4002 | 2020-11-15 | 9 | OFF | 19.49 | 7.48 | 0.21 | 0.04 | 0.13 | 0 | 0 | 0.04 | -0.2 | -0.14 | 0 |  | 0.36 | 0.34 | 0.23 | 27.98 | 1176.995 | 0.38
D | 4002 | 2020-11-15 | 10 | OFF | 20.32 | 7.48 | 0.21 | 0.04 | 0.07 | 0 | 0 | 0.05 | -0.22 | -0.14 | 0 |  | 0.36 | 0.34 | 0.23 | 28.74 | 1203.926 | 0.32
D | 4002 | 2020-11-15 | 11 | OFF | 21.76 | 7.48 | 0.21 | 0.04 | 0.06 | 0 | 0 | 0.03 | -0.2 | -0.14 | 0 |  | 0.36 | 0.34 | 0.23 | 30.17 | 1228.935 | 0.31
D | 4002 | 2020-11-15 | 12 | OFF | 23.43 | 7.48 | 0.21 | 0.04 | 0.07 | 0 | 0 | 0.04 | -0.2 | -0.14 | 0 |  | 0.36 | 0.34 | 0.23 | 31.86 | 1281.465 | 0.32
D | 4002 | 2020-11-15 | 13 | OFF | 25.98 | 7.48 | 0.21 | 0.04 | 0.06 | 0 | 0.09 | 0.05 | -0.17 | -0.14 | 0 |  | 0.36 | 0.34 | 0.23 | 34.53 | 1301.181 | 0.4
D | 4002 | 2020-11-15 | 14 | OFF | 47.82 | 7.48 | 0.21 | 0.04 | 0.24 | 0 | 0.54 | 0.08 | -0.18 | -0.14 | 0 |  | 0.36 | 0.34 | 0.23 | 57.02 | 1286.791 | 1.03
D | 4002 | 2020-11-15 | 15 | OFF | 39.85 | 7.48 | 0.21 | 0.04 | 0.17 | 0 | 0.17 | 0.06 | -0.21 | -0.14 | 0 |  | 0.36 | 0.34 | 0.23 | 48.56 | 1282.731 | 0.59
D | 4002 | 2020-11-15 | 16 | OFF | 39.44 | 7.48 | 0.21 | 0.04 | 0.14 | 0 | 0.39 | 0.12 | -0.2 | -0.14 | 0 |  | 0.36 | 0.34 | 0.23 | 48.41 | 1305.669 | 0.78
D | 4002 | 2020-11-15 | 17 | OFF | 39.02 | 7.48 | 0.21 | 0.04 | 0.18 | 0 | 0.07 | 0.06 | -0.16 | -0.14 | 0 |  | 0.36 | 0.34 | 0.23 | 47.69 | 1403.727 | 0.5
D | 4002 | 2020-11-15 | 18 | OFF | 34.45 | 7.48 | 0.21 | 0.04 | 0.24 | 0 | 0 | 0.14 | -0.37 | -0.14 | 0 |  | 0.36 | 0.34 | 0.23 | 42.98 | 1465.667 | 0.49
D | 4002 | 2020-11-15 | 19 | OFF | 29.18 | 7.48 | 0.21 | 0.04 | 0.17 | 0 | 0 | 0.06 | -0.21 | -0.14 | 0 |  | 0.36 | 0.34 | 0.23 | 37.72 | 1413.605 | 0.42
D | 4002 | 2020-11-15 | 20 | OFF | 25.05 | 7.48 | 0.21 | 0.04 | 0.07 | 0 | 0 | 0.1 | -0.13 | -0.14 | 0 |  | 0.36 | 0.34 | 0.23 | 33.61 | 1334.324 | 0.32
D | 4002 | 2020-11-15 | 21 | OFF | 25.16 | 7.48 | 0.21 | 0.04 | 0.11 | 0 | 0.05 | 0.03 | -0.09 | -0.14 | 0 |  | 0.36 | 0.34 | 0.23 | 33.78 | 1249.059 | 0.41
D | 4002 | 2020-11-15 | 22 | OFF | 27.1 | 7.48 | 0.21 | 0.04 | 0.11 | 0 | 0.22 | 0.06 | -0.14 | -0.14 | 0 |  | 0.36 | 0.34 | 0.23 | 35.87 | 1151.229 | 0.58
D | 4002 | 2020-11-15 | 23 | OFF | 21.08 | 7.48 | 0.21 | 0.04 | 0.18 | 0 | 0.05 | 0.05 | -0.02 | -0.14 | 0 |  | 0.36 | 0.34 | 0.23 | 29.86 | 1055.419 | 0.48
D | 4002 | 2020-11-15 | 24 | OFF | 17.4 | 7.48 | 0.21 | 0.04 | 0.2 | 0 | 0 | 0.02 | -0.07 | -0.14 | 0 |  | 0.36 | 0.34 | 0.23 | 26.07 | 966.022 | 0.45
D | 4002 | 2020-11-16 | 1 | OFF | 18.14 | 7.48 | 0.37 | 0.63 | 0.11 | 0 | 0 | -0.01 | -0.07 | -0.14 | 0 |  | 0.36 | 0.34 | 0.23 | 27.44 | 910.378 | 1.11
D | 4002 | 2020-11-16 | 2 | OFF | 17.89 | 7.48 | 0.37 | 0.63 | 0.07 | 0 | 0 | 0 | -0.07 | -0.14 | 0 |  | 0.36 | 0.34 | 0.23 | 27.16 | 882.622 | 1.07
D | 4002 | 2020-11-16 | 3 | OFF | 17.36 | 7.48 | 0.37 | 0.63 | 0.07 | 0 | 0 | -0.01 | -0.1 | -0.14 | 0 |  | 0.36 | 0.34 | 0.23 | 26.59 | 873.31 | 1.07
D | 4002 | 2020-11-16 | 4 | OFF | 17.23 | 7.48 | 0.37 | 0.63 | 0.1 | 0 | 0 | 0 | -0.09 | -0.14 | 0 |  | 0.36 | 0.34 | 0.23 | 26.51 | 887.777 | 1.1
D | 4002 | 2020-11-16 | 5 | OFF | 18.87 | 7.48 | 0.37 | 0.63 | 0.07 | 0 | 0 | -0.01 | -0.09 | -0.14 | 0 |  | 0.36 | 0.34 | 0.23 | 28.11 | 933.171 | 1.07
D | 4002 | 2020-11-16 | 6 | OFF | 18.72 | 7.48 | 0.37 | 0.63 | 0.15 | 0 | 0 | 0 | -0.09 | -0.14 | 0 |  | 0.36 | 0.34 | 0.23 | 28.05 | 1037.913 | 1.15
D | 4002 | 2020-11-16 | 7 | OFF | 26.59 | 7.48 | 0.37 | 0.63 | 0.29 | 0 | 0.13 | -0.02 | 0.02 | -0.14 | 0 |  | 0.36 | 0.34 | 0.23 | 36.28 | 1183.152 | 1.42
D | 4002 | 2020-11-16 | 8 | ON | 45.02 | 7.48 | 0.37 | 0.63 | 0.73 | 0.29 | 0.53 | 0.03 | -0.32 | -0.14 | 0 |  | 0.36 | 0.34 | 0.23 | 55.55 | 1277.978 | 2.55
D | 4002 | 2020-11-16 | 9 | ON | 28.55 | 7.48 | 0.37 | 0.63 | 0.41 | 0.29 | 0.34 | 0.01 | -0.13 | -0.14 | 0 |  | 0.36 | 0.34 | 0.23 | 38.74 | 1312.996 | 2.04
D | 4002 | 2020-11-16 | 10 | ON | 19.36 | 7.48 | 0.37 | 0.63 | 0.11 | 0.29 | 0 | 0.04 | -0.18 | -0.14 | 0 |  | 0.36 | 0.34 | 0.23 | 28.89 | 1326.978 | 1.4
D | 4002 | 2020-11-16 | 11 | ON | 19.68 | 7.48 | 0.37 | 0.63 | 0.07 | 0.29 | 0 | 0.02 | -0.19 | -0.14 | 0 |  | 0.36 | 0.34 | 0.23 | 29.14 | 1350.26 | 1.36
D | 4002 | 2020-11-16 | 12 | ON | 21.43 | 7.48 | 0.37 | 0.63 | 0.06 | 0.29 | 0 | 0.01 | -0.17 | -0.14 | 0 |  | 0.36 | 0.34 | 0.23 | 30.89 | 1363.455 | 1.35
D | 4002 | 2020-11-16 | 13 | ON | 30.2 | 7.48 | 0.37 | 0.63 | 0.08 | 0.28 | 0.23 | -0.03 | -0.12 | -0.14 | 0 |  | 0.36 | 0.34 | 0.23 | 39.91 | 1369.847 | 1.59
D | 4002 | 2020-11-16 | 14 | ON | 42.09 | 7.48 | 0.37 | 0.63 | 0.2 | 0.28 | 0.04 | 0.07 | -0.18 | -0.14 | 0 |  | 0.36 | 0.34 | 0.23 | 51.77 | 1370.59 | 1.52
D | 4002 | 2020-11-16 | 15 | ON | 41.9 | 7.48 | 0.37 | 0.63 | 0.19 | 0.28 | 0.48 | 0.07 | -0.15 | -0.14 | 0 |  | 0.36 | 0.34 | 0.23 | 52.04 | 1368.867 | 1.95
D | 4002 | 2020-11-16 | 16 | ON | 26.73 | 7.48 | 0.37 | 0.63 | 0.1 | 0.27 | 0.17 | 0.04 | -0.21 | -0.14 | 0 |  | 0.36 | 0.34 | 0.23 | 36.37 | 1378.948 | 1.54
D | 4002 | 2020-11-16 | 17 | ON | 40.53 | 7.48 | 0.37 | 0.63 | 0.22 | 0.26 | 0.02 | 0.09 | 0 | -0.14 | 0 |  | 0.36 | 0.34 | 0.23 | 50.39 | 1458.318 | 1.5
D | 4002 | 2020-11-16 | 18 | ON | 52.93 | 7.48 | 0.37 | 0.63 | 0.26 | 0.24 | 0.05 | 0.06 | -0.45 | -0.14 | 0 |  | 0.36 | 0.34 | 0.23 | 62.36 | 1536.514 | 1.55
D | 4002 | 2020-11-16 | 19 | ON | 41.1 | 7.48 | 0.37 | 0.63 | 0.18 | 0.24 | 0.03 | 0.06 | -0.31 | -0.14 | 0 |  | 0.36 | 0.34 | 0.23 | 50.57 | 1501.983 | 1.45
D | 4002 | 2020-11-16 | 20 | ON | 35.84 | 7.48 | 0.37 | 0.63 | 0.23 | 0.25 | 0.09 | 0.04 | -0.21 | -0.14 | 0 |  | 0.36 | 0.34 | 0.23 | 45.51 | 1427.109 | 1.57
D | 4002 | 2020-11-16 | 21 | ON | 42.06 | 7.48 | 0.37 | 0.63 | 0.19 | 0.27 | 0.28 | 0.05 | -0.28 | -0.14 | 0 |  | 0.36 | 0.34 | 0.23 | 51.84 | 1342.783 | 1.74
D | 4002 | 2020-11-16 | 22 | ON | 37.74 | 7.48 | 0.37 | 0.63 | 0.36 | 0.28 | 0.4 | 0.09 | -0.02 | -0.14 | 0 |  | 0.36 | 0.34 | 0.23 | 48.12 | 1240.484 | 2.04
D | 4002 | 2020-11-16 | 23 | ON | 30.27 | 7.48 | 0.37 | 0.63 | 0.28 | 0.31 | 0.18 | 0.05 | -0.27 | -0.14 | 0 |  | 0.36 | 0.34 | 0.23 | 40.09 | 1136.773 | 1.77
D | 4002 | 2020-11-16 | 24 | OFF | 21.69 | 7.48 | 0.37 | 0.63 | 0.14 | 0 | 0 | 0.02 | -0.15 | -0.14 | 0 |  | 0.36 | 0.34 | 0.23 | 30.97 | 1049.909 | 1.14
D | 4002 | 2020-11-17 | 1 | OFF | 24.02 | 7.48 | 0.37 | 0.06 | 0.11 | 0 | 0 | 0 | -0.17 | -0.14 | 0 |  | 0.36 | 0.34 | 0.23 | 32.66 | 998.324 | 0.54
D | 4002 | 2020-11-17 | 2 | OFF | 21.87 | 7.48 | 0.37 | 0.06 | 0.07 | 0 | 0 | 0.02 | -0.17 | -0.14 | 0 |  | 0.36 | 0.34 | 0.23 | 30.49 | 969.019 | 0.5
D | 4002 | 2020-11-17 | 3 | OFF | 22.31 | 7.48 | 0.37 | 0.06 | 0.07 | 0 | 0 | 0 | -0.18 | -0.14 | 0 |  | 0.36 | 0.34 | 0.23 | 30.9 | 959.605 | 0.5
D | 4002 | 2020-11-17 | 4 | OFF | 22.63 | 7.48 | 0.37 | 0.06 | 0.07 | 0 | 0 | 0.01 | -0.15 | -0.14 | 0 |  | 0.36 | 0.34 | 0.23 | 31.26 | 968.559 | 0.5
D | 4002 | 2020-11-17 | 5 | OFF | 22.29 | 7.48 | 0.37 | 0.06 | 0.07 | 0 | 0 | 0 | -0.18 | -0.14 | 0 |  | 0.36 | 0.34 | 0.23 | 30.88 | 1011.858 | 0.5
D | 4002 | 2020-11-17 | 6 | OFF | 29.49 | 7.48 | 0.37 | 0.06 | 0.21 | 0 | 0 | 0.01 | -0.19 | -0.14 | 0 |  | 0.36 | 0.34 | 0.23 | 38.22 | 1117.084 | 0.64
D | 4002 | 2020-11-17 | 7 | OFF | 25.4 | 7.48 | 0.37 | 0.06 | 0.18 | 0 | 0 | 0 | -0.27 | -0.14 | 0 |  | 0.36 | 0.34 | 0.23 | 34.01 | 1265.818 | 0.61
D | 4002 | 2020-11-17 | 8 | ON | 26.27 | 7.48 | 0.37 | 0.06 | 0.21 | 0.27 | 0.05 | -0.01 | -0.3 | -0.14 | 0 |  | 0.36 | 0.34 | 0.23 | 35.19 | 1360.021 | 0.96
D | 4002 | 2020-11-17 | 9 | ON | 25.92 | 7.48 | 0.37 | 0.06 | 0.16 | 0.26 | 0.04 | 0 | -0.22 | -0.14 | 0 |  | 0.36 | 0.34 | 0.23 | 34.86 | 1379.592 | 0.89
D | 4002 | 2020-11-17 | 10 | ON | 23.19 | 7.48 | 0.37 | 0.06 | 0.07 | 0.24 | 0 | 0.01 | -0.24 | -0.14 | 0 |  | 0.36 | 0.34 | 0.23 | 31.97 | 1362.209 | 0.74
D | 4002 | 2020-11-17 | 11 | ON | 34.75 | 7.48 | 0.37 | 0.06 | 0.08 | 0.22 | 0.01 | 0.06 | -0.29 | -0.14 | 0 |  | 0.36 | 0.34 | 0.23 | 43.53 | 1367.528 | 0.74
D | 4002 | 2020-11-17 | 12 | ON | 32.69 | 7.48 | 0.37 | 0.06 | 0.09 | 0.27 | 0 | 0.07 | -0.23 | -0.14 | 0 |  | 0.36 | 0.34 | 0.23 | 41.59 | 1381.632 | 0.79
D | 4002 | 2020-11-17 | 13 | ON | 34.27 | 7.48 | 0.37 | 0.06 | 0.08 | 0.27 | 0 | 0.04 | -0.22 | -0.14 | 0 |  | 0.36 | 0.34 | 0.23 | 43.14 | 1386.884 | 0.78
D | 4002 | 2020-11-17 | 14 | ON | 35.6 | 7.48 | 0.37 | 0.06 | 0.08 | 0.27 | 0 | 0.02 | -0.2 | -0.14 | 0 |  | 0.36 | 0.34 | 0.23 | 44.47 | 1372.183 | 0.78
D | 4002 | 2020-11-17 | 15 | ON | 48 | 7.48 | 0.37 | 0.06 | 0.11 | 0.27 | 0.03 | 0.02 | -0.21 | -0.14 | 0 |  | 0.36 | 0.34 | 0.23 | 56.92 | 1363.151 | 0.84
D | 4002 | 2020-11-17 | 16 | ON | 53.22 | 7.48 | 0.37 | 0.06 | 0.17 | 0.26 | 0.09 | 0.06 | -0.26 | -0.14 | 0 |  | 0.36 | 0.34 | 0.23 | 62.24 | 1383.504 | 0.95
D | 4002 | 2020-11-17 | 17 | ON | 54.53 | 7.48 | 0.37 | 0.06 | 0.11 | 0.24 | 0.15 | 0.04 | -0.39 | -0.14 | 0 |  | 0.36 | 0.34 | 0.23 | 63.38 | 1482.473 | 0.93
D | 4002 | 2020-11-17 | 18 | ON | 60.19 | 7.48 | 0.37 | 0.06 | 0.2 | 0.23 | 0.04 | 0.1 | -0.41 | -0.14 | 0 |  | 0.36 | 0.34 | 0.23 | 69.05 | 1571.689 | 0.9
D | 4002 | 2020-11-17 | 19 | ON | 61.11 | 7.48 | 0.37 | 0.06 | 0.19 | 0.24 | 0.09 | 0.07 | -0.36 | -0.14 | 0 |  | 0.36 | 0.34 | 0.23 | 70.04 | 1550.792 | 0.95
D | 4002 | 2020-11-17 | 20 | ON | 50.01 | 7.48 | 0.37 | 0.06 | 0.3 | 0.25 | 0.16 | 0.09 | -0.3 | -0.14 | 0 |  | 0.36 | 0.34 | 0.23 | 59.21 | 1487.811 | 1.14
D | 4002 | 2020-11-17 | 21 | ON | 41.17 | 7.48 | 0.37 | 0.06 | 0.25 | 0.26 | 0.28 | 0.09 | -0.19 | -0.14 | 0 |  | 0.36 | 0.34 | 0.23 | 50.56 | 1413.74 | 1.22
D | 4002 | 2020-11-17 | 22 | ON | 49.74 | 7.48 | 0.37 | 0.06 | 0.22 | 0.27 | 0.32 | 0.05 | -0.37 | -0.14 | 0 |  | 0.36 | 0.34 | 0.23 | 58.93 | 1315.505 | 1.24
D | 4002 | 2020-11-17 | 23 | ON | 31.31 | 7.48 | 0.37 | 0.06 | 0.18 | 0.3 | 0.01 | 0.08 | -0.13 | -0.14 | 0 |  | 0.36 | 0.34 | 0.23 | 40.45 | 1213.427 | 0.92
D | 4002 | 2020-11-17 | 24 | OFF | 27.61 | 7.48 | 0.37 | 0.06 | 0.3 | 0 | 0 | -0.01 | -0.19 | -0.14 | 0 |  | 0.36 | 0.34 | 0.23 | 36.41 | 1135.186 | 0.73
D | 4002 | 2020-11-18 | 1 | OFF | 28.07 | 7.48 | 0.25 | 0.36 | 0.11 | 0 | 0 | -0.01 | -0.18 | -0.14 | 0 |  | 0.36 | 0.34 | 0.23 | 36.87 | 1095.115 | 0.72
D | 4002 | 2020-11-18 | 2 | OFF | 29.18 | 7.48 | 0.25 | 0.36 | 0.08 | 0 | 0 | -0.01 | -0.17 | -0.14 | 0 |  | 0.36 | 0.34 | 0.23 | 37.96 | 1074.791 | 0.69
D | 4002 | 2020-11-18 | 3 | OFF | 29.07 | 7.48 | 0.25 | 0.36 | 0.08 | 0 | 0 | 0 | -0.17 | -0.14 | 0 |  | 0.36 | 0.34 | 0.23 | 37.86 | 1070.632 | 0.69
D | 4002 | 2020-11-18 | 4 | OFF | 29.42 | 7.48 | 0.25 | 0.36 | 0.08 | 0 | 0 | -0.01 | -0.18 | -0.14 | 0 |  | 0.36 | 0.34 | 0.23 | 38.19 | 1083.608 | 0.69
D | 4002 | 2020-11-18 | 5 | OFF | 29.7 | 7.48 | 0.25 | 0.36 | 0.08 | 0 | 0 | 0.01 | -0.15 | -0.14 | 0 |  | 0.36 | 0.34 | 0.23 | 38.52 | 1134.682 | 0.69
D | 4002 | 2020-11-18 | 6 | OFF | 31.83 | 7.48 | 0.25 | 0.36 | 0.15 | 0 | 0 | 0.01 | -0.17 | -0.14 | 0 |  | 0.36 | 0.34 | 0.23 | 40.7 | 1236.366 | 0.76
D | 4002 | 2020-11-18 | 7 | OFF | 49.67 | 7.48 | 0.25 | 0.36 | 0.57 | 0 | 0.17 | -0.01 | -0.19 | -0.14 | 0 |  | 0.36 | 0.34 | 0.23 | 59.09 | 1386.278 | 1.35
D | 4002 | 2020-11-18 | 8 | ON | 53.56 | 7.48 | 0.25 | 0.36 | 0.37 | 0.26 | 0.03 | 0.05 | -0.44 | -0.14 | 0 |  | 0.36 | 0.34 | 0.23 | 62.71 | 1474.055 | 1.27
D | 4002 | 2020-11-18 | 9 | ON | 46.74 | 7.48 | 0.25 | 0.36 | 0.19 | 0.25 | 0.11 | 0.02 | -0.27 | -0.14 | 0 |  | 0.36 | 0.34 | 0.23 | 55.92 | 1507.388 | 1.16
D | 4002 | 2020-11-18 | 10 | ON | 31.67 | 7.48 | 0.25 | 0.36 | 0.09 | 0.26 | 0.01 | 0.07 | -0.29 | -0.14 | 0 |  | 0.36 | 0.34 | 0.23 | 40.69 | 1513.09 | 0.97
D | 4002 | 2020-11-18 | 11 | ON | 36.26 | 7.48 | 0.25 | 0.36 | 0.08 | 0.26 | 0 | -0.01 | -0.36 | -0.14 | 0 |  | 0.36 | 0.34 | 0.23 | 45.11 | 1516.656 | 0.95
D | 4002 | 2020-11-18 | 12 | ON | 36.13 | 7.48 | 0.25 | 0.36 | 0.08 | 0.26 | 0 | 0.04 | -0.34 | -0.14 | 0 |  | 0.36 | 0.34 | 0.23 | 45.05 | 1511.22 | 0.95
D | 4002 | 2020-11-18 | 13 | ON | 35.82 | 7.48 | 0.25 | 0.36 | 0.08 | 0.26 | 0 | 0.05 | -0.34 | -0.14 | 0 |  | 0.36 | 0.34 | 0.23 | 44.75 | 1491.714 | 0.95
D | 4002 | 2020-11-18 | 14 | ON | 35.64 | 7.48 | 0.25 | 0.36 | 0.07 | 0.23 | 0 | 0.03 | -0.34 | -0.14 | 0 |  | 0.36 | 0.34 | 0.23 | 44.51 | 1482.722 | 0.91
D | 4002 | 2020-11-18 | 15 | ON | 49.14 | 7.48 | 0.25 | 0.36 | 0.13 | 0.25 | 0.34 | 0.06 | -0.19 | -0.14 | 0 |  | 0.36 | 0.34 | 0.23 | 58.61 | 1483.875 | 1.33
D | 4002 | 2020-11-18 | 16 | ON | 57.22 | 7.48 | 0.25 | 0.36 | 0.19 | 0.25 | 0.38 | 0.06 | -0.52 | -0.14 | 0 |  | 0.36 | 0.34 | 0.23 | 66.46 | 1513.519 | 1.43
D | 4002 | 2020-11-18 | 17 | ON | 58.69 | 7.48 | 0.25 | 0.36 | 0.24 | 0.23 | 0.03 | 0.08 | -0.2 | -0.14 | 0 |  | 0.36 | 0.34 | 0.23 | 67.95 | 1618.236 | 1.11
D | 4002 | 2020-11-18 | 18 | ON | 95.35 | 7.48 | 0.25 | 0.36 | 3.72 | 0.22 | 0.11 | 0.12 | -0.64 | -0.14 | 0 |  | 0.36 | 0.34 | 0.23 | 107.76 | 1706.318 | 4.66
D | 4002 | 2020-11-18 | 19 | ON | 88.4 | 7.48 | 0.25 | 0.36 | 4.74 | 0.22 | 0.06 | 0.09 | -0.54 | -0.14 | 0 |  | 0.36 | 0.34 | 0.23 | 101.85 | 1677.687 | 5.63
D | 4002 | 2020-11-18 | 20 | ON | 68.33 | 7.48 | 0.25 | 0.36 | 0.95 | 0.23 | 0.03 | 0.11 | -0.4 | -0.14 | 0 |  | 0.36 | 0.34 | 0.23 | 78.13 | 1610.217 | 1.82
D | 4002 | 2020-11-18 | 21 | ON | 58.19 | 7.48 | 0.25 | 0.36 | 0.18 | 0.24 | 0.14 | 0.08 | -0.42 | -0.14 | 0 |  | 0.36 | 0.34 | 0.23 | 67.29 | 1528.367 | 1.17
D | 4002 | 2020-11-18 | 22 | ON | 51.43 | 7.48 | 0.25 | 0.36 | 0.24 | 0.25 | 0.14 | 0.09 | -0.16 | -0.14 | 0 |  | 0.36 | 0.34 | 0.23 | 60.87 | 1423.233 | 1.24
D | 4002 | 2020-11-18 | 23 | ON | 38.91 | 7.48 | 0.25 | 0.36 | 0.25 | 0.27 | 0 | 0 | -0.27 | -0.14 | 0 |  | 0.36 | 0.34 | 0.23 | 48.04 | 1313.286 | 1.13
D | 4002 | 2020-11-18 | 24 | OFF | 57.53 | 7.48 | 0.25 | 0.36 | 0.55 | 0 | 0.05 | 0 | -0.27 | -0.14 | 0 |  | 0.36 | 0.34 | 0.23 | 66.74 | 1238.008 | 1.21
D | 4002 | 2020-11-19 | 1 | OFF | 39.37 | 7.48 | 0.52 | 0.27 | 0.23 | 0 | 0.14 | -0.02 | -0.21 | -0.14 | 0 |  | 0.36 | 0.34 | 0.23 | 48.57 | 1185.379 | 1.16
D | 4002 | 2020-11-19 | 2 | OFF | 32.98 | 7.48 | 0.52 | 0.27 | 0.08 | 0 | 0 | 0.01 | -0.18 | -0.14 | 0 |  | 0.36 | 0.34 | 0.23 | 41.95 | 1154.738 | 0.87
D | 4002 | 2020-11-19 | 3 | OFF | 33.37 | 7.48 | 0.52 | 0.27 | 0.09 | 0 | 0 | -0.01 | -0.2 | -0.14 | 0 |  | 0.36 | 0.34 | 0.23 | 42.31 | 1145.016 | 0.88
D | 4002 | 2020-11-19 | 4 | OFF | 35.54 | 7.48 | 0.52 | 0.27 | 0.08 | 0 | 0 | -0.02 | -0.2 | -0.14 | 0 |  | 0.36 | 0.34 | 0.23 | 44.46 | 1150.618 | 0.87
D | 4002 | 2020-11-19 | 5 | OFF | 37.4 | 7.48 | 0.52 | 0.27 | 0.1 | 0 | 0 | -0.02 | -0.23 | -0.14 | 0 |  | 0.36 | 0.34 | 0.23 | 46.31 | 1181.618 | 0.89
D | 4002 | 2020-11-19 | 6 | OFF | 53.52 | 7.48 | 0.52 | 0.27 | 0.29 | 0 | 0.16 | -0.04 | -0.17 | -0.14 | 0 |  | 0.36 | 0.34 | 0.23 | 62.82 | 1278.809 | 1.24
D | 4002 | 2020-11-19 | 7 | OFF | 60.88 | 7.48 | 0.52 | 0.27 | 0.49 | 0 | 0 | 0.01 | -0.53 | -0.14 | 0 |  | 0.36 | 0.34 | 0.23 | 69.91 | 1422.649 | 1.28
D | 4002 | 2020-11-19 | 8 | ON | 68.96 | 7.48 | 0.52 | 0.27 | 0.59 | 0.24 | 0 | -0.05 | -0.79 | -0.14 | 0 |  | 0.36 | 0.34 | 0.23 | 78.01 | 1508.121 | 1.62
D | 4002 | 2020-11-19 | 9 | ON | 63.53 | 7.48 | 0.52 | 0.27 | 0.3 | 0.24 | 0 | -0.01 | -0.56 | -0.14 | 0 |  | 0.36 | 0.34 | 0.23 | 72.56 | 1536.412 | 1.33
D | 4002 | 2020-11-19 | 10 | ON | 55.99 | 7.48 | 0.52 | 0.27 | 0.17 | 0.25 | 0.09 | -0.03 | -0.49 | -0.14 | 0 |  | 0.36 | 0.34 | 0.23 | 65.04 | 1531.116 | 1.3
D | 4002 | 2020-11-19 | 11 | ON | 27.67 | 7.48 | 0.52 | 0.27 | 0.2 | 0.25 | 0 | 0.09 | -0.26 | -0.14 | 0 |  | 0.36 | 0.34 | 0.23 | 37.01 | 1526.432 | 1.24
D | 4002 | 2020-11-19 | 12 | ON | 20.53 | 7.48 | 0.52 | 0.27 | 0.08 | 0.26 | 0 | 0.01 | -0.26 | -0.14 | 0 |  | 0.36 | 0.34 | 0.23 | 29.68 | 1508.568 | 1.13
D | 4002 | 2020-11-19 | 13 | ON | 20.47 | 7.48 | 0.52 | 0.27 | 0.05 | 0.26 | 0 | 0.02 | -0.21 | -0.14 | 0 |  | 0.36 | 0.34 | 0.23 | 29.65 | 1462.999 | 1.1
D | 4002 | 2020-11-19 | 14 | ON | 21.3 | 7.48 | 0.52 | 0.27 | 0.05 | 0.26 | 0 | 0.01 | -0.21 | -0.14 | 0 |  | 0.36 | 0.34 | 0.23 | 30.47 | 1438.566 | 1.1
D | 4002 | 2020-11-19 | 15 | ON | 23.83 | 7.48 | 0.52 | 0.27 | 0.09 | 0.26 | 0 | 0.03 | -0.19 | -0.14 | 0 |  | 0.36 | 0.34 | 0.23 | 33.08 | 1444.988 | 1.14
D | 4002 | 2020-11-19 | 16 | ON | 42.91 | 7.48 | 0.52 | 0.27 | 0.19 | 0.25 | 0.52 | 0.06 | -0.12 | -0.14 | 0 |  | 0.36 | 0.34 | 0.23 | 52.87 | 1459.196 | 1.75
D | 4002 | 2020-11-19 | 17 | ON | 39.2 | 7.48 | 0.52 | 0.27 | 0.14 | 0.24 | 0 | 0.08 | -0.22 | -0.14 | 0 |  | 0.36 | 0.34 | 0.23 | 48.5 | 1538.04 | 1.17
D | 4002 | 2020-11-19 | 18 | ON | 39.67 | 7.48 | 0.52 | 0.27 | 0.11 | 0.23 | 0 | 0.05 | -0.41 | -0.14 | 0 |  | 0.36 | 0.34 | 0.23 | 48.71 | 1618.911 | 1.13
D | 4002 | 2020-11-19 | 19 | ON | 34.23 | 7.48 | 0.52 | 0.27 | 0.12 | 0.23 | 0.01 | 0.02 | -0.29 | -0.14 | 0 |  | 0.36 | 0.34 | 0.23 | 43.38 | 1587.083 | 1.15
D | 4002 | 2020-11-19 | 20 | ON | 29.7 | 7.48 | 0.52 | 0.27 | 0.11 | 0.24 | 0 | 0.02 | -0.26 | -0.14 | 0 |  | 0.36 | 0.34 | 0.23 | 38.87 | 1524.705 | 1.14
D | 4002 | 2020-11-19 | 21 | ON | 25.85 | 7.48 | 0.52 | 0.27 | 0.09 | 0.25 | 0.09 | 0.01 | -0.19 | -0.14 | 0 |  | 0.36 | 0.34 | 0.23 | 35.16 | 1449.689 | 1.22
D | 4002 | 2020-11-19 | 22 | ON | 23.73 | 7.48 | 0.52 | 0.27 | 0.13 | 0.27 | 0 | 0.02 | -0.24 | -0.14 | 0 |  | 0.36 | 0.34 | 0.23 | 32.97 | 1337.766 | 1.19
D | 4002 | 2020-11-19 | 23 | ON | 19.59 | 7.48 | 0.52 | 0.27 | 0.13 | 0.29 | 0 | 0.02 | -0.16 | -0.14 | 0 |  | 0.36 | 0.34 | 0.23 | 28.93 | 1224.493 | 1.21
D | 4002 | 2020-11-19 | 24 | OFF | 17.81 | 7.48 | 0.52 | 0.27 | 0.13 | 0 | 0 | 0.02 | -0.13 | -0.14 | 0 |  | 0.36 | 0.34 | 0.23 | 26.89 | 1120.47 | 0.92
D | 4002 | 2020-11-20 | 1 | OFF | 17.69 | 7.48 | 0.26 | 0.09 | 0.09 | 0 | 0 | 0.03 | -0.13 | -0.14 | 0 |  | 0.36 | 0.34 | 0.23 | 26.3 | 1057.349 | 0.44
D | 4002 | 2020-11-20 | 2 | OFF | 16.62 | 7.48 | 0.26 | 0.09 | 0.06 | 0 | 0 | 0.01 | -0.12 | -0.14 | 0 |  | 0.36 | 0.34 | 0.23 | 25.19 | 1016.928 | 0.41
D | 4002 | 2020-11-20 | 3 | OFF | 16.22 | 7.48 | 0.26 | 0.09 | 0.07 | 0 | 0 | 0 | -0.09 | -0.14 | 0 |  | 0.36 | 0.34 | 0.23 | 24.82 | 997.051 | 0.42
D | 4002 | 2020-11-20 | 4 | OFF | 16.43 | 7.48 | 0.26 | 0.09 | 0.06 | 0 | 0 | 0 | -0.08 | -0.14 | 0 |  | 0.36 | 0.34 | 0.23 | 25.03 | 996.428 | 0.41
D | 4002 | 2020-11-20 | 5 | OFF | 16.12 | 7.48 | 0.26 | 0.09 | 0.06 | 0 | 0 | 0.01 | -0.11 | -0.14 | 0 |  | 0.36 | 0.34 | 0.23 | 24.7 | 1030.137 | 0.41
D | 4002 | 2020-11-20 | 6 | OFF | 16.06 | 7.48 | 0.26 | 0.09 | 0.15 | 0 | 0 | 0 | -0.12 | -0.14 | 0 |  | 0.36 | 0.34 | 0.23 | 24.71 | 1118.671 | 0.5
D | 4002 | 2020-11-20 | 7 | OFF | 18.61 | 7.48 | 0.26 | 0.09 | 0.17 | 0 | 0 | 0.01 | -0.19 | -0.14 | 0 |  | 0.36 | 0.34 | 0.23 | 27.22 | 1253.167 | 0.52
D | 4002 | 2020-11-20 | 8 | ON | 20.19 | 7.48 | 0.26 | 0.09 | 0.19 | 0.31 | 0 | 0.01 | -0.28 | -0.14 | 0 |  | 0.36 | 0.34 | 0.23 | 29.04 | 1347.806 | 0.85
D | 4002 | 2020-11-20 | 9 | ON | 23.88 | 7.48 | 0.26 | 0.09 | 0.19 | 0.31 | 0 | 0.01 | -0.2 | -0.14 | 0 |  | 0.36 | 0.34 | 0.23 | 32.81 | 1394.292 | 0.85
D | 4002 | 2020-11-20 | 10 | ON | 19.54 | 7.48 | 0.26 | 0.09 | 0.09 | 0.32 | 0 | 0.01 | -0.19 | -0.14 | 0 |  | 0.36 | 0.34 | 0.23 | 28.39 | 1406.72 | 0.76
D | 4002 | 2020-11-20 | 11 | ON | 16.18 | 7.48 | 0.26 | 0.09 | 0.08 | 0.32 | 0 | 0.02 | -0.18 | -0.14 | 0 |  | 0.36 | 0.34 | 0.23 | 25.04 | 1395.796 | 0.75
D | 4002 | 2020-11-20 | 12 | ON | 17.5 | 7.48 | 0.26 | 0.09 | 0.07 | 0.32 | 0 | 0.01 | -0.16 | -0.14 | 0 |  | 0.36 | 0.34 | 0.23 | 26.36 | 1383.673 | 0.74
D | 4002 | 2020-11-20 | 13 | ON | 16.8 | 7.48 | 0.26 | 0.09 | 0.09 | 0.34 | 0 | 0 | -0.16 | -0.14 | 0 |  | 0.36 | 0.34 | 0.23 | 25.69 | 1365.866 | 0.78
D | 4002 | 2020-11-20 | 14 | ON | 21.44 | 7.48 | 0.26 | 0.09 | 0.08 | 0.34 | 0.03 | 0.02 | -0.17 | -0.14 | 0 |  | 0.36 | 0.34 | 0.23 | 30.36 | 1323.093 | 0.8
D | 4002 | 2020-11-20 | 15 | ON | 25.07 | 7.48 | 0.26 | 0.09 | 0.11 | 0.34 | 0.03 | 0.03 | -0.15 | -0.14 | 0 |  | 0.36 | 0.34 | 0.23 | 34.05 | 1303.41 | 0.83
D | 4002 | 2020-11-20 | 16 | ON | 22.48 | 7.48 | 0.26 | 0.09 | 0.12 | 0.33 | 0 | 0.01 | -0.2 | -0.14 | 0 |  | 0.36 | 0.34 | 0.23 | 31.36 | 1311.127 | 0.8
D | 4002 | 2020-11-20 | 17 | ON | 21.81 | 7.48 | 0.26 | 0.09 | 0.11 | 0.31 | 0 | 0.02 | -0.15 | -0.14 | 0 |  | 0.36 | 0.34 | 0.23 | 30.72 | 1384.623 | 0.77
D | 4002 | 2020-11-20 | 18 | ON | 28.99 | 7.48 | 0.26 | 0.09 | 0.16 | 0.3 | 0 | 0.05 | -0.29 | -0.14 | 0 |  | 0.36 | 0.34 | 0.23 | 37.83 | 1457.776 | 0.81
D | 4002 | 2020-11-20 | 19 | ON | 26.35 | 7.48 | 0.26 | 0.09 | 0.17 | 0.3 | 0.07 | 0.03 | -0.17 | -0.14 | 0 |  | 0.36 | 0.34 | 0.23 | 35.37 | 1429.999 | 0.89
D | 4002 | 2020-11-20 | 20 | ON | 23.11 | 7.48 | 0.26 | 0.09 | 0.19 | 0.31 | 0.11 | 0 | -0.14 | -0.14 | 0 |  | 0.36 | 0.34 | 0.23 | 32.2 | 1367.964 | 0.96
D | 4002 | 2020-11-20 | 21 | ON | 18.75 | 7.48 | 0.26 | 0.09 | 0.09 | 0.33 | 0.04 | 0 | -0.13 | -0.14 | 0 |  | 0.36 | 0.34 | 0.23 | 27.7 | 1297.386 | 0.81
D | 4002 | 2020-11-20 | 22 | ON | 19.68 | 7.48 | 0.26 | 0.09 | 0.08 | 0.35 | 0.1 | -0.02 | -0.06 | -0.14 | 0 |  | 0.36 | 0.34 | 0.23 | 28.75 | 1212.165 | 0.88
D | 4002 | 2020-11-20 | 23 | ON | 25.17 | 7.48 | 0.26 | 0.09 | 0.26 | 0.38 | 0.33 | -0.01 | -0.12 | -0.14 | 0 |  | 0.36 | 0.34 | 0.23 | 34.63 | 1116.163 | 1.32
D | 4002 | 2020-11-20 | 24 | OFF | 20.14 | 7.48 | 0.26 | 0.09 | 0.19 | 0 | 0 | -0.01 | -0.1 | -0.14 | 0 |  | 0.36 | 0.34 | 0.23 | 28.84 | 1032.567 | 0.54
D | 4002 | 2020-11-21 | 1 | OFF | 16.92 | 7.48 | 0.22 | 0.16 | 0.07 | 0 | 0 | 0.01 | -0.12 | -0.14 | 0 |  | 0.36 | 0.34 | 0.23 | 25.53 | 976.645 | 0.45
D | 4002 | 2020-11-21 | 2 | OFF | 17.26 | 7.48 | 0.22 | 0.16 | 0.05 | 0 | 0 | 0 | -0.12 | -0.14 | 0 |  | 0.36 | 0.34 | 0.23 | 25.84 | 938.259 | 0.43
D | 4002 | 2020-11-21 | 3 | OFF | 18 | 7.48 | 0.22 | 0.16 | 0.07 | 0 | 0 | 0 | -0.12 | -0.14 | 0 |  | 0.36 | 0.34 | 0.23 | 26.6 | 919.147 | 0.45
D | 4002 | 2020-11-21 | 4 | OFF | 19.99 | 7.48 | 0.22 | 0.16 | 0.09 | 0 | 0 | 0.01 | -0.11 | -0.14 | 0 |  | 0.36 | 0.34 | 0.23 | 28.63 | 913.138 | 0.47
D | 4002 | 2020-11-21 | 5 | OFF | 16.56 | 7.48 | 0.22 | 0.16 | 0.06 | 0 | 0 | -0.01 | -0.11 | -0.14 | 0 |  | 0.36 | 0.34 | 0.23 | 25.15 | 932.411 | 0.44
D | 4002 | 2020-11-21 | 6 | OFF | 18.76 | 7.48 | 0.22 | 0.16 | 0.07 | 0 | 0 | 0.01 | -0.09 | -0.14 | 0 |  | 0.36 | 0.34 | 0.23 | 27.4 | 976.13 | 0.45
D | 4002 | 2020-11-21 | 7 | OFF | 16.78 | 7.48 | 0.22 | 0.16 | 0.06 | 0 | 0 | 0 | -0.09 | -0.14 | 0 |  | 0.36 | 0.34 | 0.23 | 25.4 | 1044.75 | 0.44
D | 4002 | 2020-11-21 | 8 | OFF | 15.22 | 7.48 | 0.22 | 0.16 | 0.12 | 0 | 0 | -0.01 | -0.12 | -0.14 | 0 |  | 0.36 | 0.34 | 0.23 | 23.86 | 1117.147 | 0.5
D | 4002 | 2020-11-21 | 9 | OFF | 14.86 | 7.48 | 0.22 | 0.16 | 0.12 | 0 | 0 | 0.02 | -0.12 | -0.14 | 0 |  | 0.36 | 0.34 | 0.23 | 23.53 | 1184.544 | 0.5
D | 4002 | 2020-11-21 | 10 | OFF | 14.82 | 7.48 | 0.22 | 0.16 | 0.08 | 0 | 0 | 0.01 | -0.11 | -0.14 | 0 |  | 0.36 | 0.34 | 0.23 | 23.45 | 1212.497 | 0.46
D | 4002 | 2020-11-21 | 11 | OFF | 15.57 | 7.48 | 0.22 | 0.16 | 0.07 | 0 | 0 | 0.01 | -0.11 | -0.14 | 0 |  | 0.36 | 0.34 | 0.23 | 24.19 | 1211.37 | 0.45
D | 4002 | 2020-11-21 | 12 | OFF | 15.59 | 7.48 | 0.22 | 0.16 | 0.07 | 0 | 0 | 0.02 | -0.08 | -0.14 | 0 |  | 0.36 | 0.34 | 0.23 | 24.25 | 1196.092 | 0.45
D | 4002 | 2020-11-21 | 13 | OFF | 15.72 | 7.48 | 0.22 | 0.16 | 0.07 | 0 | 0 | 0.01 | -0.09 | -0.14 | 0 |  | 0.36 | 0.34 | 0.23 | 24.36 | 1178.41 | 0.45
D | 4002 | 2020-11-21 | 14 | OFF | 15.71 | 7.48 | 0.22 | 0.16 | 0.08 | 0 | 0 | 0.02 | -0.08 | -0.14 | 0 |  | 0.36 | 0.34 | 0.23 | 24.38 | 1168.82 | 0.46
D | 4002 | 2020-11-21 | 15 | OFF | 18.05 | 7.48 | 0.22 | 0.16 | 0.08 | 0 | 0.02 | 0 | -0.1 | -0.14 | 0 |  | 0.36 | 0.34 | 0.23 | 26.7 | 1171.702 | 0.48
D | 4002 | 2020-11-21 | 16 | OFF | 31.69 | 7.48 | 0.22 | 0.16 | 0.14 | 0 | 0.51 | 0.04 | -0.07 | -0.14 | 0 |  | 0.36 | 0.34 | 0.23 | 40.96 | 1207.197 | 1.03
D | 4002 | 2020-11-21 | 17 | OFF | 32.44 | 7.48 | 0.22 | 0.16 | 0.13 | 0 | 0.24 | 0.01 | -0.15 | -0.14 | 0 |  | 0.36 | 0.34 | 0.23 | 41.32 | 1314.312 | 0.75
D | 4002 | 2020-11-21 | 18 | OFF | 40.28 | 7.48 | 0.22 | 0.16 | 0.28 | 0 | 0.13 | 0.05 | -0.27 | -0.14 | 0 |  | 0.36 | 0.34 | 0.23 | 49.12 | 1392.431 | 0.79
D | 4002 | 2020-11-21 | 19 | OFF | 26.13 | 7.48 | 0.22 | 0.16 | 0.12 | 0 | 0 | 0.02 | -0.24 | -0.14 | 0 |  | 0.36 | 0.34 | 0.23 | 34.68 | 1355.504 | 0.5
D | 4002 | 2020-11-21 | 20 | OFF | 20.45 | 7.48 | 0.22 | 0.16 | 0.1 | 0 | 0.02 | 0.01 | -0.21 | -0.14 | 0 |  | 0.36 | 0.34 | 0.23 | 29.02 | 1297.999 | 0.5
D | 4002 | 2020-11-21 | 21 | OFF | 21.7 | 7.48 | 0.22 | 0.16 | 0.07 | 0 | 0.12 | 0.01 | -0.18 | -0.14 | 0 |  | 0.36 | 0.34 | 0.23 | 30.37 | 1237.694 | 0.57
D | 4002 | 2020-11-21 | 22 | OFF | 20.61 | 7.48 | 0.22 | 0.16 | 0.07 | 0 | 0 | 0.04 | -0.16 | -0.14 | 0 |  | 0.36 | 0.34 | 0.23 | 29.21 | 1163.947 | 0.45
D | 4002 | 2020-11-21 | 23 | OFF | 18.33 | 7.48 | 0.22 | 0.16 | 0.35 | 0 | 0 | 0.03 | -0.15 | -0.14 | 0 |  | 0.36 | 0.34 | 0.23 | 27.21 | 1084.338 | 0.73
D | 4002 | 2020-11-21 | 24 | OFF | 17.78 | 7.48 | 0.22 | 0.16 | 0.2 | 0 | 0 | -0.02 | -0.1 | -0.14 | 0 |  | 0.36 | 0.34 | 0.23 | 26.51 | 1009.957 | 0.58
D | 4002 | 2020-11-22 | 1 | OFF | 17.86 | 7.48 | 0.19 | 0.03 | 0.14 | 0 | 0 | -0.02 | -0.14 | -0.14 | 0 |  | 0.36 | 0.34 | 0.23 | 26.33 | 964.694 | 0.36
D | 4002 | 2020-11-22 | 2 | OFF | 18.39 | 7.48 | 0.19 | 0.03 | 0.09 | 0 | 0 | 0.01 | -0.15 | -0.14 | 0 |  | 0.36 | 0.34 | 0.23 | 26.83 | 942.942 | 0.31
D | 4002 | 2020-11-22 | 3 | OFF | 17.71 | 7.48 | 0.19 | 0.03 | 0.1 | 0 | 0 | -0.03 | -0.12 | -0.14 | 0 |  | 0.36 | 0.34 | 0.23 | 26.15 | 937.401 | 0.32
D | 4002 | 2020-11-22 | 4 | OFF | 18.42 | 7.48 | 0.19 | 0.03 | 0.09 | 0 | 0 | -0.01 | -0.11 | -0.14 | 0 |  | 0.36 | 0.34 | 0.23 | 26.88 | 941.248 | 0.31
D | 4002 | 2020-11-22 | 5 | OFF | 18.88 | 7.48 | 0.19 | 0.03 | 0.08 | 0 | 0 | 0.01 | -0.14 | -0.14 | 0 |  | 0.36 | 0.34 | 0.23 | 27.32 | 961.673 | 0.3
D | 4002 | 2020-11-22 | 6 | OFF | 18.08 | 7.48 | 0.19 | 0.03 | 0.1 | 0 | 0 | -0.01 | -0.13 | -0.14 | 0 |  | 0.36 | 0.34 | 0.23 | 26.53 | 1005.863 | 0.32
D | 4002 | 2020-11-22 | 7 | OFF | 17.76 | 7.48 | 0.19 | 0.03 | 0.17 | 0 | 0 | -0.01 | -0.15 | -0.14 | 0 |  | 0.36 | 0.34 | 0.23 | 26.26 | 1060.105 | 0.39
D | 4002 | 2020-11-22 | 8 | OFF | 17.84 | 7.48 | 0.19 | 0.03 | 0.25 | 0 | 0 | 0.02 | -0.2 | -0.14 | 0 |  | 0.36 | 0.34 | 0.23 | 26.4 | 1128.462 | 0.47
D | 4002 | 2020-11-22 | 9 | OFF | 19.16 | 7.48 | 0.19 | 0.03 | 0.22 | 0 | 0.06 | -0.01 | -0.25 | -0.14 | 0 |  | 0.36 | 0.34 | 0.23 | 27.67 | 1195.542 | 0.5
D | 4002 | 2020-11-22 | 10 | OFF | 17.78 | 7.48 | 0.19 | 0.03 | 0.12 | 0 | 0 | 0.01 | -0.23 | -0.14 | 0 |  | 0.36 | 0.34 | 0.23 | 26.17 | 1247.624 | 0.34
D | 4002 | 2020-11-22 | 11 | OFF | 23.47 | 7.48 | 0.19 | 0.03 | 0.08 | 0 | 0 | -0.03 | -0.15 | -0.14 | 0 |  | 0.36 | 0.34 | 0.23 | 31.86 | 1284.917 | 0.3
D | 4002 | 2020-11-22 | 12 | OFF | 32.68 | 7.48 | 0.19 | 0.03 | 0.17 | 0 | 0 | -0.01 | -0.2 | -0.14 | 0 |  | 0.36 | 0.34 | 0.23 | 41.13 | 1314.131 | 0.39
D | 4002 | 2020-11-22 | 13 | OFF | 36.54 | 7.48 | 0.19 | 0.03 | 0.22 | 0 | 0.02 | -0.04 | -0.2 | -0.14 | 0 |  | 0.36 | 0.34 | 0.23 | 45.03 | 1332.295 | 0.46
D | 4002 | 2020-11-22 | 14 | OFF | 38.54 | 7.48 | 0.19 | 0.03 | 0.24 | 0 | 0 | 0.03 | -0.19 | -0.14 | 0 |  | 0.36 | 0.34 | 0.23 | 47.11 | 1336.574 | 0.46
D | 4002 | 2020-11-22 | 15 | OFF | 36.12 | 7.48 | 0.19 | 0.03 | 0.22 | 0 | 0 | 0.02 | -0.23 | -0.14 | 0 |  | 0.36 | 0.34 | 0.23 | 44.62 | 1342.245 | 0.44
D | 4002 | 2020-11-22 | 16 | OFF | 32.82 | 7.48 | 0.19 | 0.03 | 0.2 | 0 | 0 | 0.02 | -0.17 | -0.14 | 0 |  | 0.36 | 0.34 | 0.23 | 41.36 | 1368.389 | 0.42
D | 4002 | 2020-11-22 | 17 | OFF | 37.66 | 7.48 | 0.19 | 0.03 | 0.14 | 0 | 0 | 0 | -0.23 | -0.14 | 0 |  | 0.36 | 0.34 | 0.23 | 46.06 | 1462.728 | 0.36
D | 4002 | 2020-11-22 | 18 | OFF | 39.64 | 7.48 | 0.19 | 0.03 | 0.17 | 0 | 0 | 0.02 | -0.39 | -0.14 | 0 |  | 0.36 | 0.34 | 0.23 | 47.93 | 1506.464 | 0.39
D | 4002 | 2020-11-22 | 19 | OFF | 35.65 | 7.48 | 0.19 | 0.03 | 0.13 | 0 | 0 | -0.02 | -0.25 | -0.14 | 0 |  | 0.36 | 0.34 | 0.23 | 44 | 1455.117 | 0.35
D | 4002 | 2020-11-22 | 20 | OFF | 29.55 | 7.48 | 0.19 | 0.03 | 0.14 | 0 | 0 | -0.01 | -0.18 | -0.14 | 0 |  | 0.36 | 0.34 | 0.23 | 37.99 | 1380.88 | 0.36
D | 4002 | 2020-11-22 | 21 | OFF | 20.57 | 7.48 | 0.19 | 0.03 | 0.08 | 0 | 0 | 0.02 | -0.14 | -0.14 | 0 |  | 0.36 | 0.34 | 0.23 | 29.02 | 1297.276 | 0.3
D | 4002 | 2020-11-22 | 22 | OFF | 22.12 | 7.48 | 0.19 | 0.03 | 0.11 | 0 | 0.05 | 0 | -0.08 | -0.14 | 0 |  | 0.36 | 0.34 | 0.23 | 30.69 | 1196.524 | 0.38
D | 4002 | 2020-11-22 | 23 | OFF | 18.7 | 7.48 | 0.19 | 0.03 | 0.19 | 0 | 0 | 0.02 | -0.08 | -0.14 | 0 |  | 0.36 | 0.34 | 0.23 | 27.32 | 1093.798 | 0.41
D | 4002 | 2020-11-22 | 24 | OFF | 17.7 | 7.48 | 0.19 | 0.03 | 0.2 | 0 | 0 | 0 | -0.05 | -0.14 | 0 |  | 0.36 | 0.34 | 0.23 | 26.34 | 1020.447 | 0.42
D | 4002 | 2020-11-23 | 1 | OFF | 18.6 | 7.48 | 0.44 | 0.11 | 0.07 | 0 | 0 | 0.06 | -0.05 | -0.14 | 0 |  | 0.36 | 0.34 | 0.23 | 27.5 | 967.607 | 0.62
D | 4002 | 2020-11-23 | 2 | OFF | 18.13 | 7.48 | 0.44 | 0.11 | 0.09 | 0 | 0 | 0 | -0.06 | -0.14 | 0 |  | 0.36 | 0.34 | 0.23 | 26.98 | 938.645 | 0.64
D | 4002 | 2020-11-23 | 3 | OFF | 17.28 | 7.48 | 0.44 | 0.11 | 0.07 | 0 | 0 | 0.02 | -0.07 | -0.14 | 0 |  | 0.36 | 0.34 | 0.23 | 26.12 | 925.148 | 0.62
D | 4002 | 2020-11-23 | 4 | OFF | 17.31 | 7.48 | 0.44 | 0.11 | 0.09 | 0 | 0 | 0 | -0.05 | -0.14 | 0 |  | 0.36 | 0.34 | 0.23 | 26.17 | 928.971 | 0.64
D | 4002 | 2020-11-23 | 5 | OFF | 17.33 | 7.48 | 0.44 | 0.11 | 0.09 | 0 | 0 | 0.03 | -0.05 | -0.14 | 0 |  | 0.36 | 0.34 | 0.23 | 26.22 | 970.881 | 0.64
D | 4002 | 2020-11-23 | 6 | OFF | 18.03 | 7.48 | 0.44 | 0.11 | 0.32 | 0 | 0 | 0.01 | -0.06 | -0.14 | 0 |  | 0.36 | 0.34 | 0.23 | 27.12 | 1056.682 | 0.87
D | 4002 | 2020-11-23 | 7 | OFF | 21.24 | 7.48 | 0.44 | 0.11 | 0.45 | 0 | 0 | 0 | -0.03 | -0.14 | 0 |  | 0.36 | 0.34 | 0.23 | 30.48 | 1195.961 | 1
D | 4002 | 2020-11-23 | 8 | ON | 41.65 | 7.48 | 0.44 | 0.11 | 0.54 | 0.33 | 0.04 | 0.05 | -0.11 | -0.14 | 0 |  | 0.36 | 0.34 | 0.23 | 51.32 | 1314.887 | 1.46
D | 4002 | 2020-11-23 | 9 | ON | 42.5 | 7.48 | 0.44 | 0.11 | 0.24 | 0.31 | 0.05 | -0.01 | -0.13 | -0.14 | 0 |  | 0.36 | 0.34 | 0.23 | 51.78 | 1385.657 | 1.15
D | 4002 | 2020-11-23 | 10 | ON | 44.26 | 7.48 | 0.44 | 0.11 | 0.14 | 0.3 | 0.04 | 0.11 | -0.16 | -0.14 | 0 |  | 0.36 | 0.34 | 0.23 | 53.51 | 1424.704 | 1.03
D | 4002 | 2020-11-23 | 11 | ON | 43.19 | 7.48 | 0.44 | 0.11 | 0.28 | 0.29 | 0.01 | 0.05 | -0.22 | -0.14 | 0 |  | 0.36 | 0.34 | 0.23 | 52.42 | 1455.903 | 1.13
D | 4002 | 2020-11-23 | 12 | ON | 48.44 | 7.48 | 0.44 | 0.11 | 0.31 | 0.29 | 0.01 | 0.09 | -0.22 | -0.14 | 0 |  | 0.36 | 0.34 | 0.23 | 57.74 | 1478.032 | 1.16
D | 4002 | 2020-11-23 | 13 | ON | 50.29 | 7.48 | 0.44 | 0.11 | 0.35 | 0.3 | 0.01 | 0.03 | -0.22 | -0.14 | 0 |  | 0.36 | 0.34 | 0.23 | 59.58 | 1467.753 | 1.21
D | 4002 | 2020-11-23 | 14 | ON | 43.88 | 7.48 | 0.44 | 0.11 | 0.42 | 0.31 | 0.04 | 0.19 | -0.2 | -0.14 | 0 |  | 0.36 | 0.34 | 0.23 | 53.46 | 1438.464 | 1.32
D | 4002 | 2020-11-23 | 15 | ON | 22.52 | 7.48 | 0.44 | 0.11 | 0.12 | 0.31 | 0 | 0.07 | -0.24 | -0.14 | 0 |  | 0.36 | 0.34 | 0.23 | 31.6 | 1415.035 | 0.98
D | 4002 | 2020-11-23 | 16 | ON | 36.53 | 7.48 | 0.44 | 0.11 | 0.34 | 0.3 | 0.03 | 0.1 | -0.19 | -0.14 | 0 |  | 0.36 | 0.34 | 0.23 | 45.93 | 1410.304 | 1.22
D | 4002 | 2020-11-23 | 17 | ON | 35.03 | 7.48 | 0.44 | 0.11 | 0.12 | 0.29 | 0 | 0.1 | 0.01 | -0.14 | 0 |  | 0.36 | 0.34 | 0.23 | 44.37 | 1490.964 | 0.96
D | 4002 | 2020-11-23 | 18 | ON | 41.93 | 7.48 | 0.44 | 0.11 | 0.24 | 0.27 | 0.07 | 0.08 | -0.34 | -0.14 | 0 |  | 0.36 | 0.34 | 0.23 | 51.07 | 1579.37 | 1.13
D | 4002 | 2020-11-23 | 19 | ON | 39.31 | 7.48 | 0.44 | 0.11 | 0.23 | 0.28 | 0.02 | 0.08 | -0.27 | -0.14 | 0 |  | 0.36 | 0.34 | 0.23 | 48.47 | 1553.204 | 1.08
D | 4002 | 2020-11-23 | 20 | ON | 29.78 | 7.48 | 0.44 | 0.11 | 0.14 | 0.29 | 0.19 | 0.03 | -0.32 | -0.14 | 0 |  | 0.36 | 0.34 | 0.23 | 38.93 | 1485.073 | 1.17
D | 4002 | 2020-11-23 | 21 | ON | 27.43 | 7.48 | 0.44 | 0.11 | 0.26 | 0.3 | 0.19 | 0.03 | -0.12 | -0.14 | 0 |  | 0.36 | 0.34 | 0.23 | 36.91 | 1401.871 | 1.3
D | 4002 | 2020-11-23 | 22 | ON | 26.73 | 7.48 | 0.44 | 0.11 | 0.16 | 0.32 | 0.14 | 0.04 | -0.24 | -0.14 | 0 |  | 0.36 | 0.34 | 0.23 | 35.97 | 1311.707 | 1.17
D | 4002 | 2020-11-23 | 23 | ON | 21.04 | 7.48 | 0.44 | 0.11 | 0.16 | 0.34 | 0 | 0.05 | -0.18 | -0.14 | 0 |  | 0.36 | 0.34 | 0.23 | 30.23 | 1208.82 | 1.05
D | 4002 | 2020-11-23 | 24 | OFF | 18.48 | 7.48 | 0.44 | 0.11 | 0.12 | 0 | 0 | 0.02 | -0.12 | -0.14 | 0 |  | 0.36 | 0.34 | 0.23 | 27.32 | 1122.831 | 0.67
D | 4002 | 2020-11-24 | 1 | OFF | 19.52 | 7.48 | 0.27 | 0.4 | 0.08 | 0 | 0 | 0.02 | -0.21 | -0.14 | 0 |  | 0.36 | 0.34 | 0.23 | 28.35 | 1062.857 | 0.75
D | 4002 | 2020-11-24 | 2 | OFF | 19.59 | 7.48 | 0.27 | 0.4 | 0.06 | 0 | 0 | 0.01 | -0.21 | -0.14 | 0 |  | 0.36 | 0.34 | 0.23 | 28.39 | 1030.052 | 0.73
D | 4002 | 2020-11-24 | 3 | OFF | 20.8 | 7.48 | 0.27 | 0.4 | 0.07 | 0 | 0 | 0 | -0.21 | -0.14 | 0 |  | 0.36 | 0.34 | 0.23 | 29.6 | 1020.941 | 0.74
D | 4002 | 2020-11-24 | 4 | OFF | 21.63 | 7.48 | 0.27 | 0.4 | 0.07 | 0 | 0 | -0.01 | -0.18 | -0.14 | 0 |  | 0.36 | 0.34 | 0.23 | 30.45 | 1027.24 | 0.74
D | 4002 | 2020-11-24 | 5 | OFF | 23.53 | 7.48 | 0.27 | 0.4 | 0.06 | 0 | 0 | 0.02 | -0.19 | -0.14 | 0 |  | 0.36 | 0.34 | 0.23 | 32.36 | 1068.444 | 0.73
D | 4002 | 2020-11-24 | 6 | OFF | 22.69 | 7.48 | 0.27 | 0.4 | 0.16 | 0 | 0 | 0.05 | -0.1 | -0.14 | 0 |  | 0.36 | 0.34 | 0.23 | 31.74 | 1168.647 | 0.83
D | 4002 | 2020-11-24 | 7 | OFF | 24.26 | 7.48 | 0.27 | 0.4 | 0.3 | 0 | 0 | 0.03 | -0.2 | -0.14 | 0 |  | 0.36 | 0.34 | 0.23 | 33.33 | 1310.767 | 0.97
D | 4002 | 2020-11-24 | 8 | ON | 21.49 | 7.48 | 0.27 | 0.4 | 0.2 | 0.31 | 0 | 0.06 | -0.3 | -0.14 | 0 |  | 0.36 | 0.34 | 0.23 | 30.7 | 1408.968 | 1.18
D | 4002 | 2020-11-24 | 9 | ON | 17.82 | 7.48 | 0.27 | 0.4 | 0.12 | 0.31 | 0 | 0.01 | -0.23 | -0.14 | 0 |  | 0.36 | 0.34 | 0.23 | 26.97 | 1446.776 | 1.1
D | 4002 | 2020-11-24 | 10 | ON | 14.75 | 7.48 | 0.27 | 0.4 | 0.1 | 0.32 | 0 | 0.04 | -0.17 | -0.14 | 0 |  | 0.36 | 0.34 | 0.23 | 23.98 | 1445.342 | 1.09
D | 4002 | 2020-11-24 | 11 | ON | 15.28 | 7.48 | 0.27 | 0.4 | 0.21 | 0.32 | 0 | 0.03 | -0.24 | -0.14 | 0 |  | 0.36 | 0.34 | 0.23 | 24.54 | 1428.252 | 1.2
D | 4002 | 2020-11-24 | 12 | ON | 21.25 | 7.48 | 0.27 | 0.4 | 0.1 | 0.32 | 0 | 0.06 | -0.19 | -0.14 | 0 |  | 0.36 | 0.34 | 0.23 | 30.48 | 1417.812 | 1.09
D | 4002 | 2020-11-24 | 13 | ON | 9.95 | 7.48 | 0.27 | 0.4 | 0.1 | 0.33 | 0 | 0.05 | -0.21 | -0.14 | 0 |  | 0.36 | 0.34 | 0.23 | 19.16 | 1405.883 | 1.1
D | 4002 | 2020-11-24 | 14 | ON | 14.58 | 7.48 | 0.27 | 0.4 | 0.16 | 0.32 | 0 | 0.03 | -0.19 | -0.14 | 0 |  | 0.36 | 0.34 | 0.23 | 23.84 | 1404.418 | 1.15
D | 4002 | 2020-11-24 | 15 | ON | 21.6 | 7.48 | 0.27 | 0.4 | 0.1 | 0.32 | 0 | 0.03 | -0.21 | -0.14 | 0 |  | 0.36 | 0.34 | 0.23 | 30.78 | 1410.929 | 1.09
D | 4002 | 2020-11-24 | 16 | ON | 26.96 | 7.48 | 0.27 | 0.4 | 0.09 | 0.31 | 0 | 0.05 | -0.24 | -0.14 | 0 |  | 0.36 | 0.34 | 0.23 | 36.11 | 1440.705 | 1.07
D | 4002 | 2020-11-24 | 17 | ON | 34.4 | 7.48 | 0.27 | 0.4 | 0.06 | 0.28 | 0.01 | -0.05 | -0.24 | -0.14 | 0 |  | 0.36 | 0.34 | 0.23 | 43.4 | 1549.336 | 1.02
D | 4002 | 2020-11-24 | 18 | ON | 58.6 | 7.48 | 0.27 | 0.4 | 0.29 | 0.27 | 0.03 | 0.12 | -0.58 | -0.14 | 0 |  | 0.36 | 0.34 | 0.23 | 67.67 | 1641.542 | 1.26
D | 4002 | 2020-11-24 | 19 | ON | 33.1 | 7.48 | 0.27 | 0.4 | 0.16 | 0.27 | 0 | 0.03 | -0.52 | -0.14 | 0 |  | 0.36 | 0.34 | 0.23 | 41.98 | 1618.256 | 1.1
D | 4002 | 2020-11-24 | 20 | ON | 30.88 | 7.48 | 0.27 | 0.4 | 0.06 | 0.28 | 0 | 0.06 | -0.39 | -0.14 | 0 |  | 0.36 | 0.34 | 0.23 | 39.83 | 1562.21 | 1.01
D | 4002 | 2020-11-24 | 21 | ON | 31.8 | 7.48 | 0.27 | 0.4 | 0.09 | 0.29 | 0 | 0.07 | -0.36 | -0.14 | 0 |  | 0.36 | 0.34 | 0.23 | 40.83 | 1489.682 | 1.05
D | 4002 | 2020-11-24 | 22 | ON | 32.32 | 7.48 | 0.27 | 0.4 | 0.08 | 0.31 | 0.09 | 0.05 | -0.29 | -0.14 | 0 |  | 0.36 | 0.34 | 0.23 | 41.5 | 1398.394 | 1.15
D | 4002 | 2020-11-24 | 23 | ON | 27.36 | 7.48 | 0.27 | 0.4 | 0.13 | 0.33 | 0 | 0.05 | -0.28 | -0.14 | 0 |  | 0.36 | 0.34 | 0.23 | 36.53 | 1292.423 | 1.13
D | 4002 | 2020-11-24 | 24 | OFF | 24.48 | 7.48 | 0.27 | 0.4 | 0.16 | 0 | 0 | 0.01 | -0.22 | -0.14 | 0 |  | 0.36 | 0.34 | 0.23 | 33.37 | 1206.9 | 0.83
D | 4002 | 2020-11-25 | 1 | OFF | 21.9 | 7.48 | 0.3 | 0.07 | 0.07 | 0 | 0 | 0.01 | -0.14 | -0.14 | 0 |  | 0.36 | 0.34 | 0.23 | 30.48 | 1147.982 | 0.44
D | 4002 | 2020-11-25 | 2 | OFF | 21.53 | 7.48 | 0.3 | 0.07 | 0.08 | 0 | 0 | 0.02 | -0.11 | -0.14 | 0 |  | 0.36 | 0.34 | 0.23 | 30.16 | 1118.604 | 0.45
D | 4002 | 2020-11-25 | 3 | OFF | 19.22 | 7.48 | 0.3 | 0.07 | 0.09 | 0 | 0 | 0 | -0.11 | -0.14 | 0 |  | 0.36 | 0.34 | 0.23 | 27.84 | 1103.921 | 0.46
D | 4002 | 2020-11-25 | 4 | OFF | 18 | 7.48 | 0.3 | 0.07 | 0.1 | 0 | 0 | 0.02 | -0.11 | -0.14 | 0 |  | 0.36 | 0.34 | 0.23 | 26.65 | 1104.565 | 0.47
D | 4002 | 2020-11-25 | 5 | OFF | 19.72 | 7.48 | 0.3 | 0.07 | 0.11 | 0 | 0 | 0 | -0.1 | -0.14 | 0 |  | 0.36 | 0.34 | 0.23 | 28.37 | 1139.137 | 0.48
D | 4002 | 2020-11-25 | 6 | OFF | 23.48 | 7.48 | 0.3 | 0.07 | 0.2 | 0 | 0 | 0.01 | -0.12 | -0.14 | 0 |  | 0.36 | 0.34 | 0.23 | 32.21 | 1223.368 | 0.57
D | 4002 | 2020-11-25 | 7 | OFF | 24.14 | 7.48 | 0.3 | 0.07 | 0.22 | 0 | 0.01 | -0.01 | -0.21 | -0.14 | 0 |  | 0.36 | 0.34 | 0.23 | 32.79 | 1348.621 | 0.6
D | 4002 | 2020-11-25 | 8 | ON | 37.32 | 7.48 | 0.3 | 0.07 | 0.47 | 0.31 | 0.16 | 0.01 | -0.25 | -0.14 | 0 |  | 0.36 | 0.34 | 0.23 | 46.66 | 1453.398 | 1.31
D | 4002 | 2020-11-25 | 9 | ON | 36.28 | 7.48 | 0.3 | 0.07 | 0.33 | 0.29 | 0.03 | 0 | -0.28 | -0.14 | 0 |  | 0.36 | 0.34 | 0.23 | 45.29 | 1525.171 | 1.02
D | 4002 | 2020-11-25 | 10 | ON | 37.01 | 7.48 | 0.3 | 0.07 | 0.28 | 0.29 | 0.05 | 0.08 | -0.23 | -0.14 | 0 |  | 0.36 | 0.34 | 0.23 | 46.12 | 1561.809 | 0.99
D | 4002 | 2020-11-25 | 11 | ON | 28.87 | 7.48 | 0.3 | 0.07 | 0.22 | 0.29 | 0.14 | -0.04 | -0.15 | -0.14 | 0 |  | 0.36 | 0.34 | 0.23 | 37.97 | 1580.424 | 1.02
D | 4002 | 2020-11-25 | 12 | ON | 37.2 | 7.48 | 0.3 | 0.07 | 0.26 | 0.29 | 0.42 | -0.01 | -0.16 | -0.14 | 0 |  | 0.36 | 0.34 | 0.23 | 46.64 | 1576.967 | 1.34
D | 4002 | 2020-11-25 | 13 | ON | 25.25 | 7.48 | 0.3 | 0.07 | 0.1 | 0.3 | 0.06 | 0 | -0.16 | -0.14 | 0 |  | 0.36 | 0.34 | 0.23 | 34.19 | 1553.405 | 0.83
D | 4002 | 2020-11-25 | 14 | ON | 23.24 | 7.48 | 0.3 | 0.07 | 0.07 | 0.3 | 0.02 | 0.01 | -0.16 | -0.14 | 0 |  | 0.36 | 0.34 | 0.23 | 32.12 | 1534.516 | 0.76
D | 4002 | 2020-11-25 | 15 | ON | 30.61 | 7.48 | 0.3 | 0.07 | 0.16 | 0.3 | 0.27 | 0 | -0.17 | -0.14 | 0 |  | 0.36 | 0.34 | 0.23 | 39.81 | 1509.215 | 1.1
D | 4002 | 2020-11-25 | 16 | ON | 29.86 | 7.48 | 0.3 | 0.07 | 0.17 | 0.29 | 0.26 | 0.01 | -0.17 | -0.14 | 0 |  | 0.36 | 0.34 | 0.23 | 39.06 | 1494.007 | 1.09
D | 4002 | 2020-11-25 | 17 | ON | 30.91 | 7.48 | 0.3 | 0.07 | 0.12 | 0.28 | 0.19 | -0.01 | -0.17 | -0.14 | 0 |  | 0.36 | 0.34 | 0.23 | 39.96 | 1551.439 | 0.96
D | 4002 | 2020-11-25 | 18 | ON | 35.65 | 7.48 | 0.3 | 0.07 | 0.21 | 0.28 | 0.15 | 0.01 | -0.28 | -0.14 | 0 |  | 0.36 | 0.34 | 0.23 | 44.66 | 1588.662 | 1.01
D | 4002 | 2020-11-25 | 19 | ON | 24.83 | 7.48 | 0.3 | 0.07 | 0.1 | 0.28 | 0.04 | 0.01 | -0.2 | -0.14 | 0 |  | 0.36 | 0.34 | 0.23 | 33.7 | 1546.874 | 0.79
D | 4002 | 2020-11-25 | 20 | ON | 21.05 | 7.48 | 0.3 | 0.07 | 0.08 | 0.29 | 0 | 0 | -0.15 | -0.14 | 0 |  | 0.36 | 0.34 | 0.23 | 29.91 | 1483.668 | 0.74
D | 4002 | 2020-11-25 | 21 | ON | 18.53 | 7.48 | 0.3 | 0.07 | 0.06 | 0.31 | 0 | 0 | -0.14 | -0.14 | 0 |  | 0.36 | 0.34 | 0.23 | 27.4 | 1406.291 | 0.74
D | 4002 | 2020-11-25 | 22 | ON | 18.41 | 7.48 | 0.3 | 0.07 | 0.06 | 0.33 | 0 | 0.01 | -0.15 | -0.14 | 0 |  | 0.36 | 0.34 | 0.23 | 27.3 | 1306.488 | 0.76
D | 4002 | 2020-11-25 | 23 | ON | 17.84 | 7.48 | 0.3 | 0.07 | 0.17 | 0.35 | 0 | -0.01 | -0.13 | -0.14 | 0 |  | 0.36 | 0.34 | 0.23 | 26.86 | 1196.558 | 0.89
D | 4002 | 2020-11-25 | 24 | OFF | 16.89 | 7.48 | 0.3 | 0.07 | 0.2 | 0 | 0 | 0 | -0.07 | -0.14 | 0 |  | 0.36 | 0.34 | 0.23 | 25.66 | 1093.994 | 0.57
D | 4002 | 2020-11-26 | 1 | OFF | 15.97 | 7.48 | 0.43 | 0.02 | 0.12 | 0 | 0 | 0.01 | -0.07 | -0.14 | 0 |  | 0.36 | 0.34 | 0.23 | 24.75 | 1019.436 | 0.57
D | 4002 | 2020-11-26 | 2 | OFF | 12.69 | 7.48 | 0.43 | 0.02 | 0.07 | 0 | 0 | 0.01 | -0.03 | -0.14 | 0 |  | 0.36 | 0.34 | 0.23 | 21.46 | 973.258 | 0.52
D | 4002 | 2020-11-26 | 3 | OFF | 1.44 | 7.48 | 0.43 | 0.02 | 0.1 | 0 | 0 | 0 | -0.1 | -0.14 | 0 |  | 0.36 | 0.34 | 0.23 | 10.16 | 946.181 | 0.55
D | 4002 | 2020-11-26 | 4 | OFF | 4.99 | 7.48 | 0.43 | 0.02 | 0.16 | 0 | 0 | -0.01 | -0.07 | -0.14 | 0 |  | 0.36 | 0.34 | 0.23 | 13.79 | 937.196 | 0.61
D | 4002 | 2020-11-26 | 5 | OFF | 11.4 | 7.48 | 0.43 | 0.02 | 0.08 | 0 | 0 | -0.02 | -0.05 | -0.14 | 0 |  | 0.36 | 0.34 | 0.23 | 20.13 | 949.756 | 0.53
D | 4002 | 2020-11-26 | 6 | OFF | 12.78 | 7.48 | 0.43 | 0.02 | 0.1 | 0 | 0 | 0 | -0.04 | -0.14 | 0 |  | 0.36 | 0.34 | 0.23 | 21.56 | 989.51 | 0.55
D | 4002 | 2020-11-26 | 7 | OFF | 12.04 | 7.48 | 0.43 | 0.02 | 0.27 | 0 | 0 | 0.01 | -0.08 | -0.14 | 0 |  | 0.36 | 0.34 | 0.23 | 20.96 | 1050.856 | 0.72
D | 4002 | 2020-11-26 | 8 | ON | 5.99 | 7.48 | 0.43 | 0.02 | 0.45 | 0 | 0 | -0.01 | -0.06 | -0.14 | 0 |  | 0.36 | 0.34 | 0.23 | 15.09 | 1144.264 | 0.9
D | 4002 | 2020-11-26 | 9 | ON | 14.68 | 7.48 | 0.43 | 0.02 | 0.21 | 0 | 0 | -0.02 | -0.13 | -0.14 | 0 |  | 0.36 | 0.34 | 0.23 | 23.46 | 1274.097 | 0.66
D | 4002 | 2020-11-26 | 10 | ON | 18.58 | 7.48 | 0.43 | 0.02 | 0.1 | 0 | 0.06 | -0.04 | -0.12 | -0.14 | 0 |  | 0.36 | 0.34 | 0.23 | 27.3 | 1388.809 | 0.61
D | 4002 | 2020-11-26 | 11 | ON | 24.06 | 7.48 | 0.43 | 0.02 | 0.09 | 0 | 0 | -0.04 | -0.14 | -0.14 | 0 |  | 0.36 | 0.34 | 0.23 | 32.69 | 1462.002 | 0.54
D | 4002 | 2020-11-26 | 12 | ON | 31.76 | 7.48 | 0.43 | 0.02 | 0.12 | 0 | 0.19 | -0.02 | -0.17 | -0.14 | 0 |  | 0.36 | 0.34 | 0.23 | 40.6 | 1501.835 | 0.76
D | 4002 | 2020-11-26 | 13 | ON | 36.12 | 7.48 | 0.43 | 0.02 | 0.11 | 0 | 0.25 | -0.02 | -0.19 | -0.14 | 0 |  | 0.36 | 0.34 | 0.23 | 44.99 | 1495.976 | 0.81
D | 4002 | 2020-11-26 | 14 | ON | 29.12 | 7.48 | 0.43 | 0.02 | 0.15 | 0 | 0.21 | -0.01 | -0.07 | -0.14 | 0 |  | 0.36 | 0.34 | 0.23 | 38.12 | 1439.863 | 0.81
D | 4002 | 2020-11-26 | 15 | ON | 19.76 | 7.48 | 0.43 | 0.02 | 0.08 | 0 | 0.18 | -0.02 | -0.1 | -0.14 | 0 |  | 0.36 | 0.34 | 0.23 | 28.62 | 1370.377 | 0.71
D | 4002 | 2020-11-26 | 16 | ON | 19.52 | 7.48 | 0.43 | 0.02 | 0.12 | 0 | 0.23 | 0 | -0.09 | -0.14 | 0 |  | 0.36 | 0.34 | 0.23 | 28.5 | 1320.054 | 0.8
D | 4002 | 2020-11-26 | 17 | ON | 15.52 | 7.48 | 0.43 | 0.02 | 0.1 | 0 | 0 | -0.01 | -0.16 | -0.14 | 0 |  | 0.36 | 0.34 | 0.23 | 24.17 | 1316.446 | 0.55
D | 4002 | 2020-11-26 | 18 | ON | 10.24 | 7.48 | 0.43 | 0.02 | 0.08 | 0 | 0 | 0.01 | -0.16 | -0.14 | 0 |  | 0.36 | 0.34 | 0.23 | 18.89 | 1295.712 | 0.53
D | 4002 | 2020-11-26 | 19 | ON | 6.61 | 7.48 | 0.43 | 0.02 | 0.11 | 0 | 0 | -0.01 | -0.17 | -0.14 | 0 |  | 0.36 | 0.34 | 0.23 | 15.26 | 1257.992 | 0.56
D | 4002 | 2020-11-26 | 20 | ON | 7.64 | 7.48 | 0.43 | 0.02 | 0.12 | 0 | 0 | 0 | -0.18 | -0.14 | 0 |  | 0.36 | 0.34 | 0.23 | 16.3 | 1220.632 | 0.57
D | 4002 | 2020-11-26 | 21 | ON | 8.65 | 7.48 | 0.43 | 0.02 | 0.17 | 0 | 0 | -0.01 | -0.12 | -0.14 | 0 |  | 0.36 | 0.34 | 0.23 | 17.41 | 1182.399 | 0.62
D | 4002 | 2020-11-26 | 22 | ON | 12.03 | 7.48 | 0.43 | 0.02 | 0.13 | 0 | 0 | -0.01 | -0.12 | -0.14 | 0 |  | 0.36 | 0.34 | 0.23 | 20.75 | 1123.497 | 0.58
D | 4002 | 2020-11-26 | 23 | ON | 5.25 | 7.48 | 0.43 | 0.02 | 0.19 | 0 | 0 | 0.01 | -0.11 | -0.14 | 0 |  | 0.36 | 0.34 | 0.23 | 14.06 | 1049.328 | 0.64
D | 4002 | 2020-11-26 | 24 | OFF | 5.26 | 7.48 | 0.43 | 0.02 | 0.24 | 0 | 0 | -0.01 | -0.08 | -0.14 | 0 |  | 0.36 | 0.34 | 0.23 | 14.13 | 980.564 | 0.69
D | 4002 | 2020-11-27 | 1 | OFF | 4.73 | 7.48 | 0.3 | 0.01 | 0.32 | 0 | 0 | 0.01 | -0.08 | -0.14 | 0 |  | 0.36 | 0.34 | 0.23 | 13.56 | 929.154 | 0.63
D | 4002 | 2020-11-27 | 2 | OFF | 4.94 | 7.48 | 0.3 | 0.01 | 0.24 | 0 | 0 | 0 | -0.07 | -0.14 | 0 |  | 0.36 | 0.34 | 0.23 | 13.69 | 900.728 | 0.55
D | 4002 | 2020-11-27 | 3 | OFF | 4.61 | 7.48 | 0.3 | 0.01 | 0.04 | 0 | 0 | 0 | -0.06 | -0.14 | 0 |  | 0.36 | 0.34 | 0.23 | 13.17 | 888.486 | 0.35
D | 4002 | 2020-11-27 | 4 | OFF | 4.56 | 7.48 | 0.3 | 0.01 | 0.08 | 0 | 0 | -0.01 | -0.07 | -0.14 | 0 |  | 0.36 | 0.34 | 0.23 | 13.14 | 889.891 | 0.39
D | 4002 | 2020-11-27 | 5 | OFF | 4.51 | 7.48 | 0.3 | 0.01 | 0.02 | 0 | 0 | 0 | -0.08 | -0.14 | 0 |  | 0.36 | 0.34 | 0.23 | 13.03 | 917.91 | 0.33
D | 4002 | 2020-11-27 | 6 | OFF | 4.69 | 7.48 | 0.3 | 0.01 | 0.4 | 0 | 0 | -0.01 | -0.08 | -0.14 | 0 |  | 0.36 | 0.34 | 0.23 | 13.58 | 978.754 | 0.71
D | 4002 | 2020-11-27 | 7 | OFF | 2.77 | 7.48 | 0.3 | 0.01 | 0.5 | 0 | 0 | 0 | -0.14 | -0.14 | 0 |  | 0.36 | 0.34 | 0.23 | 11.71 | 1050.918 | 0.81
D | 4002 | 2020-11-27 | 8 | ON | 2.38 | 7.48 | 0.3 | 0.01 | 0.73 | 0.38 | 0 | 0 | -0.17 | -0.14 | 0 |  | 0.36 | 0.34 | 0.23 | 11.9 | 1116.368 | 1.42
D | 4002 | 2020-11-27 | 9 | ON | 1.78 | 7.48 | 0.3 | 0.01 | 0.14 | 0.36 | 0 | 0.01 | -0.19 | -0.14 | 0 |  | 0.36 | 0.34 | 0.23 | 10.68 | 1166.51 | 0.81
D | 4002 | 2020-11-27 | 10 | ON | 2.21 | 7.48 | 0.3 | 0.01 | 0.06 | 0.35 | 0 | 0 | -0.14 | -0.14 | 0 |  | 0.36 | 0.34 | 0.23 | 11.06 | 1209.671 | 0.72
D | 4002 | 2020-11-27 | 11 | ON | 12.46 | 7.48 | 0.3 | 0.01 | 0.07 | 0.35 | 0 | -0.01 | -0.13 | -0.14 | 0 |  | 0.36 | 0.34 | 0.23 | 21.32 | 1249.185 | 0.73
D | 4002 | 2020-11-27 | 12 | ON | 14.6 | 7.48 | 0.3 | 0.01 | 0.08 | 0.34 | 0 | -0.02 | -0.13 | -0.14 | 0 |  | 0.36 | 0.34 | 0.23 | 23.45 | 1264.137 | 0.73
D | 4002 | 2020-11-27 | 13 | ON | 19.39 | 7.48 | 0.3 | 0.01 | 0.09 | 0.34 | 0.19 | -0.04 | -0.11 | -0.14 | 0 |  | 0.36 | 0.34 | 0.23 | 28.44 | 1263.644 | 0.93
D | 4002 | 2020-11-27 | 14 | ON | 16.31 | 7.48 | 0.3 | 0.01 | 0.08 | 0.34 | 0.03 | 0 | -0.14 | -0.14 | 0 |  | 0.36 | 0.34 | 0.23 | 25.2 | 1247.615 | 0.76
D | 4002 | 2020-11-27 | 15 | ON | 17.73 | 7.48 | 0.3 | 0.01 | 0.09 | 0.34 | 0.11 | -0.02 | -0.15 | -0.14 | 0 |  | 0.36 | 0.34 | 0.23 | 26.68 | 1240.434 | 0.85
D | 4002 | 2020-11-27 | 16 | ON | 14.48 | 7.48 | 0.3 | 0.01 | 0.08 | 0.33 | 0 | -0.01 | -0.21 | -0.14 | 0 |  | 0.36 | 0.34 | 0.23 | 23.25 | 1256.368 | 0.72
D | 4002 | 2020-11-27 | 17 | ON | 22.42 | 7.48 | 0.3 | 0.01 | 0.11 | 0.31 | 0.12 | 0 | -0.1 | -0.14 | 0 |  | 0.36 | 0.34 | 0.23 | 31.44 | 1340.206 | 0.85
D | 4002 | 2020-11-27 | 18 | ON | 19.2 | 7.48 | 0.3 | 0.01 | 0.11 | 0.3 | 0 | 0 | -0.29 | -0.14 | 0 |  | 0.36 | 0.34 | 0.23 | 27.9 | 1390.551 | 0.72
D | 4002 | 2020-11-27 | 19 | ON | 17.54 | 7.48 | 0.3 | 0.01 | 0.13 | 0.31 | 0 | 0 | -0.2 | -0.14 | 0 |  | 0.36 | 0.34 | 0.23 | 26.36 | 1360.013 | 0.75
D | 4002 | 2020-11-27 | 20 | ON | 14.36 | 7.48 | 0.3 | 0.01 | 0.1 | 0.32 | 0.03 | 0.01 | -0.14 | -0.14 | 0 |  | 0.36 | 0.34 | 0.23 | 23.26 | 1304.035 | 0.76
D | 4002 | 2020-11-27 | 21 | ON | 13.05 | 7.48 | 0.3 | 0.01 | 0.08 | 0.34 | 0 | 0 | -0.12 | -0.14 | 0 |  | 0.36 | 0.34 | 0.23 | 21.93 | 1239.784 | 0.73
D | 4002 | 2020-11-27 | 22 | ON | 11.3 | 7.48 | 0.3 | 0.01 | 0.21 | 0.36 | 0 | 0.02 | -0.1 | -0.14 | 0 |  | 0.36 | 0.34 | 0.23 | 20.37 | 1163.057 | 0.88
D | 4002 | 2020-11-27 | 23 | ON | 10.28 | 7.48 | 0.3 | 0.01 | 0.23 | 0.38 | 0 | 0.01 | -0.12 | -0.14 | 0 |  | 0.36 | 0.34 | 0.23 | 19.36 | 1075.391 | 0.92
D | 4002 | 2020-11-27 | 24 | OFF | 9.39 | 7.48 | 0.3 | 0.01 | 0.24 | 0 | 0 | -0.01 | -0.05 | -0.14 | 0 |  | 0.36 | 0.34 | 0.23 | 18.15 | 990.769 | 0.55
D | 4002 | 2020-11-28 | 1 | OFF | 8.69 | 7.48 | 0.22 | 0.01 | 0.11 | 0 | 0 | -0.01 | -0.05 | -0.14 | 0 |  | 0.36 | 0.34 | 0.23 | 17.24 | 927.954 | 0.34
D | 4002 | 2020-11-28 | 2 | OFF | 2.34 | 7.48 | 0.22 | 0.01 | 0.18 | 0 | 0 | 0.01 | -0.07 | -0.14 | 0 |  | 0.36 | 0.34 | 0.23 | 10.96 | 894.439 | 0.41
D | 4002 | 2020-11-28 | 3 | OFF | 6.09 | 7.48 | 0.22 | 0.01 | 0.19 | 0 | 0 | -0.01 | -0.05 | -0.14 | 0 |  | 0.36 | 0.34 | 0.23 | 14.72 | 875.499 | 0.42
D | 4002 | 2020-11-28 | 4 | OFF | 8.28 | 7.48 | 0.22 | 0.01 | 0.14 | 0 | 0 | -0.01 | -0.02 | -0.14 | 0 |  | 0.36 | 0.34 | 0.23 | 16.89 | 874.1 | 0.37
D | 4002 | 2020-11-28 | 5 | OFF | 7.95 | 7.48 | 0.22 | 0.01 | 0.13 | 0 | 0 | -0.01 | -0.04 | -0.14 | 0 |  | 0.36 | 0.34 | 0.23 | 16.53 | 890.633 | 0.36
D | 4002 | 2020-11-28 | 6 | OFF | 2.65 | 7.48 | 0.22 | 0.01 | 0.2 | 0 | 0 | 0.01 | -0.08 | -0.14 | 0 |  | 0.36 | 0.34 | 0.23 | 11.28 | 930.231 | 0.43
D | 4002 | 2020-11-28 | 7 | OFF | 3.37 | 7.48 | 0.22 | 0.01 | 0.3 | 0 | 0 | 0 | -0.06 | -0.14 | 0 |  | 0.36 | 0.34 | 0.23 | 12.11 | 991.719 | 0.53
D | 4002 | 2020-11-28 | 8 | OFF | 12.02 | 7.48 | 0.22 | 0.01 | 0.25 | 0 | 0.15 | -0.01 | 0 | -0.14 | 0 |  | 0.36 | 0.34 | 0.23 | 20.91 | 1069.035 | 0.63
D | 4002 | 2020-11-28 | 9 | OFF | 16.15 | 7.48 | 0.22 | 0.01 | 0.25 | 0 | 0.22 | -0.01 | -0.09 | -0.14 | 0 |  | 0.36 | 0.34 | 0.23 | 25.02 | 1151.572 | 0.7
D | 4002 | 2020-11-28 | 10 | OFF | 13.71 | 7.48 | 0.22 | 0.01 | 0.19 | 0 | 0 | -0.02 | -0.08 | -0.14 | 0 |  | 0.36 | 0.34 | 0.23 | 22.3 | 1215.252 | 0.42
D | 4002 | 2020-11-28 | 11 | OFF | 15.14 | 7.48 | 0.22 | 0.01 | 0.1 | 0 | 0.09 | 0 | -0.08 | -0.14 | 0 |  | 0.36 | 0.34 | 0.23 | 23.75 | 1237.415 | 0.42
D | 4002 | 2020-11-28 | 12 | OFF | 13.38 | 7.48 | 0.22 | 0.01 | 0.1 | 0 | 0 | -0.01 | -0.09 | -0.14 | 0 |  | 0.36 | 0.34 | 0.23 | 21.88 | 1241.234 | 0.33
D | 4002 | 2020-11-28 | 13 | OFF | 13.91 | 7.48 | 0.22 | 0.01 | 0.11 | 0 | 0.03 | 0 | -0.07 | -0.14 | 0 |  | 0.36 | 0.34 | 0.23 | 22.48 | 1239.266 | 0.37
D | 4002 | 2020-11-28 | 14 | OFF | 13.91 | 7.48 | 0.22 | 0.01 | 0.08 | 0 | 0.04 | 0 | -0.08 | -0.14 | 0 |  | 0.36 | 0.34 | 0.23 | 22.45 | 1218.366 | 0.35
D | 4002 | 2020-11-28 | 15 | OFF | 13.32 | 7.48 | 0.22 | 0.01 | 0.06 | 0 | 0 | -0.01 | -0.09 | -0.14 | 0 |  | 0.36 | 0.34 | 0.23 | 21.78 | 1214.254 | 0.29
D | 4002 | 2020-11-28 | 16 | OFF | 14.55 | 7.48 | 0.22 | 0.01 | 0.12 | 0 | 0.09 | 0.01 | -0.1 | -0.14 | 0 |  | 0.36 | 0.34 | 0.23 | 23.17 | 1238.266 | 0.44
D | 4002 | 2020-11-28 | 17 | OFF | 24.06 | 7.48 | 0.22 | 0.01 | 0.12 | 0 | 0.47 | 0.02 | -0.06 | -0.14 | 0 |  | 0.36 | 0.34 | 0.23 | 33.11 | 1337.969 | 0.82
D | 4002 | 2020-11-28 | 18 | OFF | 27.5 | 7.48 | 0.22 | 0.01 | 0.12 | 0 | 0.15 | 0.04 | -0.2 | -0.14 | 0 |  | 0.36 | 0.34 | 0.23 | 36.11 | 1413.338 | 0.5
D | 4002 | 2020-11-28 | 19 | OFF | 18.79 | 7.48 | 0.22 | 0.01 | 0.16 | 0 | 0.26 | 0.01 | -0.1 | -0.14 | 0 |  | 0.36 | 0.34 | 0.23 | 27.62 | 1384.816 | 0.65
D | 4002 | 2020-11-28 | 20 | OFF | 13.4 | 7.48 | 0.22 | 0.01 | 0.14 | 0 | 0 | 0 | -0.13 | -0.14 | 0 |  | 0.36 | 0.34 | 0.23 | 21.91 | 1335.705 | 0.37
D | 4002 | 2020-11-28 | 21 | OFF | 12.03 | 7.48 | 0.22 | 0.01 | 0.12 | 0 | 0 | -0.01 | -0.09 | -0.14 | 0 |  | 0.36 | 0.34 | 0.23 | 20.55 | 1279.214 | 0.35
D | 4002 | 2020-11-28 | 22 | OFF | 10.71 | 7.48 | 0.22 | 0.01 | 0.11 | 0 | 0 | -0.01 | -0.12 | -0.14 | 0 |  | 0.36 | 0.34 | 0.23 | 19.19 | 1206.362 | 0.34
D | 4002 | 2020-11-28 | 23 | OFF | 14.01 | 7.48 | 0.22 | 0.01 | 0.36 | 0 | 0 | -0.01 | -0.1 | -0.14 | 0 |  | 0.36 | 0.34 | 0.23 | 22.76 | 1117.526 | 0.59
D | 4002 | 2020-11-28 | 24 | OFF | 12.54 | 7.48 | 0.22 | 0.01 | 0.41 | 0 | 0 | -0.01 | -0.05 | -0.14 | 0 |  | 0.36 | 0.34 | 0.23 | 21.39 | 1038.454 | 0.64
D | 4002 | 2020-11-29 | 1 | OFF | 0.79 | 7.48 | 0.35 | 0.01 | 0.39 | 0 | 0 | 0 | -0.07 | -0.14 | 0 |  | 0.36 | 0.34 | 0.23 | 9.74 | 981.744 | 0.75
D | 4002 | 2020-11-29 | 2 | OFF | 0 | 7.48 | 0.35 | 0.01 | 0.27 | 0 | 0 | 0 | -0.08 | -0.14 | 0 |  | 0.36 | 0.34 | 0.23 | 8.82 | 951.158 | 0.63
D | 4002 | 2020-11-29 | 3 | OFF | 6.75 | 7.48 | 0.35 | 0.01 | 0.23 | 0 | 0 | -0.01 | -0.07 | -0.14 | 0 |  | 0.36 | 0.34 | 0.23 | 15.53 | 933.441 | 0.59
D | 4002 | 2020-11-29 | 4 | OFF | 1.08 | 7.48 | 0.35 | 0.01 | 0.22 | 0 | 0 | 0.01 | -0.06 | -0.14 | 0 |  | 0.36 | 0.34 | 0.23 | 9.88 | 931.414 | 0.58
D | 4002 | 2020-11-29 | 5 | OFF | 5.93 | 7.48 | 0.35 | 0.01 | 0.13 | 0 | 0 | 0 | -0.07 | -0.14 | 0 |  | 0.36 | 0.34 | 0.23 | 14.62 | 945.151 | 0.49
D | 4002 | 2020-11-29 | 6 | OFF | 1.8 | 7.48 | 0.35 | 0.01 | 0.22 | 0 | 0 | 0 | -0.05 | -0.14 | 0 |  | 0.36 | 0.34 | 0.23 | 10.6 | 982.369 | 0.58
D | 4002 | 2020-11-29 | 7 | OFF | 13.32 | 7.48 | 0.35 | 0.01 | 0.23 | 0 | 0.06 | -0.02 | -0.05 | -0.14 | 0 |  | 0.36 | 0.34 | 0.23 | 22.17 | 1035.553 | 0.65
D | 4002 | 2020-11-29 | 8 | OFF | 13.48 | 7.48 | 0.35 | 0.01 | 0.19 | 0 | 0.08 | -0.01 | -0.08 | -0.14 | 0 |  | 0.36 | 0.34 | 0.23 | 22.29 | 1097.478 | 0.63
D | 4002 | 2020-11-29 | 9 | OFF | 4.5 | 7.48 | 0.35 | 0.01 | 0.14 | 0 | 0 | 0.02 | -0.08 | -0.14 | 0 |  | 0.36 | 0.34 | 0.23 | 13.21 | 1157.423 | 0.5
D | 4002 | 2020-11-29 | 10 | OFF | 9.17 | 7.48 | 0.35 | 0.01 | 0.12 | 0 | 0 | 0 | -0.06 | -0.14 | 0 |  | 0.36 | 0.34 | 0.23 | 17.86 | 1187.305 | 0.48
D | 4002 | 2020-11-29 | 11 | OFF | 7.99 | 7.48 | 0.35 | 0.01 | 0.22 | 0 | 0 | -0.01 | -0.11 | -0.14 | 0 |  | 0.36 | 0.34 | 0.23 | 16.72 | 1192.487 | 0.58
D | 4002 | 2020-11-29 | 12 | OFF | 11.15 | 7.48 | 0.35 | 0.01 | 0.13 | 0 | 0 | -0.01 | -0.07 | -0.14 | 0 |  | 0.36 | 0.34 | 0.23 | 19.83 | 1187.773 | 0.49
D | 4002 | 2020-11-29 | 13 | OFF | 11.47 | 7.48 | 0.35 | 0.01 | 0.12 | 0 | 0 | -0.01 | -0.09 | -0.14 | 0 |  | 0.36 | 0.34 | 0.23 | 20.12 | 1184.612 | 0.48
D | 4002 | 2020-11-29 | 14 | OFF | 12.32 | 7.48 | 0.35 | 0.01 | 0.11 | 0 | 0 | 0 | -0.09 | -0.14 | 0 |  | 0.36 | 0.34 | 0.23 | 20.97 | 1177.934 | 0.47
D | 4002 | 2020-11-29 | 15 | OFF | 8.23 | 7.48 | 0.35 | 0.01 | 0.19 | 0 | 0 | 0 | -0.05 | -0.14 | 0 |  | 0.36 | 0.34 | 0.23 | 17 | 1184.026 | 0.55
D | 4002 | 2020-11-29 | 16 | OFF | 16.28 | 7.48 | 0.35 | 0.01 | 0.11 | 0 | 0.13 | -0.02 | -0.07 | -0.14 | 0 |  | 0.36 | 0.34 | 0.23 | 25.06 | 1223.949 | 0.6
D | 4002 | 2020-11-29 | 17 | OFF | 18.36 | 7.48 | 0.35 | 0.01 | 0.1 | 0 | 0.02 | -0.05 | -0.05 | -0.14 | 0 |  | 0.36 | 0.34 | 0.23 | 27.01 | 1364.325 | 0.48
D | 4002 | 2020-11-29 | 18 | OFF | 26.5 | 7.48 | 0.35 | 0.01 | 0.24 | 0 | 0.01 | 0 | -0.26 | -0.14 | 0 |  | 0.36 | 0.34 | 0.23 | 35.12 | 1460.054 | 0.61
D | 4002 | 2020-11-29 | 19 | OFF | 23.19 | 7.48 | 0.35 | 0.01 | 0.13 | 0 | 0 | -0.03 | -0.19 | -0.14 | 0 |  | 0.36 | 0.34 | 0.23 | 31.73 | 1431.287 | 0.49
D | 4002 | 2020-11-29 | 20 | OFF | 17.76 | 7.48 | 0.35 | 0.01 | 0.09 | 0 | 0 | -0.02 | -0.16 | -0.14 | 0 |  | 0.36 | 0.34 | 0.23 | 26.3 | 1374.652 | 0.45
D | 4002 | 2020-11-29 | 21 | OFF | 19.81 | 7.48 | 0.35 | 0.01 | 0.07 | 0 | 0.23 | 0.01 | -0.12 | -0.14 | 0 |  | 0.36 | 0.34 | 0.23 | 28.63 | 1303.968 | 0.66
D | 4002 | 2020-11-29 | 22 | OFF | 18.38 | 7.48 | 0.35 | 0.01 | 0.08 | 0 | 0.23 | 0 | -0.06 | -0.14 | 0 |  | 0.36 | 0.34 | 0.23 | 27.26 | 1210.388 | 0.67
D | 4002 | 2020-11-29 | 23 | OFF | 13.69 | 7.48 | 0.35 | 0.01 | 0.14 | 0 | 0 | -0.01 | -0.08 | -0.14 | 0 |  | 0.36 | 0.34 | 0.23 | 22.37 | 1109.966 | 0.5
D | 4002 | 2020-11-29 | 24 | OFF | 12.82 | 7.48 | 0.35 | 0.01 | 0.14 | 0 | 0 | 0.01 | -0.06 | -0.14 | 0 |  | 0.36 | 0.34 | 0.23 | 21.54 | 1032.453 | 0.5
D | 4002 | 2020-11-30 | 1 | OFF | 11.46 | 7.48 | 0.19 | 0.05 | 0.08 | 0 | 0 | 0 | -0.03 | -0.14 | 0 |  | 0.36 | 0.34 | 0.23 | 20.02 | 985.83 | 0.32
D | 4002 | 2020-11-30 | 2 | OFF | 11.48 | 7.48 | 0.19 | 0.05 | 0.09 | 0 | 0 | -0.01 | -0.03 | -0.14 | 0 |  | 0.36 | 0.34 | 0.23 | 20.04 | 958.935 | 0.33
D | 4002 | 2020-11-30 | 3 | OFF | 9.85 | 7.48 | 0.19 | 0.05 | 0.18 | 0 | 0 | 0 | -0.04 | -0.14 | 0 |  | 0.36 | 0.34 | 0.23 | 18.5 | 954.563 | 0.42
D | 4002 | 2020-11-30 | 4 | OFF | 10.43 | 7.48 | 0.19 | 0.05 | 0.08 | 0 | 0 | -0.01 | -0.03 | -0.14 | 0 |  | 0.36 | 0.34 | 0.23 | 18.98 | 966.781 | 0.32
D | 4002 | 2020-11-30 | 5 | OFF | 10.06 | 7.48 | 0.19 | 0.05 | 0.08 | 0 | 0 | -0.01 | -0.02 | -0.14 | 0 |  | 0.36 | 0.34 | 0.23 | 18.62 | 1012.412 | 0.32
D | 4002 | 2020-11-30 | 6 | OFF | 12.93 | 7.48 | 0.19 | 0.05 | 0.16 | 0 | 0 | -0.04 | -0.04 | -0.14 | 0 |  | 0.36 | 0.34 | 0.23 | 21.52 | 1113.811 | 0.4
D | 4002 | 2020-11-30 | 7 | OFF | 17.46 | 7.48 | 0.19 | 0.05 | 0.3 | 0 | 0.09 | -0.02 | -0.01 | -0.14 | 0 |  | 0.36 | 0.34 | 0.23 | 26.33 | 1260.131 | 0.63
D | 4002 | 2020-11-30 | 8 | ON | 17.23 | 7.48 | 0.19 | 0.05 | 0.23 | 0.32 | 0 | 0 | -0.2 | -0.14 | 0 |  | 0.36 | 0.34 | 0.23 | 26.09 | 1371.91 | 0.79
D | 4002 | 2020-11-30 | 9 | ON | 16.85 | 7.48 | 0.19 | 0.05 | 0.11 | 0.3 | 0 | -0.02 | -0.15 | -0.14 | 0 |  | 0.36 | 0.34 | 0.23 | 25.6 | 1428.664 | 0.65
D | 4002 | 2020-11-30 | 10 | ON | 24.43 | 7.48 | 0.19 | 0.05 | 0.12 | 0.3 | 0.18 | -0.03 | -0.16 | -0.14 | 0 |  | 0.36 | 0.34 | 0.23 | 33.35 | 1446.247 | 0.84
D | 4002 | 2020-11-30 | 11 | ON | 23.5 | 7.48 | 0.19 | 0.05 | 0.11 | 0.29 | 0.03 | 0 | -0.17 | -0.14 | 0 |  | 0.36 | 0.34 | 0.23 | 32.27 | 1467.921 | 0.67
D | 4002 | 2020-11-30 | 12 | ON | 28.38 | 7.48 | 0.19 | 0.05 | 0.15 | 0.29 | 0.1 | -0.06 | -0.16 | -0.14 | 0 |  | 0.36 | 0.34 | 0.23 | 37.21 | 1495.895 | 0.78
D | 4002 | 2020-11-30 | 13 | ON | 31.75 | 7.48 | 0.19 | 0.05 | 0.11 | 0.29 | 0.37 | -0.05 | -0.15 | -0.14 | 0 |  | 0.36 | 0.34 | 0.23 | 40.83 | 1510.623 | 1.01
D | 4002 | 2020-11-30 | 14 | ON | 32.78 | 7.48 | 0.19 | 0.05 | 0.13 | 0.29 | 0.63 | -0.07 | -0.12 | -0.14 | 0 |  | 0.36 | 0.34 | 0.23 | 42.15 | 1508.289 | 1.29
D | 4002 | 2020-11-30 | 15 | ON | 19.97 | 7.48 | 0.19 | 0.05 | 0.07 | 0.29 | 0.07 | -0.01 | -0.14 | -0.14 | 0 |  | 0.36 | 0.34 | 0.23 | 28.76 | 1489.111 | 0.67
D | 4002 | 2020-11-30 | 16 | ON | 15.07 | 7.48 | 0.19 | 0.05 | 0.08 | 0.29 | 0 | -0.01 | -0.15 | -0.14 | 0 |  | 0.36 | 0.34 | 0.23 | 23.79 | 1492.181 | 0.61
D | 4002 | 2020-11-30 | 17 | ON | 15.24 | 7.48 | 0.19 | 0.05 | 0.07 | 0.28 | 0 | 0.01 | -0.17 | -0.14 | 0 |  | 0.36 | 0.34 | 0.23 | 23.94 | 1552.709 | 0.59
D | 4002 | 2020-11-30 | 18 | ON | 15.86 | 7.48 | 0.19 | 0.05 | 0.09 | 0.28 | 0 | 0.02 | -0.23 | -0.14 | 0 |  | 0.36 | 0.34 | 0.23 | 24.53 | 1593.181 | 0.61
D | 4002 | 2020-11-30 | 19 | ON | 15.92 | 7.48 | 0.19 | 0.05 | 0.07 | 0.29 | 0 | 0.01 | -0.14 | -0.14 | 0 |  | 0.36 | 0.34 | 0.23 | 24.66 | 1537.767 | 0.6
D | 4002 | 2020-11-30 | 20 | ON | 21.7 | 7.48 | 0.19 | 0.05 | 0.09 | 0.3 | 0.13 | -0.02 | -0.09 | -0.14 | 0 |  | 0.36 | 0.34 | 0.23 | 30.62 | 1446.77 | 0.76
D | 4002 | 2020-11-30 | 21 | ON | 20.83 | 7.48 | 0.19 | 0.05 | 0.15 | 0.32 | 0.14 | -0.01 | -0.08 | -0.14 | 0 |  | 0.36 | 0.34 | 0.23 | 29.86 | 1348.978 | 0.85
D | 4002 | 2020-11-30 | 22 | ON | 16.09 | 7.48 | 0.19 | 0.05 | 0.1 | 0.34 | 0 | 0.02 | -0.06 | -0.14 | 0 |  | 0.36 | 0.34 | 0.23 | 25 | 1243.342 | 0.68
D | 4002 | 2020-11-30 | 23 | ON | 12.11 | 7.48 | 0.19 | 0.05 | 0.29 | 0.37 | 0 | 0 | -0.03 | -0.14 | 0 |  | 0.36 | 0.34 | 0.23 | 21.25 | 1126.812 | 0.9
D | 4002 | 2020-11-30 | 24 | OFF | 11.33 | 7.48 | 0.19 | 0.05 | 0.37 | 0 | 0 | -0.02 | -0.02 | -0.14 | 0 |  | 0.36 | 0.34 | 0.23 | 20.17 | 1031.904 | 0.61
T | 721 lines

## whlsecost_hourly_4002_202012
C | Hourly Wholesale Load Cost Report
C | Filename: whlsecost_hourly_4002_202012.csv
C | Report for: 12 2020
C | Report generated: 03/10/2021 13:39:45 EST
H | Location ID | Local Date | Local Hour | OnOffPeak | RTLMP | Capacity | First Contingency | Second Contingency | Regulation | Forward Reserves | Real-Time Reserves | Inadvertent | Marginal Loss Rev Fund | Auction Rev Rights | Real-Time Demand Reduction Cost | Price Responsive Demand Cost | ISO Sched 2 | ISO Sched 3 | NEPOOL Exp | Total Cost | RTLO | Total Ancillary & NCPC
H | Number | Date | Number | String | Number | Number | Number | Number | Number | Number | Number | Number | Number | Number | Number | Number | Number | Number | Number | Number | Number
D | 4002 | 2020-12-01 | 1 | OFF | 10.28 | 7.37 | 0.84 | 0.05 | 0.23 | 0 | 0 | -0.1 | 0.01 | -0.18 | 0 |  | 0.36 | 0.33 | 0.23 | 19.42 | 965.406 | 1.12
D | 4002 | 2020-12-01 | 2 | OFF | 13.33 | 7.37 | 0.84 | 0.05 | 0.24 | 0 | 0 | -0.02 | -0.15 | -0.18 | 0 |  | 0.36 | 0.33 | 0.23 | 22.4 | 929.365 | 1.13
D | 4002 | 2020-12-01 | 3 | OFF | 13.13 | 7.37 | 0.84 | 0.05 | 0.26 | 0 | 0 | 0.02 | -0.15 | -0.18 | 0 |  | 0.36 | 0.33 | 0.23 | 22.26 | 911.072 | 1.15
D | 4002 | 2020-12-01 | 4 | OFF | 13.12 | 7.37 | 0.84 | 0.05 | 0.34 | 0 | 0 | 0.01 | -0.13 | -0.18 | 0 |  | 0.36 | 0.33 | 0.23 | 22.34 | 910.406 | 1.23
D | 4002 | 2020-12-01 | 5 | OFF | 14.26 | 7.37 | 0.84 | 0.05 | 0.32 | 0 | 0 | 0.04 | -0.14 | -0.18 | 0 |  | 0.36 | 0.33 | 0.23 | 23.48 | 941.377 | 1.21
D | 4002 | 2020-12-01 | 6 | OFF | 14.41 | 7.37 | 0.84 | 0.05 | 1.9 | 0 | 0.11 | 0.02 | -0.11 | -0.18 | 0 |  | 0.36 | 0.33 | 0.23 | 25.33 | 1027.534 | 2.9
D | 4002 | 2020-12-01 | 7 | OFF | 19.4 | 7.37 | 0.84 | 0.05 | 1.35 | 0 | 0.33 | -0.01 | -0.16 | -0.18 | 0 |  | 0.36 | 0.33 | 0.23 | 29.91 | 1164.671 | 2.57
D | 4002 | 2020-12-01 | 8 | ON | 13.86 | 7.37 | 0.84 | 0.05 | 0.4 | 0.31 | 0 | 0.03 | -0.26 | -0.18 | 0 |  | 0.36 | 0.33 | 0.23 | 23.34 | 1262.631 | 1.6
D | 4002 | 2020-12-01 | 9 | ON | 13.62 | 7.37 | 0.84 | 0.05 | 0.15 | 0.3 | 0 | 0.02 | -0.25 | -0.18 | 0 |  | 0.36 | 0.33 | 0.23 | 22.84 | 1309.44 | 1.34
D | 4002 | 2020-12-01 | 10 | ON | 14.16 | 7.37 | 0.84 | 0.05 | 0.14 | 0.3 | 0 | 0.01 | -0.24 | -0.18 | 0 |  | 0.36 | 0.33 | 0.23 | 23.37 | 1326.496 | 1.33
D | 4002 | 2020-12-01 | 11 | ON | 19.54 | 7.37 | 0.84 | 0.05 | 0.08 | 0.3 | 0 | 0.04 | -0.24 | -0.18 | 0 |  | 0.36 | 0.33 | 0.23 | 28.72 | 1341.848 | 1.27
D | 4002 | 2020-12-01 | 12 | ON | 19.76 | 7.37 | 0.84 | 0.05 | 0.06 | 0.3 | 0 | 0.03 | -0.23 | -0.18 | 0 |  | 0.36 | 0.33 | 0.23 | 28.92 | 1351.313 | 1.25
D | 4002 | 2020-12-01 | 13 | ON | 19.33 | 7.37 | 0.84 | 0.05 | 0.1 | 0.3 | 0 | 0.03 | -0.22 | -0.18 | 0 |  | 0.36 | 0.33 | 0.23 | 28.54 | 1349.779 | 1.29
D | 4002 | 2020-12-01 | 14 | ON | 18.46 | 7.37 | 0.84 | 0.05 | 0.09 | 0.3 | 0 | 0.01 | -0.21 | -0.18 | 0 |  | 0.36 | 0.33 | 0.23 | 27.65 | 1342.058 | 1.28
D | 4002 | 2020-12-01 | 15 | ON | 18.81 | 7.37 | 0.84 | 0.05 | 0.11 | 0.3 | 0 | 0.03 | -0.2 | -0.18 | 0 |  | 0.36 | 0.33 | 0.23 | 28.05 | 1322.745 | 1.3
D | 4002 | 2020-12-01 | 16 | ON | 19.88 | 7.37 | 0.84 | 0.05 | 0.1 | 0.29 | 0 | 0.03 | -0.21 | -0.18 | 0 |  | 0.36 | 0.33 | 0.23 | 29.09 | 1324.5 | 1.28
D | 4002 | 2020-12-01 | 17 | ON | 23.93 | 7.37 | 0.84 | 0.05 | 0.11 | 0.27 | 0.02 | 0.03 | -0.21 | -0.18 | 0 |  | 0.36 | 0.33 | 0.23 | 33.15 | 1422.631 | 1.29
D | 4002 | 2020-12-01 | 18 | ON | 38.34 | 7.37 | 0.84 | 0.05 | 0.21 | 0.26 | 0.05 | 0.08 | -0.4 | -0.18 | 0 |  | 0.36 | 0.33 | 0.23 | 47.54 | 1506.347 | 1.41
D | 4002 | 2020-12-01 | 19 | ON | 34.82 | 7.37 | 0.84 | 0.05 | 0.31 | 0.26 | 0.16 | 0.04 | -0.32 | -0.18 | 0 |  | 0.36 | 0.33 | 0.23 | 44.27 | 1479.105 | 1.62
D | 4002 | 2020-12-01 | 20 | ON | 25.46 | 7.37 | 0.84 | 0.05 | 0.08 | 0.27 | 0.06 | -0.02 | -0.28 | -0.18 | 0 |  | 0.36 | 0.33 | 0.23 | 34.57 | 1416.254 | 1.3
D | 4002 | 2020-12-01 | 21 | ON | 24.74 | 7.37 | 0.84 | 0.05 | 0.09 | 0.28 | 0.06 | 0 | -0.17 | -0.18 | 0 |  | 0.36 | 0.33 | 0.23 | 34 | 1336.821 | 1.32
D | 4002 | 2020-12-01 | 22 | ON | 23.6 | 7.37 | 0.84 | 0.05 | 0.09 | 0.3 | 0.14 | -0.06 | -0.23 | -0.18 | 0 |  | 0.36 | 0.33 | 0.23 | 32.84 | 1235.035 | 1.42
D | 4002 | 2020-12-01 | 23 | ON | 20.38 | 7.37 | 0.84 | 0.05 | 0.28 | 0.33 | 0 | 0 | -0.16 | -0.18 | 0 |  | 0.36 | 0.33 | 0.23 | 29.83 | 1124.007 | 1.5
D | 4002 | 2020-12-01 | 24 | OFF | 18.14 | 7.37 | 0.84 | 0.05 | 0.32 | 0 | 0 | 0.02 | -0.27 | -0.18 | 0 |  | 0.36 | 0.33 | 0.23 | 27.21 | 1032.276 | 1.21
D | 4002 | 2020-12-02 | 1 | OFF | 18.5 | 7.37 | 0.73 | 0.1 | 0.13 | 0 | 0 | 0.01 | -0.08 | -0.18 | 0 |  | 0.36 | 0.33 | 0.23 | 27.5 | 976.587 | 0.96
D | 4002 | 2020-12-02 | 2 | OFF | 18.85 | 7.37 | 0.73 | 0.1 | 0.1 | 0 | 0 | 0.02 | -0.23 | -0.18 | 0 |  | 0.36 | 0.33 | 0.23 | 27.68 | 947.865 | 0.93
D | 4002 | 2020-12-02 | 3 | OFF | 18.27 | 7.37 | 0.73 | 0.1 | 0.09 | 0 | 0 | 0.03 | -0.06 | -0.18 | 0 |  | 0.36 | 0.33 | 0.23 | 27.27 | 937.776 | 0.92
D | 4002 | 2020-12-02 | 4 | OFF | 18.75 | 7.37 | 0.73 | 0.1 | 0.09 | 0 | 0 | 0.02 | -0.21 | -0.18 | 0 |  | 0.36 | 0.33 | 0.23 | 27.59 | 947.445 | 0.92
D | 4002 | 2020-12-02 | 5 | OFF | 19.28 | 7.37 | 0.73 | 0.1 | 0.09 | 0 | 0 | 0.01 | -0.21 | -0.18 | 0 |  | 0.36 | 0.33 | 0.23 | 28.11 | 991.578 | 0.92
D | 4002 | 2020-12-02 | 6 | OFF | 19.9 | 7.37 | 0.73 | 0.1 | 0.14 | 0 | 0 | 0.03 | -0.26 | -0.18 | 0 |  | 0.36 | 0.33 | 0.23 | 28.75 | 1092.084 | 0.97
D | 4002 | 2020-12-02 | 7 | OFF | 19.87 | 7.37 | 0.73 | 0.1 | 0.41 | 0 | 0 | 0.03 | -0.32 | -0.18 | 0 |  | 0.36 | 0.33 | 0.23 | 28.93 | 1241.045 | 1.24
D | 4002 | 2020-12-02 | 8 | ON | 24.08 | 7.37 | 0.73 | 0.1 | 0.23 | 0.29 | 0 | 0.03 | -0.27 | -0.18 | 0 |  | 0.36 | 0.33 | 0.23 | 33.3 | 1339.374 | 1.35
D | 4002 | 2020-12-02 | 9 | ON | 24.26 | 7.37 | 0.73 | 0.1 | 0.14 | 0.28 | 0 | 0.03 | -0.23 | -0.18 | 0 |  | 0.36 | 0.33 | 0.23 | 33.42 | 1368.89 | 1.25
D | 4002 | 2020-12-02 | 10 | ON | 23.1 | 7.37 | 0.73 | 0.1 | 0.08 | 0.29 | 0 | 0.04 | -0.24 | -0.18 | 0 |  | 0.36 | 0.33 | 0.23 | 32.21 | 1372.009 | 1.2
D | 4002 | 2020-12-02 | 11 | ON | 29 | 7.37 | 0.73 | 0.1 | 0.14 | 0.26 | 0.11 | 0.04 | -0.23 | -0.18 | 0 |  | 0.36 | 0.33 | 0.23 | 38.26 | 1384.112 | 1.34
D | 4002 | 2020-12-02 | 12 | ON | 30.4 | 7.37 | 0.73 | 0.1 | 0.15 | 0.26 | 0.08 | 0.03 | -0.21 | -0.18 | 0 |  | 0.36 | 0.33 | 0.23 | 39.65 | 1407.502 | 1.32
D | 4002 | 2020-12-02 | 13 | ON | 34.28 | 7.37 | 0.73 | 0.1 | 0.17 | 0.28 | 0.2 | 0.02 | -0.3 | -0.18 | 0 |  | 0.36 | 0.33 | 0.23 | 43.59 | 1413.294 | 1.48
D | 4002 | 2020-12-02 | 14 | ON | 30.51 | 7.37 | 0.73 | 0.1 | 0.13 | 0.27 | 0.17 | 0 | -0.34 | -0.18 | 0 |  | 0.36 | 0.33 | 0.23 | 39.68 | 1418.276 | 1.4
D | 4002 | 2020-12-02 | 15 | ON | 37 | 7.37 | 0.73 | 0.1 | 0.1 | 0.27 | 0.4 | 0.02 | -0.42 | -0.18 | 0 |  | 0.36 | 0.33 | 0.23 | 46.31 | 1419.507 | 1.6
D | 4002 | 2020-12-02 | 16 | ON | 40.34 | 7.37 | 0.73 | 0.1 | 0.15 | 0.27 | 0.19 | 0.06 | -0.38 | -0.18 | 0 |  | 0.36 | 0.33 | 0.23 | 49.57 | 1451.926 | 1.44
D | 4002 | 2020-12-02 | 17 | ON | 47.99 | 7.37 | 0.73 | 0.1 | 0.21 | 0.25 | 0.05 | 0.1 | -0.36 | -0.18 | 0 |  | 0.36 | 0.33 | 0.23 | 57.18 | 1547.081 | 1.34
D | 4002 | 2020-12-02 | 18 | ON | 45.41 | 7.37 | 0.73 | 0.1 | 0.19 | 0.24 | 0.02 | 0.04 | -0.52 | -0.18 | 0 |  | 0.36 | 0.33 | 0.23 | 54.32 | 1618.865 | 1.28
D | 4002 | 2020-12-02 | 19 | ON | 40.06 | 7.37 | 0.73 | 0.1 | 0.23 | 0.24 | 0.02 | 0.03 | -0.34 | -0.18 | 0 |  | 0.36 | 0.33 | 0.23 | 49.18 | 1587.659 | 1.32
D | 4002 | 2020-12-02 | 20 | ON | 29.41 | 7.37 | 0.73 | 0.1 | 0.2 | 0.25 | 0.1 | 0.04 | -0.3 | -0.18 | 0 |  | 0.36 | 0.33 | 0.23 | 38.64 | 1525.147 | 1.38
D | 4002 | 2020-12-02 | 21 | ON | 35.42 | 7.37 | 0.73 | 0.1 | 0.21 | 0.27 | 0.1 | 0.06 | -0.32 | -0.18 | 0 |  | 0.36 | 0.33 | 0.23 | 44.68 | 1445.973 | 1.41
D | 4002 | 2020-12-02 | 22 | ON | 24.72 | 7.37 | 0.73 | 0.1 | 0.14 | 0.28 | 0 | 0.09 | -0.31 | -0.18 | 0 |  | 0.36 | 0.33 | 0.23 | 33.86 | 1335.572 | 1.25
D | 4002 | 2020-12-02 | 23 | ON | 22.53 | 7.37 | 0.73 | 0.1 | 0.12 | 0.31 | 0 | 0.05 | -0.29 | -0.18 | 0 |  | 0.36 | 0.33 | 0.23 | 31.66 | 1217.251 | 1.26
D | 4002 | 2020-12-02 | 24 | OFF | 21.86 | 7.37 | 0.73 | 0.1 | 0.14 | 0 | 0 | 0.05 | -0.24 | -0.18 | 0 |  | 0.36 | 0.33 | 0.23 | 30.75 | 1120.498 | 0.97
D | 4002 | 2020-12-03 | 1 | OFF | 24.29 | 7.37 | 0.2 | 0.08 | 0.13 | 0 | 0 | 0.05 | -0.27 | -0.18 | 0 |  | 0.36 | 0.33 | 0.23 | 32.59 | 1061.346 | 0.41
D | 4002 | 2020-12-03 | 2 | OFF | 23.92 | 7.37 | 0.2 | 0.08 | 0.09 | 0 | 0 | 0.04 | -0.26 | -0.18 | 0 |  | 0.36 | 0.33 | 0.23 | 32.18 | 1034.769 | 0.37
D | 4002 | 2020-12-03 | 3 | OFF | 22.19 | 7.37 | 0.2 | 0.08 | 0.09 | 0 | 0 | 0.04 | -0.23 | -0.18 | 0 |  | 0.36 | 0.33 | 0.23 | 30.48 | 1024.223 | 0.37
D | 4002 | 2020-12-03 | 4 | OFF | 21.64 | 7.37 | 0.2 | 0.08 | 0.09 | 0 | 0 | 0.02 | -0.24 | -0.18 | 0 |  | 0.36 | 0.33 | 0.23 | 29.9 | 1033.326 | 0.37
D | 4002 | 2020-12-03 | 5 | OFF | 23.51 | 7.37 | 0.2 | 0.08 | 0.09 | 0 | 0 | -0.01 | -0.24 | -0.18 | 0 |  | 0.36 | 0.33 | 0.23 | 31.74 | 1079.452 | 0.37
D | 4002 | 2020-12-03 | 6 | OFF | 27.65 | 7.37 | 0.2 | 0.08 | 0.11 | 0 | 0 | 0 | -0.23 | -0.18 | 0 |  | 0.36 | 0.33 | 0.23 | 35.92 | 1178.922 | 0.39
D | 4002 | 2020-12-03 | 7 | OFF | 38.57 | 7.37 | 0.2 | 0.08 | 0.48 | 0 | 0.03 | 0.01 | -0.37 | -0.18 | 0 |  | 0.36 | 0.33 | 0.23 | 47.11 | 1325.496 | 0.79
D | 4002 | 2020-12-03 | 8 | ON | 50.92 | 7.37 | 0.2 | 0.08 | 0.69 | 0.27 | 0.01 | 0.11 | -0.46 | -0.18 | 0 |  | 0.36 | 0.33 | 0.23 | 59.93 | 1419.905 | 1.25
D | 4002 | 2020-12-03 | 9 | ON | 37.16 | 7.37 | 0.2 | 0.08 | 0.28 | 0.26 | 0.02 | 0.06 | -0.28 | -0.18 | -0.06 |  | 0.36 | 0.33 | 0.23 | 45.83 | 1431.029 | 0.78
D | 4002 | 2020-12-03 | 10 | ON | 26.04 | 7.37 | 0.2 | 0.08 | 0.1 | 0.27 | 0.1 | 0.09 | -0.19 | -0.18 | -0.07 |  | 0.36 | 0.33 | 0.23 | 34.73 | 1401.188 | 0.68
D | 4002 | 2020-12-03 | 11 | ON | 21.46 | 7.37 | 0.2 | 0.08 | 0.08 | 0.28 | 0 | 0.01 | -0.23 | -0.18 | 0 |  | 0.36 | 0.33 | 0.23 | 29.99 | 1380.85 | 0.64
D | 4002 | 2020-12-03 | 12 | ON | 20.28 | 7.37 | 0.2 | 0.08 | 0.06 | 0.29 | 0 | 0.03 | -0.2 | -0.18 | 0 |  | 0.36 | 0.33 | 0.23 | 28.85 | 1360.993 | 0.63
D | 4002 | 2020-12-03 | 13 | ON | 20.19 | 7.37 | 0.2 | 0.08 | 0.07 | 0.29 | 0 | 0.02 | -0.21 | -0.18 | 0 |  | 0.36 | 0.33 | 0.23 | 28.75 | 1349.988 | 0.64
D | 4002 | 2020-12-03 | 14 | ON | 20.74 | 7.37 | 0.2 | 0.08 | 0.08 | 0.29 | 0 | 0.02 | -0.2 | -0.18 | 0 |  | 0.36 | 0.33 | 0.23 | 29.32 | 1339.667 | 0.65
D | 4002 | 2020-12-03 | 15 | ON | 22.56 | 7.37 | 0.2 | 0.08 | 0.07 | 0.28 | 0 | 0.02 | -0.2 | -0.18 | 0 |  | 0.36 | 0.33 | 0.23 | 31.12 | 1341.788 | 0.63
D | 4002 | 2020-12-03 | 16 | ON | 30.41 | 7.37 | 0.2 | 0.08 | 0.1 | 0.27 | 0.23 | 0.03 | -0.14 | -0.18 | 0 |  | 0.36 | 0.33 | 0.23 | 39.29 | 1368.657 | 0.88
D | 4002 | 2020-12-03 | 17 | ON | 36.45 | 7.37 | 0.2 | 0.08 | 0.1 | 0.25 | 0.14 | 0.06 | -0.22 | -0.18 | 0 |  | 0.36 | 0.33 | 0.23 | 45.17 | 1485.888 | 0.77
D | 4002 | 2020-12-03 | 18 | ON | 55.67 | 7.37 | 0.2 | 0.08 | 0.36 | 0.24 | 0.21 | 0.09 | -0.51 | -0.18 | 0 |  | 0.36 | 0.33 | 0.23 | 64.45 | 1583.67 | 1.09
D | 4002 | 2020-12-03 | 19 | ON | 46.63 | 7.37 | 0.2 | 0.08 | 0.19 | 0.24 | 0.35 | 0.07 | -0.39 | -0.18 | 0 |  | 0.36 | 0.33 | 0.23 | 55.48 | 1561.178 | 1.06
D | 4002 | 2020-12-03 | 20 | ON | 39.65 | 7.37 | 0.2 | 0.08 | 0.19 | 0.25 | 0.44 | 0.05 | -0.23 | -0.18 | 0 |  | 0.36 | 0.33 | 0.23 | 48.74 | 1500.042 | 1.16
D | 4002 | 2020-12-03 | 21 | ON | 38.32 | 7.37 | 0.2 | 0.08 | 0.13 | 0.26 | 0.4 | 0.03 | -0.25 | -0.18 | 0 |  | 0.36 | 0.33 | 0.23 | 47.28 | 1415.633 | 1.07
D | 4002 | 2020-12-03 | 22 | ON | 28.02 | 7.37 | 0.2 | 0.08 | 0.23 | 0.28 | 0.22 | 0.05 | -0.1 | -0.18 | 0 |  | 0.36 | 0.33 | 0.23 | 37.09 | 1312.272 | 1.01
D | 4002 | 2020-12-03 | 23 | ON | 20.81 | 7.37 | 0.2 | 0.08 | 0.16 | 0.3 | 0 | 0.05 | -0.23 | -0.18 | 0 |  | 0.36 | 0.33 | 0.23 | 29.48 | 1192.6 | 0.74
D | 4002 | 2020-12-03 | 24 | OFF | 21.54 | 7.37 | 0.2 | 0.08 | 0.15 | 0 | 0 | 0.06 | -0.2 | -0.18 | 0 |  | 0.36 | 0.33 | 0.23 | 29.94 | 1094.541 | 0.43
D | 4002 | 2020-12-04 | 1 | OFF | 20.45 | 7.37 | 0.18 | 0.16 | 0.14 | 0 | 0 | 0.08 | -0.21 | -0.18 | 0 |  | 0.36 | 0.33 | 0.23 | 28.91 | 1030.318 | 0.48
D | 4002 | 2020-12-04 | 2 | OFF | 18.53 | 7.37 | 0.18 | 0.16 | 0.16 | 0 | 0 | 0.04 | -0.22 | -0.18 | 0 |  | 0.36 | 0.33 | 0.23 | 26.96 | 995.837 | 0.5
D | 4002 | 2020-12-04 | 3 | OFF | 19.44 | 7.37 | 0.18 | 0.16 | 0.1 | 0 | 0 | 0.03 | -0.2 | -0.18 | 0 |  | 0.36 | 0.33 | 0.23 | 27.82 | 980.802 | 0.44
D | 4002 | 2020-12-04 | 4 | OFF | 20.07 | 7.37 | 0.18 | 0.16 | 0.08 | 0 | 0 | 0.02 | -0.19 | -0.18 | 0 |  | 0.36 | 0.33 | 0.23 | 28.43 | 985.768 | 0.42
D | 4002 | 2020-12-04 | 5 | OFF | 21.22 | 7.37 | 0.18 | 0.16 | 0.09 | 0 | 0 | 0.02 | -0.24 | -0.18 | 0 |  | 0.36 | 0.33 | 0.23 | 29.54 | 1026.913 | 0.43
D | 4002 | 2020-12-04 | 6 | OFF | 19.79 | 7.37 | 0.18 | 0.16 | 0.16 | 0 | 0 | 0.02 | -0.24 | -0.18 | 0 |  | 0.36 | 0.33 | 0.23 | 28.18 | 1119.08 | 0.5
D | 4002 | 2020-12-04 | 7 | OFF | 19.94 | 7.37 | 0.18 | 0.16 | 0.16 | 0 | 0 | 0.01 | -0.28 | -0.18 | 0 |  | 0.36 | 0.33 | 0.23 | 28.28 | 1253.148 | 0.5
D | 4002 | 2020-12-04 | 8 | ON | 21.01 | 7.37 | 0.18 | 0.16 | 0.24 | 0.29 | 0 | 0.02 | -0.35 | -0.18 | 0 |  | 0.36 | 0.33 | 0.23 | 29.66 | 1359.557 | 0.87
D | 4002 | 2020-12-04 | 9 | ON | 22.06 | 7.37 | 0.18 | 0.16 | 0.11 | 0.28 | 0 | 0.03 | -0.33 | -0.18 | 0 |  | 0.36 | 0.33 | 0.23 | 30.6 | 1405.28 | 0.73
D | 4002 | 2020-12-04 | 10 | ON | 20.52 | 7.37 | 0.18 | 0.16 | 0.09 | 0.28 | 0 | 0.02 | -0.3 | -0.18 | 0 |  | 0.36 | 0.33 | 0.23 | 29.06 | 1418.099 | 0.71
D | 4002 | 2020-12-04 | 11 | ON | 19.54 | 7.37 | 0.18 | 0.16 | 0.08 | 0.29 | 0 | 0.02 | -0.27 | -0.18 | 0 |  | 0.36 | 0.33 | 0.23 | 28.11 | 1386.546 | 0.71
D | 4002 | 2020-12-04 | 12 | ON | 19.5 | 7.37 | 0.18 | 0.16 | 0.08 | 0.29 | 0 | 0.03 | -0.25 | -0.18 | 0 |  | 0.36 | 0.33 | 0.23 | 28.1 | 1367.866 | 0.71
D | 4002 | 2020-12-04 | 13 | ON | 18.34 | 7.37 | 0.18 | 0.16 | 0.08 | 0.29 | 0 | 0.03 | -0.25 | -0.18 | 0 |  | 0.36 | 0.33 | 0.23 | 26.94 | 1356.154 | 0.71
D | 4002 | 2020-12-04 | 14 | ON | 19.41 | 7.37 | 0.18 | 0.16 | 0.07 | 0.29 | 0 | 0.03 | -0.23 | -0.18 | 0 |  | 0.36 | 0.33 | 0.23 | 28.02 | 1361.823 | 0.7
D | 4002 | 2020-12-04 | 15 | ON | 23.28 | 7.37 | 0.18 | 0.16 | 0.07 | 0.29 | 0 | 0.02 | -0.24 | -0.18 | 0 |  | 0.36 | 0.33 | 0.23 | 31.87 | 1353.638 | 0.7
D | 4002 | 2020-12-04 | 16 | ON | 26.68 | 7.37 | 0.18 | 0.16 | 0.12 | 0.28 | 0.08 | 0.06 | -0.24 | -0.18 | 0 |  | 0.36 | 0.33 | 0.23 | 35.43 | 1352.628 | 0.82
D | 4002 | 2020-12-04 | 17 | ON | 35.12 | 7.37 | 0.18 | 0.16 | 0.2 | 0.27 | 0.16 | 0.04 | -0.22 | -0.18 | 0 |  | 0.36 | 0.33 | 0.23 | 44.02 | 1444.682 | 0.97
D | 4002 | 2020-12-04 | 18 | ON | 43.62 | 7.37 | 0.18 | 0.16 | 0.25 | 0.26 | 0.08 | 0.06 | -0.4 | -0.18 | 0 |  | 0.36 | 0.33 | 0.23 | 52.32 | 1512.516 | 0.93
D | 4002 | 2020-12-04 | 19 | ON | 41.62 | 7.37 | 0.18 | 0.16 | 0.18 | 0.26 | 0 | 0.03 | -0.3 | -0.18 | 0 |  | 0.36 | 0.33 | 0.23 | 50.24 | 1487.351 | 0.78
D | 4002 | 2020-12-04 | 20 | ON | 42 | 7.37 | 0.18 | 0.16 | 0.24 | 0.27 | 0.08 | 0.04 | -0.26 | -0.18 | 0 |  | 0.36 | 0.33 | 0.23 | 50.82 | 1434.039 | 0.93
D | 4002 | 2020-12-04 | 21 | ON | 40.06 | 7.37 | 0.18 | 0.16 | 0.24 | 0.28 | 0.18 | 0.04 | -0.21 | -0.18 | 0 |  | 0.36 | 0.33 | 0.23 | 49.04 | 1368.805 | 1.04
D | 4002 | 2020-12-04 | 22 | ON | 25.46 | 7.37 | 0.18 | 0.16 | 0.12 | 0.3 | 0.1 | 0.03 | -0.18 | -0.18 | 0 |  | 0.36 | 0.33 | 0.23 | 34.28 | 1277.614 | 0.86
D | 4002 | 2020-12-04 | 23 | ON | 20.53 | 7.37 | 0.18 | 0.16 | 0.18 | 0.32 | 0 | 0.06 | -0.19 | -0.18 | 0 |  | 0.36 | 0.33 | 0.23 | 29.35 | 1170.405 | 0.84
D | 4002 | 2020-12-04 | 24 | OFF | 19.92 | 7.37 | 0.18 | 0.16 | 0.16 | 0 | 0 | 0.04 | -0.13 | -0.18 | 0 |  | 0.36 | 0.33 | 0.23 | 28.44 | 1074.899 | 0.5
D | 4002 | 2020-12-05 | 1 | OFF | 21.01 | 7.37 | 0.23 | 0.05 | 0.17 | 0 | 0 | 0.05 | -0.17 | -0.18 | 0 |  | 0.36 | 0.33 | 0.23 | 29.45 | 1002.954 | 0.45
D | 4002 | 2020-12-05 | 2 | OFF | 21.76 | 7.37 | 0.23 | 0.05 | 0.14 | 0 | 0 | 0.05 | -0.12 | -0.18 | 0 |  | 0.36 | 0.33 | 0.23 | 30.22 | 963.547 | 0.42
D | 4002 | 2020-12-05 | 3 | OFF | 19.68 | 7.37 | 0.23 | 0.05 | 0.13 | 0 | 0 | 0.03 | -0.16 | -0.18 | 0 |  | 0.36 | 0.33 | 0.23 | 28.07 | 941.846 | 0.41
D | 4002 | 2020-12-05 | 4 | OFF | 22.77 | 7.37 | 0.23 | 0.05 | 0.14 | 0 | 0 | 0.04 | -0.14 | -0.18 | 0 |  | 0.36 | 0.33 | 0.23 | 31.2 | 936.311 | 0.42
D | 4002 | 2020-12-05 | 5 | OFF | 20.52 | 7.37 | 0.23 | 0.05 | 0.13 | 0 | 0 | 0.02 | -0.1 | -0.18 | 0 |  | 0.36 | 0.33 | 0.23 | 28.96 | 951.075 | 0.41
D | 4002 | 2020-12-05 | 6 | OFF | 20.77 | 7.37 | 0.23 | 0.05 | 0.15 | 0 | 0 | 0.04 | -0.09 | -0.18 | 0 |  | 0.36 | 0.33 | 0.23 | 29.26 | 996.957 | 0.43
D | 4002 | 2020-12-05 | 7 | OFF | 24.16 | 7.37 | 0.23 | 0.05 | 0.18 | 0 | 0 | 0.03 | -0.07 | -0.18 | 0 |  | 0.36 | 0.33 | 0.23 | 32.69 | 1074.54 | 0.46
D | 4002 | 2020-12-05 | 8 | OFF | 25.16 | 7.37 | 0.23 | 0.05 | 0.39 | 0 | 0.02 | 0.04 | -0.11 | -0.18 | 0 |  | 0.36 | 0.33 | 0.23 | 33.89 | 1155.223 | 0.69
D | 4002 | 2020-12-05 | 9 | OFF | 33.6 | 7.37 | 0.23 | 0.05 | 0.23 | 0 | 0.47 | 0.04 | 0.03 | -0.18 | 0 |  | 0.36 | 0.33 | 0.23 | 42.76 | 1252.989 | 0.98
D | 4002 | 2020-12-05 | 10 | OFF | 38.4 | 7.37 | 0.23 | 0.05 | 0.3 | 0 | 0.54 | 0.15 | -0.23 | -0.18 | 0 |  | 0.36 | 0.33 | 0.23 | 47.55 | 1340.108 | 1.12
D | 4002 | 2020-12-05 | 11 | OFF | 41.83 | 7.37 | 0.23 | 0.05 | 0.38 | 0 | 0.46 | 0 | -0.28 | -0.18 | 0 |  | 0.36 | 0.33 | 0.23 | 50.78 | 1402.857 | 1.12
D | 4002 | 2020-12-05 | 12 | OFF | 38.34 | 7.37 | 0.23 | 0.05 | 0.14 | 0 | 0 | 0 | -0.15 | -0.18 | 0 |  | 0.36 | 0.33 | 0.23 | 46.72 | 1444.334 | 0.42
D | 4002 | 2020-12-05 | 13 | OFF | 49.71 | 7.37 | 0.23 | 0.05 | 0.14 | 0 | 0.12 | 0.07 | -0.06 | -0.18 | 0 |  | 0.36 | 0.33 | 0.23 | 58.37 | 1463.108 | 0.54
D | 4002 | 2020-12-05 | 14 | OFF | 52.74 | 7.37 | 0.23 | 0.05 | 0.14 | 0 | 0.19 | 0.08 | 0.01 | -0.18 | 0 |  | 0.36 | 0.33 | 0.23 | 61.55 | 1462.107 | 0.61
D | 4002 | 2020-12-05 | 15 | OFF | 51.02 | 7.37 | 0.23 | 0.05 | 0.16 | 0 | 0.72 | 0.04 | -0.1 | -0.18 | 0 |  | 0.36 | 0.33 | 0.23 | 60.23 | 1455.663 | 1.16
D | 4002 | 2020-12-05 | 16 | OFF | 51.32 | 7.37 | 0.23 | 0.05 | 0.16 | 0 | 0.76 | 0.1 | -0.05 | -0.18 | 0 |  | 0.36 | 0.33 | 0.23 | 60.68 | 1472.619 | 1.2
D | 4002 | 2020-12-05 | 17 | OFF | 54.06 | 7.37 | 0.23 | 0.05 | 0.19 | 0 | 0.55 | 0.04 | -0.1 | -0.18 | 0 |  | 0.36 | 0.33 | 0.23 | 63.13 | 1543.31 | 1.02
D | 4002 | 2020-12-05 | 18 | OFF | 56.14 | 7.37 | 0.23 | 0.05 | 0.16 | 0 | 0.11 | 0.05 | -0.23 | -0.18 | 0 |  | 0.36 | 0.33 | 0.23 | 64.62 | 1558.125 | 0.55
D | 4002 | 2020-12-05 | 19 | OFF | 38.66 | 7.37 | 0.23 | 0.05 | 0.18 | 0 | 0.06 | 0.02 | -0.21 | -0.18 | 0 |  | 0.36 | 0.33 | 0.23 | 47.1 | 1486.177 | 0.52
D | 4002 | 2020-12-05 | 20 | OFF | 26.59 | 7.37 | 0.23 | 0.05 | 0.12 | 0 | 0 | 0.04 | -0.27 | -0.18 | 0 |  | 0.36 | 0.33 | 0.23 | 34.87 | 1409.422 | 0.4
D | 4002 | 2020-12-05 | 21 | OFF | 25.61 | 7.37 | 0.23 | 0.05 | 0.07 | 0 | 0 | 0.02 | -0.3 | -0.18 | 0 |  | 0.36 | 0.33 | 0.23 | 33.79 | 1335.094 | 0.35
D | 4002 | 2020-12-05 | 22 | OFF | 24.26 | 7.37 | 0.23 | 0.05 | 0.06 | 0 | 0 | 0.04 | -0.36 | -0.18 | 0 |  | 0.36 | 0.33 | 0.23 | 32.39 | 1253.979 | 0.34
D | 4002 | 2020-12-05 | 23 | OFF | 23.99 | 7.37 | 0.23 | 0.05 | 0.1 | 0 | 0 | 0.04 | -0.33 | -0.18 | 0 |  | 0.36 | 0.33 | 0.23 | 32.19 | 1163.886 | 0.38
D | 4002 | 2020-12-05 | 24 | OFF | 21.43 | 7.37 | 0.23 | 0.05 | 0.14 | 0 | 0 | 0.04 | -0.27 | -0.18 | 0 |  | 0.36 | 0.33 | 0.23 | 29.73 | 1074.515 | 0.42
D | 4002 | 2020-12-06 | 1 | OFF | 22.11 | 7.37 | 0.33 | 0.23 | 0.24 | 0 | 0 | 0.02 | -0.27 | -0.18 | 0 |  | 0.36 | 0.33 | 0.23 | 30.77 | 1012.818 | 0.8
D | 4002 | 2020-12-06 | 2 | OFF | 23.07 | 7.37 | 0.33 | 0.23 | 0.15 | 0 | 0 | 0.02 | -0.24 | -0.18 | 0 |  | 0.36 | 0.33 | 0.23 | 31.67 | 983.655 | 0.71
D | 4002 | 2020-12-06 | 3 | OFF | 22.63 | 7.37 | 0.33 | 0.23 | 0.14 | 0 | 0 | 0 | -0.27 | -0.18 | 0 |  | 0.36 | 0.33 | 0.23 | 31.17 | 967.638 | 0.7
D | 4002 | 2020-12-06 | 4 | OFF | 21.13 | 7.37 | 0.33 | 0.23 | 0.11 | 0 | 0 | 0.02 | -0.24 | -0.18 | 0 |  | 0.36 | 0.33 | 0.23 | 29.69 | 965.678 | 0.67
D | 4002 | 2020-12-06 | 5 | OFF | 21.91 | 7.37 | 0.33 | 0.23 | 0.1 | 0 | 0 | 0.02 | -0.25 | -0.18 | 0 |  | 0.36 | 0.33 | 0.23 | 30.45 | 980.556 | 0.66
D | 4002 | 2020-12-06 | 6 | OFF | 23.77 | 7.37 | 0.33 | 0.23 | 0.11 | 0 | 0 | 0.06 | -0.33 | -0.18 | 0 |  | 0.36 | 0.33 | 0.23 | 32.28 | 1018.956 | 0.67
D | 4002 | 2020-12-06 | 7 | OFF | 25.07 | 7.37 | 0.33 | 0.23 | 0.2 | 0 | 0 | 0.02 | -0.29 | -0.18 | 0 |  | 0.36 | 0.33 | 0.23 | 33.67 | 1072.297 | 0.76
D | 4002 | 2020-12-06 | 8 | OFF | 27.86 | 7.37 | 0.33 | 0.23 | 0.18 | 0 | 0.08 | 0.06 | -0.22 | -0.18 | 0 |  | 0.36 | 0.33 | 0.23 | 36.63 | 1136.164 | 0.82
D | 4002 | 2020-12-06 | 9 | OFF | 25.83 | 7.37 | 0.33 | 0.23 | 0.11 | 0 | 0 | 0.06 | -0.3 | -0.18 | 0 |  | 0.36 | 0.33 | 0.23 | 34.37 | 1221.832 | 0.67
D | 4002 | 2020-12-06 | 10 | OFF | 32.99 | 7.37 | 0.33 | 0.23 | 0.13 | 0 | 0.25 | 0.05 | -0.29 | -0.18 | 0 |  | 0.36 | 0.33 | 0.23 | 41.8 | 1288.371 | 0.94
D | 4002 | 2020-12-06 | 11 | OFF | 36.56 | 7.37 | 0.33 | 0.23 | 0.15 | 0 | 0.35 | 0.05 | -0.31 | -0.18 | 0 |  | 0.36 | 0.33 | 0.23 | 45.47 | 1329.682 | 1.06
D | 4002 | 2020-12-06 | 12 | OFF | 28.81 | 7.37 | 0.33 | 0.23 | 0.1 | 0 | 0.08 | 0.05 | -0.25 | -0.18 | 0 |  | 0.36 | 0.33 | 0.23 | 37.46 | 1359.442 | 0.74
D | 4002 | 2020-12-06 | 13 | OFF | 26.67 | 7.37 | 0.33 | 0.23 | 0.08 | 0 | 0.06 | 0.04 | -0.3 | -0.18 | 0 |  | 0.36 | 0.33 | 0.23 | 35.22 | 1382.963 | 0.7
D | 4002 | 2020-12-06 | 14 | OFF | 26.48 | 7.37 | 0.33 | 0.23 | 0.09 | 0 | 0 | 0.04 | -0.26 | -0.18 | 0 |  | 0.36 | 0.33 | 0.23 | 35.02 | 1389.681 | 0.65
D | 4002 | 2020-12-06 | 15 | OFF | 30.75 | 7.37 | 0.33 | 0.23 | 0.14 | 0 | 0.18 | 0.05 | -0.28 | -0.18 | 0 |  | 0.36 | 0.33 | 0.23 | 39.51 | 1396.326 | 0.88
D | 4002 | 2020-12-06 | 16 | OFF | 36.99 | 7.37 | 0.33 | 0.23 | 0.13 | 0 | 0.22 | 0.05 | -0.17 | -0.18 | 0 |  | 0.36 | 0.33 | 0.23 | 45.89 | 1432.61 | 0.91
D | 4002 | 2020-12-06 | 17 | OFF | 57.73 | 7.37 | 0.33 | 0.23 | 0.17 | 0 | 0.19 | 0.01 | -0.05 | -0.18 | 0 |  | 0.36 | 0.33 | 0.23 | 66.72 | 1556.922 | 0.92
D | 4002 | 2020-12-06 | 18 | OFF | 83.27 | 7.37 | 0.33 | 0.23 | 0.41 | 0 | 0.35 | 0.08 | -0.6 | -0.18 | 0 |  | 0.36 | 0.33 | 0.23 | 92.18 | 1635.984 | 1.32
D | 4002 | 2020-12-06 | 19 | OFF | 89.51 | 7.37 | 0.33 | 0.23 | 0.48 | 0 | 0.27 | 0.09 | -0.48 | -0.18 | 0 |  | 0.36 | 0.33 | 0.23 | 98.54 | 1606.403 | 1.31
D | 4002 | 2020-12-06 | 20 | OFF | 70.66 | 7.37 | 0.33 | 0.23 | 0.4 | 0 | 0.65 | 0.06 | -0.39 | -0.18 | 0 |  | 0.36 | 0.33 | 0.23 | 80.05 | 1546.122 | 1.61
D | 4002 | 2020-12-06 | 21 | OFF | 58.4 | 7.37 | 0.33 | 0.23 | 0.2 | 0 | 0.54 | 0.05 | -0.32 | -0.18 | 0 |  | 0.36 | 0.33 | 0.23 | 67.54 | 1468.118 | 1.3
D | 4002 | 2020-12-06 | 22 | OFF | 52.51 | 7.37 | 0.33 | 0.23 | 0.27 | 0 | 0.41 | 0.01 | -0.43 | -0.18 | 0 |  | 0.36 | 0.33 | 0.23 | 61.44 | 1368.528 | 1.24
D | 4002 | 2020-12-06 | 23 | OFF | 28.63 | 7.37 | 0.33 | 0.23 | 0.23 | 0 | 0.14 | 0.05 | -0.23 | -0.18 | 0 |  | 0.36 | 0.33 | 0.23 | 37.49 | 1258.955 | 0.93
D | 4002 | 2020-12-06 | 24 | OFF | 27.18 | 7.37 | 0.33 | 0.23 | 0.18 | 0 | 0 | 0.05 | -0.28 | -0.18 | 0 |  | 0.36 | 0.33 | 0.23 | 35.8 | 1175.029 | 0.74
D | 4002 | 2020-12-07 | 1 | OFF | 29.27 | 7.37 | 0.41 | 0.05 | 0.13 | 0 | 0 | 0.09 | -0.3 | -0.18 | 0 |  | 0.36 | 0.33 | 0.23 | 37.76 | 1120.322 | 0.59
D | 4002 | 2020-12-07 | 2 | OFF | 28.89 | 7.37 | 0.41 | 0.05 | 0.12 | 0 | 0 | 0.04 | -0.27 | -0.18 | 0 |  | 0.36 | 0.33 | 0.23 | 37.35 | 1094.21 | 0.58
D | 4002 | 2020-12-07 | 3 | OFF | 28.76 | 7.37 | 0.41 | 0.05 | 0.13 | 0 | 0 | 0.06 | -0.23 | -0.18 | 0 |  | 0.36 | 0.33 | 0.23 | 37.29 | 1088.476 | 0.59
D | 4002 | 2020-12-07 | 4 | OFF | 26.98 | 7.37 | 0.41 | 0.05 | 0.11 | 0 | 0 | 0.07 | -0.24 | -0.18 | 0 |  | 0.36 | 0.33 | 0.23 | 35.49 | 1093.896 | 0.57
D | 4002 | 2020-12-07 | 5 | OFF | 25.6 | 7.37 | 0.41 | 0.05 | 0.08 | 0 | 0 | 0.05 | -0.25 | -0.18 | 0 |  | 0.36 | 0.33 | 0.23 | 34.05 | 1134.079 | 0.54
D | 4002 | 2020-12-07 | 6 | OFF | 26.18 | 7.37 | 0.41 | 0.05 | 0.14 | 0 | 0 | 0.06 | -0.29 | -0.18 | 0 |  | 0.36 | 0.33 | 0.23 | 34.66 | 1238.553 | 0.6
D | 4002 | 2020-12-07 | 7 | OFF | 27.95 | 7.37 | 0.41 | 0.05 | 0.24 | 0 | 0 | 0.02 | -0.23 | -0.18 | 0 |  | 0.36 | 0.33 | 0.23 | 36.55 | 1385.666 | 0.7
D | 4002 | 2020-12-07 | 8 | ON | 30.41 | 7.37 | 0.41 | 0.05 | 0.24 | 0.25 | 0 | 0.03 | -0.3 | -0.18 | 0 |  | 0.36 | 0.33 | 0.23 | 39.2 | 1497.574 | 0.95
D | 4002 | 2020-12-07 | 9 | ON | 32.13 | 7.37 | 0.41 | 0.05 | 0.12 | 0.24 | 0 | 0.03 | -0.29 | -0.18 | 0 |  | 0.36 | 0.33 | 0.23 | 40.8 | 1543.867 | 0.82
D | 4002 | 2020-12-07 | 10 | ON | 29.9 | 7.37 | 0.41 | 0.05 | 0.1 | 0.25 | 0.04 | 0.02 | -0.22 | -0.18 | 0 |  | 0.36 | 0.33 | 0.23 | 38.66 | 1557.916 | 0.85
D | 4002 | 2020-12-07 | 11 | ON | 27.66 | 7.37 | 0.41 | 0.05 | 0.1 | 0.25 | 0.01 | 0.03 | -0.21 | -0.18 | 0 |  | 0.36 | 0.33 | 0.23 | 36.41 | 1575.298 | 0.82
D | 4002 | 2020-12-07 | 12 | ON | 27.79 | 7.37 | 0.41 | 0.05 | 0.07 | 0.25 | 0 | -0.01 | -0.21 | -0.18 | 0 |  | 0.36 | 0.33 | 0.23 | 36.46 | 1580.888 | 0.78
D | 4002 | 2020-12-07 | 13 | ON | 30.27 | 7.37 | 0.41 | 0.05 | 0.07 | 0.26 | 0.07 | 0.02 | -0.2 | -0.18 | 0 |  | 0.36 | 0.33 | 0.23 | 39.06 | 1588.95 | 0.86
D | 4002 | 2020-12-07 | 14 | ON | 35.31 | 7.37 | 0.41 | 0.05 | 0.11 | 0.26 | 0.34 | 0.02 | -0.22 | -0.18 | 0 |  | 0.36 | 0.33 | 0.23 | 44.39 | 1596.668 | 1.17
D | 4002 | 2020-12-07 | 15 | ON | 34.96 | 7.37 | 0.41 | 0.05 | 0.13 | 0.26 | 0.33 | 0.01 | -0.26 | -0.18 | 0 |  | 0.36 | 0.33 | 0.23 | 44 | 1594.605 | 1.18
D | 4002 | 2020-12-07 | 16 | ON | 47.95 | 7.37 | 0.41 | 0.05 | 0.2 | 0.25 | 0.85 | 0 | -0.24 | -0.18 | 0 |  | 0.36 | 0.33 | 0.23 | 57.58 | 1617.297 | 1.76
D | 4002 | 2020-12-07 | 17 | ON | 55.02 | 7.37 | 0.41 | 0.05 | 0.18 | 0.24 | 0.54 | -0.05 | -0.09 | -0.18 | 0 |  | 0.36 | 0.33 | 0.23 | 64.41 | 1719.506 | 1.42
D | 4002 | 2020-12-07 | 18 | ON | 84.12 | 7.37 | 0.41 | 0.05 | 3.57 | 0.23 | 1.21 | 0.05 | -0.55 | -0.18 | 0 |  | 0.36 | 0.33 | 0.23 | 97.2 | 1792.023 | 5.47
D | 4002 | 2020-12-07 | 19 | ON | 74.68 | 7.37 | 0.41 | 0.05 | 4.63 | 0.23 | 1.41 | 0.06 | -0.44 | -0.18 | 0 |  | 0.36 | 0.33 | 0.23 | 89.14 | 1758.738 | 6.73
D | 4002 | 2020-12-07 | 20 | ON | 49.28 | 7.37 | 0.41 | 0.05 | 3.14 | 0.24 | 0.72 | 0.01 | -0.32 | -0.18 | 0 |  | 0.36 | 0.33 | 0.23 | 61.64 | 1687.397 | 4.56
D | 4002 | 2020-12-07 | 21 | ON | 43.08 | 7.37 | 0.41 | 0.05 | 0.55 | 0.25 | 0.6 | -0.01 | -0.3 | -0.18 | 0 |  | 0.36 | 0.33 | 0.23 | 52.74 | 1597.817 | 1.86
D | 4002 | 2020-12-07 | 22 | ON | 38.7 | 7.37 | 0.41 | 0.05 | 0.11 | 0.26 | 0.37 | 0.02 | -0.11 | -0.18 | 0 |  | 0.36 | 0.33 | 0.23 | 47.92 | 1486.907 | 1.2
D | 4002 | 2020-12-07 | 23 | ON | 27.64 | 7.37 | 0.41 | 0.05 | 0.21 | 0.29 | 0 | -0.02 | -0.32 | -0.18 | 0 |  | 0.36 | 0.33 | 0.23 | 36.37 | 1359.074 | 0.96
D | 4002 | 2020-12-07 | 24 | OFF | 27.24 | 7.37 | 0.41 | 0.05 | 0.19 | 0 | 0 | 0.02 | -0.23 | -0.18 | 0 |  | 0.36 | 0.33 | 0.23 | 35.79 | 1241.835 | 0.65
D | 4002 | 2020-12-08 | 1 | OFF | 26.24 | 7.37 | 0.32 | 0.05 | 0.13 | 0 | 0 | 0.05 | -0.21 | -0.18 | 0 |  | 0.36 | 0.33 | 0.23 | 34.69 | 1173.002 | 0.5
D | 4002 | 2020-12-08 | 2 | OFF | 26.28 | 7.37 | 0.32 | 0.05 | 0.09 | 0 | 0 | 0.12 | -0.24 | -0.18 | 0 |  | 0.36 | 0.33 | 0.23 | 34.73 | 1139.748 | 0.46
D | 4002 | 2020-12-08 | 3 | OFF | 26.59 | 7.37 | 0.32 | 0.05 | 0.08 | 0 | 0 | 0.08 | -0.24 | -0.18 | 0 |  | 0.36 | 0.33 | 0.23 | 34.99 | 1122.962 | 0.45
D | 4002 | 2020-12-08 | 4 | OFF | 26.38 | 7.37 | 0.32 | 0.05 | 0.09 | 0 | 0 | 0.06 | -0.22 | -0.18 | 0 |  | 0.36 | 0.33 | 0.23 | 34.79 | 1128.246 | 0.46
D | 4002 | 2020-12-08 | 5 | OFF | 25.3 | 7.37 | 0.32 | 0.05 | 0.06 | 0 | 0 | 0.05 | -0.19 | -0.18 | 0 |  | 0.36 | 0.33 | 0.23 | 33.7 | 1169.635 | 0.43
D | 4002 | 2020-12-08 | 6 | OFF | 27.3 | 7.37 | 0.32 | 0.05 | 0.17 | 0 | 0 | 0.08 | -0.15 | -0.18 | 0 |  | 0.36 | 0.33 | 0.23 | 35.88 | 1267.92 | 0.54
D | 4002 | 2020-12-08 | 7 | OFF | 30.17 | 7.37 | 0.32 | 0.05 | 0.19 | 0 | 0 | 0.07 | -0.22 | -0.18 | 0 |  | 0.36 | 0.33 | 0.23 | 38.69 | 1411.359 | 0.56
D | 4002 | 2020-12-08 | 8 | ON | 32.11 | 7.37 | 0.32 | 0.05 | 0.28 | 0.25 | 0 | 0.03 | -0.29 | -0.18 | 0 |  | 0.36 | 0.33 | 0.23 | 40.86 | 1517.914 | 0.9
D | 4002 | 2020-12-08 | 9 | ON | 35.42 | 7.37 | 0.32 | 0.05 | 0.21 | 0.24 | 0.15 | 0.02 | -0.23 | -0.18 | 0 |  | 0.36 | 0.33 | 0.23 | 44.29 | 1567.231 | 0.97
D | 4002 | 2020-12-08 | 10 | ON | 38.44 | 7.37 | 0.32 | 0.05 | 0.14 | 0.24 | 0.17 | 0.02 | -0.26 | -0.18 | 0 |  | 0.36 | 0.33 | 0.23 | 47.23 | 1582.241 | 0.92
D | 4002 | 2020-12-08 | 11 | ON | 43.74 | 7.37 | 0.32 | 0.05 | 0.22 | 0.24 | 0.31 | 0.03 | -0.27 | -0.18 | 0 |  | 0.36 | 0.33 | 0.23 | 52.75 | 1591.998 | 1.14
D | 4002 | 2020-12-08 | 12 | ON | 39.02 | 7.37 | 0.32 | 0.05 | 0.17 | 0.24 | 0.11 | 0.02 | -0.27 | -0.18 | 0 |  | 0.36 | 0.33 | 0.23 | 47.77 | 1592.258 | 0.89
D | 4002 | 2020-12-08 | 13 | ON | 40.18 | 7.37 | 0.32 | 0.05 | 0.13 | 0.24 | 0.12 | 0.04 | -0.25 | -0.18 | 0 |  | 0.36 | 0.33 | 0.23 | 48.94 | 1585.827 | 0.86
D | 4002 | 2020-12-08 | 14 | ON | 40.12 | 7.37 | 0.32 | 0.05 | 0.19 | 0.24 | 0.06 | 0.03 | -0.24 | -0.18 | 0 |  | 0.36 | 0.33 | 0.23 | 48.88 | 1579.538 | 0.86
D | 4002 | 2020-12-08 | 15 | ON | 42.09 | 7.37 | 0.32 | 0.05 | 0.12 | 0.24 | 0.3 | 0.09 | -0.23 | -0.18 | 0 |  | 0.36 | 0.33 | 0.23 | 51.09 | 1573.186 | 1.03
D | 4002 | 2020-12-08 | 16 | ON | 39.95 | 7.37 | 0.32 | 0.05 | 0.17 | 0.24 | 0.34 | 0.06 | -0.25 | -0.18 | 0 |  | 0.36 | 0.33 | 0.23 | 48.99 | 1587.798 | 1.12
D | 4002 | 2020-12-08 | 17 | ON | 46.99 | 7.37 | 0.32 | 0.05 | 0.22 | 0.23 | 0.14 | 0.05 | -0.18 | -0.18 | -0.41 |  | 0.36 | 0.33 | 0.23 | 55.52 | 1679.393 | 0.55
D | 4002 | 2020-12-08 | 18 | ON | 61.83 | 7.37 | 0.32 | 0.05 | 0.25 | 0.21 | 0.24 | 0.07 | -0.39 | -0.18 | -0.45 |  | 0.36 | 0.33 | 0.23 | 70.24 | 1762.603 | 0.62
D | 4002 | 2020-12-08 | 19 | ON | 53.25 | 7.37 | 0.32 | 0.05 | 0.18 | 0.22 | 0.11 | 0.01 | -0.38 | -0.18 | 0 |  | 0.36 | 0.33 | 0.23 | 61.87 | 1744.415 | 0.88
D | 4002 | 2020-12-08 | 20 | ON | 47.9 | 7.37 | 0.32 | 0.05 | 0.15 | 0.23 | 0.49 | 0.09 | -0.27 | -0.18 | 0 |  | 0.36 | 0.33 | 0.23 | 57.07 | 1696.648 | 1.24
D | 4002 | 2020-12-08 | 21 | ON | 43.81 | 7.37 | 0.32 | 0.05 | 0.27 | 0.23 | 0.54 | 0.08 | -0.29 | -0.18 | 0 |  | 0.36 | 0.33 | 0.23 | 53.12 | 1616.271 | 1.41
D | 4002 | 2020-12-08 | 22 | ON | 26.31 | 7.37 | 0.32 | 0.05 | 0.08 | 0.25 | 0 | 0.05 | -0.19 | -0.18 | 0 |  | 0.36 | 0.33 | 0.23 | 34.98 | 1503.475 | 0.7
D | 4002 | 2020-12-08 | 23 | ON | 25.27 | 7.37 | 0.32 | 0.05 | 0.18 | 0.27 | 0 | 0.03 | -0.24 | -0.18 | 0 |  | 0.36 | 0.33 | 0.23 | 33.99 | 1377.895 | 0.82
D | 4002 | 2020-12-08 | 24 | OFF | 28.85 | 7.37 | 0.32 | 0.05 | 0.24 | 0 | 0.1 | 0.08 | -0.15 | -0.18 | 0 |  | 0.36 | 0.33 | 0.23 | 37.6 | 1277.144 | 0.71
D | 4002 | 2020-12-09 | 1 | OFF | 25.1 | 7.37 | 0.28 | 0.25 | 0.09 | 0 | 0 | 0.06 | -0.15 | -0.18 | 0 |  | 0.36 | 0.33 | 0.23 | 33.74 | 1208.126 | 0.62
D | 4002 | 2020-12-09 | 2 | OFF | 25.22 | 7.37 | 0.28 | 0.25 | 0.07 | 0 | 0 | 0.05 | -0.16 | -0.18 | 0 |  | 0.36 | 0.33 | 0.23 | 33.82 | 1176.314 | 0.6
D | 4002 | 2020-12-09 | 3 | OFF | 24.71 | 7.37 | 0.28 | 0.25 | 0.06 | 0 | 0 | 0.03 | -0.18 | -0.18 | 0 |  | 0.36 | 0.33 | 0.23 | 33.26 | 1164.813 | 0.59
D | 4002 | 2020-12-09 | 4 | OFF | 24.66 | 7.37 | 0.28 | 0.25 | 0.06 | 0 | 0 | 0.04 | -0.16 | -0.18 | 0 |  | 0.36 | 0.33 | 0.23 | 33.24 | 1172.373 | 0.59
D | 4002 | 2020-12-09 | 5 | OFF | 23.91 | 7.37 | 0.28 | 0.25 | 0.06 | 0 | 0 | 0.03 | -0.16 | -0.18 | 0 |  | 0.36 | 0.33 | 0.23 | 32.48 | 1211.87 | 0.59
D | 4002 | 2020-12-09 | 6 | OFF | 24.59 | 7.37 | 0.28 | 0.25 | 0.13 | 0 | 0 | 0.03 | -0.19 | -0.18 | 0 |  | 0.36 | 0.33 | 0.23 | 33.2 | 1305.373 | 0.66
D | 4002 | 2020-12-09 | 7 | OFF | 36.23 | 7.37 | 0.28 | 0.25 | 0.27 | 0 | 0.06 | 0.03 | -0.09 | -0.18 | 0 |  | 0.36 | 0.33 | 0.23 | 45.14 | 1445.481 | 0.86
D | 4002 | 2020-12-09 | 8 | ON | 37.19 | 7.37 | 0.28 | 0.25 | 0.23 | 0.25 | 0.02 | 0.02 | -0.21 | -0.18 | 0 |  | 0.36 | 0.33 | 0.23 | 46.14 | 1547.176 | 1.03
D | 4002 | 2020-12-09 | 9 | ON | 46.9 | 7.37 | 0.28 | 0.25 | 0.2 | 0.24 | 0.05 | 0.01 | -0.29 | -0.18 | 0 |  | 0.36 | 0.33 | 0.23 | 55.75 | 1590.754 | 1.02
D | 4002 | 2020-12-09 | 10 | ON | 46.82 | 7.37 | 0.28 | 0.25 | 0.12 | 0.24 | 0.37 | 0.01 | -0.28 | -0.18 | 0 |  | 0.36 | 0.33 | 0.23 | 55.92 | 1581.345 | 1.26
D | 4002 | 2020-12-09 | 11 | ON | 45.24 | 7.37 | 0.28 | 0.25 | 0.14 | 0.24 | 0.18 | 0.02 | -0.23 | -0.18 | 0 |  | 0.36 | 0.33 | 0.23 | 54.23 | 1586.352 | 1.09
D | 4002 | 2020-12-09 | 12 | ON | 47 | 7.37 | 0.28 | 0.25 | 0.16 | 0.25 | 0.6 | 0.05 | -0.26 | -0.18 | 0 |  | 0.36 | 0.33 | 0.23 | 56.44 | 1577.706 | 1.54
D | 4002 | 2020-12-09 | 13 | ON | 28.23 | 7.37 | 0.28 | 0.25 | 0.07 | 0.25 | 0.1 | 0.01 | -0.23 | -0.18 | 0 |  | 0.36 | 0.33 | 0.23 | 37.07 | 1578.659 | 0.95
D | 4002 | 2020-12-09 | 14 | ON | 34.43 | 7.37 | 0.28 | 0.25 | 0.08 | 0.25 | 0.22 | 0.03 | -0.21 | -0.18 | 0 |  | 0.36 | 0.33 | 0.23 | 43.44 | 1569.068 | 1.08
D | 4002 | 2020-12-09 | 15 | ON | 41.08 | 7.37 | 0.28 | 0.25 | 0.28 | 0.25 | 0.4 | 0.04 | -0.24 | -0.18 | -0.01 |  | 0.36 | 0.33 | 0.23 | 50.44 | 1552.872 | 1.45
D | 4002 | 2020-12-09 | 16 | ON | 31.22 | 7.37 | 0.28 | 0.25 | 0.1 | 0.24 | 0.03 | 0.02 | -0.22 | -0.18 | 0 |  | 0.36 | 0.33 | 0.23 | 40.03 | 1558.566 | 0.9
D | 4002 | 2020-12-09 | 17 | ON | 34.71 | 7.37 | 0.28 | 0.25 | 0.08 | 0.23 | 0.02 | 0.02 | -0.14 | -0.18 | 0 |  | 0.36 | 0.33 | 0.23 | 43.56 | 1654.242 | 0.86
D | 4002 | 2020-12-09 | 18 | ON | 52.66 | 7.37 | 0.28 | 0.25 | 0.26 | 0.22 | 0.02 | 0.04 | -0.35 | -0.18 | 0 |  | 0.36 | 0.33 | 0.23 | 61.49 | 1729.149 | 1.03
D | 4002 | 2020-12-09 | 19 | ON | 41.69 | 7.37 | 0.28 | 0.25 | 0.17 | 0.23 | 0.07 | 0.03 | -0.24 | -0.18 | 0 |  | 0.36 | 0.33 | 0.23 | 50.59 | 1695.012 | 1
D | 4002 | 2020-12-09 | 20 | ON | 40.71 | 7.37 | 0.28 | 0.25 | 0.16 | 0.24 | 0.31 | 0.03 | -0.2 | -0.18 | 0 |  | 0.36 | 0.33 | 0.23 | 49.89 | 1624.688 | 1.24
D | 4002 | 2020-12-09 | 21 | ON | 37 | 7.37 | 0.28 | 0.25 | 0.15 | 0.25 | 0.32 | 0.06 | -0.13 | -0.18 | 0 |  | 0.36 | 0.33 | 0.23 | 46.29 | 1538.421 | 1.25
D | 4002 | 2020-12-09 | 22 | ON | 24.21 | 7.37 | 0.28 | 0.25 | 0.14 | 0.26 | 0 | 0.04 | -0.17 | -0.18 | 0 |  | 0.36 | 0.33 | 0.23 | 33.12 | 1421.377 | 0.93
D | 4002 | 2020-12-09 | 23 | ON | 23.61 | 7.37 | 0.28 | 0.25 | 0.14 | 0.29 | 0 | 0.06 | -0.2 | -0.18 | 0 |  | 0.36 | 0.33 | 0.23 | 32.54 | 1290.462 | 0.96
D | 4002 | 2020-12-09 | 24 | OFF | 22.73 | 7.37 | 0.28 | 0.25 | 0.15 | 0 | 0 | 0.04 | -0.15 | -0.18 | 0 |  | 0.36 | 0.33 | 0.23 | 31.41 | 1187.461 | 0.68
D | 4002 | 2020-12-10 | 1 | OFF | 24.51 | 7.37 | 0.26 | 0.03 | 0.06 | 0 | 0 | 0.05 | -0.15 | -0.18 | 0 |  | 0.36 | 0.33 | 0.23 | 32.87 | 1121.366 | 0.35
D | 4002 | 2020-12-10 | 2 | OFF | 25.82 | 7.37 | 0.26 | 0.03 | 0.07 | 0 | 0 | 0.04 | -0.13 | -0.18 | 0 |  | 0.36 | 0.33 | 0.23 | 34.2 | 1086.994 | 0.36
D | 4002 | 2020-12-10 | 3 | OFF | 23.75 | 7.37 | 0.26 | 0.03 | 0.06 | 0 | 0 | 0.04 | -0.11 | -0.18 | 0 |  | 0.36 | 0.33 | 0.23 | 32.14 | 1074.097 | 0.35
D | 4002 | 2020-12-10 | 4 | OFF | 24.34 | 7.37 | 0.26 | 0.03 | 0.06 | 0 | 0 | 0.02 | -0.13 | -0.18 | 0 |  | 0.36 | 0.33 | 0.23 | 32.69 | 1076.706 | 0.35
D | 4002 | 2020-12-10 | 5 | OFF | 24.32 | 7.37 | 0.26 | 0.03 | 0.13 | 0 | 0 | 0.01 | -0.12 | -0.18 | 0 |  | 0.36 | 0.33 | 0.23 | 32.74 | 1113.459 | 0.42
D | 4002 | 2020-12-10 | 6 | OFF | 26.15 | 7.37 | 0.26 | 0.03 | 0.16 | 0 | 0 | 0.06 | -0.1 | -0.18 | 0 |  | 0.36 | 0.33 | 0.23 | 34.67 | 1206.417 | 0.45
D | 4002 | 2020-12-10 | 7 | OFF | 33.35 | 7.37 | 0.26 | 0.03 | 0.3 | 0 | 0 | 0.03 | -0.14 | -0.18 | 0 |  | 0.36 | 0.33 | 0.23 | 41.94 | 1345.431 | 0.59
D | 4002 | 2020-12-10 | 8 | ON | 34.08 | 7.37 | 0.26 | 0.03 | 0.3 | 0.25 | 0 | 0.02 | -0.38 | -0.18 | 0 |  | 0.36 | 0.33 | 0.23 | 42.67 | 1447.471 | 0.84
D | 4002 | 2020-12-10 | 9 | ON | 40.21 | 7.37 | 0.26 | 0.03 | 0.38 | 0.25 | 0.12 | 0.03 | -0.26 | -0.18 | 0 |  | 0.36 | 0.33 | 0.23 | 49.13 | 1485.378 | 1.04
D | 4002 | 2020-12-10 | 10 | ON | 35.85 | 7.37 | 0.26 | 0.03 | 0.24 | 0.25 | 0.36 | 0.07 | -0.19 | -0.18 | 0 |  | 0.36 | 0.33 | 0.23 | 44.98 | 1479.643 | 1.14
D | 4002 | 2020-12-10 | 11 | ON | 24.87 | 7.37 | 0.26 | 0.03 | 0.17 | 0.26 | 0 | 0.01 | -0.15 | -0.18 | 0 |  | 0.36 | 0.33 | 0.23 | 33.56 | 1483.738 | 0.72
D | 4002 | 2020-12-10 | 12 | ON | 24.13 | 7.37 | 0.26 | 0.03 | 0.14 | 0.26 | 0 | 0.03 | -0.16 | -0.18 | 0 |  | 0.36 | 0.33 | 0.23 | 32.8 | 1493.104 | 0.69
D | 4002 | 2020-12-10 | 13 | ON | 24.35 | 7.37 | 0.26 | 0.03 | 0.09 | 0.26 | 0 | 0.03 | -0.16 | -0.18 | 0 |  | 0.36 | 0.33 | 0.23 | 32.97 | 1484.384 | 0.64
D | 4002 | 2020-12-10 | 14 | ON | 23.56 | 7.37 | 0.26 | 0.03 | 0.07 | 0.26 | 0 | 0.03 | -0.16 | -0.18 | 0 |  | 0.36 | 0.33 | 0.23 | 32.16 | 1477.52 | 0.62
D | 4002 | 2020-12-10 | 15 | ON | 25.01 | 7.37 | 0.26 | 0.03 | 0.07 | 0.26 | 0 | 0.02 | -0.17 | -0.18 | 0 |  | 0.36 | 0.33 | 0.23 | 33.59 | 1460.201 | 0.62
D | 4002 | 2020-12-10 | 16 | ON | 24.29 | 7.37 | 0.26 | 0.03 | 0.07 | 0.25 | 0 | 0.03 | -0.17 | -0.18 | 0 |  | 0.36 | 0.33 | 0.23 | 32.87 | 1471.563 | 0.61
D | 4002 | 2020-12-10 | 17 | ON | 33.71 | 7.37 | 0.26 | 0.03 | 0.1 | 0.24 | 0.09 | 0.02 | 0.01 | -0.18 | 0 |  | 0.36 | 0.33 | 0.23 | 42.57 | 1576.371 | 0.72
D | 4002 | 2020-12-10 | 18 | ON | 52.76 | 7.37 | 0.26 | 0.03 | 0.17 | 0.22 | 0.18 | 0.09 | -0.33 | -0.18 | 0 |  | 0.36 | 0.33 | 0.23 | 61.49 | 1666.409 | 0.86
D | 4002 | 2020-12-10 | 19 | ON | 57.08 | 7.37 | 0.26 | 0.03 | 0.19 | 0.22 | 0.21 | 0.15 | -0.25 | -0.18 | 0 |  | 0.36 | 0.33 | 0.23 | 66 | 1643.459 | 0.91
D | 4002 | 2020-12-10 | 20 | ON | 42.56 | 7.37 | 0.26 | 0.03 | 0.27 | 0.23 | 0.41 | 0.02 | -0.22 | -0.18 | 0 |  | 0.36 | 0.33 | 0.23 | 51.67 | 1582.69 | 1.2
D | 4002 | 2020-12-10 | 21 | ON | 29.97 | 7.37 | 0.26 | 0.03 | 0.2 | 0.24 | 0.1 | 0.03 | -0.17 | -0.18 | 0 |  | 0.36 | 0.33 | 0.23 | 38.77 | 1510.143 | 0.83
D | 4002 | 2020-12-10 | 22 | ON | 33.79 | 7.37 | 0.26 | 0.03 | 0.23 | 0.26 | 0.18 | 0.03 | -0.18 | -0.18 | 0 |  | 0.36 | 0.33 | 0.23 | 42.71 | 1403.401 | 0.96
D | 4002 | 2020-12-10 | 23 | ON | 28.41 | 7.37 | 0.26 | 0.03 | 0.18 | 0.28 | 0.03 | 0.03 | -0.16 | -0.18 | 0 |  | 0.36 | 0.33 | 0.23 | 37.17 | 1284.706 | 0.78
D | 4002 | 2020-12-10 | 24 | OFF | 22.99 | 7.37 | 0.26 | 0.03 | 0.25 | 0 | 0 | 0.04 | -0.15 | -0.18 | 0 |  | 0.36 | 0.33 | 0.23 | 31.53 | 1184.052 | 0.54
D | 4002 | 2020-12-11 | 1 | OFF | 26.18 | 7.37 | 0.28 | 0.12 | 0.09 | 0 | 0 | 0.08 | -0.18 | -0.18 | 0 |  | 0.36 | 0.33 | 0.23 | 34.68 | 1113.811 | 0.49
D | 4002 | 2020-12-11 | 2 | OFF | 26.64 | 7.37 | 0.28 | 0.12 | 0.09 | 0 | 0 | 0.04 | -0.15 | -0.18 | 0 |  | 0.36 | 0.33 | 0.23 | 35.13 | 1077.149 | 0.49
D | 4002 | 2020-12-11 | 3 | OFF | 25.76 | 7.37 | 0.28 | 0.12 | 0.08 | 0 | 0 | 0.05 | -0.15 | -0.18 | 0 |  | 0.36 | 0.33 | 0.23 | 34.25 | 1064.59 | 0.48
D | 4002 | 2020-12-11 | 4 | OFF | 26.05 | 7.37 | 0.28 | 0.12 | 0.06 | 0 | 0 | 0.03 | -0.15 | -0.18 | 0 |  | 0.36 | 0.33 | 0.23 | 34.5 | 1072.822 | 0.46
D | 4002 | 2020-12-11 | 5 | OFF | 29.71 | 7.37 | 0.28 | 0.12 | 0.12 | 0 | 0 | 0.04 | -0.13 | -0.18 | 0 |  | 0.36 | 0.33 | 0.23 | 38.25 | 1111.201 | 0.52
D | 4002 | 2020-12-11 | 6 | OFF | 32.01 | 7.37 | 0.28 | 0.12 | 0.28 | 0 | 0 | 0.02 | -0.15 | -0.18 | 0 |  | 0.36 | 0.33 | 0.23 | 40.67 | 1216.74 | 0.68
D | 4002 | 2020-12-11 | 7 | OFF | 42.84 | 7.37 | 0.28 | 0.12 | 0.32 | 0 | 0.05 | 0.06 | -0.34 | -0.18 | 0 |  | 0.36 | 0.33 | 0.23 | 51.44 | 1353.238 | 0.77
D | 4002 | 2020-12-11 | 8 | ON | 44.61 | 7.37 | 0.28 | 0.12 | 0.4 | 0.26 | 0.03 | 0.06 | -0.39 | -0.18 | 0 |  | 0.36 | 0.33 | 0.23 | 53.48 | 1470.706 | 1.09
D | 4002 | 2020-12-11 | 9 | ON | 43.21 | 7.37 | 0.28 | 0.12 | 0.49 | 0.25 | 0.11 | 0.04 | -0.28 | -0.18 | 0 |  | 0.36 | 0.33 | 0.23 | 52.33 | 1468.274 | 1.25
D | 4002 | 2020-12-11 | 10 | ON | 32.1 | 7.37 | 0.28 | 0.12 | 0.16 | 0.26 | 0.06 | 0.03 | -0.24 | -0.18 | 0 |  | 0.36 | 0.33 | 0.23 | 40.88 | 1438.286 | 0.88
D | 4002 | 2020-12-11 | 11 | ON | 23.3 | 7.37 | 0.28 | 0.12 | 0.13 | 0.27 | 0 | 0.03 | -0.25 | -0.18 | 0 |  | 0.36 | 0.33 | 0.23 | 31.99 | 1455.042 | 0.8
D | 4002 | 2020-12-11 | 12 | ON | 22.75 | 7.37 | 0.28 | 0.12 | 0.09 | 0.27 | 0 | 0.04 | -0.24 | -0.18 | 0 |  | 0.36 | 0.33 | 0.23 | 31.42 | 1435.472 | 0.76
D | 4002 | 2020-12-11 | 13 | ON | 23.45 | 7.37 | 0.28 | 0.12 | 0.07 | 0.28 | 0 | 0.02 | -0.2 | -0.18 | 0 |  | 0.36 | 0.33 | 0.23 | 32.13 | 1403.244 | 0.75
D | 4002 | 2020-12-11 | 14 | ON | 25.52 | 7.37 | 0.28 | 0.12 | 0.08 | 0.28 | 0 | 0.02 | -0.21 | -0.18 | 0 |  | 0.36 | 0.33 | 0.23 | 34.2 | 1403.326 | 0.76
D | 4002 | 2020-12-11 | 15 | ON | 28.31 | 7.37 | 0.28 | 0.12 | 0.13 | 0.27 | 0.01 | 0.02 | -0.22 | -0.18 | 0 |  | 0.36 | 0.33 | 0.23 | 37.03 | 1388.659 | 0.81
D | 4002 | 2020-12-11 | 16 | ON | 41.87 | 7.37 | 0.28 | 0.12 | 0.33 | 0.27 | 0.22 | 0.01 | -0.26 | -0.18 | 0 |  | 0.36 | 0.33 | 0.23 | 50.95 | 1404.159 | 1.22
D | 4002 | 2020-12-11 | 17 | ON | 59.12 | 7.37 | 0.28 | 0.12 | 1.48 | 0.25 | 0.18 | 0.02 | -0.19 | -0.18 | 0 |  | 0.36 | 0.33 | 0.23 | 69.37 | 1519.986 | 2.31
D | 4002 | 2020-12-11 | 18 | ON | 74.73 | 7.37 | 0.28 | 0.12 | 3.62 | 0.24 | 0.18 | 0.15 | -0.44 | -0.18 | 0 |  | 0.36 | 0.33 | 0.23 | 86.99 | 1600.626 | 4.44
D | 4002 | 2020-12-11 | 19 | ON | 51.73 | 7.37 | 0.28 | 0.12 | 0.46 | 0.25 | 0.2 | 0.1 | -0.31 | -0.18 | 0 |  | 0.36 | 0.33 | 0.23 | 60.94 | 1572.886 | 1.31
D | 4002 | 2020-12-11 | 20 | ON | 41.02 | 7.37 | 0.28 | 0.12 | 0.2 | 0.26 | 0.4 | 0.13 | -0.18 | -0.18 | 0 |  | 0.36 | 0.33 | 0.23 | 50.34 | 1516.053 | 1.26
D | 4002 | 2020-12-11 | 21 | ON | 30.52 | 7.37 | 0.28 | 0.12 | 0.22 | 0.27 | 0.13 | 0.05 | -0.19 | -0.18 | 0 |  | 0.36 | 0.33 | 0.23 | 39.51 | 1443.281 | 1.02
D | 4002 | 2020-12-11 | 22 | ON | 33.29 | 7.37 | 0.28 | 0.12 | 0.23 | 0.29 | 0.29 | 0.05 | -0.27 | -0.18 | 0 |  | 0.36 | 0.33 | 0.23 | 42.39 | 1246.128 | 1.21
D | 4002 | 2020-12-11 | 23 | ON | 32.22 | 7.37 | 0.28 | 0.12 | 0.29 | 0.31 | 0.28 | 0.06 | -0.13 | -0.18 | 0 |  | 0.36 | 0.33 | 0.23 | 41.54 | 1246.749 | 1.28
D | 4002 | 2020-12-11 | 24 | OFF | 22.94 | 7.37 | 0.28 | 0.12 | 0.24 | 0 | 0 | 0.08 | -0.12 | -0.18 | 0 |  | 0.36 | 0.33 | 0.23 | 31.65 | 1147.035 | 0.64
D | 4002 | 2020-12-12 | 1 | OFF | 24.66 | 7.37 | 0.12 | 0.02 | 0.1 | 0 | 0 | 0.08 | -0.16 | -0.18 | 0 |  | 0.36 | 0.33 | 0.23 | 32.93 | 1066.209 | 0.24
D | 4002 | 2020-12-12 | 2 | OFF | 25.09 | 7.37 | 0.12 | 0.02 | 0.07 | 0 | 0 | 0.16 | -0.18 | -0.18 | 0 |  | 0.36 | 0.33 | 0.23 | 33.39 | 1025.008 | 0.21
D | 4002 | 2020-12-12 | 3 | OFF | 24.62 | 7.37 | 0.12 | 0.02 | 0.06 | 0 | 0 | 0.13 | -0.15 | -0.18 | 0 |  | 0.36 | 0.33 | 0.23 | 32.91 | 1010.007 | 0.2
D | 4002 | 2020-12-12 | 4 | OFF | 24.74 | 7.37 | 0.12 | 0.02 | 0.14 | 0 | 0 | 0.15 | -0.15 | -0.18 | 0 |  | 0.36 | 0.33 | 0.23 | 33.13 | 1007.007 | 0.28
D | 4002 | 2020-12-12 | 5 | OFF | 26.08 | 7.37 | 0.12 | 0.02 | 0.14 | 0 | 0 | 0.14 | -0.18 | -0.18 | 0 |  | 0.36 | 0.33 | 0.23 | 34.43 | 1023.396 | 0.28
D | 4002 | 2020-12-12 | 6 | OFF | 28.1 | 7.37 | 0.12 | 0.02 | 0.12 | 0 | 0 | 0.1 | -0.12 | -0.18 | 0 |  | 0.36 | 0.33 | 0.23 | 36.45 | 1070.58 | 0.26
D | 4002 | 2020-12-12 | 7 | OFF | 23.57 | 7.37 | 0.12 | 0.02 | 0.11 | 0 | 0 | 0.09 | -0.2 | -0.18 | 0 |  | 0.36 | 0.33 | 0.23 | 31.82 | 1143.675 | 0.25
D | 4002 | 2020-12-12 | 8 | OFF | 22.54 | 7.37 | 0.12 | 0.02 | 0.11 | 0 | 0 | 0.03 | -0.19 | -0.18 | 0 |  | 0.36 | 0.33 | 0.23 | 30.74 | 1222.363 | 0.25
D | 4002 | 2020-12-12 | 9 | OFF | 21.98 | 7.37 | 0.12 | 0.02 | 0.1 | 0 | 0 | 0.04 | -0.24 | -0.18 | 0 |  | 0.36 | 0.33 | 0.23 | 30.13 | 1320.789 | 0.24
D | 4002 | 2020-12-12 | 10 | OFF | 23.57 | 7.37 | 0.12 | 0.02 | 0.1 | 0 | 0 | 0.03 | -0.28 | -0.18 | 0 |  | 0.36 | 0.33 | 0.23 | 31.67 | 1359.2 | 0.24
D | 4002 | 2020-12-12 | 11 | OFF | 24.34 | 7.37 | 0.12 | 0.02 | 0.13 | 0 | 0 | 0.02 | -0.32 | -0.18 | 0 |  | 0.36 | 0.33 | 0.23 | 32.42 | 1417.907 | 0.27
D | 4002 | 2020-12-12 | 12 | OFF | 25.73 | 7.37 | 0.12 | 0.02 | 0.09 | 0 | 0 | 0.06 | -0.33 | -0.18 | 0 |  | 0.36 | 0.33 | 0.23 | 33.8 | 1379.369 | 0.23
D | 4002 | 2020-12-12 | 13 | OFF | 26.38 | 7.37 | 0.12 | 0.02 | 0.06 | 0 | 0 | 0.01 | -0.34 | -0.18 | 0 |  | 0.36 | 0.33 | 0.23 | 34.36 | 1379.009 | 0.2
D | 4002 | 2020-12-12 | 14 | OFF | 25.11 | 7.37 | 0.12 | 0.02 | 0.11 | 0 | 0 | 0.04 | -0.34 | -0.18 | 0 |  | 0.36 | 0.33 | 0.23 | 33.17 | 1385.642 | 0.25
D | 4002 | 2020-12-12 | 15 | OFF | 24.97 | 7.37 | 0.12 | 0.02 | 0.09 | 0 | 0 | 0.02 | -0.32 | -0.18 | 0 |  | 0.36 | 0.33 | 0.23 | 33.01 | 1393.338 | 0.23
D | 4002 | 2020-12-12 | 16 | OFF | 27.59 | 7.37 | 0.12 | 0.02 | 0.09 | 0 | 0.06 | 0.02 | -0.31 | -0.18 | 0 |  | 0.36 | 0.33 | 0.23 | 35.7 | 1421.36 | 0.29
D | 4002 | 2020-12-12 | 17 | OFF | 29.82 | 7.37 | 0.12 | 0.02 | 0.1 | 0 | 0 | 0.02 | -0.27 | -0.18 | 0 |  | 0.36 | 0.33 | 0.23 | 37.92 | 1503.853 | 0.24
D | 4002 | 2020-12-12 | 18 | OFF | 27.47 | 7.37 | 0.12 | 0.02 | 0.09 | 0 | 0 | 0.05 | -0.3 | -0.18 | 0 |  | 0.36 | 0.33 | 0.23 | 35.56 | 1540.336 | 0.23
D | 4002 | 2020-12-12 | 19 | OFF | 29.56 | 7.37 | 0.12 | 0.02 | 0.1 | 0 | 0.04 | 0.03 | -0.24 | -0.18 | 0 |  | 0.36 | 0.33 | 0.23 | 37.74 | 1499.75 | 0.28
D | 4002 | 2020-12-12 | 20 | OFF | 39.24 | 7.37 | 0.12 | 0.02 | 0.22 | 0 | 0.37 | 0.03 | -0.19 | -0.18 | 0 |  | 0.36 | 0.33 | 0.23 | 47.92 | 1432.715 | 0.73
D | 4002 | 2020-12-12 | 21 | OFF | 25.64 | 7.37 | 0.12 | 0.02 | 0.17 | 0 | 0.05 | 0.02 | -0.16 | -0.18 | 0 |  | 0.36 | 0.33 | 0.23 | 33.97 | 1355.719 | 0.36
D | 4002 | 2020-12-12 | 22 | OFF | 43.04 | 7.37 | 0.12 | 0.02 | 0.41 | 0 | 0.71 | 0.08 | -0.08 | -0.18 | 0 |  | 0.36 | 0.33 | 0.23 | 52.41 | 1271.91 | 1.26
D | 4002 | 2020-12-12 | 23 | OFF | 22.76 | 7.37 | 0.12 | 0.02 | 0.31 | 0 | 0 | 0.02 | -0.13 | -0.18 | 0 |  | 0.36 | 0.33 | 0.23 | 31.21 | 1163.894 | 0.45
D | 4002 | 2020-12-12 | 24 | OFF | 22.57 | 7.37 | 0.12 | 0.02 | 0.32 | 0 | 0 | 0.02 | -0.12 | -0.18 | 0 |  | 0.36 | 0.33 | 0.23 | 31.04 | 1081.322 | 0.46
D | 4002 | 2020-12-13 | 1 | OFF | 24.01 | 7.37 | 0.38 | 0.04 | 0.15 | 0 | 0 | 0.02 | -0.18 | -0.18 | 0 |  | 0.36 | 0.33 | 0.23 | 32.53 | 1013.424 | 0.57
D | 4002 | 2020-12-13 | 2 | OFF | 22.39 | 7.37 | 0.38 | 0.04 | 0.15 | 0 | 0 | 0.02 | -0.15 | -0.18 | 0 |  | 0.36 | 0.33 | 0.23 | 30.94 | 973.953 | 0.57
D | 4002 | 2020-12-13 | 3 | OFF | 19.92 | 7.37 | 0.38 | 0.04 | 0.09 | 0 | 0 | 0.03 | -0.14 | -0.18 | 0 |  | 0.36 | 0.33 | 0.23 | 28.43 | 950.97 | 0.51
D | 4002 | 2020-12-13 | 4 | OFF | 19.8 | 7.37 | 0.38 | 0.04 | 0.08 | 0 | 0 | 0.02 | -0.16 | -0.18 | 0 |  | 0.36 | 0.33 | 0.23 | 28.27 | 944.025 | 0.5
D | 4002 | 2020-12-13 | 5 | OFF | 22.36 | 7.37 | 0.38 | 0.04 | 0.08 | 0 | 0 | 0.01 | -0.14 | -0.18 | 0 |  | 0.36 | 0.33 | 0.23 | 30.84 | 955.327 | 0.5
D | 4002 | 2020-12-13 | 6 | OFF | 22.58 | 7.37 | 0.38 | 0.04 | 0.09 | 0 | 0 | 0.01 | -0.16 | -0.18 | 0 |  | 0.36 | 0.33 | 0.23 | 31.05 | 992.31 | 0.51
D | 4002 | 2020-12-13 | 7 | OFF | 21.62 | 7.37 | 0.38 | 0.04 | 0.12 | 0 | 0 | 0.01 | -0.15 | -0.18 | 0 |  | 0.36 | 0.33 | 0.23 | 30.13 | 1058.205 | 0.54
D | 4002 | 2020-12-13 | 8 | OFF | 23.14 | 7.37 | 0.38 | 0.04 | 0.24 | 0 | 0 | 0.03 | -0.17 | -0.18 | 0 |  | 0.36 | 0.33 | 0.23 | 31.77 | 1121.726 | 0.66
D | 4002 | 2020-12-13 | 9 | OFF | 21.75 | 7.37 | 0.38 | 0.04 | 0.18 | 0 | 0 | 0.03 | -0.17 | -0.18 | 0 |  | 0.36 | 0.33 | 0.23 | 30.32 | 1211.348 | 0.6
D | 4002 | 2020-12-13 | 10 | OFF | 22.39 | 7.37 | 0.38 | 0.04 | 0.12 | 0 | 0 | 0.06 | -0.21 | -0.18 | 0 |  | 0.36 | 0.33 | 0.23 | 30.89 | 1279.156 | 0.54
D | 4002 | 2020-12-13 | 11 | OFF | 20.66 | 7.37 | 0.38 | 0.04 | 0.07 | 0 | 0 | 0.03 | -0.2 | -0.18 | 0 |  | 0.36 | 0.33 | 0.23 | 29.09 | 1295.992 | 0.49
D | 4002 | 2020-12-13 | 12 | OFF | 20.91 | 7.37 | 0.38 | 0.04 | 0.06 | 0 | 0 | 0.02 | -0.19 | -0.18 | 0 |  | 0.36 | 0.33 | 0.23 | 29.33 | 1343.789 | 0.48
D | 4002 | 2020-12-13 | 13 | OFF | 23.14 | 7.37 | 0.38 | 0.04 | 0.07 | 0 | 0 | 0.02 | -0.19 | -0.18 | 0 |  | 0.36 | 0.33 | 0.23 | 31.57 | 1351.959 | 0.49
D | 4002 | 2020-12-13 | 14 | OFF | 23.65 | 7.37 | 0.38 | 0.04 | 0.06 | 0 | 0 | 0.01 | -0.2 | -0.18 | 0 |  | 0.36 | 0.33 | 0.23 | 32.05 | 1331.888 | 0.48
D | 4002 | 2020-12-13 | 15 | OFF | 25.1 | 7.37 | 0.38 | 0.04 | 0.15 | 0 | 0 | 0.04 | -0.22 | -0.18 | 0 |  | 0.36 | 0.33 | 0.23 | 33.6 | 1313.05 | 0.57
D | 4002 | 2020-12-13 | 16 | OFF | 23.62 | 7.37 | 0.38 | 0.04 | 0.08 | 0 | 0 | 0.02 | -0.23 | -0.18 | 0 |  | 0.36 | 0.33 | 0.23 | 32.02 | 1336.652 | 0.5
D | 4002 | 2020-12-13 | 17 | OFF | 32.52 | 7.37 | 0.38 | 0.04 | 0.13 | 0 | 0.02 | 0 | -0.04 | -0.18 | 0 |  | 0.36 | 0.33 | 0.23 | 41.16 | 1468.053 | 0.57
D | 4002 | 2020-12-13 | 18 | OFF | 47.51 | 7.37 | 0.38 | 0.04 | 0.29 | 0 | 0.03 | 0.09 | -0.48 | -0.18 | 0 |  | 0.36 | 0.33 | 0.23 | 55.97 | 1543.248 | 0.74
D | 4002 | 2020-12-13 | 19 | OFF | 39.5 | 7.37 | 0.38 | 0.04 | 0.21 | 0 | 0.09 | 0.05 | -0.34 | -0.18 | 0 |  | 0.36 | 0.33 | 0.23 | 48.04 | 1504.158 | 0.72
D | 4002 | 2020-12-13 | 20 | OFF | 26.25 | 7.37 | 0.38 | 0.04 | 0.08 | 0 | 0.01 | 0.04 | -0.25 | -0.18 | 0 |  | 0.36 | 0.33 | 0.23 | 34.66 | 1439.53 | 0.51
D | 4002 | 2020-12-13 | 21 | OFF | 37.82 | 7.37 | 0.38 | 0.04 | 0.15 | 0 | 0.17 | 0.03 | -0.33 | -0.18 | 0 |  | 0.36 | 0.33 | 0.23 | 46.37 | 1362.837 | 0.74
D | 4002 | 2020-12-13 | 22 | OFF | 39.23 | 7.37 | 0.38 | 0.04 | 0.21 | 0 | 0.47 | 0.04 | -0.24 | -0.18 | 0 |  | 0.36 | 0.33 | 0.23 | 48.24 | 1263.632 | 1.1
D | 4002 | 2020-12-13 | 23 | OFF | 23.58 | 7.37 | 0.38 | 0.04 | 0.16 | 0 | 0.05 | 0.04 | -0.13 | -0.18 | 0 |  | 0.36 | 0.33 | 0.23 | 32.23 | 1151.031 | 0.63
D | 4002 | 2020-12-13 | 24 | OFF | 21.27 | 7.37 | 0.38 | 0.04 | 0.33 | 0 | 0 | 0.09 | -0.15 | -0.18 | 0 |  | 0.36 | 0.33 | 0.23 | 30.07 | 1040.331 | 0.75
D | 4002 | 2020-12-14 | 1 | OFF | 20.24 | 7.37 | 0.47 | 0.1 | 0.14 | 0 | 0 | 0.04 | -0.17 | -0.18 | 0 |  | 0.36 | 0.33 | 0.23 | 28.93 | 1024.681 | 0.71
D | 4002 | 2020-12-14 | 2 | OFF | 21.14 | 7.37 | 0.47 | 0.1 | 0.08 | 0 | 0 | 0.03 | -0.07 | -0.18 | 0 |  | 0.36 | 0.33 | 0.23 | 29.86 | 997.5 | 0.65
D | 4002 | 2020-12-14 | 3 | OFF | 20.82 | 7.37 | 0.47 | 0.1 | 0.09 | 0 | 0 | 0.08 | -0.09 | -0.18 | 0 |  | 0.36 | 0.33 | 0.23 | 29.58 | 989.89 | 0.66
D | 4002 | 2020-12-14 | 4 | OFF | 21.72 | 7.37 | 0.47 | 0.1 | 0.09 | 0 | 0 | 0.08 | -0.15 | -0.18 | 0 |  | 0.36 | 0.33 | 0.23 | 30.42 | 997.906 | 0.66
D | 4002 | 2020-12-14 | 5 | OFF | 22.49 | 7.37 | 0.47 | 0.1 | 0.08 | 0 | 0 | 0.05 | -0.16 | -0.18 | 0 |  | 0.36 | 0.33 | 0.23 | 31.14 | 1038.844 | 0.65
D | 4002 | 2020-12-14 | 6 | OFF | 23.16 | 7.37 | 0.47 | 0.1 | 0.16 | 0 | 0 | 0.02 | -0.12 | -0.18 | 0 |  | 0.36 | 0.33 | 0.23 | 31.9 | 1141.755 | 0.73
D | 4002 | 2020-12-14 | 7 | OFF | 24.91 | 7.37 | 0.47 | 0.1 | 0.51 | 0 | 0 | 0.03 | -0.25 | -0.18 | 0 |  | 0.36 | 0.33 | 0.23 | 33.88 | 1292.971 | 1.08
D | 4002 | 2020-12-14 | 8 | ON | 26.1 | 7.37 | 0.47 | 0.1 | 0.27 | 0.28 | 0 | 0.03 | -0.26 | -0.18 | 0 |  | 0.36 | 0.33 | 0.23 | 35.1 | 1411.416 | 1.12
D | 4002 | 2020-12-14 | 9 | ON | 25 | 7.37 | 0.47 | 0.1 | 0.15 | 0.27 | 0 | 0.05 | -0.3 | -0.18 | 0 |  | 0.36 | 0.33 | 0.23 | 33.85 | 1475.651 | 0.99
D | 4002 | 2020-12-14 | 10 | ON | 45.47 | 7.37 | 0.47 | 0.1 | 0.25 | 0.26 | 0.49 | -0.04 | -0.2 | -0.18 | 0 |  | 0.36 | 0.33 | 0.23 | 54.91 | 1503.304 | 1.57
D | 4002 | 2020-12-14 | 11 | ON | 47.72 | 7.37 | 0.47 | 0.1 | 0.19 | 0.26 | 0.34 | 0.03 | -0.33 | -0.18 | 0 |  | 0.36 | 0.33 | 0.23 | 56.89 | 1514.904 | 1.36
D | 4002 | 2020-12-14 | 12 | ON | 45.53 | 7.37 | 0.47 | 0.1 | 0.26 | 0.26 | 0.15 | 0.03 | -0.41 | -0.18 | 0 |  | 0.36 | 0.33 | 0.23 | 54.5 | 1522.942 | 1.24
D | 4002 | 2020-12-14 | 13 | ON | 44.9 | 7.37 | 0.47 | 0.1 | 0.23 | 0.26 | 0.05 | 0.03 | -0.36 | -0.18 | 0 |  | 0.36 | 0.33 | 0.23 | 53.79 | 1525.481 | 1.11
D | 4002 | 2020-12-14 | 14 | ON | 55.91 | 7.37 | 0.47 | 0.1 | 0.23 | 0.26 | 0.03 | 0.04 | -0.43 | -0.18 | 0 |  | 0.36 | 0.33 | 0.23 | 64.72 | 1509.876 | 1.09
D | 4002 | 2020-12-14 | 15 | ON | 57.54 | 7.37 | 0.47 | 0.1 | 0.21 | 0.26 | 0.13 | 0.07 | -0.39 | -0.18 | 0 |  | 0.36 | 0.33 | 0.23 | 66.5 | 1500.966 | 1.17
D | 4002 | 2020-12-14 | 16 | ON | 55.47 | 7.37 | 0.47 | 0.1 | 0.23 | 0.26 | 0.45 | 0.04 | -0.41 | -0.18 | 0 |  | 0.36 | 0.33 | 0.23 | 64.72 | 1520.948 | 1.51
D | 4002 | 2020-12-14 | 17 | ON | 54.82 | 7.37 | 0.47 | 0.1 | 0.11 | 0.24 | 0.11 | -0.07 | -0.43 | -0.18 | 0 |  | 0.36 | 0.33 | 0.23 | 63.46 | 1617.674 | 1.03
D | 4002 | 2020-12-14 | 18 | ON | 70.81 | 7.37 | 0.47 | 0.1 | 0.28 | 0.23 | 0.18 | 0.04 | -0.67 | -0.18 | 0 |  | 0.36 | 0.33 | 0.23 | 79.55 | 1690.3 | 1.26
D | 4002 | 2020-12-14 | 19 | ON | 57.73 | 7.37 | 0.47 | 0.1 | 0.31 | 0.24 | 0.26 | 0.09 | -0.41 | -0.18 | 0 |  | 0.36 | 0.33 | 0.23 | 66.9 | 1660.787 | 1.38
D | 4002 | 2020-12-14 | 20 | ON | 69.05 | 7.37 | 0.47 | 0.1 | 0.28 | 0.24 | 1.2 | 0.07 | -0.42 | -0.18 | 0 |  | 0.36 | 0.33 | 0.23 | 79.1 | 1592.475 | 2.29
D | 4002 | 2020-12-14 | 21 | ON | 31.07 | 7.37 | 0.47 | 0.1 | 0.11 | 0.26 | 0.11 | 0.08 | -0.2 | -0.18 | 0 |  | 0.36 | 0.33 | 0.23 | 40.11 | 1516.177 | 1.05
D | 4002 | 2020-12-14 | 22 | ON | 47.95 | 7.37 | 0.47 | 0.1 | 0.46 | 0.27 | 0.35 | 0.05 | -0.19 | -0.18 | 0 |  | 0.36 | 0.33 | 0.23 | 57.57 | 1406.024 | 1.65
D | 4002 | 2020-12-14 | 23 | ON | 42.56 | 7.37 | 0.47 | 0.1 | 0.7 | 0.3 | 0 | 0.08 | -0.47 | -0.18 | 0 |  | 0.36 | 0.33 | 0.23 | 51.85 | 1285.167 | 1.57
D | 4002 | 2020-12-14 | 24 | OFF | 23.14 | 7.37 | 0.47 | 0.1 | 0.46 | 0 | 0 | 0.07 | -0.15 | -0.18 | 0 |  | 0.36 | 0.33 | 0.23 | 32.2 | 1186.884 | 1.03
D | 4002 | 2020-12-15 | 1 | OFF | 26.98 | 7.37 | 0.47 | 0.05 | 0.12 | 0 | 0 | 0.01 | -0.26 | -0.18 | 0 |  | 0.36 | 0.33 | 0.23 | 35.48 | 1124.942 | 0.64
D | 4002 | 2020-12-15 | 2 | OFF | 35.89 | 7.37 | 0.47 | 0.05 | 0.29 | 0 | 0 | 0.08 | -0.22 | -0.18 | 0 |  | 0.36 | 0.33 | 0.23 | 44.67 | 1094.365 | 0.81
D | 4002 | 2020-12-15 | 3 | OFF | 27.45 | 7.37 | 0.47 | 0.05 | 0.15 | 0 | 0 | 0.04 | -0.23 | -0.18 | 0 |  | 0.36 | 0.33 | 0.23 | 36.04 | 1087.632 | 0.67
D | 4002 | 2020-12-15 | 4 | OFF | 26.93 | 7.37 | 0.47 | 0.05 | 0.12 | 0 | 0 | 0.02 | -0.24 | -0.18 | 0 |  | 0.36 | 0.33 | 0.23 | 35.46 | 1099.338 | 0.64
D | 4002 | 2020-12-15 | 5 | OFF | 30.44 | 7.37 | 0.47 | 0.05 | 0.12 | 0 | 0 | 0.02 | -0.24 | -0.18 | 0 |  | 0.36 | 0.33 | 0.23 | 38.97 | 1145.574 | 0.64
D | 4002 | 2020-12-15 | 6 | OFF | 29.21 | 7.37 | 0.47 | 0.05 | 0.38 | 0 | 0 | 0.09 | -0.37 | -0.18 | 0 |  | 0.36 | 0.33 | 0.23 | 37.94 | 1248.55 | 0.9
D | 4002 | 2020-12-15 | 7 | OFF | 27.7 | 7.37 | 0.47 | 0.05 | 0.52 | 0 | 0 | 0.04 | -0.35 | -0.18 | 0 |  | 0.36 | 0.33 | 0.23 | 36.54 | 1402.636 | 1.04
D | 4002 | 2020-12-15 | 8 | ON | 41.6 | 7.37 | 0.47 | 0.05 | 0.76 | 0.23 | 0.13 | 0.04 | -0.45 | -0.18 | 0 |  | 0.36 | 0.33 | 0.23 | 50.94 | 1514.513 | 1.64
D | 4002 | 2020-12-15 | 9 | ON | 29.08 | 7.37 | 0.47 | 0.05 | 0.25 | 0.23 | 0.14 | 0.05 | -0.3 | -0.18 | 0 |  | 0.36 | 0.33 | 0.23 | 38.08 | 1546.005 | 1.14
D | 4002 | 2020-12-15 | 10 | ON | 22.69 | 7.37 | 0.47 | 0.05 | 0.09 | 0.23 | 0 | 0 | -0.3 | -0.18 | 0 |  | 0.36 | 0.33 | 0.23 | 31.34 | 1542.591 | 0.84
D | 4002 | 2020-12-15 | 11 | ON | 36.61 | 7.37 | 0.47 | 0.05 | 0.05 | 0.27 | 0 | 0.05 | -0.44 | -0.18 | 0 |  | 0.36 | 0.33 | 0.23 | 45.17 | 1539.968 | 0.84
D | 4002 | 2020-12-15 | 12 | ON | 35.42 | 7.37 | 0.47 | 0.05 | 0.06 | 0.27 | 0 | 0.02 | -0.49 | -0.18 | 0 |  | 0.36 | 0.33 | 0.23 | 43.91 | 1528.3 | 0.85
D | 4002 | 2020-12-15 | 13 | ON | 8.66 | 7.37 | 0.47 | 0.05 | 0.2 | 0.27 | 0 | 0.03 | -0.4 | -0.18 | 0 |  | 0.36 | 0.33 | 0.23 | 17.39 | 1524.013 | 0.99
D | 4002 | 2020-12-15 | 14 | ON | 29.15 | 7.37 | 0.47 | 0.05 | 0.13 | 0.28 | 0 | 0.06 | -0.47 | -0.18 | 0 |  | 0.36 | 0.33 | 0.23 | 37.78 | 1527.861 | 0.93
D | 4002 | 2020-12-15 | 15 | ON | 37.05 | 7.37 | 0.47 | 0.05 | 0.05 | 0.27 | 0 | 0.04 | -0.44 | -0.18 | 0 |  | 0.36 | 0.33 | 0.23 | 45.6 | 1540.823 | 0.84
D | 4002 | 2020-12-15 | 16 | ON | 42.2 | 7.37 | 0.47 | 0.05 | 0.07 | 0.26 | 0 | 0 | -0.38 | -0.18 | 0 |  | 0.36 | 0.33 | 0.23 | 50.78 | 1584.013 | 0.85
D | 4002 | 2020-12-15 | 17 | ON | 50.38 | 7.37 | 0.47 | 0.05 | 0.21 | 0.24 | 0 | 0 | -0.51 | -0.18 | 0 |  | 0.36 | 0.33 | 0.23 | 58.95 | 1714.672 | 0.97
D | 4002 | 2020-12-15 | 18 | ON | 61.45 | 7.37 | 0.47 | 0.05 | 0.24 | 0.22 | 0.02 | 0 | -0.75 | -0.18 | 0 |  | 0.36 | 0.33 | 0.23 | 69.81 | 1820.509 | 1
D | 4002 | 2020-12-15 | 19 | ON | 56.91 | 7.37 | 0.47 | 0.05 | 0.2 | 0.23 | 0.02 | 0.05 | -0.58 | -0.18 | 0 |  | 0.36 | 0.33 | 0.23 | 65.46 | 1812.135 | 0.97
D | 4002 | 2020-12-15 | 20 | ON | 51.31 | 7.37 | 0.47 | 0.05 | 0.1 | 0.23 | 0 | 0.05 | -0.57 | -0.18 | 0 |  | 0.36 | 0.33 | 0.23 | 59.75 | 1755.348 | 0.85
D | 4002 | 2020-12-15 | 21 | ON | 49.23 | 7.37 | 0.47 | 0.05 | 0.12 | 0.24 | 0 | 0.01 | -0.6 | -0.18 | 0 |  | 0.36 | 0.33 | 0.23 | 57.63 | 1679.049 | 0.88
D | 4002 | 2020-12-15 | 22 | ON | 44.53 | 7.37 | 0.47 | 0.05 | 0.06 | 0.26 | 0 | 0.03 | -0.41 | -0.18 | 0 |  | 0.36 | 0.33 | 0.23 | 53.1 | 1569.591 | 0.84
D | 4002 | 2020-12-15 | 23 | ON | 40.22 | 7.37 | 0.47 | 0.05 | 0.23 | 0.28 | 0 | 0.04 | -0.56 | -0.18 | 0 |  | 0.36 | 0.33 | 0.23 | 48.84 | 1443.182 | 1.03
D | 4002 | 2020-12-15 | 24 | OFF | 38.47 | 7.37 | 0.47 | 0.05 | 0.22 | 0 | 0 | 0.02 | -0.43 | -0.18 | 0 |  | 0.36 | 0.33 | 0.23 | 46.91 | 1341.58 | 0.74
D | 4002 | 2020-12-16 | 1 | OFF | 49.95 | 7.37 | 0.35 | 0.08 | 0.11 | 0 | 0 | -0.03 | -0.72 | -0.18 | 0 |  | 0.36 | 0.33 | 0.23 | 57.85 | 1283.006 | 0.54
D | 4002 | 2020-12-16 | 2 | OFF | 55.6 | 7.37 | 0.35 | 0.08 | 0.08 | 0 | 0 | 0.02 | -0.64 | -0.18 | 0 |  | 0.36 | 0.33 | 0.23 | 63.6 | 1247.493 | 0.51
D | 4002 | 2020-12-16 | 3 | OFF | 55.62 | 7.37 | 0.35 | 0.08 | 0.08 | 0 | 0 | -0.03 | -0.6 | -0.18 | 0 |  | 0.36 | 0.33 | 0.23 | 63.61 | 1220.821 | 0.51
D | 4002 | 2020-12-16 | 4 | OFF | 56.07 | 7.37 | 0.35 | 0.08 | 0.15 | 0 | 0 | 0.03 | -0.64 | -0.18 | 0 |  | 0.36 | 0.33 | 0.23 | 64.15 | 1232.789 | 0.58
D | 4002 | 2020-12-16 | 5 | OFF | 56.25 | 7.37 | 0.35 | 0.08 | 0.16 | 0 | 0 | 0.05 | -0.62 | -0.18 | 0 |  | 0.36 | 0.33 | 0.23 | 64.38 | 1269.677 | 0.59
D | 4002 | 2020-12-16 | 6 | OFF | 53.19 | 7.37 | 0.35 | 0.08 | 0.5 | 0 | 0 | 0.07 | -0.65 | -0.18 | 0 |  | 0.36 | 0.33 | 0.23 | 61.65 | 1366.998 | 0.93
D | 4002 | 2020-12-16 | 7 | OFF | 46.36 | 7.37 | 0.35 | 0.08 | 0.34 | 0 | 0 | 0.07 | -0.6 | -0.18 | 0 |  | 0.36 | 0.33 | 0.23 | 54.71 | 1518.562 | 0.77
D | 4002 | 2020-12-16 | 8 | ON | 69.2 | 7.37 | 0.35 | 0.08 | 0.48 | 0.23 | 0.01 | 0.04 | -0.65 | -0.18 | 0 |  | 0.36 | 0.33 | 0.23 | 77.85 | 1630.597 | 1.15
D | 4002 | 2020-12-16 | 9 | ON | 83.93 | 7.37 | 0.35 | 0.08 | 0.58 | 0.22 | 0.01 | -0.03 | -0.59 | -0.18 | 0 |  | 0.36 | 0.33 | 0.23 | 92.66 | 1666.523 | 1.24
D | 4002 | 2020-12-16 | 10 | ON | 89.32 | 7.37 | 0.35 | 0.08 | 0.36 | 0.23 | 0.14 | -0.17 | -0.53 | -0.18 | 0 |  | 0.36 | 0.33 | 0.23 | 97.89 | 1671.324 | 1.16
D | 4002 | 2020-12-16 | 11 | ON | 87.09 | 7.37 | 0.35 | 0.08 | 0.36 | 0.22 | 0 | 0.04 | -0.53 | -0.18 | 0 |  | 0.36 | 0.33 | 0.23 | 95.72 | 1674.569 | 1.01
D | 4002 | 2020-12-16 | 12 | ON | 62.2 | 7.37 | 0.35 | 0.08 | 0.17 | 0.23 | 0 | 0.08 | -0.49 | -0.18 | 0 |  | 0.36 | 0.33 | 0.23 | 70.73 | 1650.31 | 0.83
D | 4002 | 2020-12-16 | 13 | ON | 62.16 | 7.37 | 0.35 | 0.08 | 0.15 | 0.23 | 0 | 0.05 | -0.46 | -0.18 | 0 |  | 0.36 | 0.33 | 0.23 | 70.67 | 1637.933 | 0.81
D | 4002 | 2020-12-16 | 14 | ON | 66.85 | 7.37 | 0.35 | 0.08 | 0.12 | 0.22 | 0.1 | -0.02 | -0.48 | -0.18 | 0 |  | 0.36 | 0.33 | 0.23 | 75.33 | 1635.588 | 0.87
D | 4002 | 2020-12-16 | 15 | ON | 69.54 | 7.37 | 0.35 | 0.08 | 0.2 | 0.23 | 0.02 | 0.11 | -0.53 | -0.18 | 0 |  | 0.36 | 0.33 | 0.23 | 78.11 | 1643.725 | 0.88
D | 4002 | 2020-12-16 | 16 | ON | 70.28 | 7.37 | 0.35 | 0.08 | 0.11 | 0.22 | 0 | -0.05 | -0.53 | -0.18 | 0 |  | 0.36 | 0.33 | 0.23 | 78.57 | 1668.483 | 0.76
D | 4002 | 2020-12-16 | 17 | ON | 91.65 | 7.37 | 0.35 | 0.08 | 0.2 | 0.21 | 0 | 0.1 | -0.61 | -0.18 | 0 |  | 0.36 | 0.33 | 0.23 | 100.09 | 1775.76 | 0.84
D | 4002 | 2020-12-16 | 18 | ON | 105.89 | 7.37 | 0.35 | 0.08 | 0.42 | 0.2 | 0 | -0.1 | -0.85 | -0.18 | 0 |  | 0.36 | 0.33 | 0.23 | 114.1 | 1838.779 | 1.05
D | 4002 | 2020-12-16 | 19 | ON | 110.61 | 7.37 | 0.35 | 0.08 | 0.42 | 0.2 | 0.24 | 0.13 | -0.69 | -0.18 | 0 |  | 0.36 | 0.33 | 0.23 | 119.45 | 1814.1 | 1.29
D | 4002 | 2020-12-16 | 20 | ON | 94.41 | 7.37 | 0.35 | 0.08 | 0.19 | 0.21 | 0.14 | 0.07 | -0.63 | -0.18 | 0 |  | 0.36 | 0.33 | 0.23 | 102.93 | 1755.144 | 0.97
D | 4002 | 2020-12-16 | 21 | ON | 90.27 | 7.37 | 0.35 | 0.08 | 0.32 | 0.22 | 0.1 | 0.07 | -0.46 | -0.18 | 0 |  | 0.36 | 0.33 | 0.23 | 99.06 | 1672.103 | 1.07
D | 4002 | 2020-12-16 | 22 | ON | 72.84 | 7.37 | 0.35 | 0.08 | 0.24 | 0.23 | 0 | 0.01 | -0.34 | -0.18 | 0 |  | 0.36 | 0.33 | 0.23 | 81.52 | 1561.419 | 0.9
D | 4002 | 2020-12-16 | 23 | ON | 66.2 | 7.37 | 0.35 | 0.08 | 0.36 | 0.25 | 0 | 0.02 | -0.36 | -0.18 | 0 |  | 0.36 | 0.33 | 0.23 | 75.01 | 1436.881 | 1.04
D | 4002 | 2020-12-16 | 24 | OFF | 76.33 | 7.37 | 0.35 | 0.08 | 0.37 | 0 | 0.01 | 0.03 | -0.2 | -0.18 | 0 |  | 0.36 | 0.33 | 0.23 | 85.08 | 1332.114 | 0.81
D | 4002 | 2020-12-17 | 1 | OFF | 99.7 | 7.37 | 0.89 | 0.6 | 0.3 | 0 | 0 | 0 | -0.58 | -0.18 | 0 |  | 0.36 | 0.33 | 0.23 | 109.02 | 1266.299 | 1.79
D | 4002 | 2020-12-17 | 2 | OFF | 146.27 | 7.37 | 0.89 | 0.6 | 0.79 | 0 | 0 | 0.18 | -0.04 | -0.18 | 0 |  | 0.36 | 0.33 | 0.23 | 156.8 | 1238.609 | 2.28
D | 4002 | 2020-12-17 | 3 | OFF | 118.56 | 7.37 | 0.89 | 0.6 | 0.53 | 0 | 0 | 0.19 | -0.42 | -0.18 | 0 |  | 0.36 | 0.33 | 0.23 | 128.46 | 1227.705 | 2.02
D | 4002 | 2020-12-17 | 4 | OFF | 105.53 | 7.37 | 0.89 | 0.6 | 0.22 | 0 | 0 | 0.06 | -0.36 | -0.18 | 0 |  | 0.36 | 0.33 | 0.23 | 115.05 | 1230.556 | 1.71
D | 4002 | 2020-12-17 | 5 | OFF | 114.53 | 7.37 | 0.89 | 0.6 | 0.26 | 0 | 0 | 0.36 | -0.36 | -0.18 | 0 |  | 0.36 | 0.33 | 0.23 | 124.39 | 1261.839 | 1.75
D | 4002 | 2020-12-17 | 6 | OFF | 94.5 | 7.37 | 0.89 | 0.6 | 0.24 | 0 | 0 | -0.01 | -0.39 | -0.18 | 0 |  | 0.36 | 0.33 | 0.23 | 103.94 | 1336.77 | 1.73
D | 4002 | 2020-12-17 | 7 | OFF | 81.12 | 7.37 | 0.89 | 0.6 | 0.43 | 0 | 0 | 0.12 | -0.4 | -0.18 | 0 |  | 0.36 | 0.33 | 0.23 | 90.87 | 1439.804 | 1.92
D | 4002 | 2020-12-17 | 8 | ON | 89.67 | 7.37 | 0.89 | 0.6 | 0.39 | 0.25 | 0 | 0.11 | -0.66 | -0.18 | 0 |  | 0.36 | 0.33 | 0.23 | 99.36 | 1544.449 | 2.13
D | 4002 | 2020-12-17 | 9 | ON | 100.49 | 7.37 | 0.89 | 0.6 | 0.19 | 0.24 | 0.18 | -0.01 | -0.64 | -0.18 | 0 |  | 0.36 | 0.33 | 0.23 | 110.05 | 1628.572 | 2.1
D | 4002 | 2020-12-17 | 10 | ON | 105.55 | 7.37 | 0.89 | 0.6 | 0.19 | 0.23 | 0.24 | 0.78 | -0.64 | -0.18 | 0 |  | 0.36 | 0.33 | 0.23 | 115.95 | 1681.184 | 2.15
D | 4002 | 2020-12-17 | 11 | ON | 127.87 | 7.37 | 0.89 | 0.6 | 0.47 | 0.22 | 0.05 | -0.06 | -0.7 | -0.18 | 0 |  | 0.36 | 0.33 | 0.23 | 137.45 | 1718.842 | 2.23
D | 4002 | 2020-12-17 | 12 | ON | 149.25 | 7.37 | 0.89 | 0.6 | 0.54 | 0.23 | 0.63 | -0.26 | -0.72 | -0.18 | 0 |  | 0.36 | 0.33 | 0.23 | 159.27 | 1738.412 | 2.89
D | 4002 | 2020-12-17 | 13 | ON | 146.24 | 7.37 | 0.89 | 0.6 | 0.56 | 0.23 | 0.66 | 0.25 | -0.76 | -0.18 | 0 |  | 0.36 | 0.33 | 0.23 | 156.78 | 1735.486 | 2.94
D | 4002 | 2020-12-17 | 14 | ON | 129.7 | 7.37 | 0.89 | 0.6 | 0.49 | 0.24 | 0.45 | 0.03 | -0.65 | -0.18 | 0 |  | 0.36 | 0.33 | 0.23 | 139.86 | 1704.399 | 2.67
D | 4002 | 2020-12-17 | 15 | ON | 86.09 | 7.37 | 0.89 | 0.6 | 0.22 | 0.24 | 0 | 0.1 | -0.63 | -0.18 | 0 |  | 0.36 | 0.33 | 0.23 | 95.62 | 1665.249 | 1.95
D | 4002 | 2020-12-17 | 16 | ON | 84.64 | 7.37 | 0.89 | 0.6 | 0.08 | 0.24 | 0 | 0.02 | -0.63 | -0.18 | 0 |  | 0.36 | 0.33 | 0.23 | 93.95 | 1650.089 | 1.81
D | 4002 | 2020-12-17 | 17 | ON | 97.02 | 7.37 | 0.89 | 0.6 | 0.09 | 0.23 | 0.01 | 0 | -0.69 | -0.18 | 0 |  | 0.36 | 0.33 | 0.23 | 106.26 | 1744.981 | 1.82
D | 4002 | 2020-12-17 | 18 | ON | 176.56 | 7.37 | 0.89 | 0.6 | 0.65 | 0.22 | 0.2 | -0.08 | -0.94 | -0.18 | 0 |  | 0.36 | 0.33 | 0.23 | 186.21 | 1843.005 | 2.56
D | 4002 | 2020-12-17 | 19 | ON | 133.09 | 7.37 | 0.89 | 0.6 | 0.6 | 0.22 | 0.03 | 0.26 | -0.79 | -0.18 | 0 |  | 0.36 | 0.33 | 0.23 | 143.01 | 1805.193 | 2.34
D | 4002 | 2020-12-17 | 20 | ON | 92.55 | 7.37 | 0.89 | 0.6 | 0.15 | 0.23 | 0.12 | 0.2 | -0.67 | -0.18 | 0 |  | 0.36 | 0.33 | 0.23 | 102.18 | 1730.712 | 1.99
D | 4002 | 2020-12-17 | 21 | ON | 70.1 | 7.37 | 0.89 | 0.6 | 0.07 | 0.24 | 0 | 0.11 | -0.74 | -0.18 | 0 |  | 0.36 | 0.33 | 0.23 | 79.38 | 1636.976 | 1.8
D | 4002 | 2020-12-17 | 22 | ON | 66.27 | 7.37 | 0.89 | 0.6 | 0.06 | 0.25 | 0 | 0.07 | -0.68 | -0.18 | 0 |  | 0.36 | 0.33 | 0.23 | 75.57 | 1519.943 | 1.8
D | 4002 | 2020-12-17 | 23 | ON | 70.69 | 7.37 | 0.89 | 0.6 | 0.11 | 0.27 | 0 | -0.07 | -0.88 | -0.18 | 0 |  | 0.36 | 0.33 | 0.23 | 79.72 | 1391.014 | 1.87
D | 4002 | 2020-12-17 | 24 | OFF | 68.53 | 7.37 | 0.89 | 0.6 | 0.21 | 0 | 0 | 0.07 | -0.59 | -0.18 | 0 |  | 0.36 | 0.33 | 0.23 | 77.82 | 1286.737 | 1.7
D | 4002 | 2020-12-18 | 1 | OFF | 80.33 | 7.37 | 0.34 | 0.12 | 0.14 | 0 | 0 | 0.25 | -0.77 | -0.18 | 0 |  | 0.36 | 0.33 | 0.23 | 88.52 | 1219.461 | 0.6
D | 4002 | 2020-12-18 | 2 | OFF | 77.23 | 7.37 | 0.34 | 0.12 | 0.1 | 0 | 0 | 0.08 | -0.83 | -0.18 | 0 |  | 0.36 | 0.33 | 0.23 | 85.15 | 1184.348 | 0.56
D | 4002 | 2020-12-18 | 3 | OFF | 68.72 | 7.37 | 0.34 | 0.12 | 0.21 | 0 | 0 | 0.05 | -0.8 | -0.18 | 0 |  | 0.36 | 0.33 | 0.23 | 76.75 | 1171.971 | 0.67
D | 4002 | 2020-12-18 | 4 | OFF | 72.58 | 7.37 | 0.34 | 0.12 | 0.11 | 0 | 0 | 0.07 | -0.79 | -0.18 | 0 |  | 0.36 | 0.33 | 0.23 | 80.54 | 1180.759 | 0.57
D | 4002 | 2020-12-18 | 5 | OFF | 74.56 | 7.37 | 0.34 | 0.12 | 0.09 | 0 | 0 | 0.02 | -0.77 | -0.18 | 0 |  | 0.36 | 0.33 | 0.23 | 82.47 | 1213.896 | 0.55
D | 4002 | 2020-12-18 | 6 | OFF | 69.61 | 7.37 | 0.34 | 0.12 | 0.21 | 0 | 0 | 0.17 | -0.88 | -0.18 | 0 |  | 0.36 | 0.33 | 0.23 | 77.68 | 1303.473 | 0.67
D | 4002 | 2020-12-18 | 7 | OFF | 83.28 | 7.37 | 0.34 | 0.12 | 0.28 | 0 | 0 | -0.07 | -0.91 | -0.18 | 0 |  | 0.36 | 0.33 | 0.23 | 91.15 | 1436.945 | 0.74
D | 4002 | 2020-12-18 | 8 | ON | 89.78 | 7.37 | 0.34 | 0.12 | 0.48 | 0.22 | 0.06 | 0.11 | -1.02 | -0.18 | 0 |  | 0.36 | 0.33 | 0.23 | 98.2 | 1552.262 | 1.22
D | 4002 | 2020-12-18 | 9 | ON | 106.44 | 7.37 | 0.34 | 0.12 | 0.53 | 0.21 | 0.11 | 0.05 | -1.15 | -0.18 | 0 |  | 0.36 | 0.33 | 0.23 | 114.76 | 1604.16 | 1.31
D | 4002 | 2020-12-18 | 10 | ON | 126.01 | 7.37 | 0.34 | 0.12 | 0.68 | 0.21 | 0.68 | 0.11 | -0.99 | -0.18 | -0.02 |  | 0.36 | 0.33 | 0.23 | 135.25 | 1623.144 | 2.01
D | 4002 | 2020-12-18 | 11 | ON | 138.3 | 7.37 | 0.34 | 0.12 | 0.53 | 0.21 | 0.71 | 0.03 | -0.99 | -0.18 | -0.01 |  | 0.36 | 0.33 | 0.23 | 147.35 | 1629.252 | 1.9
D | 4002 | 2020-12-18 | 12 | ON | 134.19 | 7.37 | 0.34 | 0.12 | 0.46 | 0.21 | 0.49 | 0.12 | -0.96 | -0.18 | 0 |  | 0.36 | 0.33 | 0.23 | 143.08 | 1606.666 | 1.62
D | 4002 | 2020-12-18 | 13 | ON | 109.4 | 7.37 | 0.34 | 0.12 | 0.28 | 0.21 | 0.17 | 0.09 | -0.62 | -0.18 | 0 |  | 0.36 | 0.33 | 0.23 | 118.1 | 1565.371 | 1.12
D | 4002 | 2020-12-18 | 14 | ON | 94.31 | 7.37 | 0.34 | 0.12 | 0.17 | 0.22 | 0.2 | 0.03 | -0.68 | -0.18 | 0 |  | 0.36 | 0.33 | 0.23 | 102.82 | 1532.993 | 1.05
D | 4002 | 2020-12-18 | 15 | ON | 80.88 | 7.37 | 0.34 | 0.12 | 0.09 | 0.22 | 0 | 0.06 | -0.73 | -0.18 | 0 |  | 0.36 | 0.33 | 0.23 | 89.09 | 1521.436 | 0.77
D | 4002 | 2020-12-18 | 16 | ON | 81 | 7.37 | 0.34 | 0.12 | 0.15 | 0.22 | 0 | 0 | -0.86 | -0.18 | 0 |  | 0.36 | 0.33 | 0.23 | 89.08 | 1541.957 | 0.83
D | 4002 | 2020-12-18 | 17 | ON | 92.73 | 7.37 | 0.34 | 0.12 | 0.16 | 0.21 | 0 | 0 | -0.89 | -0.18 | 0 |  | 0.36 | 0.33 | 0.23 | 100.78 | 1654.098 | 0.83
D | 4002 | 2020-12-18 | 18 | ON | 96.48 | 7.37 | 0.34 | 0.12 | 0.14 | 0.2 | 0 | 0.05 | -1.28 | -0.18 | 0 |  | 0.36 | 0.33 | 0.23 | 104.16 | 1748.291 | 0.8
D | 4002 | 2020-12-18 | 19 | ON | 86.58 | 7.37 | 0.34 | 0.12 | 0.07 | 0.2 | 0 | 0.09 | -1.11 | -0.18 | 0 |  | 0.36 | 0.33 | 0.23 | 94.4 | 1729.251 | 0.73
D | 4002 | 2020-12-18 | 20 | ON | 84.14 | 7.37 | 0.34 | 0.12 | 0.05 | 0.2 | 0 | 0.01 | -0.94 | -0.18 | 0 |  | 0.36 | 0.33 | 0.23 | 92.03 | 1683.067 | 0.71
D | 4002 | 2020-12-18 | 21 | ON | 92.21 | 7.37 | 0.34 | 0.12 | 0.12 | 0.21 | 0.01 | 0.03 | -0.89 | -0.18 | 0 |  | 0.36 | 0.33 | 0.23 | 100.26 | 1618.872 | 0.8
D | 4002 | 2020-12-18 | 22 | ON | 89.53 | 7.37 | 0.34 | 0.12 | 0.17 | 0.22 | 0 | 0.06 | -0.74 | -0.18 | 0 |  | 0.36 | 0.33 | 0.23 | 97.81 | 1533.006 | 0.85
D | 4002 | 2020-12-18 | 23 | ON | 84.4 | 7.37 | 0.34 | 0.12 | 0.54 | 0.23 | 0 | 0.19 | -0.87 | -0.18 | 0 |  | 0.36 | 0.33 | 0.23 | 93.06 | 1427.795 | 1.23
D | 4002 | 2020-12-18 | 24 | OFF | 71.78 | 7.37 | 0.34 | 0.12 | 0.48 | 0 | 0 | 0.12 | -0.73 | -0.18 | 0 |  | 0.36 | 0.33 | 0.23 | 80.22 | 1333.203 | 0.94
D | 4002 | 2020-12-19 | 1 | OFF | 63.98 | 7.37 | 0.38 | 0.23 | 0.18 | 0 | 0 | 0.1 | -0.72 | -0.18 | 0 |  | 0.36 | 0.33 | 0.23 | 72.26 | 1265.552 | 0.79
D | 4002 | 2020-12-19 | 2 | OFF | 72.97 | 7.37 | 0.38 | 0.23 | 0.42 | 0 | 0 | 0.1 | -0.76 | -0.18 | 0 |  | 0.36 | 0.33 | 0.23 | 81.45 | 1229.796 | 1.03
D | 4002 | 2020-12-19 | 3 | OFF | 71.23 | 7.37 | 0.38 | 0.23 | 0.29 | 0 | 0 | 0.04 | -0.77 | -0.18 | 0 |  | 0.36 | 0.33 | 0.23 | 79.51 | 1216.614 | 0.9
D | 4002 | 2020-12-19 | 4 | OFF | 69 | 7.37 | 0.38 | 0.23 | 0.17 | 0 | 0 | 0.09 | -0.75 | -0.18 | 0 |  | 0.36 | 0.33 | 0.23 | 77.23 | 1219.426 | 0.78
D | 4002 | 2020-12-19 | 5 | OFF | 80.76 | 7.37 | 0.38 | 0.23 | 0.25 | 0 | 0 | 0.11 | -0.75 | -0.18 | 0 |  | 0.36 | 0.33 | 0.23 | 89.09 | 1238.957 | 0.86
D | 4002 | 2020-12-19 | 6 | OFF | 87.69 | 7.37 | 0.38 | 0.23 | 0.08 | 0 | 0 | 0.21 | -0.84 | -0.18 | 0 |  | 0.36 | 0.33 | 0.23 | 95.86 | 1287.17 | 0.69
D | 4002 | 2020-12-19 | 7 | OFF | 85.41 | 7.37 | 0.38 | 0.23 | 0.1 | 0 | 0 | 0.03 | -0.85 | -0.18 | 0 |  | 0.36 | 0.33 | 0.23 | 93.41 | 1367.635 | 0.71
D | 4002 | 2020-12-19 | 8 | OFF | 91.09 | 7.37 | 0.38 | 0.23 | 0.1 | 0 | 0 | 0.08 | -0.81 | -0.18 | 0 |  | 0.36 | 0.33 | 0.23 | 99.18 | 1456.505 | 0.71
D | 4002 | 2020-12-19 | 9 | OFF | 99.33 | 7.37 | 0.38 | 0.23 | 0.21 | 0 | 0.01 | 0.06 | -0.93 | -0.18 | 0 |  | 0.36 | 0.33 | 0.23 | 107.4 | 1534.485 | 0.83
D | 4002 | 2020-12-19 | 10 | OFF | 98.18 | 7.37 | 0.38 | 0.23 | 0.22 | 0 | 0.03 | 0.11 | -0.93 | -0.18 | 0 |  | 0.36 | 0.33 | 0.23 | 106.33 | 1565.104 | 0.86
D | 4002 | 2020-12-19 | 11 | OFF | 85.42 | 7.37 | 0.38 | 0.23 | 0.34 | 0 | 0.03 | 0.11 | -0.76 | -0.18 | 0 |  | 0.36 | 0.33 | 0.23 | 93.86 | 1555.034 | 0.98
D | 4002 | 2020-12-19 | 12 | OFF | 69.03 | 7.37 | 0.38 | 0.23 | 0.23 | 0 | 0 | 0.15 | -0.64 | -0.18 | 0 |  | 0.36 | 0.33 | 0.23 | 77.49 | 1522.031 | 0.84
D | 4002 | 2020-12-19 | 13 | OFF | 61.68 | 7.37 | 0.38 | 0.23 | 0.13 | 0 | 0 | -0.01 | -0.56 | -0.18 | 0 |  | 0.36 | 0.33 | 0.23 | 69.96 | 1491.059 | 0.74
D | 4002 | 2020-12-19 | 14 | OFF | 53.4 | 7.37 | 0.38 | 0.23 | 0.14 | 0 | 0 | 0.01 | -0.58 | -0.18 | 0 |  | 0.36 | 0.33 | 0.23 | 61.69 | 1468.627 | 0.75
D | 4002 | 2020-12-19 | 15 | OFF | 55.19 | 7.37 | 0.38 | 0.23 | 0.1 | 0 | 0 | 0.01 | -0.61 | -0.18 | 0 |  | 0.36 | 0.33 | 0.23 | 63.41 | 1466.545 | 0.71
D | 4002 | 2020-12-19 | 16 | OFF | 68.11 | 7.37 | 0.38 | 0.23 | 0.09 | 0 | 0 | -0.04 | -0.66 | -0.18 | 0 |  | 0.36 | 0.33 | 0.23 | 76.22 | 1500.066 | 0.7
D | 4002 | 2020-12-19 | 17 | OFF | 96.88 | 7.37 | 0.38 | 0.23 | 0.18 | 0 | 0 | 0 | -1.04 | -0.18 | 0 |  | 0.36 | 0.33 | 0.23 | 104.74 | 1620.513 | 0.79
D | 4002 | 2020-12-19 | 18 | OFF | 100.35 | 7.37 | 0.38 | 0.23 | 0.16 | 0 | 0 | 0.05 | -1.39 | -0.18 | 0 |  | 0.36 | 0.33 | 0.23 | 107.89 | 1689.998 | 0.77
D | 4002 | 2020-12-19 | 19 | OFF | 90.89 | 7.37 | 0.38 | 0.23 | 0.26 | 0 | 0 | 0 | -1 | -0.18 | 0 |  | 0.36 | 0.33 | 0.23 | 98.87 | 1655.208 | 0.87
D | 4002 | 2020-12-19 | 20 | OFF | 88.36 | 7.37 | 0.38 | 0.23 | 0.14 | 0 | 0 | 0.05 | -0.9 | -0.18 | 0 |  | 0.36 | 0.33 | 0.23 | 96.37 | 1600.113 | 0.75
D | 4002 | 2020-12-19 | 21 | OFF | 103.14 | 7.37 | 0.38 | 0.23 | 0.29 | 0 | 0.55 | 0.1 | -0.86 | -0.18 | 0 |  | 0.36 | 0.33 | 0.23 | 111.94 | 1542.069 | 1.45
D | 4002 | 2020-12-19 | 22 | OFF | 71.9 | 7.37 | 0.38 | 0.23 | 0.17 | 0 | 0.12 | 0.04 | -0.59 | -0.18 | 0 |  | 0.36 | 0.33 | 0.23 | 80.36 | 1460.9 | 0.9
D | 4002 | 2020-12-19 | 23 | OFF | 57.71 | 7.37 | 0.38 | 0.23 | 0.16 | 0 | 0 | 0.03 | -0.67 | -0.18 | 0 |  | 0.36 | 0.33 | 0.23 | 65.95 | 1359.33 | 0.77
D | 4002 | 2020-12-19 | 24 | OFF | 55.57 | 7.37 | 0.38 | 0.23 | 0.3 | 0 | 0 | 0.03 | -0.7 | -0.18 | 0 |  | 0.36 | 0.33 | 0.23 | 63.92 | 1263.732 | 0.91
D | 4002 | 2020-12-20 | 1 | OFF | 102.85 | 7.37 | 0.49 | 0.08 | 0.59 | 0 | 0.68 | 0.07 | -0.79 | -0.18 | 0 |  | 0.36 | 0.33 | 0.23 | 112.08 | 1195.869 | 1.84
D | 4002 | 2020-12-20 | 2 | OFF | 90.71 | 7.37 | 0.49 | 0.08 | 0.25 | 0 | 0 | 0.03 | -0.68 | -0.18 | 0 |  | 0.36 | 0.33 | 0.23 | 98.99 | 1158.797 | 0.82
D | 4002 | 2020-12-20 | 3 | OFF | 85.93 | 7.37 | 0.49 | 0.08 | 0.24 | 0 | 0 | 0.1 | -0.53 | -0.18 | 0 |  | 0.36 | 0.33 | 0.23 | 94.42 | 1138.187 | 0.81
D | 4002 | 2020-12-20 | 4 | OFF | 77.84 | 7.37 | 0.49 | 0.08 | 0.25 | 0 | 0 | 0.19 | -0.53 | -0.18 | 0 |  | 0.36 | 0.33 | 0.23 | 86.43 | 1130.429 | 0.82
D | 4002 | 2020-12-20 | 5 | OFF | 79.75 | 7.37 | 0.49 | 0.08 | 0.39 | 0 | 0 | 0.08 | -0.55 | -0.18 | 0 |  | 0.36 | 0.33 | 0.23 | 88.35 | 1141.92 | 0.96
D | 4002 | 2020-12-20 | 6 | OFF | 71.4 | 7.37 | 0.49 | 0.08 | 0.27 | 0 | 0 | 0.1 | -0.57 | -0.18 | 0 |  | 0.36 | 0.33 | 0.23 | 79.88 | 1180.369 | 0.84
D | 4002 | 2020-12-20 | 7 | OFF | 75.95 | 7.37 | 0.49 | 0.08 | 0.35 | 0 | 0.29 | 0.19 | -0.62 | -0.18 | 0 |  | 0.36 | 0.33 | 0.23 | 84.84 | 1240.078 | 1.21
D | 4002 | 2020-12-20 | 8 | OFF | 62.03 | 7.37 | 0.49 | 0.08 | 0.2 | 0 | 0 | 0.07 | -0.52 | -0.18 | 0 |  | 0.36 | 0.33 | 0.23 | 70.46 | 1319.476 | 0.77
D | 4002 | 2020-12-20 | 9 | OFF | 70.68 | 7.37 | 0.49 | 0.08 | 0.23 | 0 | 0 | 0.05 | -0.47 | -0.18 | 0 |  | 0.36 | 0.33 | 0.23 | 79.17 | 1405.425 | 0.8
D | 4002 | 2020-12-20 | 10 | OFF | 88.19 | 7.37 | 0.49 | 0.08 | 0.19 | 0 | 0.18 | 0.15 | -0.66 | -0.18 | 0 |  | 0.36 | 0.33 | 0.23 | 96.73 | 1470.634 | 0.94
D | 4002 | 2020-12-20 | 11 | OFF | 81.45 | 7.37 | 0.49 | 0.08 | 0.15 | 0 | 0.38 | 0.09 | -0.57 | -0.18 | 0 |  | 0.36 | 0.33 | 0.23 | 90.18 | 1501.24 | 1.1
D | 4002 | 2020-12-20 | 12 | OFF | 67.78 | 7.37 | 0.49 | 0.08 | 0.14 | 0 | 0.08 | 0.07 | -0.52 | -0.18 | 0 |  | 0.36 | 0.33 | 0.23 | 76.23 | 1519.033 | 0.79
D | 4002 | 2020-12-20 | 13 | OFF | 78.49 | 7.37 | 0.49 | 0.08 | 0.21 | 0 | 0 | 0.04 | -0.48 | -0.18 | 0 |  | 0.36 | 0.33 | 0.23 | 86.94 | 1524.452 | 0.78
D | 4002 | 2020-12-20 | 14 | OFF | 71.62 | 7.37 | 0.49 | 0.08 | 0.22 | 0 | 0 | 0.06 | -0.48 | -0.18 | 0 |  | 0.36 | 0.33 | 0.23 | 80.1 | 1509.716 | 0.79
D | 4002 | 2020-12-20 | 15 | OFF | 73.29 | 7.37 | 0.49 | 0.08 | 0.21 | 0 | 0 | 0.07 | -0.41 | -0.18 | 0 |  | 0.36 | 0.33 | 0.23 | 81.84 | 1502.778 | 0.78
D | 4002 | 2020-12-20 | 16 | OFF | 77.06 | 7.37 | 0.49 | 0.08 | 0.22 | 0 | 0 | 0.11 | -0.25 | -0.18 | 0 |  | 0.36 | 0.33 | 0.23 | 85.82 | 1528.703 | 0.79
D | 4002 | 2020-12-20 | 17 | OFF | 91.15 | 7.37 | 0.49 | 0.08 | 0.2 | 0 | 0.01 | 0.05 | -0.24 | -0.18 | 0 |  | 0.36 | 0.33 | 0.23 | 99.85 | 1640.905 | 0.78
D | 4002 | 2020-12-20 | 18 | OFF | 108.96 | 7.37 | 0.49 | 0.08 | 0.25 | 0 | 0.16 | 0.06 | -0.43 | -0.18 | 0 |  | 0.36 | 0.33 | 0.23 | 117.68 | 1703.998 | 0.98
D | 4002 | 2020-12-20 | 19 | OFF | 102.16 | 7.37 | 0.49 | 0.08 | 0.23 | 0 | 0.07 | 0.17 | -0.32 | -0.18 | 0 |  | 0.36 | 0.33 | 0.23 | 110.99 | 1662.28 | 0.87
D | 4002 | 2020-12-20 | 20 | OFF | 90.61 | 7.37 | 0.49 | 0.08 | 0.19 | 0 | 0.25 | 0.07 | -0.35 | -0.18 | 0 |  | 0.36 | 0.33 | 0.23 | 99.45 | 1589.647 | 1.01
D | 4002 | 2020-12-20 | 21 | OFF | 80.22 | 7.37 | 0.49 | 0.08 | 0.28 | 0 | 0.02 | 0.39 | -0.44 | -0.18 | 0 |  | 0.36 | 0.33 | 0.23 | 89.15 | 1507.019 | 0.87
D | 4002 | 2020-12-20 | 22 | OFF | 61.9 | 7.37 | 0.49 | 0.08 | 0.22 | 0 | 0.33 | 0.15 | -0.14 | -0.18 | 0 |  | 0.36 | 0.33 | 0.23 | 71.14 | 1400.616 | 1.12
D | 4002 | 2020-12-20 | 23 | OFF | 48.61 | 7.37 | 0.49 | 0.08 | 0.28 | 0 | 0 | 0.18 | -0.28 | -0.18 | 0 |  | 0.36 | 0.33 | 0.23 | 57.47 | 1281.041 | 0.85
D | 4002 | 2020-12-20 | 24 | OFF | 44.7 | 7.37 | 0.49 | 0.08 | 0.15 | 0 | 0 | 0.18 | -0.27 | -0.18 | 0 |  | 0.36 | 0.33 | 0.23 | 53.44 | 1184.982 | 0.72
D | 4002 | 2020-12-21 | 1 | OFF | 53.4 | 7.37 | 0.22 | 0.03 | 0.15 | 0 | 0 | 0.08 | -0.49 | -0.18 | 0 |  | 0.36 | 0.33 | 0.23 | 61.5 | 1122.844 | 0.4
D | 4002 | 2020-12-21 | 2 | OFF | 48.16 | 7.37 | 0.22 | 0.03 | 0.18 | 0 | 0 | 0.14 | -0.4 | -0.18 | 0 |  | 0.36 | 0.33 | 0.23 | 56.44 | 1089.903 | 0.43
D | 4002 | 2020-12-21 | 3 | OFF | 49.11 | 7.37 | 0.22 | 0.03 | 0.12 | 0 | 0 | 0.15 | -0.31 | -0.18 | 0 |  | 0.36 | 0.33 | 0.23 | 57.43 | 1077.731 | 0.37
D | 4002 | 2020-12-21 | 4 | OFF | 45.4 | 7.37 | 0.22 | 0.03 | 0.15 | 0 | 0 | 0.15 | -0.36 | -0.18 | 0 |  | 0.36 | 0.33 | 0.23 | 53.7 | 1086.241 | 0.4
D | 4002 | 2020-12-21 | 5 | OFF | 55 | 7.37 | 0.22 | 0.03 | 0.14 | 0 | 0 | 0.16 | -0.39 | -0.18 | 0 |  | 0.36 | 0.33 | 0.23 | 63.27 | 1123.088 | 0.39
D | 4002 | 2020-12-21 | 6 | OFF | 73.43 | 7.37 | 0.22 | 0.03 | 0.33 | 0 | 0 | 0.26 | -0.19 | -0.18 | 0 |  | 0.36 | 0.33 | 0.23 | 82.19 | 1215.086 | 0.58
D | 4002 | 2020-12-21 | 7 | OFF | 71.69 | 7.37 | 0.22 | 0.03 | 0.81 | 0 | 0 | 0.13 | -0.56 | -0.18 | 0 |  | 0.36 | 0.33 | 0.23 | 80.43 | 1353.109 | 1.06
D | 4002 | 2020-12-21 | 8 | ON | 61.51 | 7.37 | 0.22 | 0.03 | 0.23 | 0.27 | 0 | 0.06 | -0.62 | -0.18 | 0 |  | 0.36 | 0.33 | 0.23 | 69.81 | 1467.066 | 0.75
D | 4002 | 2020-12-21 | 9 | ON | 77.89 | 7.37 | 0.22 | 0.03 | 0.17 | 0.26 | 0.05 | 0.06 | -0.59 | -0.18 | 0 |  | 0.36 | 0.33 | 0.23 | 86.2 | 1529.331 | 0.73
D | 4002 | 2020-12-21 | 10 | ON | 78.49 | 7.37 | 0.22 | 0.03 | 0.14 | 0.25 | 0.07 | 0.04 | -0.66 | -0.18 | 0 |  | 0.36 | 0.33 | 0.23 | 86.69 | 1551.068 | 0.71
D | 4002 | 2020-12-21 | 11 | ON | 69.28 | 7.37 | 0.22 | 0.03 | 0.22 | 0.25 | 0.21 | 0.04 | -0.56 | -0.18 | 0 |  | 0.36 | 0.33 | 0.23 | 77.8 | 1556.459 | 0.93
D | 4002 | 2020-12-21 | 12 | ON | 60.03 | 7.37 | 0.22 | 0.03 | 0.21 | 0.25 | 0.05 | 0.06 | -0.47 | -0.18 | 0 |  | 0.36 | 0.33 | 0.23 | 68.49 | 1548.711 | 0.76
D | 4002 | 2020-12-21 | 13 | ON | 52.99 | 7.37 | 0.22 | 0.03 | 0.17 | 0.25 | 0 | 0.02 | -0.44 | -0.18 | 0 |  | 0.36 | 0.33 | 0.23 | 61.35 | 1530.671 | 0.67
D | 4002 | 2020-12-21 | 14 | ON | 47.81 | 7.37 | 0.22 | 0.03 | 0.09 | 0.26 | 0 | 0.02 | -0.42 | -0.18 | 0 |  | 0.36 | 0.33 | 0.23 | 56.12 | 1514.737 | 0.6
D | 4002 | 2020-12-21 | 15 | ON | 48.93 | 7.37 | 0.22 | 0.03 | 0.11 | 0.26 | 0 | 0.04 | -0.44 | -0.18 | 0 |  | 0.36 | 0.33 | 0.23 | 57.26 | 1492.364 | 0.62
D | 4002 | 2020-12-21 | 16 | ON | 49.32 | 7.37 | 0.22 | 0.03 | 0.11 | 0.26 | 0 | 0.02 | -0.45 | -0.18 | 0 |  | 0.36 | 0.33 | 0.23 | 57.62 | 1501.908 | 0.62
D | 4002 | 2020-12-21 | 17 | ON | 64.33 | 7.37 | 0.22 | 0.03 | 0.12 | 0.24 | 0 | 0.02 | -0.29 | -0.18 | 0 |  | 0.36 | 0.33 | 0.23 | 72.78 | 1606.004 | 0.61
D | 4002 | 2020-12-21 | 18 | ON | 75.72 | 7.37 | 0.22 | 0.03 | 0.16 | 0.23 | 0 | 0.07 | -0.79 | -0.18 | 0 |  | 0.36 | 0.33 | 0.23 | 83.75 | 1691.497 | 0.64
D | 4002 | 2020-12-21 | 19 | ON | 69.89 | 7.37 | 0.22 | 0.03 | 0.17 | 0.23 | 0.12 | 0.09 | -0.58 | -0.18 | 0 |  | 0.36 | 0.33 | 0.23 | 78.28 | 1662.718 | 0.77
D | 4002 | 2020-12-21 | 20 | ON | 60.74 | 7.37 | 0.22 | 0.03 | 0.2 | 0.24 | 0.09 | 0.03 | -0.53 | -0.18 | 0 |  | 0.36 | 0.33 | 0.23 | 69.13 | 1601.445 | 0.78
D | 4002 | 2020-12-21 | 21 | ON | 53.45 | 7.37 | 0.22 | 0.03 | 0.15 | 0.25 | 0.01 | 0.05 | -0.47 | -0.18 | 0 |  | 0.36 | 0.33 | 0.23 | 61.8 | 1518.396 | 0.66
D | 4002 | 2020-12-21 | 22 | ON | 48.7 | 7.37 | 0.22 | 0.03 | 0.17 | 0.27 | 0 | 0.06 | -0.34 | -0.18 | 0 |  | 0.36 | 0.33 | 0.23 | 57.22 | 1410.122 | 0.69
D | 4002 | 2020-12-21 | 23 | ON | 42.12 | 7.37 | 0.22 | 0.03 | 0.14 | 0.29 | 0 | 0.08 | -0.35 | -0.18 | 0 |  | 0.36 | 0.33 | 0.23 | 50.64 | 1286.535 | 0.68
D | 4002 | 2020-12-21 | 24 | OFF | 39.34 | 7.37 | 0.22 | 0.03 | 0.18 | 0 | 0 | -0.01 | -0.23 | -0.18 | 0 |  | 0.36 | 0.33 | 0.23 | 47.64 | 1175.162 | 0.43
D | 4002 | 2020-12-22 | 1 | OFF | 37.62 | 7.37 | 0.32 | 0.24 | 0.18 | 0 | 0 | 0.07 | -0.48 | -0.18 | 0 |  | 0.36 | 0.33 | 0.23 | 46.06 | 1105.021 | 0.74
D | 4002 | 2020-12-22 | 2 | OFF | 38.48 | 7.37 | 0.32 | 0.24 | 0.08 | 0 | 0 | 0.05 | -0.44 | -0.18 | 0 |  | 0.36 | 0.33 | 0.23 | 46.84 | 1076.391 | 0.64
D | 4002 | 2020-12-22 | 3 | OFF | 37.88 | 7.37 | 0.32 | 0.24 | 0.09 | 0 | 0 | 0.06 | -0.46 | -0.18 | 0 |  | 0.36 | 0.33 | 0.23 | 46.24 | 1068.5 | 0.65
D | 4002 | 2020-12-22 | 4 | OFF | 32.52 | 7.37 | 0.32 | 0.24 | 0.11 | 0 | 0 | 0.04 | -0.49 | -0.18 | 0 |  | 0.36 | 0.33 | 0.23 | 40.85 | 1071.173 | 0.67
D | 4002 | 2020-12-22 | 5 | OFF | 36.83 | 7.37 | 0.32 | 0.24 | 0.06 | 0 | 0 | 0.07 | -0.51 | -0.18 | 0 |  | 0.36 | 0.33 | 0.23 | 45.12 | 1113.642 | 0.62
D | 4002 | 2020-12-22 | 6 | OFF | 35.01 | 7.37 | 0.32 | 0.24 | 0.19 | 0 | 0 | 0.04 | -0.46 | -0.18 | 0 |  | 0.36 | 0.33 | 0.23 | 43.45 | 1210.434 | 0.75
D | 4002 | 2020-12-22 | 7 | OFF | 46.61 | 7.37 | 0.32 | 0.24 | 0.23 | 0 | 0 | 0.04 | -0.33 | -0.18 | 0 |  | 0.36 | 0.33 | 0.23 | 55.22 | 1354.631 | 0.79
D | 4002 | 2020-12-22 | 8 | ON | 57.66 | 7.37 | 0.32 | 0.24 | 0.31 | 0.27 | 0.02 | 0.05 | -0.48 | -0.18 | 0 |  | 0.36 | 0.33 | 0.23 | 66.5 | 1464.957 | 1.16
D | 4002 | 2020-12-22 | 9 | ON | 57.34 | 7.37 | 0.32 | 0.24 | 0.27 | 0.26 | 0 | 0.04 | -0.59 | -0.18 | 0 |  | 0.36 | 0.33 | 0.23 | 65.99 | 1506.457 | 1.09
D | 4002 | 2020-12-22 | 10 | ON | 60.91 | 7.37 | 0.32 | 0.24 | 0.16 | 0.27 | 0.01 | 0.03 | -0.61 | -0.18 | 0 |  | 0.36 | 0.33 | 0.23 | 69.44 | 1510.628 | 1
D | 4002 | 2020-12-22 | 11 | ON | 42.53 | 7.37 | 0.32 | 0.24 | 0.12 | 0.27 | 0.13 | 0.02 | -0.44 | -0.18 | 0 |  | 0.36 | 0.33 | 0.23 | 51.3 | 1502.712 | 1.08
D | 4002 | 2020-12-22 | 12 | ON | 33.9 | 7.37 | 0.32 | 0.24 | 0.07 | 0.27 | 0 | 0.01 | -0.35 | -0.18 | 0 |  | 0.36 | 0.33 | 0.23 | 42.57 | 1491.833 | 0.9
D | 4002 | 2020-12-22 | 13 | ON | 32.48 | 7.37 | 0.32 | 0.24 | 0.07 | 0.28 | 0 | 0.01 | -0.33 | -0.18 | 0 |  | 0.36 | 0.33 | 0.23 | 41.18 | 1484.186 | 0.91
D | 4002 | 2020-12-22 | 14 | ON | 32.6 | 7.37 | 0.32 | 0.24 | 0.06 | 0.27 | 0 | -0.01 | -0.31 | -0.18 | 0 |  | 0.36 | 0.33 | 0.23 | 41.28 | 1476.855 | 0.89
D | 4002 | 2020-12-22 | 15 | ON | 34.84 | 7.37 | 0.32 | 0.24 | 0.08 | 0.27 | 0 | 0.03 | -0.32 | -0.18 | 0 |  | 0.36 | 0.33 | 0.23 | 43.57 | 1475.891 | 0.91
D | 4002 | 2020-12-22 | 16 | ON | 41.02 | 7.37 | 0.32 | 0.24 | 0.11 | 0.27 | 0 | 0.03 | -0.31 | -0.18 | 0 |  | 0.36 | 0.33 | 0.23 | 49.79 | 1492.522 | 0.94
D | 4002 | 2020-12-22 | 17 | ON | 45.89 | 7.37 | 0.32 | 0.24 | 0.13 | 0.25 | 0 | 0.03 | -0.46 | -0.18 | 0 |  | 0.36 | 0.33 | 0.23 | 54.51 | 1592.663 | 0.94
D | 4002 | 2020-12-22 | 18 | ON | 53.3 | 7.37 | 0.32 | 0.24 | 0.11 | 0.24 | 0.01 | 0.06 | -0.62 | -0.18 | 0 |  | 0.36 | 0.33 | 0.23 | 61.77 | 1677.237 | 0.92
D | 4002 | 2020-12-22 | 19 | ON | 49.58 | 7.37 | 0.32 | 0.24 | 0.17 | 0.24 | 0.04 | 0.04 | -0.51 | -0.18 | 0 |  | 0.36 | 0.33 | 0.23 | 58.23 | 1659.152 | 1.01
D | 4002 | 2020-12-22 | 20 | ON | 45.26 | 7.37 | 0.32 | 0.24 | 0.15 | 0.25 | 0.1 | 0.04 | -0.44 | -0.18 | 0 |  | 0.36 | 0.33 | 0.23 | 54.03 | 1602.53 | 1.06
D | 4002 | 2020-12-22 | 21 | ON | 41.58 | 7.37 | 0.32 | 0.24 | 0.11 | 0.26 | 0.07 | 0.07 | -0.4 | -0.18 | 0 |  | 0.36 | 0.33 | 0.23 | 50.36 | 1527.702 | 1
D | 4002 | 2020-12-22 | 22 | ON | 31.76 | 7.37 | 0.32 | 0.24 | 0.06 | 0.27 | 0 | 0.03 | -0.4 | -0.18 | 0 |  | 0.36 | 0.33 | 0.23 | 40.39 | 1425.956 | 0.89
D | 4002 | 2020-12-22 | 23 | ON | 31.05 | 7.37 | 0.32 | 0.24 | 0.11 | 0.29 | 0 | 0.04 | -0.39 | -0.18 | 0 |  | 0.36 | 0.33 | 0.23 | 39.77 | 1305.327 | 0.96
D | 4002 | 2020-12-22 | 24 | OFF | 30.55 | 7.37 | 0.32 | 0.24 | 0.17 | 0 | 0 | 0 | -0.25 | -0.18 | 0 |  | 0.36 | 0.33 | 0.23 | 39.14 | 1200.54 | 0.73
D | 4002 | 2020-12-23 | 1 | OFF | 27.26 | 7.37 | 0.28 | 0.04 | 0.07 | 0 | 0 | -0.01 | -0.17 | -0.18 | 0 |  | 0.36 | 0.33 | 0.23 | 35.58 | 1130.254 | 0.39
D | 4002 | 2020-12-23 | 2 | OFF | 25.97 | 7.37 | 0.28 | 0.04 | 0.13 | 0 | 0 | -0.3 | 0.34 | -0.18 | 0 |  | 0.36 | 0.33 | 0.23 | 34.57 | 1096.378 | 0.45
D | 4002 | 2020-12-23 | 3 | OFF | 25.1 | 7.37 | 0.28 | 0.04 | 0.14 | 0 | 0 | 0.05 | -0.36 | -0.18 | 0 |  | 0.36 | 0.33 | 0.23 | 33.36 | 1088.848 | 0.46
D | 4002 | 2020-12-23 | 4 | OFF | 25 | 7.37 | 0.28 | 0.04 | 0.13 | 0 | 0 | -0.06 | -0.13 | -0.18 | 0 |  | 0.36 | 0.33 | 0.23 | 33.37 | 1098.211 | 0.45
D | 4002 | 2020-12-23 | 5 | OFF | 25.6 | 7.37 | 0.28 | 0.04 | 0.14 | 0 | 0 | -0.12 | -0.01 | -0.18 | 0 |  | 0.36 | 0.33 | 0.23 | 34.04 | 1142.129 | 0.46
D | 4002 | 2020-12-23 | 6 | OFF | 25.21 | 7.37 | 0.28 | 0.04 | 0.28 | 0 | 0 | 0 | -0.25 | -0.18 | 0 |  | 0.36 | 0.33 | 0.23 | 33.67 | 1232.222 | 0.6
D | 4002 | 2020-12-23 | 7 | OFF | 27.43 | 7.37 | 0.28 | 0.04 | 0.18 | 0 | 0 | -0.02 | -0.27 | -0.18 | 0 |  | 0.36 | 0.33 | 0.23 | 35.75 | 1366.55 | 0.5
D | 4002 | 2020-12-23 | 8 | ON | 31.1 | 7.37 | 0.28 | 0.04 | 0.15 | 0.25 | 0 | 0.09 | -0.63 | -0.18 | 0 |  | 0.36 | 0.33 | 0.23 | 39.39 | 1475.782 | 0.72
D | 4002 | 2020-12-23 | 9 | ON | 32.98 | 7.37 | 0.28 | 0.04 | 0.11 | 0.25 | 0 | 0.17 | -0.84 | -0.18 | 0 |  | 0.36 | 0.33 | 0.23 | 41.1 | 1524.82 | 0.68
D | 4002 | 2020-12-23 | 10 | ON | 31.29 | 7.37 | 0.28 | 0.04 | 0.06 | 0.24 | 0 | 0.14 | -0.67 | -0.18 | 0 |  | 0.36 | 0.33 | 0.23 | 39.49 | 1523.891 | 0.62
D | 4002 | 2020-12-23 | 11 | ON | 27.8 | 7.37 | 0.28 | 0.04 | 0.06 | 0.25 | 0 | -0.09 | -0.24 | -0.18 | 0 |  | 0.36 | 0.33 | 0.23 | 36.21 | 1512.667 | 0.63
D | 4002 | 2020-12-23 | 12 | ON | 27.94 | 7.37 | 0.28 | 0.04 | 0.06 | 0.26 | 0 | -0.03 | -0.3 | -0.18 | 0 |  | 0.36 | 0.33 | 0.23 | 36.36 | 1502.802 | 0.64
D | 4002 | 2020-12-23 | 13 | ON | 28.02 | 7.37 | 0.28 | 0.04 | 0.06 | 0.28 | 0 | 0.05 | -0.44 | -0.18 | 0 |  | 0.36 | 0.33 | 0.23 | 36.4 | 1499.064 | 0.66
D | 4002 | 2020-12-23 | 14 | ON | 26.2 | 7.37 | 0.28 | 0.04 | 0.07 | 0.28 | 0 | 0.12 | -0.55 | -0.18 | 0 |  | 0.36 | 0.33 | 0.23 | 34.55 | 1496.605 | 0.67
D | 4002 | 2020-12-23 | 15 | ON | 25.8 | 7.37 | 0.28 | 0.04 | 0.05 | 0.27 | 0 | -0.1 | -0.18 | -0.18 | 0 |  | 0.36 | 0.33 | 0.23 | 34.27 | 1492.894 | 0.64
D | 4002 | 2020-12-23 | 16 | ON | 27.97 | 7.37 | 0.28 | 0.04 | 0.07 | 0.27 | 0 | -0.13 | -0.14 | -0.18 | 0 |  | 0.36 | 0.33 | 0.23 | 36.47 | 1498.624 | 0.66
D | 4002 | 2020-12-23 | 17 | ON | 31.15 | 7.37 | 0.28 | 0.04 | 0.08 | 0.25 | 0 | -0.03 | -0.39 | -0.18 | 0 |  | 0.36 | 0.33 | 0.23 | 39.49 | 1595.726 | 0.65
D | 4002 | 2020-12-23 | 18 | ON | 38.57 | 7.37 | 0.28 | 0.04 | 0.14 | 0.24 | 0 | 0 | -0.73 | -0.18 | 0 |  | 0.36 | 0.33 | 0.23 | 46.65 | 1669.11 | 0.7
D | 4002 | 2020-12-23 | 19 | ON | 36.01 | 7.37 | 0.28 | 0.04 | 0.12 | 0.24 | 0 | -0.05 | -0.54 | -0.18 | 0 |  | 0.36 | 0.33 | 0.23 | 44.21 | 1646.075 | 0.68
D | 4002 | 2020-12-23 | 20 | ON | 33.68 | 7.37 | 0.28 | 0.04 | 0.14 | 0.24 | 0 | 0.03 | -0.55 | -0.18 | 0 |  | 0.36 | 0.33 | 0.23 | 41.97 | 1592.006 | 0.7
D | 4002 | 2020-12-23 | 21 | ON | 31.54 | 7.37 | 0.28 | 0.04 | 0.12 | 0.25 | 0 | 0.04 | -0.37 | -0.18 | 0 |  | 0.36 | 0.33 | 0.23 | 40.01 | 1526.198 | 0.69
D | 4002 | 2020-12-23 | 22 | ON | 33.26 | 7.37 | 0.28 | 0.04 | 0.1 | 0.27 | 0.01 | -0.15 | -0.08 | -0.18 | 0 |  | 0.36 | 0.33 | 0.23 | 41.84 | 1432.673 | 0.7
D | 4002 | 2020-12-23 | 23 | ON | 27.83 | 7.37 | 0.28 | 0.04 | 0.12 | 0.29 | 0 | 0.18 | -0.63 | -0.18 | 0 |  | 0.36 | 0.33 | 0.23 | 36.22 | 1314.76 | 0.73
D | 4002 | 2020-12-23 | 24 | OFF | 26.42 | 7.37 | 0.28 | 0.04 | 0.12 | 0 | 0 | 0.06 | -0.3 | -0.18 | 0 |  | 0.36 | 0.33 | 0.23 | 34.73 | 1200.587 | 0.44
D | 4002 | 2020-12-24 | 1 | OFF | 42.59 | 7.37 | 0.25 | 0.12 | 0.23 | 0 | 0.81 | 0.02 | -0.4 | -0.18 | 0 |  | 0.36 | 0.33 | 0.23 | 51.73 | 1123.131 | 1.41
D | 4002 | 2020-12-24 | 2 | OFF | 29.67 | 7.37 | 0.25 | 0.12 | 0.24 | 0 | 0.23 | 0.01 | -0.2 | -0.18 | 0 |  | 0.36 | 0.33 | 0.23 | 38.43 | 1082.27 | 0.84
D | 4002 | 2020-12-24 | 3 | OFF | 25.16 | 7.37 | 0.25 | 0.12 | 0.08 | 0 | 0 | 0 | -0.22 | -0.18 | 0 |  | 0.36 | 0.33 | 0.23 | 33.5 | 1061.969 | 0.45
D | 4002 | 2020-12-24 | 4 | OFF | 24.08 | 7.37 | 0.25 | 0.12 | 0.06 | 0 | 0 | 0.02 | -0.21 | -0.18 | 0 |  | 0.36 | 0.33 | 0.23 | 32.43 | 1054.665 | 0.43
D | 4002 | 2020-12-24 | 5 | OFF | 25.33 | 7.37 | 0.25 | 0.12 | 0.08 | 0 | 0 | 0.04 | -0.22 | -0.18 | 0 |  | 0.36 | 0.33 | 0.23 | 33.71 | 1075.29 | 0.45
D | 4002 | 2020-12-24 | 6 | OFF | 28.36 | 7.37 | 0.25 | 0.12 | 0.22 | 0 | 0.05 | 0.02 | -0.19 | -0.18 | 0 |  | 0.36 | 0.33 | 0.23 | 36.94 | 1135.284 | 0.64
D | 4002 | 2020-12-24 | 7 | OFF | 36.82 | 7.37 | 0.25 | 0.12 | 0.56 | 0 | 0.76 | 0.04 | -0.3 | -0.18 | 0 |  | 0.36 | 0.33 | 0.23 | 46.36 | 1223.688 | 1.69
D | 4002 | 2020-12-24 | 8 | ON | 28.82 | 7.37 | 0.25 | 0.12 | 0.15 | 0.3 | 0.08 | 0.01 | -0.26 | -0.18 | 0 |  | 0.36 | 0.33 | 0.23 | 37.58 | 1309.922 | 0.9
D | 4002 | 2020-12-24 | 9 | ON | 29.24 | 7.37 | 0.25 | 0.12 | 0.12 | 0.28 | 0 | 0.03 | -0.34 | -0.18 | 0 |  | 0.36 | 0.33 | 0.23 | 37.81 | 1386.831 | 0.77
D | 4002 | 2020-12-24 | 10 | ON | 26.44 | 7.37 | 0.25 | 0.12 | 0.08 | 0.28 | 0 | 0.02 | -0.35 | -0.18 | 0 |  | 0.36 | 0.33 | 0.23 | 34.95 | 1426.615 | 0.73
D | 4002 | 2020-12-24 | 11 | ON | 22.14 | 7.37 | 0.25 | 0.12 | 0.06 | 0.29 | 0 | 0.02 | -0.28 | -0.18 | 0 |  | 0.36 | 0.33 | 0.23 | 30.71 | 1423.715 | 0.72
D | 4002 | 2020-12-24 | 12 | ON | 21.72 | 7.37 | 0.25 | 0.12 | 0.05 | 0.29 | 0 | 0.02 | -0.28 | -0.18 | 0 |  | 0.36 | 0.33 | 0.23 | 30.28 | 1424.393 | 0.71
D | 4002 | 2020-12-24 | 13 | ON | 21.79 | 7.37 | 0.25 | 0.12 | 0.05 | 0.29 | 0 | 0.02 | -0.29 | -0.18 | 0 |  | 0.36 | 0.33 | 0.23 | 30.34 | 1399.96 | 0.71
D | 4002 | 2020-12-24 | 14 | ON | 22.19 | 7.37 | 0.25 | 0.12 | 0.05 | 0.29 | 0 | 0.02 | -0.3 | -0.18 | 0 |  | 0.36 | 0.33 | 0.23 | 30.73 | 1384.031 | 0.71
D | 4002 | 2020-12-24 | 15 | ON | 22.65 | 7.37 | 0.25 | 0.12 | 0.05 | 0.28 | 0 | 0.03 | -0.27 | -0.18 | 0 |  | 0.36 | 0.33 | 0.23 | 31.22 | 1382.111 | 0.7
D | 4002 | 2020-12-24 | 16 | ON | 22.67 | 7.37 | 0.25 | 0.12 | 0.07 | 0.28 | 0 | 0.02 | -0.27 | -0.18 | 0 |  | 0.36 | 0.33 | 0.23 | 31.25 | 1394.253 | 0.72
D | 4002 | 2020-12-24 | 17 | ON | 32.26 | 7.37 | 0.25 | 0.12 | 0.15 | 0.26 | 0 | 0.06 | -0.2 | -0.18 | 0 |  | 0.36 | 0.33 | 0.23 | 41.01 | 1480.004 | 0.78
D | 4002 | 2020-12-24 | 18 | ON | 38.07 | 7.37 | 0.25 | 0.12 | 0.13 | 0.26 | 0.04 | 0.04 | -0.37 | -0.18 | 0 |  | 0.36 | 0.33 | 0.23 | 46.65 | 1504.72 | 0.8
D | 4002 | 2020-12-24 | 19 | ON | 24.98 | 7.37 | 0.25 | 0.12 | 0.08 | 0.27 | 0.01 | 0.05 | -0.26 | -0.18 | 0 |  | 0.36 | 0.33 | 0.23 | 33.61 | 1441.997 | 0.73
D | 4002 | 2020-12-24 | 20 | ON | 22.01 | 7.37 | 0.25 | 0.12 | 0.06 | 0.28 | 0 | 0.01 | -0.28 | -0.18 | 0 |  | 0.36 | 0.33 | 0.23 | 30.56 | 1368.691 | 0.71
D | 4002 | 2020-12-24 | 21 | ON | 21.34 | 7.37 | 0.25 | 0.12 | 0.05 | 0.29 | 0 | 0.03 | -0.29 | -0.18 | 0 |  | 0.36 | 0.33 | 0.23 | 29.9 | 1307.691 | 0.71
D | 4002 | 2020-12-24 | 22 | ON | 21.64 | 7.37 | 0.25 | 0.12 | 0.07 | 0.31 | 0 | 0.03 | -0.26 | -0.18 | 0 |  | 0.36 | 0.33 | 0.23 | 30.27 | 1239.749 | 0.75
D | 4002 | 2020-12-24 | 23 | ON | 21.67 | 7.37 | 0.25 | 0.12 | 0.27 | 0.33 | 0 | 0.02 | -0.22 | -0.18 | 0 |  | 0.36 | 0.33 | 0.23 | 30.55 | 1155.89 | 0.97
D | 4002 | 2020-12-24 | 24 | OFF | 21.81 | 7.37 | 0.25 | 0.12 | 0.69 | 0 | 0 | 0.04 | -0.24 | -0.18 | 0 |  | 0.36 | 0.33 | 0.23 | 30.78 | 1066.992 | 1.06
D | 4002 | 2020-12-25 | 1 | OFF | 23.38 | 7.37 | 0.21 | 0.15 | 0.25 | 0 | 0 | 0.03 | -0.25 | -0.18 | 0 |  | 0.36 | 0.33 | 0.23 | 31.88 | 991.535 | 0.61
D | 4002 | 2020-12-25 | 2 | OFF | 22.77 | 7.37 | 0.21 | 0.15 | 0.16 | 0 | 0 | 0.02 | -0.19 | -0.18 | 0 |  | 0.36 | 0.33 | 0.23 | 31.23 | 943.643 | 0.52
D | 4002 | 2020-12-25 | 3 | OFF | 14.87 | 7.37 | 0.21 | 0.15 | 0.1 | 0 | 0 | 0.02 | -0.19 | -0.18 | 0 |  | 0.36 | 0.33 | 0.23 | 23.27 | 917.455 | 0.46
D | 4002 | 2020-12-25 | 4 | OFF | 9.65 | 7.37 | 0.21 | 0.15 | 0.14 | 0 | 0 | 0.01 | -0.17 | -0.18 | 0 |  | 0.36 | 0.33 | 0.23 | 18.1 | 907.531 | 0.5
D | 4002 | 2020-12-25 | 5 | OFF | 12.03 | 7.37 | 0.21 | 0.15 | 0.16 | 0 | 0 | 0.01 | -0.17 | -0.18 | 0 |  | 0.36 | 0.33 | 0.23 | 20.5 | 914.371 | 0.52
D | 4002 | 2020-12-25 | 6 | OFF | 12.61 | 7.37 | 0.21 | 0.15 | 0.17 | 0 | 0 | 0.02 | -0.16 | -0.18 | 0 |  | 0.36 | 0.33 | 0.23 | 21.11 | 945.785 | 0.53
D | 4002 | 2020-12-25 | 7 | OFF | 0.54 | 7.37 | 0.21 | 0.15 | 0.51 | 0 | 0 | 0 | -0.26 | -0.18 | 0 |  | 0.36 | 0.33 | 0.23 | 9.26 | 998.011 | 0.87
D | 4002 | 2020-12-25 | 8 | ON | 5.79 | 7.37 | 0.21 | 0.15 | 0.62 | 0 | 0 | 0.03 | -0.18 | -0.18 | 0 |  | 0.36 | 0.33 | 0.23 | 14.73 | 1082.833 | 0.98
D | 4002 | 2020-12-25 | 9 | ON | 17.76 | 7.37 | 0.21 | 0.15 | 0.26 | 0 | 0 | 0.01 | -0.2 | -0.18 | 0 |  | 0.36 | 0.33 | 0.23 | 26.3 | 1172.71 | 0.62
D | 4002 | 2020-12-25 | 10 | ON | 19.49 | 7.37 | 0.21 | 0.15 | 0.07 | 0 | 0 | 0.01 | -0.26 | -0.18 | 0 |  | 0.36 | 0.33 | 0.23 | 27.78 | 1227.912 | 0.43
D | 4002 | 2020-12-25 | 11 | ON | 30.91 | 7.37 | 0.21 | 0.15 | 0.06 | 0 | 0 | 0.04 | -0.31 | -0.18 | 0 |  | 0.36 | 0.33 | 0.23 | 39.17 | 1258.953 | 0.42
D | 4002 | 2020-12-25 | 12 | ON | 35.45 | 7.37 | 0.21 | 0.15 | 0.09 | 0 | 0 | 0.03 | -0.31 | -0.18 | 0 |  | 0.36 | 0.33 | 0.23 | 43.73 | 1272.069 | 0.45
D | 4002 | 2020-12-25 | 13 | ON | 44.92 | 7.37 | 0.21 | 0.15 | 0.18 | 0 | 0.08 | 0.01 | -0.34 | -0.18 | 0 |  | 0.36 | 0.33 | 0.23 | 53.32 | 1277.888 | 0.62
D | 4002 | 2020-12-25 | 14 | ON | 49.01 | 7.37 | 0.21 | 0.15 | 0.17 | 0 | 0.03 | 0 | -0.34 | -0.18 | 0 |  | 0.36 | 0.33 | 0.23 | 57.34 | 1268.086 | 0.56
D | 4002 | 2020-12-25 | 15 | ON | 44.1 | 7.37 | 0.21 | 0.15 | 0.16 | 0 | 0.01 | 0.04 | -0.31 | -0.18 | 0 |  | 0.36 | 0.33 | 0.23 | 52.47 | 1266.257 | 0.53
D | 4002 | 2020-12-25 | 16 | ON | 38.24 | 7.37 | 0.21 | 0.15 | 0.1 | 0 | 0 | 0.04 | -0.31 | -0.18 | 0 |  | 0.36 | 0.33 | 0.23 | 46.54 | 1281.802 | 0.46
D | 4002 | 2020-12-25 | 17 | ON | 42.39 | 7.37 | 0.21 | 0.15 | 0.14 | 0 | 0.05 | 0.05 | -0.3 | -0.18 | 0 |  | 0.36 | 0.33 | 0.23 | 50.8 | 1332.937 | 0.55
D | 4002 | 2020-12-25 | 18 | ON | 56.41 | 7.37 | 0.21 | 0.15 | 0.38 | 0 | 0.11 | 0.09 | -0.44 | -0.18 | 0 |  | 0.36 | 0.33 | 0.23 | 65.02 | 1341.918 | 0.85
D | 4002 | 2020-12-25 | 19 | ON | 40.04 | 7.37 | 0.21 | 0.15 | 0.46 | 0 | 0.09 | 0.02 | -0.29 | -0.18 | 0 |  | 0.36 | 0.33 | 0.23 | 48.79 | 1304.966 | 0.91
D | 4002 | 2020-12-25 | 20 | ON | 30.48 | 7.37 | 0.21 | 0.15 | 0.24 | 0 | 0 | 0 | -0.38 | -0.18 | 0 |  | 0.36 | 0.33 | 0.23 | 38.81 | 1256.918 | 0.6
D | 4002 | 2020-12-25 | 21 | ON | 35.97 | 7.37 | 0.21 | 0.15 | 0.25 | 0 | 0.53 | 0.03 | -0.33 | -0.18 | 0 |  | 0.36 | 0.33 | 0.23 | 44.92 | 1210.547 | 1.14
D | 4002 | 2020-12-25 | 22 | ON | 27.31 | 7.37 | 0.21 | 0.15 | 0.16 | 0 | 0.11 | 0.02 | -0.31 | -0.18 | 0 |  | 0.36 | 0.33 | 0.23 | 35.76 | 1148.16 | 0.63
D | 4002 | 2020-12-25 | 23 | ON | 23.07 | 7.37 | 0.21 | 0.15 | 0.57 | 0 | 0.15 | 0.02 | -0.24 | -0.18 | 0 |  | 0.36 | 0.33 | 0.23 | 32.04 | 1078.115 | 1.08
D | 4002 | 2020-12-25 | 24 | OFF | 17.41 | 7.37 | 0.21 | 0.15 | 0.5 | 0 | 0 | 0.06 | -0.36 | -0.18 | 0 |  | 0.36 | 0.33 | 0.23 | 26.08 | 1008.2 | 0.86
D | 4002 | 2020-12-26 | 1 | OFF | 17.8 | 7.37 | 0.33 | 0.33 | 0.37 | 0 | 0 | 0.01 | -0.12 | -0.18 | 0 |  | 0.36 | 0.33 | 0.23 | 26.83 | 955.62 | 1.03
D | 4002 | 2020-12-26 | 2 | OFF | 19.05 | 7.37 | 0.33 | 0.33 | 0.22 | 0 | 0 | 0.14 | -0.37 | -0.18 | 0 |  | 0.36 | 0.33 | 0.23 | 27.81 | 930.553 | 0.88
D | 4002 | 2020-12-26 | 3 | OFF | 17.25 | 7.37 | 0.33 | 0.33 | 0.18 | 0 | 0 | -0.01 | -0.16 | -0.18 | 0 |  | 0.36 | 0.33 | 0.23 | 26.03 | 921.59 | 0.84
D | 4002 | 2020-12-26 | 4 | OFF | 17.22 | 7.37 | 0.33 | 0.33 | 0.23 | 0 | 0 | 0.03 | -0.16 | -0.18 | 0 |  | 0.36 | 0.33 | 0.23 | 26.09 | 924.623 | 0.89
D | 4002 | 2020-12-26 | 5 | OFF | 28.72 | 7.37 | 0.33 | 0.33 | 0.14 | 0 | 0 | 0.02 | -0.16 | -0.18 | 0 |  | 0.36 | 0.33 | 0.23 | 37.49 | 944.331 | 0.8
D | 4002 | 2020-12-26 | 6 | OFF | 23.44 | 7.37 | 0.33 | 0.33 | 0.19 | 0 | 0 | 0.06 | -0.18 | -0.18 | 0 |  | 0.36 | 0.33 | 0.23 | 32.28 | 990.686 | 0.85
D | 4002 | 2020-12-26 | 7 | OFF | 17.95 | 7.37 | 0.33 | 0.33 | 0.21 | 0 | 0 | -0.03 | -0.03 | -0.18 | 0 |  | 0.36 | 0.33 | 0.23 | 26.87 | 1057.804 | 0.87
D | 4002 | 2020-12-26 | 8 | OFF | 25.29 | 7.37 | 0.33 | 0.33 | 0.22 | 0 | 0.01 | 0.02 | -0.12 | -0.18 | 0 |  | 0.36 | 0.33 | 0.23 | 34.19 | 1146.25 | 0.89
D | 4002 | 2020-12-26 | 9 | OFF | 31.78 | 7.37 | 0.33 | 0.33 | 0.12 | 0 | 0.02 | 0 | -0.34 | -0.18 | 0 |  | 0.36 | 0.33 | 0.23 | 40.35 | 1231.91 | 0.8
D | 4002 | 2020-12-26 | 10 | OFF | 30.77 | 7.37 | 0.33 | 0.33 | 0.12 | 0 | 0 | 0.03 | -0.35 | -0.18 | 0 |  | 0.36 | 0.33 | 0.23 | 39.34 | 1301.6 | 0.78
D | 4002 | 2020-12-26 | 11 | OFF | 33.09 | 7.37 | 0.33 | 0.33 | 0.09 | 0 | 0.02 | 0.03 | -0.39 | -0.18 | 0 |  | 0.36 | 0.33 | 0.23 | 41.61 | 1356.125 | 0.77
D | 4002 | 2020-12-26 | 12 | OFF | 32.48 | 7.37 | 0.33 | 0.33 | 0.06 | 0 | 0 | 0.03 | -0.36 | -0.18 | 0 |  | 0.36 | 0.33 | 0.23 | 40.98 | 1358.084 | 0.72
D | 4002 | 2020-12-26 | 13 | OFF | 31.84 | 7.37 | 0.33 | 0.33 | 0.07 | 0 | 0 | 0.02 | -0.35 | -0.18 | 0 |  | 0.36 | 0.33 | 0.23 | 40.35 | 1350.965 | 0.73
D | 4002 | 2020-12-26 | 14 | OFF | 31.95 | 7.37 | 0.33 | 0.33 | 0.07 | 0 | 0 | -0.02 | -0.35 | -0.18 | 0 |  | 0.36 | 0.33 | 0.23 | 40.42 | 1346.195 | 0.73
D | 4002 | 2020-12-26 | 15 | OFF | 32.55 | 7.37 | 0.33 | 0.33 | 0.06 | 0 | 0 | -0.01 | -0.29 | -0.18 | 0 |  | 0.36 | 0.33 | 0.23 | 41.08 | 1355.721 | 0.72
D | 4002 | 2020-12-26 | 16 | OFF | 45.43 | 7.37 | 0.33 | 0.33 | 0.12 | 0 | 0.31 | 0.1 | -0.25 | -0.18 | 0 |  | 0.36 | 0.33 | 0.23 | 54.48 | 1399.875 | 1.09
D | 4002 | 2020-12-26 | 17 | OFF | 55.81 | 7.37 | 0.33 | 0.33 | 0.21 | 0 | 0.02 | -0.02 | -0.5 | -0.18 | 0 |  | 0.36 | 0.33 | 0.23 | 64.29 | 1519.945 | 0.89
D | 4002 | 2020-12-26 | 18 | OFF | 70.94 | 7.37 | 0.33 | 0.33 | 0.33 | 0 | 0.05 | 0.1 | -0.65 | -0.18 | 0 |  | 0.36 | 0.33 | 0.23 | 79.54 | 1607.609 | 1.04
D | 4002 | 2020-12-26 | 19 | OFF | 69.73 | 7.37 | 0.33 | 0.33 | 0.39 | 0 | 0.05 | 0.09 | -0.65 | -0.18 | 0 |  | 0.36 | 0.33 | 0.23 | 78.38 | 1589.162 | 1.1
D | 4002 | 2020-12-26 | 20 | OFF | 47.57 | 7.37 | 0.33 | 0.33 | 0.25 | 0 | 0 | 0.04 | -0.53 | -0.18 | 0 |  | 0.36 | 0.33 | 0.23 | 56.1 | 1535.668 | 0.91
D | 4002 | 2020-12-26 | 21 | OFF | 55.72 | 7.37 | 0.33 | 0.33 | 0.33 | 0 | 0 | 0.05 | -0.59 | -0.18 | 0 |  | 0.36 | 0.33 | 0.23 | 64.28 | 1474.196 | 0.99
D | 4002 | 2020-12-26 | 22 | OFF | 43.21 | 7.37 | 0.33 | 0.33 | 0.38 | 0 | 0.11 | 0.08 | -0.45 | -0.18 | 0 |  | 0.36 | 0.33 | 0.23 | 52.1 | 1390.334 | 1.15
D | 4002 | 2020-12-26 | 23 | OFF | 30.14 | 7.37 | 0.33 | 0.33 | 0.24 | 0 | 0 | 0.03 | -0.4 | -0.18 | 0 |  | 0.36 | 0.33 | 0.23 | 38.78 | 1298.718 | 0.9
D | 4002 | 2020-12-26 | 24 | OFF | 29.55 | 7.37 | 0.33 | 0.33 | 0.19 | 0 | 0 | 0.08 | -0.43 | -0.18 | 0 |  | 0.36 | 0.33 | 0.23 | 38.16 | 1210.766 | 0.85
D | 4002 | 2020-12-27 | 1 | OFF | 29.41 | 7.37 | 0.23 | 0.33 | 0.14 | 0 | 0 | 0.01 | -0.17 | -0.18 | 0 |  | 0.36 | 0.33 | 0.23 | 38.06 | 1147.154 | 0.7
D | 4002 | 2020-12-27 | 2 | OFF | 30.6 | 7.37 | 0.23 | 0.33 | 0.09 | 0 | 0 | -0.84 | 1.54 | -0.18 | 0 |  | 0.36 | 0.33 | 0.23 | 40.06 | 1110.023 | 0.65
D | 4002 | 2020-12-27 | 3 | OFF | 32.83 | 7.37 | 0.23 | 0.33 | 0.07 | 0 | 0 | 0.02 | -0.21 | -0.18 | 0 |  | 0.36 | 0.33 | 0.23 | 41.38 | 1092.728 | 0.63
D | 4002 | 2020-12-27 | 4 | OFF | 34.32 | 7.37 | 0.23 | 0.33 | 0.07 | 0 | 0 | -0.19 | 0.24 | -0.18 | 0 |  | 0.36 | 0.33 | 0.23 | 43.11 | 1088.923 | 0.63
D | 4002 | 2020-12-27 | 5 | OFF | 33.89 | 7.37 | 0.23 | 0.33 | 0.07 | 0 | 0 | 0.22 | -0.53 | -0.18 | 0 |  | 0.36 | 0.33 | 0.23 | 42.32 | 1098.832 | 0.63
D | 4002 | 2020-12-27 | 6 | OFF | 33.9 | 7.37 | 0.23 | 0.33 | 0.07 | 0 | 0 | 0.24 | -0.59 | -0.18 | 0 |  | 0.36 | 0.33 | 0.23 | 42.29 | 1133.929 | 0.63
D | 4002 | 2020-12-27 | 7 | OFF | 33.54 | 7.37 | 0.23 | 0.33 | 0.24 | 0 | 0 | 0.21 | -0.49 | -0.18 | 0 |  | 0.36 | 0.33 | 0.23 | 42.17 | 1188.017 | 0.8
D | 4002 | 2020-12-27 | 8 | OFF | 31.54 | 7.37 | 0.23 | 0.33 | 0.15 | 0 | 0 | 0.02 | -0.17 | -0.18 | 0 |  | 0.36 | 0.33 | 0.23 | 40.21 | 1257.705 | 0.71
D | 4002 | 2020-12-27 | 9 | OFF | 33.78 | 7.37 | 0.23 | 0.33 | 0.09 | 0 | 0.04 | 0.19 | -0.53 | -0.18 | 0 |  | 0.36 | 0.33 | 0.23 | 42.24 | 1330.729 | 0.69
D | 4002 | 2020-12-27 | 10 | OFF | 30.49 | 7.37 | 0.23 | 0.33 | 0.06 | 0 | 0 | 0.04 | -0.25 | -0.18 | 0 |  | 0.36 | 0.33 | 0.23 | 39.01 | 1372.65 | 0.62
D | 4002 | 2020-12-27 | 11 | OFF | 32.27 | 7.37 | 0.23 | 0.33 | 0.08 | 0 | 0 | 0 | -0.14 | -0.18 | 0 |  | 0.36 | 0.33 | 0.23 | 40.88 | 1389.726 | 0.64
D | 4002 | 2020-12-27 | 12 | OFF | 30.64 | 7.37 | 0.23 | 0.33 | 0.11 | 0 | 0 | 0.07 | -0.33 | -0.18 | 0 |  | 0.36 | 0.33 | 0.23 | 39.16 | 1393.413 | 0.67
D | 4002 | 2020-12-27 | 13 | OFF | 29.37 | 7.37 | 0.23 | 0.33 | 0.1 | 0 | 0 | 0.09 | -0.36 | -0.18 | 0 |  | 0.36 | 0.33 | 0.23 | 37.87 | 1388.147 | 0.66
D | 4002 | 2020-12-27 | 14 | OFF | 29.79 | 7.37 | 0.23 | 0.33 | 0.08 | 0 | 0 | 0.16 | -0.56 | -0.18 | 0 |  | 0.36 | 0.33 | 0.23 | 38.14 | 1370.643 | 0.64
D | 4002 | 2020-12-27 | 15 | OFF | 31.13 | 7.37 | 0.23 | 0.33 | 0.07 | 0 | 0 | 0.14 | -0.5 | -0.18 | 0 |  | 0.36 | 0.33 | 0.23 | 39.51 | 1368.036 | 0.63
D | 4002 | 2020-12-27 | 16 | OFF | 35.68 | 7.37 | 0.23 | 0.33 | 0.06 | 0 | 0 | -0.03 | -0.22 | -0.18 | 0 |  | 0.36 | 0.33 | 0.23 | 44.16 | 1404.109 | 0.62
D | 4002 | 2020-12-27 | 17 | OFF | 52.01 | 7.37 | 0.23 | 0.33 | 0.06 | 0 | 0.04 | 0.17 | -0.33 | -0.18 | 0 |  | 0.36 | 0.33 | 0.23 | 60.62 | 1533.62 | 0.66
D | 4002 | 2020-12-27 | 18 | OFF | 79.2 | 7.37 | 0.23 | 0.33 | 0.38 | 0 | 0.2 | -0.12 | -0.14 | -0.18 | 0 |  | 0.36 | 0.33 | 0.23 | 88.19 | 1634.328 | 1.14
D | 4002 | 2020-12-27 | 19 | OFF | 77.22 | 7.37 | 0.23 | 0.33 | 0.36 | 0 | 0.27 | -0.26 | 0.13 | -0.18 | 0 |  | 0.36 | 0.33 | 0.23 | 86.39 | 1609.397 | 1.19
D | 4002 | 2020-12-27 | 20 | OFF | 65.77 | 7.37 | 0.23 | 0.33 | 0.17 | 0 | 0.14 | -0.09 | -0.07 | -0.18 | 0 |  | 0.36 | 0.33 | 0.23 | 74.59 | 1549.922 | 0.87
D | 4002 | 2020-12-27 | 21 | OFF | 60.24 | 7.37 | 0.23 | 0.33 | 0.13 | 0 | 0.56 | 0.51 | -1.3 | -0.18 | 0 |  | 0.36 | 0.33 | 0.23 | 68.81 | 1474.733 | 1.25
D | 4002 | 2020-12-27 | 22 | OFF | 58.89 | 7.37 | 0.23 | 0.33 | 0.39 | 0 | 0.73 | 0.26 | -0.54 | -0.18 | 0 |  | 0.36 | 0.33 | 0.23 | 68.4 | 1384.999 | 1.68
D | 4002 | 2020-12-27 | 23 | OFF | 32.29 | 7.37 | 0.23 | 0.33 | 0.16 | 0 | 0 | 0.16 | -0.47 | -0.18 | 0 |  | 0.36 | 0.33 | 0.23 | 40.81 | 1284.542 | 0.72
D | 4002 | 2020-12-27 | 24 | OFF | 32.97 | 7.37 | 0.23 | 0.33 | 0.36 | 0 | 0 | 0.14 | -0.45 | -0.18 | 0 |  | 0.36 | 0.33 | 0.23 | 41.69 | 1198.991 | 0.92
D | 4002 | 2020-12-28 | 1 | OFF | 33.05 | 7.37 | 0.48 | 0.3 | 0.19 | 0 | 0 | 0.1 | -0.3 | -0.18 | 0 |  | 0.36 | 0.33 | 0.23 | 41.93 | 1143.206 | 0.97
D | 4002 | 2020-12-28 | 2 | OFF | 35.37 | 7.37 | 0.48 | 0.3 | 0.3 | 0 | 0 | 0.12 | -0.28 | -0.18 | 0 |  | 0.36 | 0.33 | 0.23 | 44.4 | 1111.693 | 1.08
D | 4002 | 2020-12-28 | 3 | OFF | 31.12 | 7.37 | 0.48 | 0.3 | 0.21 | 0 | 0 | 0.09 | -0.29 | -0.18 | 0 |  | 0.36 | 0.33 | 0.23 | 40.02 | 1097.576 | 0.99
D | 4002 | 2020-12-28 | 4 | OFF | 30.04 | 7.37 | 0.48 | 0.3 | 0.12 | 0 | 0 | 0.05 | -0.25 | -0.18 | 0 |  | 0.36 | 0.33 | 0.23 | 38.85 | 1102.744 | 0.9
D | 4002 | 2020-12-28 | 5 | OFF | 30.78 | 7.37 | 0.48 | 0.3 | 0.12 | 0 | 0 | 0.08 | -0.26 | -0.18 | 0 |  | 0.36 | 0.33 | 0.23 | 39.61 | 1135.11 | 0.9
D | 4002 | 2020-12-28 | 6 | OFF | 31.96 | 7.37 | 0.48 | 0.3 | 0.14 | 0 | 0 | 0.08 | -0.26 | -0.18 | 0 |  | 0.36 | 0.33 | 0.23 | 40.81 | 1207.65 | 0.92
D | 4002 | 2020-12-28 | 7 | OFF | 42.79 | 7.37 | 0.48 | 0.3 | 0.43 | 0 | 0.13 | 0.15 | -0.34 | -0.18 | 0 |  | 0.36 | 0.33 | 0.23 | 52.05 | 1316.491 | 1.34
D | 4002 | 2020-12-28 | 8 | ON | 45.75 | 7.37 | 0.48 | 0.3 | 0.9 | 0.26 | 0.25 | 0.02 | -0.69 | -0.18 | 0 |  | 0.36 | 0.33 | 0.23 | 55.38 | 1412.042 | 2.19
D | 4002 | 2020-12-28 | 9 | ON | 36.8 | 7.37 | 0.48 | 0.3 | 0.24 | 0.25 | 0 | 0.03 | -0.49 | -0.18 | 0 |  | 0.36 | 0.33 | 0.23 | 45.72 | 1477.546 | 1.27
D | 4002 | 2020-12-28 | 10 | ON | 37.02 | 7.37 | 0.48 | 0.3 | 0.1 | 0.25 | 0 | 0.01 | -0.51 | -0.18 | 0 |  | 0.36 | 0.33 | 0.23 | 45.76 | 1517.497 | 1.13
D | 4002 | 2020-12-28 | 11 | ON | 46.13 | 7.37 | 0.48 | 0.3 | 0.09 | 0.25 | 0.04 | -0.02 | -0.44 | -0.18 | 0 |  | 0.36 | 0.33 | 0.23 | 54.94 | 1544.89 | 1.16
D | 4002 | 2020-12-28 | 12 | ON | 51.64 | 7.37 | 0.48 | 0.3 | 0.2 | 0.24 | 0.04 | 0.01 | -0.44 | -0.18 | 0 |  | 0.36 | 0.33 | 0.23 | 60.58 | 1559.854 | 1.26
D | 4002 | 2020-12-28 | 13 | ON | 44.9 | 7.37 | 0.48 | 0.3 | 0.24 | 0.25 | 0.2 | 0.03 | -0.39 | -0.18 | 0 |  | 0.36 | 0.33 | 0.23 | 54.12 | 1559.873 | 1.47
D | 4002 | 2020-12-28 | 14 | ON | 36.35 | 7.37 | 0.48 | 0.3 | 0.09 | 0.25 | 0 | 0.04 | -0.35 | -0.18 | 0 |  | 0.36 | 0.33 | 0.23 | 45.27 | 1541.787 | 1.12
D | 4002 | 2020-12-28 | 15 | ON | 33.21 | 7.37 | 0.48 | 0.3 | 0.06 | 0.26 | 0 | 0.02 | -0.33 | -0.18 | 0 |  | 0.36 | 0.33 | 0.23 | 42.11 | 1494.578 | 1.1
D | 4002 | 2020-12-28 | 16 | ON | 33.38 | 7.37 | 0.48 | 0.3 | 0.12 | 0.26 | 0 | 0.02 | -0.35 | -0.18 | 0 |  | 0.36 | 0.33 | 0.23 | 42.32 | 1487.943 | 1.16
D | 4002 | 2020-12-28 | 17 | ON | 39.41 | 7.37 | 0.48 | 0.3 | 0.08 | 0.24 | 0 | -0.06 | -0.38 | -0.18 | 0 |  | 0.36 | 0.33 | 0.23 | 48.18 | 1576.208 | 1.1
D | 4002 | 2020-12-28 | 18 | ON | 62.18 | 7.37 | 0.48 | 0.3 | 0.28 | 0.23 | 0.08 | 0.17 | -0.61 | -0.18 | 0 |  | 0.36 | 0.33 | 0.23 | 71.22 | 1664.548 | 1.37
D | 4002 | 2020-12-28 | 19 | ON | 54.47 | 7.37 | 0.48 | 0.3 | 0.2 | 0.23 | 0.07 | 0.12 | -0.48 | -0.18 | 0 |  | 0.36 | 0.33 | 0.23 | 63.5 | 1631.913 | 1.28
D | 4002 | 2020-12-28 | 20 | ON | 44.67 | 7.37 | 0.48 | 0.3 | 0.23 | 0.24 | 0.17 | 0.02 | -0.39 | -0.18 | 0 |  | 0.36 | 0.33 | 0.23 | 53.83 | 1558.288 | 1.42
D | 4002 | 2020-12-28 | 21 | ON | 32.54 | 7.37 | 0.48 | 0.3 | 0.11 | 0.25 | 0 | 0.04 | -0.37 | -0.18 | 0 |  | 0.36 | 0.33 | 0.23 | 41.46 | 1479.786 | 1.14
D | 4002 | 2020-12-28 | 22 | ON | 29.9 | 7.37 | 0.48 | 0.3 | 0.12 | 0.27 | 0 | 0.05 | -0.35 | -0.18 | 0 |  | 0.36 | 0.33 | 0.23 | 38.88 | 1374.744 | 1.17
D | 4002 | 2020-12-28 | 23 | ON | 21.72 | 7.37 | 0.48 | 0.3 | 0.39 | 0.29 | 0 | 0.04 | -0.28 | -0.18 | 0 |  | 0.36 | 0.33 | 0.23 | 31.05 | 1257.119 | 1.46
D | 4002 | 2020-12-28 | 24 | OFF | 3.36 | 7.37 | 0.48 | 0.3 | 0.98 | 0 | 0 | 0.02 | -0.65 | -0.18 | 0 |  | 0.36 | 0.33 | 0.23 | 12.6 | 1153.849 | 1.76
D | 4002 | 2020-12-29 | 1 | OFF | 18.01 | 7.37 | 0.16 | 0.05 | 0.22 | 0 | 0 | 0.02 | -0.27 | -0.18 | 0 |  | 0.36 | 0.33 | 0.23 | 26.3 | 1083.459 | 0.43
D | 4002 | 2020-12-29 | 2 | OFF | 7.55 | 7.37 | 0.16 | 0.05 | 0.13 | 0 | 0 | 0.01 | -0.21 | -0.18 | 0 |  | 0.36 | 0.33 | 0.23 | 15.8 | 1050.453 | 0.34
D | 4002 | 2020-12-29 | 3 | OFF | -4.14 | 7.37 | 0.16 | 0.05 | 0.27 | 0 | 0 | -0.04 | -0.15 | -0.18 | 0 |  | 0.36 | 0.33 | 0.23 | 4.26 | 1041.991 | 0.48
D | 4002 | 2020-12-29 | 4 | OFF | 4.83 | 7.37 | 0.16 | 0.05 | 0.23 | 0 | 0 | 0.02 | -0.27 | -0.18 | 0 |  | 0.36 | 0.33 | 0.23 | 13.13 | 1052.454 | 0.44
D | 4002 | 2020-12-29 | 5 | OFF | 16.16 | 7.37 | 0.16 | 0.05 | 0.08 | 0 | 0 | 0.02 | -0.25 | -0.18 | 0 |  | 0.36 | 0.33 | 0.23 | 24.33 | 1094.619 | 0.29
D | 4002 | 2020-12-29 | 6 | OFF | 17.2 | 7.37 | 0.16 | 0.05 | 0.36 | 0 | 0 | 0.01 | -0.21 | -0.18 | 0 |  | 0.36 | 0.33 | 0.23 | 25.68 | 1183.912 | 0.57
D | 4002 | 2020-12-29 | 7 | OFF | 27.49 | 7.37 | 0.16 | 0.05 | 0.59 | 0 | 0 | 0.03 | -0.42 | -0.18 | 0 |  | 0.36 | 0.33 | 0.23 | 36.01 | 1304.77 | 0.8
D | 4002 | 2020-12-29 | 8 | ON | 25.39 | 7.37 | 0.16 | 0.05 | 0.39 | 0.29 | 0 | 0.03 | -0.37 | -0.18 | 0 |  | 0.36 | 0.33 | 0.23 | 34.05 | 1413.932 | 0.89
D | 4002 | 2020-12-29 | 9 | ON | 26.08 | 7.37 | 0.16 | 0.05 | 0.2 | 0.27 | 0 | 0.04 | -0.37 | -0.18 | 0 |  | 0.36 | 0.33 | 0.23 | 34.54 | 1473.405 | 0.68
D | 4002 | 2020-12-29 | 10 | ON | 19.88 | 7.37 | 0.16 | 0.05 | 0.16 | 0.27 | 0 | 0 | -0.31 | -0.18 | 0 |  | 0.36 | 0.33 | 0.23 | 28.32 | 1496.592 | 0.64
D | 4002 | 2020-12-29 | 11 | ON | 11.03 | 7.37 | 0.16 | 0.05 | 0.21 | 0.27 | 0 | 0 | -0.31 | -0.18 | 0 |  | 0.36 | 0.33 | 0.23 | 19.52 | 1513.379 | 0.69
D | 4002 | 2020-12-29 | 12 | ON | 23.73 | 7.37 | 0.16 | 0.05 | 0.1 | 0.27 | 0 | 0 | -0.34 | -0.18 | 0 |  | 0.36 | 0.33 | 0.23 | 32.08 | 1527.437 | 0.58
D | 4002 | 2020-12-29 | 13 | ON | 15.84 | 7.37 | 0.16 | 0.05 | 0.41 | 0.27 | 0 | 0 | -0.32 | -0.18 | 0 |  | 0.36 | 0.33 | 0.23 | 24.52 | 1526.304 | 0.89
D | 4002 | 2020-12-29 | 14 | ON | 18.32 | 7.37 | 0.16 | 0.05 | 0.21 | 0.27 | 0 | 0 | -0.29 | -0.18 | 0 |  | 0.36 | 0.33 | 0.23 | 26.83 | 1535.678 | 0.69
D | 4002 | 2020-12-29 | 15 | ON | 27.19 | 7.37 | 0.16 | 0.05 | 0.13 | 0.26 | 0 | 0.03 | -0.36 | -0.18 | 0 |  | 0.36 | 0.33 | 0.23 | 35.57 | 1547.594 | 0.6
D | 4002 | 2020-12-29 | 16 | ON | 30.86 | 7.37 | 0.16 | 0.05 | 0.09 | 0.26 | 0 | 0.03 | -0.41 | -0.18 | 0 |  | 0.36 | 0.33 | 0.23 | 39.15 | 1586.168 | 0.56
D | 4002 | 2020-12-29 | 17 | ON | 36.22 | 7.37 | 0.16 | 0.05 | 0.07 | 0.24 | 0 | 0.03 | -0.48 | -0.18 | 0.01 |  | 0.36 | 0.33 | 0.23 | 44.41 | 1702.246 | 0.53
D | 4002 | 2020-12-29 | 18 | ON | 36.19 | 7.37 | 0.16 | 0.05 | 0.1 | 0.23 | 0 | 0.04 | -0.65 | -0.18 | 0.01 |  | 0.36 | 0.33 | 0.23 | 44.24 | 1801.026 | 0.55
D | 4002 | 2020-12-29 | 19 | ON | 36.37 | 7.37 | 0.16 | 0.05 | 0.07 | 0.23 | 0 | 0.01 | -0.57 | -0.18 | 0 |  | 0.36 | 0.33 | 0.23 | 44.43 | 1775.161 | 0.51
D | 4002 | 2020-12-29 | 20 | ON | 37.91 | 7.37 | 0.16 | 0.05 | 0.08 | 0.24 | 0 | 0.06 | -0.51 | -0.18 | 0 |  | 0.36 | 0.33 | 0.23 | 46.1 | 1708.113 | 0.53
D | 4002 | 2020-12-29 | 21 | ON | 31.37 | 7.37 | 0.16 | 0.05 | 0.08 | 0.25 | 0 | 0.03 | -0.41 | -0.18 | 0 |  | 0.36 | 0.33 | 0.23 | 39.64 | 1625.949 | 0.54
D | 4002 | 2020-12-29 | 22 | ON | 32.93 | 7.37 | 0.16 | 0.05 | 0.1 | 0.26 | 0 | 0 | -0.46 | -0.18 | 0 |  | 0.36 | 0.33 | 0.23 | 41.15 | 1519.81 | 0.57
D | 4002 | 2020-12-29 | 23 | ON | 30.23 | 7.37 | 0.16 | 0.05 | 0.15 | 0.28 | 0 | 0.08 | -0.36 | -0.18 | 0 |  | 0.36 | 0.33 | 0.23 | 38.7 | 1406.561 | 0.64
D | 4002 | 2020-12-29 | 24 | OFF | 28.45 | 7.37 | 0.16 | 0.05 | 0.12 | 0 | 0 | 0.04 | -0.38 | -0.18 | 0 |  | 0.36 | 0.33 | 0.23 | 36.55 | 1307.503 | 0.33
D | 4002 | 2020-12-30 | 1 | OFF | 28.37 | 7.37 | 0.38 | 0.05 | 0.09 | 0 | 0 | 0.03 | -0.49 | -0.18 | 0 |  | 0.36 | 0.33 | 0.23 | 36.54 | 1242.672 | 0.52
D | 4002 | 2020-12-30 | 2 | OFF | 27.97 | 7.37 | 0.38 | 0.05 | 0.06 | 0 | 0 | 0.02 | -0.41 | -0.18 | 0 |  | 0.36 | 0.33 | 0.23 | 36.18 | 1210.558 | 0.49
D | 4002 | 2020-12-30 | 3 | OFF | 26.82 | 7.37 | 0.38 | 0.05 | 0.07 | 0 | 0 | 0.07 | -0.38 | -0.18 | 0 |  | 0.36 | 0.33 | 0.23 | 35.12 | 1195.556 | 0.5
D | 4002 | 2020-12-30 | 4 | OFF | 27.29 | 7.37 | 0.38 | 0.05 | 0.06 | 0 | 0 | 0.08 | -0.4 | -0.18 | 0 |  | 0.36 | 0.33 | 0.23 | 35.57 | 1198.607 | 0.49
D | 4002 | 2020-12-30 | 5 | OFF | 26.95 | 7.37 | 0.38 | 0.05 | 0.11 | 0 | 0 | 0.11 | -0.37 | -0.18 | 0 |  | 0.36 | 0.33 | 0.23 | 35.34 | 1229.846 | 0.54
D | 4002 | 2020-12-30 | 6 | OFF | 27.66 | 7.37 | 0.38 | 0.05 | 0.39 | 0 | 0 | 0.11 | -0.46 | -0.18 | 0 |  | 0.36 | 0.33 | 0.23 | 36.24 | 1307.321 | 0.82
D | 4002 | 2020-12-30 | 7 | OFF | 32.12 | 7.37 | 0.38 | 0.05 | 0.46 | 0 | 0.02 | 0.05 | -0.43 | -0.18 | 0 |  | 0.36 | 0.33 | 0.23 | 40.76 | 1423.008 | 0.91
D | 4002 | 2020-12-30 | 8 | ON | 35.62 | 7.37 | 0.38 | 0.05 | 0.2 | 0.27 | 0 | 0.03 | -0.48 | -0.18 | 0 |  | 0.36 | 0.33 | 0.23 | 44.18 | 1517.684 | 0.9
D | 4002 | 2020-12-30 | 9 | ON | 35.38 | 7.37 | 0.38 | 0.05 | 0.11 | 0.26 | 0 | 0.04 | -0.51 | -0.18 | 0 |  | 0.36 | 0.33 | 0.23 | 43.82 | 1574.773 | 0.8
D | 4002 | 2020-12-30 | 10 | ON | 36.62 | 7.37 | 0.38 | 0.05 | 0.07 | 0.26 | 0 | 0.02 | -0.52 | -0.18 | 0 |  | 0.36 | 0.33 | 0.23 | 44.99 | 1598.864 | 0.76
D | 4002 | 2020-12-30 | 11 | ON | 31.72 | 7.37 | 0.38 | 0.05 | 0.06 | 0.26 | 0 | 0.05 | -0.38 | -0.18 | 0 |  | 0.36 | 0.33 | 0.23 | 40.25 | 1616.162 | 0.75
D | 4002 | 2020-12-30 | 12 | ON | 31.71 | 7.37 | 0.38 | 0.05 | 0.05 | 0.26 | 0 | 0.03 | -0.34 | -0.18 | 0 |  | 0.36 | 0.33 | 0.23 | 40.25 | 1604.648 | 0.74
D | 4002 | 2020-12-30 | 13 | ON | 33.31 | 7.37 | 0.38 | 0.05 | 0.06 | 0.26 | 0 | 0.02 | -0.36 | -0.18 | 0 |  | 0.36 | 0.33 | 0.23 | 41.83 | 1589.04 | 0.75
D | 4002 | 2020-12-30 | 14 | ON | 42.99 | 7.37 | 0.38 | 0.05 | 0.14 | 0.26 | 0.04 | 0.03 | -0.34 | -0.18 | 0 |  | 0.36 | 0.33 | 0.23 | 51.66 | 1579.067 | 0.87
D | 4002 | 2020-12-30 | 15 | ON | 50.86 | 7.37 | 0.38 | 0.05 | 0.22 | 0.26 | 0.37 | 0.03 | -0.37 | -0.18 | 0 |  | 0.36 | 0.33 | 0.23 | 59.91 | 1558.489 | 1.28
D | 4002 | 2020-12-30 | 16 | ON | 50.36 | 7.37 | 0.38 | 0.05 | 0.23 | 0.26 | 0.25 | 0.05 | -0.42 | -0.18 | 0 |  | 0.36 | 0.33 | 0.23 | 59.27 | 1557.528 | 1.17
D | 4002 | 2020-12-30 | 17 | ON | 51.69 | 7.37 | 0.38 | 0.05 | 0.15 | 0.24 | 0.14 | 0.02 | -0.47 | -0.18 | 0 |  | 0.36 | 0.33 | 0.23 | 60.31 | 1636.307 | 0.96
D | 4002 | 2020-12-30 | 18 | ON | 60.53 | 7.37 | 0.38 | 0.05 | 0.27 | 0.23 | 0.1 | 0.03 | -0.62 | -0.18 | 0 |  | 0.36 | 0.33 | 0.23 | 69.08 | 1711.022 | 1.03
D | 4002 | 2020-12-30 | 19 | ON | 55.73 | 7.37 | 0.38 | 0.05 | 0.21 | 0.21 | 0.1 | 0.06 | -0.44 | -0.18 | 0 |  | 0.36 | 0.33 | 0.23 | 64.41 | 1674.312 | 0.95
D | 4002 | 2020-12-30 | 20 | ON | 47.79 | 7.37 | 0.38 | 0.05 | 0.16 | 0.22 | 0.05 | 0.03 | -0.43 | -0.18 | 0 |  | 0.36 | 0.33 | 0.23 | 56.36 | 1601.404 | 0.86
D | 4002 | 2020-12-30 | 21 | ON | 45.04 | 7.37 | 0.38 | 0.05 | 0.12 | 0.26 | 0.07 | -0.01 | -0.39 | -0.18 | 0 |  | 0.36 | 0.33 | 0.23 | 53.63 | 1512.644 | 0.88
D | 4002 | 2020-12-30 | 22 | ON | 57.66 | 7.37 | 0.38 | 0.05 | 0.34 | 0.27 | 0.31 | 0.1 | -0.72 | -0.18 | 0 |  | 0.36 | 0.33 | 0.23 | 66.5 | 1402.385 | 1.35
D | 4002 | 2020-12-30 | 23 | ON | 50.72 | 7.37 | 0.38 | 0.05 | 0.54 | 0.3 | 0.61 | 0.1 | -0.01 | -0.18 | 0 |  | 0.36 | 0.33 | 0.23 | 60.8 | 1278.471 | 1.88
D | 4002 | 2020-12-30 | 24 | OFF | 51.27 | 7.37 | 0.38 | 0.05 | 0.45 | 0 | 0 | -0.01 | -0.71 | -0.18 | 0 |  | 0.36 | 0.33 | 0.23 | 59.54 | 1172.704 | 0.88
D | 4002 | 2020-12-31 | 1 | OFF | 29.75 | 7.37 | 0.21 | 0.13 | 0.3 | 0 | 0 | 0.08 | -0.13 | -0.18 | 0 |  | 0.36 | 0.33 | 0.23 | 38.45 | 1099.394 | 0.64
D | 4002 | 2020-12-31 | 2 | OFF | 24.74 | 7.37 | 0.21 | 0.13 | 0.1 | 0 | 0 | -0.01 | -0.19 | -0.18 | 0 |  | 0.36 | 0.33 | 0.23 | 33.09 | 1058.253 | 0.44
D | 4002 | 2020-12-31 | 3 | OFF | 23.97 | 7.37 | 0.21 | 0.13 | 0.08 | 0 | 0 | 0.01 | -0.22 | -0.18 | 0 |  | 0.36 | 0.33 | 0.23 | 32.29 | 1035.517 | 0.42
D | 4002 | 2020-12-31 | 4 | OFF | 24.38 | 7.37 | 0.21 | 0.13 | 0.08 | 0 | 0 | 0.01 | -0.2 | -0.18 | 0 |  | 0.36 | 0.33 | 0.23 | 32.72 | 1028.972 | 0.42
D | 4002 | 2020-12-31 | 5 | OFF | 24.24 | 7.37 | 0.21 | 0.13 | 0.07 | 0 | 0 | 0 | -0.2 | -0.18 | 0 |  | 0.36 | 0.33 | 0.23 | 32.56 | 1050.992 | 0.41
D | 4002 | 2020-12-31 | 6 | OFF | 26.06 | 7.37 | 0.21 | 0.13 | 0.13 | 0 | 0 | 0.08 | -0.28 | -0.18 | 0 |  | 0.36 | 0.33 | 0.23 | 34.44 | 1111.392 | 0.47
D | 4002 | 2020-12-31 | 7 | OFF | 27.49 | 7.37 | 0.21 | 0.13 | 0.45 | 0 | 0 | 0.05 | -0.27 | -0.18 | 0 |  | 0.36 | 0.33 | 0.23 | 36.17 | 1206.793 | 0.79
D | 4002 | 2020-12-31 | 8 | ON | 33.94 | 7.37 | 0.21 | 0.13 | 0.26 | 0.3 | 0.07 | 0.01 | -0.2 | -0.18 | 0 |  | 0.36 | 0.33 | 0.23 | 42.83 | 1298.519 | 0.97
D | 4002 | 2020-12-31 | 9 | ON | 42.6 | 7.37 | 0.21 | 0.13 | 0.22 | 0.29 | 0.47 | 0.1 | -0.29 | -0.18 | 0 |  | 0.36 | 0.33 | 0.23 | 51.84 | 1366.486 | 1.32
D | 4002 | 2020-12-31 | 10 | ON | 34.83 | 7.37 | 0.21 | 0.13 | 0.09 | 0.28 | 0.24 | 0.01 | -0.34 | -0.18 | 0 |  | 0.36 | 0.33 | 0.23 | 43.56 | 1407.567 | 0.95
D | 4002 | 2020-12-31 | 11 | ON | 46.11 | 7.37 | 0.21 | 0.13 | 0.17 | 0.28 | 0.62 | 0.04 | -0.32 | -0.18 | 0 |  | 0.36 | 0.33 | 0.23 | 55.35 | 1435.912 | 1.41
D | 4002 | 2020-12-31 | 12 | ON | 36.32 | 7.37 | 0.21 | 0.13 | 0.18 | 0.27 | 0.4 | 0.06 | -0.36 | -0.18 | 0 |  | 0.36 | 0.33 | 0.23 | 45.32 | 1448.217 | 1.19
D | 4002 | 2020-12-31 | 13 | ON | 28.6 | 7.37 | 0.21 | 0.13 | 0.2 | 0.27 | 0.06 | 0.01 | -0.31 | -0.18 | 0 |  | 0.36 | 0.33 | 0.23 | 37.28 | 1446.379 | 0.87
D | 4002 | 2020-12-31 | 14 | ON | 28.78 | 7.37 | 0.21 | 0.13 | 0.2 | 0.27 | 0.07 | 0.02 | -0.32 | -0.18 | 0 |  | 0.36 | 0.33 | 0.23 | 37.47 | 1442.776 | 0.88
D | 4002 | 2020-12-31 | 15 | ON | 29.76 | 7.37 | 0.21 | 0.13 | 0.14 | 0.27 | 0.04 | 0.02 | -0.35 | -0.18 | 0 |  | 0.36 | 0.33 | 0.23 | 38.33 | 1428.45 | 0.79
D | 4002 | 2020-12-31 | 16 | ON | 31.36 | 7.37 | 0.21 | 0.13 | 0.13 | 0.27 | 0 | 0.03 | -0.37 | -0.18 | 0 |  | 0.36 | 0.33 | 0.23 | 39.87 | 1436.893 | 0.74
D | 4002 | 2020-12-31 | 17 | ON | 42.79 | 7.37 | 0.21 | 0.13 | 0.16 | 0.25 | 0.02 | 0.01 | -0.27 | -0.18 | 0 |  | 0.36 | 0.33 | 0.23 | 51.41 | 1527.812 | 0.77
D | 4002 | 2020-12-31 | 18 | ON | 44.35 | 7.37 | 0.21 | 0.13 | 0.23 | 0.19 | 0.03 | 0.03 | -0.51 | -0.18 | 0 |  | 0.36 | 0.33 | 0.23 | 52.77 | 1582.648 | 0.79
D | 4002 | 2020-12-31 | 19 | ON | 35 | 7.37 | 0.21 | 0.13 | 0.15 | 0.2 | 0.02 | 0.02 | -0.36 | -0.18 | 0 |  | 0.36 | 0.33 | 0.23 | 43.48 | 1539.51 | 0.71
D | 4002 | 2020-12-31 | 20 | ON | 28.91 | 7.37 | 0.21 | 0.13 | 0.19 | 0.21 | 0.06 | 0.03 | -0.3 | -0.18 | 0 |  | 0.36 | 0.33 | 0.23 | 37.55 | 1467.294 | 0.8
D | 4002 | 2020-12-31 | 21 | ON | 25.03 | 7.37 | 0.21 | 0.13 | 0.12 | 0.25 | 0 | 0.04 | -0.29 | -0.18 | 0 |  | 0.36 | 0.33 | 0.23 | 33.6 | 1398.791 | 0.71
D | 4002 | 2020-12-31 | 22 | ON | 40.83 | 7.37 | 0.21 | 0.13 | 0.28 | 0.29 | 0.47 | 0.06 | -0.35 | -0.18 | 0 |  | 0.36 | 0.33 | 0.23 | 50.03 | 1329.843 | 1.38
D | 4002 | 2020-12-31 | 23 | ON | 36.96 | 7.37 | 0.21 | 0.13 | 0.37 | 0.3 | 0.12 | 0.02 | -0.36 | -0.18 | 0 |  | 0.36 | 0.33 | 0.23 | 45.86 | 1261.021 | 1.13
D | 4002 | 2020-12-31 | 24 | OFF | 46.42 | 7.37 | 0.21 | 0.13 | 0.49 | 0 | 0.39 | 0.03 | -0.45 | -0.18 | 0 |  | 0.36 | 0.33 | 0.23 | 55.33 | 1200.405 | 1.22
T | 744 lines

## whlsecost_hourly_4002_202101
C | Hourly Wholesale Load Cost Report
C | Filename: whlsecost_hourly_4002_202101.csv
C | Report for: 01 2021
C | Report generated: 03/30/2021 15:15:38 EDT
H | Location ID | Local Date | Local Hour | OnOffPeak | RTLMP | Capacity | First Contingency | Second Contingency | Regulation | Forward Reserves | Real-Time Reserves | Inadvertent | Marginal Loss Rev Fund | Auction Rev Rights | Real-Time Demand Reduction Cost | Price Responsive Demand Cost | ISO Sched 2 | ISO Sched 3 | NEPOOL Exp | Total Cost | RTLO | Total Ancillary & NCPC
H | Number | Date | Number | String | Number | Number | Number | Number | Number | Number | Number | Number | Number | Number | Number | Number | Number | Number | Number | Number | Number
D | 4002 | 2021-01-01 | 1 | OFF | 26.58 | 7.25 | 0.53 | 0.09 | 0.15 | 0 | 0.11 | 0.06 | -0.24 | -0.09 | 0 |  | 0.39 | 0.34 | 0.23 | 35.4 | 1142.187 | 0.88
D | 4002 | 2021-01-01 | 2 | OFF | 44.29 | 7.25 | 0.53 | 0.09 | 0.86 | 0 | 0 | 0.05 | -0.24 | -0.09 | 0 |  | 0.39 | 0.34 | 0.23 | 53.7 | 1096.23 | 1.48
D | 4002 | 2021-01-01 | 3 | OFF | 24.6 | 7.25 | 0.53 | 0.09 | 0.13 | 0 | 0 | 0.02 | -0.27 | -0.09 | 0 |  | 0.39 | 0.34 | 0.23 | 33.22 | 1069.374 | 0.75
D | 4002 | 2021-01-01 | 4 | OFF | 24.88 | 7.25 | 0.53 | 0.09 | 0.05 | 0 | 0 | 0.03 | -0.23 | -0.09 | 0 |  | 0.39 | 0.34 | 0.23 | 33.47 | 1067.579 | 0.67
D | 4002 | 2021-01-01 | 5 | OFF | 24.96 | 7.25 | 0.53 | 0.09 | 0.04 | 0 | 0 | 0.03 | -0.25 | -0.09 | 0 |  | 0.39 | 0.34 | 0.23 | 33.52 | 1072.906 | 0.66
D | 4002 | 2021-01-01 | 6 | OFF | 24.68 | 7.25 | 0.53 | 0.09 | 0.05 | 0 | 0 | 0.08 | -0.25 | -0.09 | 0 |  | 0.39 | 0.34 | 0.23 | 33.3 | 1111.414 | 0.67
D | 4002 | 2021-01-01 | 7 | OFF | 37.61 | 7.25 | 0.53 | 0.09 | 0.23 | 0 | 0.49 | 0.05 | -0.16 | -0.09 | 0 |  | 0.39 | 0.34 | 0.23 | 46.96 | 1163.578 | 1.34
D | 4002 | 2021-01-01 | 8 | ON | 31.98 | 7.25 | 0.53 | 0.09 | 0.19 | 0 | 0.31 | 0.05 | -0.19 | -0.09 | 0 |  | 0.39 | 0.34 | 0.23 | 41.08 | 1213.132 | 1.12
D | 4002 | 2021-01-01 | 9 | ON | 24.31 | 7.25 | 0.53 | 0.09 | 0.15 | 0 | 0.03 | 0.07 | -0.2 | -0.09 | 0 |  | 0.39 | 0.34 | 0.23 | 33.1 | 1261.554 | 0.8
D | 4002 | 2021-01-01 | 10 | ON | 22.46 | 7.25 | 0.53 | 0.09 | 0.07 | 0 | 0 | 0.07 | -0.21 | -0.09 | 0 |  | 0.39 | 0.34 | 0.23 | 31.13 | 1293.945 | 0.69
D | 4002 | 2021-01-01 | 11 | ON | 21.15 | 7.25 | 0.53 | 0.09 | 0.11 | 0 | 0 | 0.03 | -0.22 | -0.09 | 0 |  | 0.39 | 0.34 | 0.23 | 29.81 | 1311.29 | 0.73
D | 4002 | 2021-01-01 | 12 | ON | 21.34 | 7.25 | 0.53 | 0.09 | 0.12 | 0 | 0 | -0.02 | -0.23 | -0.09 | 0 |  | 0.39 | 0.34 | 0.23 | 29.95 | 1315.13 | 0.74
D | 4002 | 2021-01-01 | 13 | ON | 23.59 | 7.25 | 0.53 | 0.09 | 0.13 | 0 | 0.04 | 0.03 | -0.23 | -0.09 | 0 |  | 0.39 | 0.34 | 0.23 | 32.3 | 1321.457 | 0.79
D | 4002 | 2021-01-01 | 14 | ON | 27.58 | 7.25 | 0.53 | 0.09 | 0.15 | 0 | 0.03 | 0 | -0.23 | -0.09 | 0 |  | 0.39 | 0.34 | 0.23 | 36.27 | 1324.314 | 0.8
D | 4002 | 2021-01-01 | 15 | ON | 25.53 | 7.25 | 0.53 | 0.09 | 0.09 | 0 | 0.03 | 0.02 | -0.21 | -0.09 | 0 |  | 0.39 | 0.34 | 0.23 | 34.2 | 1332.189 | 0.74
D | 4002 | 2021-01-01 | 16 | ON | 26.91 | 7.25 | 0.53 | 0.09 | 0.11 | 0 | 0.07 | -0.01 | -0.24 | -0.09 | 0 |  | 0.39 | 0.34 | 0.23 | 35.58 | 1366.567 | 0.8
D | 4002 | 2021-01-01 | 17 | ON | 35.84 | 7.25 | 0.53 | 0.09 | 0.12 | 0 | 0.07 | 0.02 | -0.16 | -0.09 | 0 |  | 0.39 | 0.34 | 0.23 | 44.63 | 1473.536 | 0.81
D | 4002 | 2021-01-01 | 18 | ON | 47.47 | 7.25 | 0.53 | 0.09 | 0.15 | 0 | 0 | 0.07 | -0.54 | -0.09 | 0 |  | 0.39 | 0.34 | 0.23 | 55.89 | 1553.652 | 0.77
D | 4002 | 2021-01-01 | 19 | ON | 44.44 | 7.25 | 0.53 | 0.09 | 0.1 | 0 | 0.31 | 0.02 | -0.38 | -0.09 | 0 |  | 0.39 | 0.34 | 0.23 | 53.23 | 1521.116 | 1.03
D | 4002 | 2021-01-01 | 20 | ON | 34.61 | 7.25 | 0.53 | 0.09 | 0.21 | 0 | 0.14 | 0.04 | -0.28 | -0.09 | 0 |  | 0.39 | 0.34 | 0.23 | 43.46 | 1454.771 | 0.97
D | 4002 | 2021-01-01 | 21 | ON | 33.1 | 7.25 | 0.53 | 0.09 | 0.14 | 0 | 0.25 | 0.06 | -0.21 | -0.09 | 0 |  | 0.39 | 0.34 | 0.23 | 42.08 | 1386.236 | 1.01
D | 4002 | 2021-01-01 | 22 | ON | 25.91 | 7.25 | 0.53 | 0.09 | 0.15 | 0 | 0.02 | 0.01 | -0.19 | -0.09 | 0 |  | 0.39 | 0.34 | 0.23 | 34.64 | 1305.487 | 0.79
D | 4002 | 2021-01-01 | 23 | ON | 35.15 | 7.25 | 0.53 | 0.09 | 0.29 | 0 | 0.22 | 0.03 | -0.12 | -0.09 | 0 |  | 0.39 | 0.34 | 0.23 | 44.31 | 1214.319 | 1.13
D | 4002 | 2021-01-01 | 24 | OFF | 42.67 | 7.25 | 0.53 | 0.09 | 0.46 | 0 | 0 | 0.03 | -0.16 | -0.09 | 0 |  | 0.39 | 0.34 | 0.23 | 51.74 | 1147.279 | 1.08
D | 4002 | 2021-01-02 | 1 | OFF | 32.37 | 7.25 | 0.27 | 0.04 | 0.16 | 0 | 0 | 0.11 | 0.04 | -0.09 | 0 |  | 0.39 | 0.34 | 0.23 | 41.11 | 1091.63 | 0.47
D | 4002 | 2021-01-02 | 2 | OFF | 24.78 | 7.25 | 0.27 | 0.04 | 0.08 | 0 | 0 | 0.01 | -0.03 | -0.09 | 0 |  | 0.39 | 0.34 | 0.23 | 33.27 | 1048.297 | 0.39
D | 4002 | 2021-01-02 | 3 | OFF | 25.51 | 7.25 | 0.27 | 0.04 | 0.07 | 0 | 0 | 0.01 | -0.07 | -0.09 | 0 |  | 0.39 | 0.34 | 0.23 | 33.95 | 1027.486 | 0.38
D | 4002 | 2021-01-02 | 4 | OFF | 21.88 | 7.25 | 0.27 | 0.04 | 0.06 | 0 | 0 | 0.04 | -0.09 | -0.09 | 0 |  | 0.39 | 0.34 | 0.23 | 30.32 | 1017.939 | 0.37
D | 4002 | 2021-01-02 | 5 | OFF | 21.23 | 7.25 | 0.27 | 0.04 | 0.06 | 0 | 0 | 0.02 | -0.15 | -0.09 | 0 |  | 0.39 | 0.34 | 0.23 | 29.59 | 1024.978 | 0.37
D | 4002 | 2021-01-02 | 6 | OFF | 22.34 | 7.25 | 0.27 | 0.04 | 0.05 | 0 | 0 | 0.06 | -0.15 | -0.09 | 0 |  | 0.39 | 0.34 | 0.23 | 30.73 | 1060.947 | 0.36
D | 4002 | 2021-01-02 | 7 | OFF | 23.51 | 7.25 | 0.27 | 0.04 | 0.09 | 0 | 0 | 0.05 | -0.19 | -0.09 | 0 |  | 0.39 | 0.34 | 0.23 | 31.89 | 1118.094 | 0.4
D | 4002 | 2021-01-02 | 8 | OFF | 22.48 | 7.25 | 0.27 | 0.04 | 0.17 | 0 | 0 | 0.03 | -0.2 | -0.09 | 0 |  | 0.39 | 0.34 | 0.23 | 30.91 | 1174.202 | 0.48
D | 4002 | 2021-01-02 | 9 | OFF | 25.09 | 7.25 | 0.27 | 0.04 | 0.13 | 0 | 0 | 0.04 | -0.2 | -0.09 | 0 |  | 0.39 | 0.34 | 0.23 | 33.49 | 1260.482 | 0.44
D | 4002 | 2021-01-02 | 10 | OFF | 25.53 | 7.25 | 0.27 | 0.04 | 0.17 | 0 | 0 | 0.06 | -0.21 | -0.09 | 0 |  | 0.39 | 0.34 | 0.23 | 33.98 | 1346.046 | 0.48
D | 4002 | 2021-01-02 | 11 | OFF | 25.37 | 7.25 | 0.27 | 0.04 | 0.18 | 0 | 0.02 | 0.02 | -0.22 | -0.09 | 0 |  | 0.39 | 0.34 | 0.23 | 33.8 | 1388.271 | 0.51
D | 4002 | 2021-01-02 | 12 | OFF | 26.04 | 7.25 | 0.27 | 0.04 | 0.18 | 0 | 0 | 0.07 | -0.26 | -0.09 | 0 |  | 0.39 | 0.34 | 0.23 | 34.46 | 1407.344 | 0.49
D | 4002 | 2021-01-02 | 13 | OFF | 21.43 | 7.25 | 0.27 | 0.04 | 0.07 | 0 | 0 | 0.03 | -0.24 | -0.09 | 0 |  | 0.39 | 0.34 | 0.23 | 29.72 | 1390.716 | 0.38
D | 4002 | 2021-01-02 | 14 | OFF | 22.94 | 7.25 | 0.27 | 0.04 | 0.06 | 0 | 0 | 0.05 | -0.22 | -0.09 | 0 |  | 0.39 | 0.34 | 0.23 | 31.26 | 1366.11 | 0.37
D | 4002 | 2021-01-02 | 15 | OFF | 23.43 | 7.25 | 0.27 | 0.04 | 0.07 | 0 | 0 | 0.04 | -0.21 | -0.09 | 0 |  | 0.39 | 0.34 | 0.23 | 31.76 | 1346.628 | 0.38
D | 4002 | 2021-01-02 | 16 | OFF | 24.2 | 7.25 | 0.27 | 0.04 | 0.07 | 0 | 0 | 0.03 | -0.23 | -0.09 | 0 |  | 0.39 | 0.34 | 0.23 | 32.5 | 1362.859 | 0.38
D | 4002 | 2021-01-02 | 17 | OFF | 30.44 | 7.25 | 0.27 | 0.04 | 0.08 | 0 | 0.01 | 0.04 | -0.09 | -0.09 | 0 |  | 0.39 | 0.34 | 0.23 | 38.91 | 1463.247 | 0.4
D | 4002 | 2021-01-02 | 18 | OFF | 49.73 | 7.25 | 0.27 | 0.04 | 0.24 | 0 | 0.02 | 0.06 | -0.46 | -0.09 | 0 |  | 0.39 | 0.34 | 0.23 | 58.02 | 1551.098 | 0.57
D | 4002 | 2021-01-02 | 19 | OFF | 45.24 | 7.25 | 0.27 | 0.04 | 0.23 | 0 | 0.06 | 0.04 | -0.35 | -0.09 | 0 |  | 0.39 | 0.34 | 0.23 | 53.65 | 1520.724 | 0.6
D | 4002 | 2021-01-02 | 20 | OFF | 39.62 | 7.25 | 0.27 | 0.04 | 0.14 | 0 | 0.48 | 0.05 | -0.26 | -0.09 | 0 |  | 0.39 | 0.34 | 0.23 | 48.46 | 1461.443 | 0.93
D | 4002 | 2021-01-02 | 21 | OFF | 38.84 | 7.25 | 0.27 | 0.04 | 0.16 | 0 | 0.44 | -0.01 | -0.21 | -0.09 | 0 |  | 0.39 | 0.34 | 0.23 | 47.65 | 1394.376 | 0.91
D | 4002 | 2021-01-02 | 22 | OFF | 40.98 | 7.25 | 0.27 | 0.04 | 0.18 | 0 | 0.44 | 0 | -0.22 | -0.09 | 0 |  | 0.39 | 0.34 | 0.23 | 49.81 | 1321.043 | 0.93
D | 4002 | 2021-01-02 | 23 | OFF | 31.36 | 7.25 | 0.27 | 0.04 | 0.23 | 0 | 0.02 | 0.05 | -0.36 | -0.09 | 0 |  | 0.39 | 0.34 | 0.23 | 39.73 | 1233.905 | 0.56
D | 4002 | 2021-01-02 | 24 | OFF | 24.41 | 7.25 | 0.27 | 0.04 | 0.19 | 0 | 0 | 0.05 | -0.15 | -0.09 | 0 |  | 0.39 | 0.34 | 0.23 | 32.93 | 1155.19 | 0.5
D | 4002 | 2021-01-03 | 1 | OFF | 23.11 | 7.25 | 0.3 | 0.04 | 0.11 | 0 | 0 | 0.08 | -0.26 | -0.09 | 0 |  | 0.39 | 0.34 | 0.23 | 31.5 | 1097.153 | 0.45
D | 4002 | 2021-01-03 | 2 | OFF | 25 | 7.25 | 0.3 | 0.04 | 0.17 | 0 | 0 | 0.05 | -0.26 | -0.09 | 0 |  | 0.39 | 0.34 | 0.23 | 33.42 | 1063.759 | 0.51
D | 4002 | 2021-01-03 | 3 | OFF | 25.01 | 7.25 | 0.3 | 0.04 | 0.1 | 0 | 0 | 0.03 | -0.25 | -0.09 | 0 |  | 0.39 | 0.34 | 0.23 | 33.35 | 1049.375 | 0.44
D | 4002 | 2021-01-03 | 4 | OFF | 25.12 | 7.25 | 0.3 | 0.04 | 0.08 | 0 | 0 | 0.04 | -0.23 | -0.09 | 0 |  | 0.39 | 0.34 | 0.23 | 33.47 | 1046.407 | 0.42
D | 4002 | 2021-01-03 | 5 | OFF | 25.18 | 7.25 | 0.3 | 0.04 | 0.08 | 0 | 0 | 0.06 | -0.23 | -0.09 | 0 |  | 0.39 | 0.34 | 0.23 | 33.55 | 1061.993 | 0.42
D | 4002 | 2021-01-03 | 6 | OFF | 25.76 | 7.25 | 0.3 | 0.04 | 0.15 | 0 | 0 | 0.08 | -0.24 | -0.09 | 0 |  | 0.39 | 0.34 | 0.23 | 34.21 | 1102.229 | 0.49
D | 4002 | 2021-01-03 | 7 | OFF | 41.38 | 7.25 | 0.3 | 0.04 | 0.34 | 0 | 0 | 0.09 | -0.13 | -0.09 | 0 |  | 0.39 | 0.34 | 0.23 | 50.14 | 1155.216 | 0.68
D | 4002 | 2021-01-03 | 8 | OFF | 37.83 | 7.25 | 0.3 | 0.04 | 0.26 | 0 | 0 | 0.05 | -0.23 | -0.09 | 0 |  | 0.39 | 0.34 | 0.23 | 46.37 | 1219.013 | 0.6
D | 4002 | 2021-01-03 | 9 | OFF | 41.55 | 7.25 | 0.3 | 0.04 | 0.38 | 0 | 0.47 | 0.06 | -0.19 | -0.09 | 0 |  | 0.39 | 0.34 | 0.23 | 50.73 | 1298.895 | 1.19
D | 4002 | 2021-01-03 | 10 | OFF | 46.44 | 7.25 | 0.3 | 0.04 | 0.19 | 0 | 0.51 | -0.02 | -0.2 | -0.09 | 0 |  | 0.39 | 0.34 | 0.23 | 55.38 | 1367.786 | 1.04
D | 4002 | 2021-01-03 | 11 | OFF | 45.2 | 7.25 | 0.3 | 0.04 | 0.18 | 0 | 0.46 | 0.04 | -0.27 | -0.09 | 0 |  | 0.39 | 0.34 | 0.23 | 54.07 | 1412.349 | 0.98
D | 4002 | 2021-01-03 | 12 | OFF | 38.86 | 7.25 | 0.3 | 0.04 | 0.21 | 0 | 0.1 | 0.01 | -0.24 | -0.09 | 0 |  | 0.39 | 0.34 | 0.23 | 47.4 | 1444.771 | 0.65
D | 4002 | 2021-01-03 | 13 | OFF | 33.47 | 7.25 | 0.3 | 0.04 | 0.19 | 0 | 0.02 | 0.04 | -0.25 | -0.09 | 0 |  | 0.39 | 0.34 | 0.23 | 41.93 | 1457.884 | 0.55
D | 4002 | 2021-01-03 | 14 | OFF | 31.51 | 7.25 | 0.3 | 0.04 | 0.18 | 0 | 0 | 0.02 | -0.25 | -0.09 | 0 |  | 0.39 | 0.34 | 0.23 | 39.92 | 1451.911 | 0.52
D | 4002 | 2021-01-03 | 15 | OFF | 37.93 | 7.25 | 0.3 | 0.04 | 0.28 | 0 | 0.24 | 0.04 | -0.25 | -0.09 | 0 |  | 0.39 | 0.34 | 0.23 | 46.7 | 1444.526 | 0.86
D | 4002 | 2021-01-03 | 16 | OFF | 46.93 | 7.25 | 0.3 | 0.04 | 0.19 | 0 | 0.46 | 0.05 | -0.28 | -0.09 | 0 |  | 0.39 | 0.34 | 0.23 | 55.81 | 1461.474 | 0.99
D | 4002 | 2021-01-03 | 17 | OFF | 41.64 | 7.25 | 0.3 | 0.04 | 0.25 | 0 | 0.01 | 0.06 | -0.15 | -0.09 | 0 |  | 0.39 | 0.34 | 0.23 | 50.27 | 1557.634 | 0.6
D | 4002 | 2021-01-03 | 18 | OFF | 51.42 | 7.25 | 0.3 | 0.04 | 0.3 | 0 | 0.02 | 0.06 | -0.38 | -0.09 | 0 |  | 0.39 | 0.34 | 0.23 | 59.88 | 1619.836 | 0.66
D | 4002 | 2021-01-03 | 19 | OFF | 52.43 | 7.25 | 0.3 | 0.04 | 0.21 | 0 | 0.23 | 0.07 | -0.2 | -0.09 | 0 |  | 0.39 | 0.34 | 0.23 | 61.2 | 1577.672 | 0.78
D | 4002 | 2021-01-03 | 20 | OFF | 41.33 | 7.25 | 0.3 | 0.04 | 0.27 | 0 | 0.16 | 0.04 | -0.06 | -0.09 | 0 |  | 0.39 | 0.34 | 0.23 | 50.2 | 1505.199 | 0.77
D | 4002 | 2021-01-03 | 21 | OFF | 42 | 7.25 | 0.3 | 0.04 | 0.16 | 0 | 0.09 | 0.03 | -0.14 | -0.09 | 0 |  | 0.39 | 0.34 | 0.23 | 50.6 | 1424.052 | 0.59
D | 4002 | 2021-01-03 | 22 | OFF | 29.68 | 7.25 | 0.3 | 0.04 | 0.08 | 0 | 0 | 0.02 | -0.15 | -0.09 | 0 |  | 0.39 | 0.34 | 0.23 | 38.09 | 1320.739 | 0.42
D | 4002 | 2021-01-03 | 23 | OFF | 29.84 | 7.25 | 0.3 | 0.04 | 0.13 | 0 | 0.01 | 0.03 | -0.23 | -0.09 | 0 |  | 0.39 | 0.34 | 0.23 | 38.24 | 1216.578 | 0.48
D | 4002 | 2021-01-03 | 24 | OFF | 24.88 | 7.25 | 0.3 | 0.04 | 0.14 | 0 | 0 | 0.04 | -0.13 | -0.09 | 0 |  | 0.39 | 0.34 | 0.23 | 33.39 | 1130.25 | 0.48
D | 4002 | 2021-01-04 | 1 | OFF | 26.4 | 7.25 | 0.3 | 0.01 | 0.09 | 0 | 0 | 0.05 | -0.16 | -0.09 | 0 |  | 0.39 | 0.34 | 0.23 | 34.81 | 1081.798 | 0.4
D | 4002 | 2021-01-04 | 2 | OFF | 28.26 | 7.25 | 0.3 | 0.01 | 0.06 | 0 | 0 | 0.04 | -0.13 | -0.09 | 0 |  | 0.39 | 0.34 | 0.23 | 36.66 | 1053.128 | 0.37
D | 4002 | 2021-01-04 | 3 | OFF | 26.48 | 7.25 | 0.3 | 0.01 | 0.07 | 0 | 0 | 0.06 | -0.13 | -0.09 | 0 |  | 0.39 | 0.34 | 0.23 | 34.91 | 1042.364 | 0.38
D | 4002 | 2021-01-04 | 4 | OFF | 26.29 | 7.25 | 0.3 | 0.01 | 0.06 | 0 | 0 | 0.05 | -0.13 | -0.09 | 0 |  | 0.39 | 0.34 | 0.23 | 34.7 | 1049.443 | 0.37
D | 4002 | 2021-01-04 | 5 | OFF | 25.57 | 7.25 | 0.3 | 0.01 | 0.06 | 0 | 0 | 0.04 | -0.18 | -0.09 | 0 |  | 0.39 | 0.34 | 0.23 | 33.92 | 1086.855 | 0.37
D | 4002 | 2021-01-04 | 6 | OFF | 26.96 | 7.25 | 0.3 | 0.01 | 0.17 | 0 | 0 | 0.07 | -0.22 | -0.09 | 0 |  | 0.39 | 0.34 | 0.23 | 35.41 | 1186.645 | 0.48
D | 4002 | 2021-01-04 | 7 | OFF | 27.84 | 7.25 | 0.3 | 0.01 | 0.19 | 0 | 0 | 0.04 | -0.3 | -0.09 | 0 |  | 0.39 | 0.34 | 0.23 | 36.2 | 1318.435 | 0.5
D | 4002 | 2021-01-04 | 8 | ON | 24.33 | 7.25 | 0.3 | 0.01 | 0.13 | 0.28 | 0 | 0.03 | -0.26 | -0.09 | 0 |  | 0.39 | 0.34 | 0.23 | 32.94 | 1428.925 | 0.72
D | 4002 | 2021-01-04 | 9 | ON | 26 | 7.25 | 0.3 | 0.01 | 0.13 | 0.27 | 0 | 0.04 | -0.26 | -0.09 | 0 |  | 0.39 | 0.34 | 0.23 | 34.61 | 1479.326 | 0.71
D | 4002 | 2021-01-04 | 10 | ON | 26.79 | 7.25 | 0.3 | 0.01 | 0.11 | 0.27 | 0 | 0.02 | -0.22 | -0.09 | 0 |  | 0.39 | 0.34 | 0.23 | 35.4 | 1490.144 | 0.69
D | 4002 | 2021-01-04 | 11 | ON | 31.59 | 7.25 | 0.3 | 0.01 | 0.19 | 0.27 | 0.12 | 0.05 | -0.23 | -0.09 | 0 |  | 0.39 | 0.34 | 0.23 | 40.42 | 1489.431 | 0.89
D | 4002 | 2021-01-04 | 12 | ON | 28.27 | 7.25 | 0.3 | 0.01 | 0.14 | 0.27 | 0 | 0.02 | -0.27 | -0.09 | 0 |  | 0.39 | 0.34 | 0.23 | 36.86 | 1483.124 | 0.72
D | 4002 | 2021-01-04 | 13 | ON | 26.42 | 7.25 | 0.3 | 0.01 | 0.13 | 0.28 | 0 | 0.06 | -0.23 | -0.09 | -0.01 |  | 0.39 | 0.34 | 0.23 | 35.08 | 1469.348 | 0.71
D | 4002 | 2021-01-04 | 14 | ON | 24.76 | 7.25 | 0.3 | 0.01 | 0.12 | 0.28 | 0 | 0.05 | -0.25 | -0.09 | -0.01 |  | 0.39 | 0.34 | 0.23 | 33.38 | 1454.924 | 0.7
D | 4002 | 2021-01-04 | 15 | ON | 24.92 | 7.25 | 0.3 | 0.01 | 0.08 | 0.28 | 0 | 0 | -0.24 | -0.09 | 0 |  | 0.39 | 0.34 | 0.23 | 33.47 | 1442.648 | 0.67
D | 4002 | 2021-01-04 | 16 | ON | 26.61 | 7.25 | 0.3 | 0.01 | 0.07 | 0.28 | 0 | 0.02 | -0.23 | -0.09 | 0 |  | 0.39 | 0.34 | 0.23 | 35.18 | 1451.141 | 0.66
D | 4002 | 2021-01-04 | 17 | ON | 31.45 | 7.25 | 0.3 | 0.01 | 0.07 | 0.26 | 0.24 | 0.02 | -0.07 | -0.09 | 0 |  | 0.39 | 0.34 | 0.23 | 40.4 | 1540.051 | 0.88
D | 4002 | 2021-01-04 | 18 | ON | 31.56 | 7.25 | 0.3 | 0.01 | 0.09 | 0.25 | 0 | 0.05 | -0.33 | -0.09 | 0 |  | 0.39 | 0.34 | 0.23 | 40.05 | 1648.885 | 0.65
D | 4002 | 2021-01-04 | 19 | ON | 37.69 | 7.25 | 0.3 | 0.01 | 0.16 | 0.25 | 0.15 | 0.06 | -0.26 | -0.09 | 0 |  | 0.39 | 0.34 | 0.23 | 46.48 | 1625.255 | 0.87
D | 4002 | 2021-01-04 | 20 | ON | 39.72 | 7.25 | 0.3 | 0.01 | 0.16 | 0.26 | 0.49 | 0.02 | -0.25 | -0.09 | 0 |  | 0.39 | 0.34 | 0.23 | 48.83 | 1554.387 | 1.22
D | 4002 | 2021-01-04 | 21 | ON | 36.61 | 7.25 | 0.3 | 0.01 | 0.1 | 0.27 | 0.38 | 0.02 | -0.16 | -0.09 | 0 |  | 0.39 | 0.34 | 0.23 | 45.65 | 1468.714 | 1.06
D | 4002 | 2021-01-04 | 22 | ON | 24.15 | 7.25 | 0.3 | 0.01 | 0.13 | 0.29 | 0 | 0.06 | -0.17 | -0.09 | 0 |  | 0.39 | 0.34 | 0.23 | 32.89 | 1364.908 | 0.73
D | 4002 | 2021-01-04 | 23 | ON | 22.02 | 7.25 | 0.3 | 0.01 | 0.18 | 0.31 | 0 | 0.03 | -0.35 | -0.09 | 0 |  | 0.39 | 0.34 | 0.23 | 30.62 | 1257.242 | 0.8
D | 4002 | 2021-01-04 | 24 | OFF | 20.91 | 7.25 | 0.3 | 0.01 | 0.19 | 0 | 0 | -0.02 | -0.2 | -0.09 | 0 |  | 0.39 | 0.34 | 0.23 | 29.31 | 1165.757 | 0.5
D | 4002 | 2021-01-05 | 1 | OFF | 28.17 | 7.25 | 0.21 | 0.06 | 0.06 | 0 | 0 | 0.01 | -0.29 | -0.09 | 0 |  | 0.39 | 0.34 | 0.23 | 36.34 | 1108.218 | 0.33
D | 4002 | 2021-01-05 | 2 | OFF | 27.5 | 7.25 | 0.21 | 0.06 | 0.07 | 0 | 0 | 0 | -0.23 | -0.09 | 0 |  | 0.39 | 0.34 | 0.23 | 35.73 | 1077.325 | 0.34
D | 4002 | 2021-01-05 | 3 | OFF | 24.07 | 7.25 | 0.21 | 0.06 | 0.06 | 0 | 0 | 0.07 | -0.22 | -0.09 | 0 |  | 0.39 | 0.34 | 0.23 | 32.37 | 1063.108 | 0.33
D | 4002 | 2021-01-05 | 4 | OFF | 25.58 | 7.25 | 0.21 | 0.06 | 0.05 | 0 | 0 | 0.01 | -0.21 | -0.09 | 0 |  | 0.39 | 0.34 | 0.23 | 33.82 | 1067.489 | 0.32
D | 4002 | 2021-01-05 | 5 | OFF | 30.89 | 7.25 | 0.21 | 0.06 | 0.1 | 0 | 0 | 0.12 | -0.24 | -0.09 | 0 |  | 0.39 | 0.34 | 0.23 | 39.26 | 1104.419 | 0.37
D | 4002 | 2021-01-05 | 6 | OFF | 33.57 | 7.25 | 0.21 | 0.06 | 0.26 | 0 | 0.04 | 0.02 | -0.1 | -0.09 | 0 |  | 0.39 | 0.34 | 0.23 | 42.18 | 1197.302 | 0.57
D | 4002 | 2021-01-05 | 7 | OFF | 45.75 | 7.25 | 0.21 | 0.06 | 0.75 | 0 | 0.3 | -0.04 | -0.48 | -0.09 | 0 |  | 0.39 | 0.34 | 0.23 | 54.67 | 1333.438 | 1.32
D | 4002 | 2021-01-05 | 8 | ON | 52.93 | 7.25 | 0.21 | 0.06 | 0.45 | 0.3 | 0.19 | 0.04 | -0.28 | -0.09 | 0 |  | 0.39 | 0.34 | 0.23 | 62.02 | 1443.613 | 1.21
D | 4002 | 2021-01-05 | 9 | ON | 43.48 | 7.25 | 0.21 | 0.06 | 0.16 | 0.29 | 0.22 | 0.04 | -0.25 | -0.09 | 0 |  | 0.39 | 0.34 | 0.23 | 52.33 | 1497.896 | 0.94
D | 4002 | 2021-01-05 | 10 | ON | 31.18 | 7.25 | 0.21 | 0.06 | 0.08 | 0.29 | 0 | 0.01 | -0.24 | -0.09 | 0 |  | 0.39 | 0.34 | 0.23 | 39.71 | 1516.261 | 0.64
D | 4002 | 2021-01-05 | 11 | ON | 34.35 | 7.25 | 0.21 | 0.06 | 0.09 | 0.29 | 0 | -0.06 | -0.24 | -0.09 | 0 |  | 0.39 | 0.34 | 0.23 | 42.82 | 1528.608 | 0.65
D | 4002 | 2021-01-05 | 12 | ON | 61.64 | 7.25 | 0.21 | 0.06 | 0.38 | 0.29 | 0.74 | 0.14 | -0.33 | -0.09 | 0 |  | 0.39 | 0.34 | 0.23 | 71.25 | 1536.126 | 1.68
D | 4002 | 2021-01-05 | 13 | ON | 47.74 | 7.25 | 0.21 | 0.06 | 0.1 | 0.29 | 0.23 | -0.01 | -0.3 | -0.09 | 0 |  | 0.39 | 0.34 | 0.23 | 56.44 | 1528.006 | 0.89
D | 4002 | 2021-01-05 | 14 | ON | 43.95 | 7.25 | 0.21 | 0.06 | 0.11 | 0.29 | 0.42 | 0.05 | -0.31 | -0.09 | 0 |  | 0.39 | 0.34 | 0.23 | 52.9 | 1521.869 | 1.09
D | 4002 | 2021-01-05 | 15 | ON | 47.27 | 7.25 | 0.21 | 0.06 | 0.09 | 0.29 | 0.33 | 0.04 | -0.28 | -0.09 | 0 |  | 0.39 | 0.34 | 0.23 | 56.13 | 1509.551 | 0.98
D | 4002 | 2021-01-05 | 16 | ON | 50.66 | 7.25 | 0.21 | 0.06 | 0.19 | 0.28 | 0.33 | 0.06 | -0.28 | -0.09 | 0 |  | 0.39 | 0.34 | 0.23 | 59.63 | 1516.992 | 1.07
D | 4002 | 2021-01-05 | 17 | ON | 52.04 | 7.25 | 0.21 | 0.06 | 0.14 | 0.27 | 0.43 | 0.05 | -0.28 | -0.09 | 0 |  | 0.39 | 0.34 | 0.23 | 61.04 | 1601.276 | 1.11
D | 4002 | 2021-01-05 | 18 | ON | 49.9 | 7.25 | 0.21 | 0.06 | 0.15 | 0.26 | 0.47 | 0.08 | -0.42 | -0.09 | 0 |  | 0.39 | 0.34 | 0.23 | 58.83 | 1683.831 | 1.15
D | 4002 | 2021-01-05 | 19 | ON | 51.13 | 7.25 | 0.21 | 0.06 | 0.19 | 0.26 | 0.39 | 0.06 | -0.31 | -0.09 | 0 |  | 0.39 | 0.34 | 0.23 | 60.11 | 1652.952 | 1.11
D | 4002 | 2021-01-05 | 20 | ON | 51.13 | 7.25 | 0.21 | 0.06 | 0.12 | 0.27 | 0.68 | 0.06 | -0.33 | -0.09 | 0 |  | 0.39 | 0.34 | 0.23 | 60.32 | 1574.441 | 1.34
D | 4002 | 2021-01-05 | 21 | ON | 44.49 | 7.25 | 0.21 | 0.06 | 0.14 | 0.29 | 0.59 | 0.03 | -0.24 | -0.09 | 0 |  | 0.39 | 0.34 | 0.23 | 53.69 | 1484.968 | 1.29
D | 4002 | 2021-01-05 | 22 | ON | 42.53 | 7.25 | 0.21 | 0.06 | 0.16 | 0.3 | 0.55 | -0.02 | -0.13 | -0.09 | 0 |  | 0.39 | 0.34 | 0.23 | 51.78 | 1373.963 | 1.28
D | 4002 | 2021-01-05 | 23 | ON | 29.43 | 7.25 | 0.21 | 0.06 | 0.14 | 0.33 | 0 | 0.06 | -0.3 | -0.09 | 0 |  | 0.39 | 0.34 | 0.23 | 38.05 | 1263.298 | 0.74
D | 4002 | 2021-01-05 | 24 | OFF | 29.43 | 7.25 | 0.21 | 0.06 | 0.2 | 0 | 0 | 0.03 | -0.24 | -0.09 | 0 |  | 0.39 | 0.34 | 0.23 | 37.81 | 1171.651 | 0.47
D | 4002 | 2021-01-06 | 1 | OFF | 36.38 | 7.25 | 0.18 | 0.04 | 0.07 | 0 | 0.47 | 0.04 | -0.42 | -0.09 | 0 |  | 0.39 | 0.34 | 0.23 | 44.88 | 1109.838 | 0.76
D | 4002 | 2021-01-06 | 2 | OFF | 33.74 | 7.25 | 0.18 | 0.04 | 0.07 | 0 | 0 | 0.02 | -0.27 | -0.09 | 0 |  | 0.39 | 0.34 | 0.23 | 41.9 | 1076.976 | 0.29
D | 4002 | 2021-01-06 | 3 | OFF | 31.43 | 7.25 | 0.18 | 0.04 | 0.05 | 0 | 0 | 0.04 | -0.28 | -0.09 | 0 |  | 0.39 | 0.34 | 0.23 | 39.58 | 1062.832 | 0.27
D | 4002 | 2021-01-06 | 4 | OFF | 29.47 | 7.25 | 0.18 | 0.04 | 0.04 | 0 | 0 | 0.06 | -0.29 | -0.09 | 0 |  | 0.39 | 0.34 | 0.23 | 37.62 | 1068.554 | 0.26
D | 4002 | 2021-01-06 | 5 | OFF | 31.43 | 7.25 | 0.18 | 0.04 | 0.05 | 0 | 0 | -0.01 | -0.28 | -0.09 | 0 |  | 0.39 | 0.34 | 0.23 | 39.53 | 1106.411 | 0.27
D | 4002 | 2021-01-06 | 6 | OFF | 30.24 | 7.25 | 0.18 | 0.04 | 0.1 | 0 | 0 | 0.09 | -0.38 | -0.09 | 0 |  | 0.39 | 0.34 | 0.23 | 38.39 | 1201.528 | 0.32
D | 4002 | 2021-01-06 | 7 | OFF | 30.52 | 7.25 | 0.18 | 0.04 | 0.23 | 0 | 0 | 0.05 | -0.34 | -0.09 | 0 |  | 0.39 | 0.34 | 0.23 | 38.8 | 1338.505 | 0.45
D | 4002 | 2021-01-06 | 8 | ON | 28.89 | 7.25 | 0.18 | 0.04 | 0.14 | 0.3 | 0 | 0.03 | -0.33 | -0.09 | 0 |  | 0.39 | 0.34 | 0.23 | 37.37 | 1447.083 | 0.66
D | 4002 | 2021-01-06 | 9 | ON | 31.76 | 7.25 | 0.18 | 0.04 | 0.18 | 0.29 | 0.05 | 0.03 | -0.3 | -0.09 | 0 |  | 0.39 | 0.34 | 0.23 | 40.35 | 1499.366 | 0.74
D | 4002 | 2021-01-06 | 10 | ON | 30.01 | 7.25 | 0.18 | 0.04 | 0.19 | 0.29 | 0.04 | 0.04 | -0.24 | -0.09 | 0 |  | 0.39 | 0.34 | 0.23 | 38.67 | 1514.324 | 0.74
D | 4002 | 2021-01-06 | 11 | ON | 27.36 | 7.25 | 0.18 | 0.04 | 0.07 | 0.3 | 0 | 0.02 | -0.24 | -0.09 | 0 |  | 0.39 | 0.34 | 0.23 | 35.85 | 1518.129 | 0.59
D | 4002 | 2021-01-06 | 12 | ON | 27.45 | 7.25 | 0.18 | 0.04 | 0.07 | 0.3 | 0 | 0.01 | -0.24 | -0.09 | 0 |  | 0.39 | 0.34 | 0.23 | 35.93 | 1515.648 | 0.59
D | 4002 | 2021-01-06 | 13 | ON | 26.88 | 7.25 | 0.18 | 0.04 | 0.06 | 0.3 | 0 | 0.03 | -0.22 | -0.09 | 0 |  | 0.39 | 0.34 | 0.23 | 35.39 | 1502.727 | 0.58
D | 4002 | 2021-01-06 | 14 | ON | 27.1 | 7.25 | 0.18 | 0.04 | 0.05 | 0.3 | 0 | 0 | -0.22 | -0.09 | 0 |  | 0.39 | 0.34 | 0.23 | 35.57 | 1492.68 | 0.57
D | 4002 | 2021-01-06 | 15 | ON | 30.96 | 7.25 | 0.18 | 0.04 | 0.07 | 0.3 | 0.14 | 0.01 | -0.16 | -0.09 | 0 |  | 0.39 | 0.34 | 0.23 | 39.66 | 1488.828 | 0.73
D | 4002 | 2021-01-06 | 16 | ON | 47.84 | 7.25 | 0.18 | 0.04 | 0.13 | 0.29 | 0.72 | 0.04 | -0.33 | -0.09 | 0 |  | 0.39 | 0.34 | 0.23 | 57.03 | 1505.058 | 1.36
D | 4002 | 2021-01-06 | 17 | ON | 49.72 | 7.25 | 0.18 | 0.04 | 0.15 | 0.28 | 0.3 | -0.02 | -0.27 | -0.09 | 0 |  | 0.39 | 0.34 | 0.23 | 58.5 | 1588.446 | 0.95
D | 4002 | 2021-01-06 | 18 | ON | 59.7 | 7.25 | 0.18 | 0.04 | 0.32 | 0.26 | 0.47 | 0.14 | -0.6 | -0.09 | 0 |  | 0.39 | 0.34 | 0.23 | 68.63 | 1683.994 | 1.27
D | 4002 | 2021-01-06 | 19 | ON | 33.19 | 7.25 | 0.18 | 0.04 | 0.09 | 0.26 | 0 | 0.01 | -0.32 | -0.09 | 0 |  | 0.39 | 0.34 | 0.23 | 41.57 | 1661.378 | 0.57
D | 4002 | 2021-01-06 | 20 | ON | 31.73 | 7.25 | 0.18 | 0.04 | 0.1 | 0.27 | 0.08 | 0.05 | -0.28 | -0.09 | 0 |  | 0.39 | 0.34 | 0.23 | 40.29 | 1599.058 | 0.67
D | 4002 | 2021-01-06 | 21 | ON | 28.18 | 7.25 | 0.18 | 0.04 | 0.07 | 0.28 | 0 | 0.02 | -0.27 | -0.09 | 0 |  | 0.39 | 0.34 | 0.23 | 36.62 | 1520.056 | 0.57
D | 4002 | 2021-01-06 | 22 | ON | 25.84 | 7.25 | 0.18 | 0.04 | 0.06 | 0.3 | 0 | 0.04 | -0.27 | -0.09 | 0 |  | 0.39 | 0.34 | 0.23 | 34.31 | 1419.638 | 0.58
D | 4002 | 2021-01-06 | 23 | ON | 25.21 | 7.25 | 0.18 | 0.04 | 0.1 | 0.32 | 0 | 0 | -0.32 | -0.09 | 0 |  | 0.39 | 0.34 | 0.23 | 33.65 | 1310.166 | 0.64
D | 4002 | 2021-01-06 | 24 | OFF | 26.67 | 7.25 | 0.18 | 0.04 | 0.18 | 0 | 0 | -0.03 | -0.32 | -0.09 | 0 |  | 0.39 | 0.34 | 0.23 | 34.84 | 1217.031 | 0.4
D | 4002 | 2021-01-07 | 1 | OFF | 26.39 | 7.25 | 0.19 | 0.03 | 0.11 | 0 | 0 | 0.02 | -0.37 | -0.09 | 0 |  | 0.39 | 0.34 | 0.23 | 34.49 | 1154.532 | 0.33
D | 4002 | 2021-01-07 | 2 | OFF | 26.25 | 7.25 | 0.19 | 0.03 | 0.04 | 0 | 0 | 0 | -0.34 | -0.09 | 0 |  | 0.39 | 0.34 | 0.23 | 34.29 | 1119.844 | 0.26
D | 4002 | 2021-01-07 | 3 | OFF | 25.54 | 7.25 | 0.19 | 0.03 | 0.08 | 0 | 0 | 0.02 | -0.36 | -0.09 | 0 |  | 0.39 | 0.34 | 0.23 | 33.62 | 1104.418 | 0.3
D | 4002 | 2021-01-07 | 4 | OFF | 25.02 | 7.25 | 0.19 | 0.03 | 0.1 | 0 | 0 | 0.03 | -0.35 | -0.09 | 0 |  | 0.39 | 0.34 | 0.23 | 33.14 | 1109.86 | 0.32
D | 4002 | 2021-01-07 | 5 | OFF | 26.13 | 7.25 | 0.19 | 0.03 | 0.09 | 0 | 0 | 0.02 | -0.34 | -0.09 | 0 |  | 0.39 | 0.34 | 0.23 | 34.24 | 1149.179 | 0.31
D | 4002 | 2021-01-07 | 6 | OFF | 28.33 | 7.25 | 0.19 | 0.03 | 0.13 | 0 | 0 | 0.05 | -0.28 | -0.09 | 0 |  | 0.39 | 0.34 | 0.23 | 36.57 | 1245.214 | 0.35
D | 4002 | 2021-01-07 | 7 | OFF | 27.07 | 7.25 | 0.19 | 0.03 | 0.19 | 0 | 0 | 0.02 | -0.29 | -0.09 | 0 |  | 0.39 | 0.34 | 0.23 | 35.33 | 1387.195 | 0.41
D | 4002 | 2021-01-07 | 8 | ON | 37.11 | 7.25 | 0.19 | 0.03 | 0.26 | 0.3 | 0.01 | 0.05 | -0.42 | -0.09 | 0 |  | 0.39 | 0.34 | 0.23 | 45.65 | 1493.087 | 0.79
D | 4002 | 2021-01-07 | 9 | ON | 38.12 | 7.25 | 0.19 | 0.03 | 0.2 | 0.29 | 0.01 | 0.05 | -0.37 | -0.09 | 0 |  | 0.39 | 0.34 | 0.23 | 46.64 | 1528.671 | 0.72
D | 4002 | 2021-01-07 | 10 | ON | 31.5 | 7.25 | 0.19 | 0.03 | 0.11 | 0.3 | 0 | 0.04 | -0.26 | -0.09 | 0 |  | 0.39 | 0.34 | 0.23 | 40.03 | 1525.206 | 0.63
D | 4002 | 2021-01-07 | 11 | ON | 26.31 | 7.25 | 0.19 | 0.03 | 0.06 | 0.3 | 0 | 0.04 | -0.27 | -0.09 | 0 |  | 0.39 | 0.34 | 0.23 | 34.78 | 1505.135 | 0.58
D | 4002 | 2021-01-07 | 12 | ON | 25.66 | 7.25 | 0.19 | 0.03 | 0.06 | 0.31 | 0 | 0.03 | -0.27 | -0.09 | 0 |  | 0.39 | 0.34 | 0.23 | 34.13 | 1492.199 | 0.59
D | 4002 | 2021-01-07 | 13 | ON | 25.1 | 7.25 | 0.19 | 0.03 | 0.05 | 0.31 | 0 | 0.04 | -0.26 | -0.09 | 0 |  | 0.39 | 0.34 | 0.23 | 33.58 | 1478.255 | 0.58
D | 4002 | 2021-01-07 | 14 | ON | 23.65 | 7.25 | 0.19 | 0.03 | 0.05 | 0.31 | 0 | 0 | -0.27 | -0.09 | 0 |  | 0.39 | 0.34 | 0.23 | 32.08 | 1467.652 | 0.58
D | 4002 | 2021-01-07 | 15 | ON | 24.83 | 7.25 | 0.19 | 0.03 | 0.05 | 0.31 | 0 | 0 | -0.25 | -0.09 | 0 |  | 0.39 | 0.34 | 0.23 | 33.28 | 1472.065 | 0.58
D | 4002 | 2021-01-07 | 16 | ON | 26.07 | 7.25 | 0.19 | 0.03 | 0.05 | 0.3 | 0 | 0 | -0.26 | -0.09 | 0 |  | 0.39 | 0.34 | 0.23 | 34.5 | 1495.19 | 0.57
D | 4002 | 2021-01-07 | 17 | ON | 32.31 | 7.25 | 0.19 | 0.03 | 0.04 | 0.28 | 0.09 | -0.06 | -0.21 | -0.09 | 0 |  | 0.39 | 0.34 | 0.23 | 40.79 | 1584.024 | 0.63
D | 4002 | 2021-01-07 | 18 | ON | 39.93 | 7.25 | 0.19 | 0.03 | 0.16 | 0.26 | 0.47 | 0 | -0.53 | -0.09 | 0 |  | 0.39 | 0.34 | 0.23 | 48.63 | 1693.968 | 1.11
D | 4002 | 2021-01-07 | 19 | ON | 33.31 | 7.25 | 0.19 | 0.03 | 0.11 | 0.26 | 0.2 | 0.04 | -0.42 | -0.09 | 0 |  | 0.39 | 0.34 | 0.23 | 41.84 | 1676.923 | 0.79
D | 4002 | 2021-01-07 | 20 | ON | 38.78 | 7.25 | 0.19 | 0.03 | 0.09 | 0.27 | 0.32 | -0.04 | -0.36 | -0.09 | 0 |  | 0.39 | 0.34 | 0.23 | 47.4 | 1617.576 | 0.9
D | 4002 | 2021-01-07 | 21 | ON | 30.2 | 7.25 | 0.19 | 0.03 | 0.08 | 0.28 | 0 | 0.02 | -0.31 | -0.09 | 0 |  | 0.39 | 0.34 | 0.23 | 38.61 | 1541.997 | 0.58
D | 4002 | 2021-01-07 | 22 | ON | 26.49 | 7.25 | 0.19 | 0.03 | 0.07 | 0.3 | 0 | -0.04 | -0.31 | -0.09 | 0 |  | 0.39 | 0.34 | 0.23 | 34.85 | 1441.453 | 0.59
D | 4002 | 2021-01-07 | 23 | ON | 25.51 | 7.25 | 0.19 | 0.03 | 0.09 | 0.32 | 0 | 0.03 | -0.31 | -0.09 | 0 |  | 0.39 | 0.34 | 0.23 | 33.98 | 1336.563 | 0.63
D | 4002 | 2021-01-07 | 24 | OFF | 25.37 | 7.25 | 0.19 | 0.03 | 0.1 | 0 | 0 | 0.01 | -0.26 | -0.09 | 0 |  | 0.39 | 0.34 | 0.23 | 33.56 | 1244.739 | 0.32
D | 4002 | 2021-01-08 | 1 | OFF | 29.12 | 7.25 | 0.13 | 0.02 | 0.06 | 0 | 0 | -0.02 | -0.38 | -0.09 | 0 |  | 0.39 | 0.34 | 0.23 | 37.05 | 1188.99 | 0.21
D | 4002 | 2021-01-08 | 2 | OFF | 27.21 | 7.25 | 0.13 | 0.02 | 0.06 | 0 | 0 | -0.01 | -0.34 | -0.09 | 0 |  | 0.39 | 0.34 | 0.23 | 35.19 | 1157.049 | 0.21
D | 4002 | 2021-01-08 | 3 | OFF | 25.77 | 7.25 | 0.13 | 0.02 | 0.06 | 0 | 0 | -0.02 | -0.32 | -0.09 | 0 |  | 0.39 | 0.34 | 0.23 | 33.76 | 1144.471 | 0.21
D | 4002 | 2021-01-08 | 4 | OFF | 26.02 | 7.25 | 0.13 | 0.02 | 0.04 | 0 | 0 | 0.01 | -0.33 | -0.09 | 0 |  | 0.39 | 0.34 | 0.23 | 34.01 | 1151.173 | 0.19
D | 4002 | 2021-01-08 | 5 | OFF | 26.56 | 7.25 | 0.13 | 0.02 | 0.04 | 0 | 0 | 0.04 | -0.31 | -0.09 | 0 |  | 0.39 | 0.34 | 0.23 | 34.6 | 1191.508 | 0.19
D | 4002 | 2021-01-08 | 6 | OFF | 26.7 | 7.25 | 0.13 | 0.02 | 0.13 | 0 | 0 | 0.06 | -0.33 | -0.09 | 0 |  | 0.39 | 0.34 | 0.23 | 34.83 | 1280.331 | 0.28
D | 4002 | 2021-01-08 | 7 | OFF | 26.32 | 7.25 | 0.13 | 0.02 | 0.19 | 0 | 0 | -0.01 | -0.27 | -0.09 | 0 |  | 0.39 | 0.34 | 0.23 | 34.5 | 1416.075 | 0.34
D | 4002 | 2021-01-08 | 8 | ON | 36.7 | 7.25 | 0.13 | 0.02 | 0.63 | 0.29 | 0.3 | 0.02 | -0.55 | -0.09 | 0 |  | 0.39 | 0.34 | 0.23 | 45.66 | 1523.153 | 1.37
D | 4002 | 2021-01-08 | 9 | ON | 35.05 | 7.25 | 0.13 | 0.02 | 0.23 | 0.29 | 0.04 | 0.02 | -0.34 | -0.09 | 0 |  | 0.39 | 0.34 | 0.23 | 43.56 | 1558.304 | 0.71
D | 4002 | 2021-01-08 | 10 | ON | 28.39 | 7.25 | 0.13 | 0.02 | 0.2 | 0.29 | 0 | 0.02 | -0.23 | -0.09 | 0 |  | 0.39 | 0.34 | 0.23 | 36.94 | 1544.633 | 0.64
D | 4002 | 2021-01-08 | 11 | ON | 28.25 | 7.25 | 0.13 | 0.02 | 0.07 | 0.3 | 0 | 0.03 | -0.26 | -0.09 | 0 |  | 0.39 | 0.34 | 0.23 | 36.66 | 1522.731 | 0.52
D | 4002 | 2021-01-08 | 12 | ON | 27.94 | 7.25 | 0.13 | 0.02 | 0.05 | 0.31 | 0 | 0.04 | -0.23 | -0.09 | 0 |  | 0.39 | 0.34 | 0.23 | 36.38 | 1501.621 | 0.51
D | 4002 | 2021-01-08 | 13 | ON | 28.05 | 7.25 | 0.13 | 0.02 | 0.05 | 0.31 | 0 | 0.04 | -0.22 | -0.09 | 0 |  | 0.39 | 0.34 | 0.23 | 36.5 | 1478.588 | 0.51
D | 4002 | 2021-01-08 | 14 | ON | 27.81 | 7.25 | 0.13 | 0.02 | 0.06 | 0.31 | 0 | 0 | -0.22 | -0.09 | 0 |  | 0.39 | 0.34 | 0.23 | 36.23 | 1455.183 | 0.52
D | 4002 | 2021-01-08 | 15 | ON | 28.43 | 7.25 | 0.13 | 0.02 | 0.06 | 0.31 | 0 | 0.05 | -0.24 | -0.09 | 0 |  | 0.39 | 0.34 | 0.23 | 36.88 | 1452.131 | 0.52
D | 4002 | 2021-01-08 | 16 | ON | 28.5 | 7.25 | 0.13 | 0.02 | 0.05 | 0.3 | 0 | 0.04 | -0.23 | -0.09 | 0 |  | 0.39 | 0.34 | 0.23 | 36.93 | 1472.211 | 0.5
D | 4002 | 2021-01-08 | 17 | ON | 35.29 | 7.25 | 0.13 | 0.02 | 0.07 | 0.28 | 0.07 | 0.09 | -0.15 | -0.09 | 0 |  | 0.39 | 0.34 | 0.23 | 43.92 | 1561.855 | 0.57
D | 4002 | 2021-01-08 | 18 | ON | 35.04 | 7.25 | 0.13 | 0.02 | 0.08 | 0.27 | 0.04 | 0.08 | -0.37 | -0.09 | 0 |  | 0.39 | 0.34 | 0.23 | 43.41 | 1657.804 | 0.54
D | 4002 | 2021-01-08 | 19 | ON | 33.31 | 7.25 | 0.13 | 0.02 | 0.07 | 0.27 | 0 | 0.02 | -0.32 | -0.09 | 0 |  | 0.39 | 0.34 | 0.23 | 41.62 | 1641.276 | 0.49
D | 4002 | 2021-01-08 | 20 | ON | 29.68 | 7.25 | 0.13 | 0.02 | 0.07 | 0.28 | 0 | 0 | -0.28 | -0.09 | 0 |  | 0.39 | 0.34 | 0.23 | 38.02 | 1586.162 | 0.5
D | 4002 | 2021-01-08 | 21 | ON | 28.37 | 7.25 | 0.13 | 0.02 | 0.05 | 0.29 | 0 | 0.01 | -0.25 | -0.09 | 0 |  | 0.39 | 0.34 | 0.23 | 36.74 | 1522.983 | 0.49
D | 4002 | 2021-01-08 | 22 | ON | 28.08 | 7.25 | 0.13 | 0.02 | 0.06 | 0.3 | 0 | -0.05 | -0.27 | -0.09 | 0 |  | 0.39 | 0.34 | 0.23 | 36.39 | 1437.12 | 0.51
D | 4002 | 2021-01-08 | 23 | ON | 30.11 | 7.25 | 0.13 | 0.02 | 0.11 | 0.32 | 0 | 0.04 | -0.19 | -0.09 | 0 |  | 0.39 | 0.34 | 0.23 | 38.66 | 1336.632 | 0.58
D | 4002 | 2021-01-08 | 24 | OFF | 28.26 | 7.25 | 0.13 | 0.02 | 0.09 | 0 | 0 | -0.03 | -0.26 | -0.09 | 0 |  | 0.39 | 0.34 | 0.23 | 36.33 | 1247.626 | 0.24
D | 4002 | 2021-01-09 | 1 | OFF | 27.83 | 7.25 | 0.11 | 0.01 | 0.08 | 0 | 0 | 0.05 | -0.27 | -0.09 | 0 |  | 0.39 | 0.34 | 0.23 | 35.93 | 1184.046 | 0.2
D | 4002 | 2021-01-09 | 2 | OFF | 27.88 | 7.25 | 0.11 | 0.01 | 0.05 | 0 | 0 | -0.02 | -0.27 | -0.09 | 0 |  | 0.39 | 0.34 | 0.23 | 35.88 | 1147.457 | 0.17
D | 4002 | 2021-01-09 | 3 | OFF | 25.76 | 7.25 | 0.11 | 0.01 | 0.06 | 0 | 0 | 0 | -0.27 | -0.09 | 0 |  | 0.39 | 0.34 | 0.23 | 33.79 | 1131.856 | 0.18
D | 4002 | 2021-01-09 | 4 | OFF | 24.99 | 7.25 | 0.11 | 0.01 | 0.06 | 0 | 0 | 0.02 | -0.24 | -0.09 | 0 |  | 0.39 | 0.34 | 0.23 | 33.07 | 1132.735 | 0.18
D | 4002 | 2021-01-09 | 5 | OFF | 24.4 | 7.25 | 0.11 | 0.01 | 0.08 | 0 | 0 | 0.02 | -0.25 | -0.09 | 0 |  | 0.39 | 0.34 | 0.23 | 32.49 | 1151.302 | 0.2
D | 4002 | 2021-01-09 | 6 | OFF | 24.86 | 7.25 | 0.11 | 0.01 | 0.07 | 0 | 0 | 0.03 | -0.25 | -0.09 | 0 |  | 0.39 | 0.34 | 0.23 | 32.95 | 1197.495 | 0.19
D | 4002 | 2021-01-09 | 7 | OFF | 29.56 | 7.25 | 0.11 | 0.01 | 0.12 | 0 | 0 | 0 | -0.18 | -0.09 | 0 |  | 0.39 | 0.34 | 0.23 | 37.74 | 1269.409 | 0.24
D | 4002 | 2021-01-09 | 8 | OFF | 30.86 | 7.25 | 0.11 | 0.01 | 0.11 | 0 | 0.01 | 0.04 | -0.23 | -0.09 | 0 |  | 0.39 | 0.34 | 0.23 | 39.03 | 1343.591 | 0.24
D | 4002 | 2021-01-09 | 9 | OFF | 29.99 | 7.25 | 0.11 | 0.01 | 0.08 | 0 | 0 | 0.05 | -0.25 | -0.09 | 0 |  | 0.39 | 0.34 | 0.23 | 38.11 | 1411.739 | 0.2
D | 4002 | 2021-01-09 | 10 | OFF | 29.11 | 7.25 | 0.11 | 0.01 | 0.11 | 0 | 0 | 0.04 | -0.23 | -0.09 | 0 |  | 0.39 | 0.34 | 0.23 | 37.27 | 1443.684 | 0.23
D | 4002 | 2021-01-09 | 11 | OFF | 31.16 | 7.25 | 0.11 | 0.01 | 0.08 | 0 | 0 | 0.03 | -0.24 | -0.09 | 0 |  | 0.39 | 0.34 | 0.23 | 39.27 | 1442.475 | 0.2
D | 4002 | 2021-01-09 | 12 | OFF | 30.23 | 7.25 | 0.11 | 0.01 | 0.06 | 0 | 0 | 0.05 | -0.23 | -0.09 | 0 |  | 0.39 | 0.34 | 0.23 | 38.35 | 1439.221 | 0.18
D | 4002 | 2021-01-09 | 13 | OFF | 29.66 | 7.25 | 0.11 | 0.01 | 0.06 | 0 | 0 | 0.06 | -0.22 | -0.09 | 0 |  | 0.39 | 0.34 | 0.23 | 37.8 | 1426.967 | 0.18
D | 4002 | 2021-01-09 | 14 | OFF | 28.65 | 7.25 | 0.11 | 0.01 | 0.06 | 0 | 0 | 0 | -0.2 | -0.09 | 0 |  | 0.39 | 0.34 | 0.23 | 36.75 | 1417.966 | 0.18
D | 4002 | 2021-01-09 | 15 | OFF | 29.22 | 7.25 | 0.11 | 0.01 | 0.05 | 0 | 0 | 0.01 | -0.2 | -0.09 | 0 |  | 0.39 | 0.34 | 0.23 | 37.32 | 1410.796 | 0.17
D | 4002 | 2021-01-09 | 16 | OFF | 32.88 | 7.25 | 0.11 | 0.01 | 0.06 | 0 | 0 | 0.04 | -0.22 | -0.09 | 0 |  | 0.39 | 0.34 | 0.23 | 41 | 1424.713 | 0.18
D | 4002 | 2021-01-09 | 17 | OFF | 46.2 | 7.25 | 0.11 | 0.01 | 0.19 | 0 | 0.31 | 0.11 | -0.36 | -0.09 | 0 |  | 0.39 | 0.34 | 0.23 | 54.69 | 1507.813 | 0.62
D | 4002 | 2021-01-09 | 18 | OFF | 42.5 | 7.25 | 0.11 | 0.01 | 0.15 | 0 | 0.17 | 0.09 | -0.43 | -0.09 | 0 |  | 0.39 | 0.34 | 0.23 | 50.72 | 1598.519 | 0.44
D | 4002 | 2021-01-09 | 19 | OFF | 40.56 | 7.25 | 0.11 | 0.01 | 0.12 | 0 | 0 | 0.05 | -0.37 | -0.09 | 0 |  | 0.39 | 0.34 | 0.23 | 48.6 | 1572.752 | 0.24
D | 4002 | 2021-01-09 | 20 | OFF | 37.96 | 7.25 | 0.11 | 0.01 | 0.17 | 0 | 0.01 | 0.02 | -0.29 | -0.09 | 0 |  | 0.39 | 0.34 | 0.23 | 46.11 | 1512.267 | 0.3
D | 4002 | 2021-01-09 | 21 | OFF | 33.5 | 7.25 | 0.11 | 0.01 | 0.08 | 0 | 0 | 0.06 | -0.28 | -0.09 | 0 |  | 0.39 | 0.34 | 0.23 | 41.6 | 1445.037 | 0.2
D | 4002 | 2021-01-09 | 22 | OFF | 27.49 | 7.25 | 0.11 | 0.01 | 0.08 | 0 | 0 | 0.09 | -0.28 | -0.09 | 0 |  | 0.39 | 0.34 | 0.23 | 35.62 | 1362.277 | 0.2
D | 4002 | 2021-01-09 | 23 | OFF | 26.37 | 7.25 | 0.11 | 0.01 | 0.25 | 0 | 0 | 0.04 | -0.31 | -0.09 | 0 |  | 0.39 | 0.34 | 0.23 | 34.59 | 1274.229 | 0.37
D | 4002 | 2021-01-09 | 24 | OFF | 27.51 | 7.25 | 0.11 | 0.01 | 0.31 | 0 | 0 | 0 | -0.32 | -0.09 | 0 |  | 0.39 | 0.34 | 0.23 | 35.74 | 1196.524 | 0.43
D | 4002 | 2021-01-10 | 1 | OFF | 33 | 7.25 | 0.12 | 0.25 | 0.16 | 0 | 0.03 | 0.02 | -0.43 | -0.09 | 0 |  | 0.39 | 0.34 | 0.23 | 41.27 | 1137.116 | 0.56
D | 4002 | 2021-01-10 | 2 | OFF | 26.39 | 7.25 | 0.12 | 0.25 | 0.12 | 0 | 0 | 0.03 | -0.36 | -0.09 | 0 |  | 0.39 | 0.34 | 0.23 | 34.67 | 1102.543 | 0.49
D | 4002 | 2021-01-10 | 3 | OFF | 26.35 | 7.25 | 0.12 | 0.25 | 0.11 | 0 | 0 | 0.02 | -0.35 | -0.09 | 0 |  | 0.39 | 0.34 | 0.23 | 34.62 | 1087.016 | 0.48
D | 4002 | 2021-01-10 | 4 | OFF | 25.12 | 7.25 | 0.12 | 0.25 | 0.1 | 0 | 0 | 0.04 | -0.33 | -0.09 | 0 |  | 0.39 | 0.34 | 0.23 | 33.42 | 1086.454 | 0.47
D | 4002 | 2021-01-10 | 5 | OFF | 25.89 | 7.25 | 0.12 | 0.25 | 0.12 | 0 | 0 | 0.02 | -0.35 | -0.09 | 0 |  | 0.39 | 0.34 | 0.23 | 34.17 | 1099.531 | 0.49
D | 4002 | 2021-01-10 | 6 | OFF | 26.42 | 7.25 | 0.12 | 0.25 | 0.09 | 0 | 0 | 0.07 | -0.39 | -0.09 | 0 |  | 0.39 | 0.34 | 0.23 | 34.68 | 1135.588 | 0.46
D | 4002 | 2021-01-10 | 7 | OFF | 25.84 | 7.25 | 0.12 | 0.25 | 0.11 | 0 | 0 | 0.01 | -0.33 | -0.09 | 0 |  | 0.39 | 0.34 | 0.23 | 34.12 | 1193.152 | 0.48
D | 4002 | 2021-01-10 | 8 | OFF | 26.67 | 7.25 | 0.12 | 0.25 | 0.18 | 0 | 0 | 0.03 | -0.37 | -0.09 | 0 |  | 0.39 | 0.34 | 0.23 | 35 | 1256.882 | 0.55
D | 4002 | 2021-01-10 | 9 | OFF | 26.8 | 7.25 | 0.12 | 0.25 | 0.11 | 0 | 0 | 0.03 | -0.32 | -0.09 | 0 |  | 0.39 | 0.34 | 0.23 | 35.11 | 1325.545 | 0.48
D | 4002 | 2021-01-10 | 10 | OFF | 25.61 | 7.25 | 0.12 | 0.25 | 0.1 | 0 | 0 | 0.06 | -0.29 | -0.09 | 0 |  | 0.39 | 0.34 | 0.23 | 33.97 | 1362.94 | 0.47
D | 4002 | 2021-01-10 | 11 | OFF | 28.59 | 7.25 | 0.12 | 0.25 | 0.05 | 0 | 0 | 0.04 | -0.3 | -0.09 | 0 |  | 0.39 | 0.34 | 0.23 | 36.87 | 1366.37 | 0.42
D | 4002 | 2021-01-10 | 12 | OFF | 15.01 | 7.25 | 0.12 | 0.25 | 0.3 | 0 | 0 | 0.02 | -0.23 | -0.09 | 0 |  | 0.39 | 0.34 | 0.23 | 23.59 | 1357.662 | 0.67
D | 4002 | 2021-01-10 | 13 | OFF | 28.67 | 7.25 | 0.12 | 0.25 | 0.09 | 0 | 0 | 0 | -0.26 | -0.09 | 0 |  | 0.39 | 0.34 | 0.23 | 36.99 | 1352.21 | 0.46
D | 4002 | 2021-01-10 | 14 | OFF | 29.42 | 7.25 | 0.12 | 0.25 | 0.06 | 0 | 0 | 0.01 | -0.28 | -0.09 | 0 |  | 0.39 | 0.34 | 0.23 | 37.7 | 1333.548 | 0.43
D | 4002 | 2021-01-10 | 15 | OFF | 29.7 | 7.25 | 0.12 | 0.25 | 0.06 | 0 | 0 | -0.02 | -0.26 | -0.09 | 0 |  | 0.39 | 0.34 | 0.23 | 37.97 | 1335.674 | 0.43
D | 4002 | 2021-01-10 | 16 | OFF | 33.94 | 7.25 | 0.12 | 0.25 | 0.06 | 0 | 0 | 0.06 | -0.26 | -0.09 | 0 |  | 0.39 | 0.34 | 0.23 | 42.29 | 1366.454 | 0.43
D | 4002 | 2021-01-10 | 17 | OFF | 40.73 | 7.25 | 0.12 | 0.25 | 0.16 | 0 | 0 | 0.02 | -0.2 | -0.09 | 0 |  | 0.39 | 0.34 | 0.23 | 49.2 | 1489.22 | 0.53
D | 4002 | 2021-01-10 | 18 | OFF | 48.2 | 7.25 | 0.12 | 0.25 | 0.09 | 0 | 0 | 0.09 | -0.47 | -0.09 | 0 |  | 0.39 | 0.34 | 0.23 | 56.4 | 1607.479 | 0.46
D | 4002 | 2021-01-10 | 19 | OFF | 55.02 | 7.25 | 0.12 | 0.25 | 0.3 | 0 | 0.07 | 0.09 | -0.39 | -0.09 | 0 |  | 0.39 | 0.34 | 0.23 | 63.58 | 1584.159 | 0.74
D | 4002 | 2021-01-10 | 20 | OFF | 51.86 | 7.25 | 0.12 | 0.25 | 0.18 | 0 | 0.11 | 0.06 | -0.35 | -0.09 | 0 |  | 0.39 | 0.34 | 0.23 | 60.35 | 1522.773 | 0.66
D | 4002 | 2021-01-10 | 21 | OFF | 43.09 | 7.25 | 0.12 | 0.25 | 0.11 | 0 | 0.13 | 0.04 | -0.36 | -0.09 | 0 |  | 0.39 | 0.34 | 0.23 | 51.5 | 1450.268 | 0.61
D | 4002 | 2021-01-10 | 22 | OFF | 40.01 | 7.25 | 0.12 | 0.25 | 0.08 | 0 | 0.05 | 0.13 | -0.23 | -0.09 | 0 |  | 0.39 | 0.34 | 0.23 | 48.53 | 1359.683 | 0.5
D | 4002 | 2021-01-10 | 23 | OFF | 33.02 | 7.25 | 0.12 | 0.25 | 0.09 | 0 | 0 | 0.01 | -0.27 | -0.09 | 0 |  | 0.39 | 0.34 | 0.23 | 41.34 | 1264.284 | 0.46
D | 4002 | 2021-01-10 | 24 | OFF | 30.91 | 7.25 | 0.12 | 0.25 | 0.11 | 0 | 0 | 0.02 | -0.28 | -0.09 | 0 |  | 0.39 | 0.34 | 0.23 | 39.25 | 1195.318 | 0.48
D | 4002 | 2021-01-11 | 1 | OFF | 31.01 | 7.25 | 0.22 | 0.12 | 0.05 | 0 | 0 | 0.04 | -0.27 | -0.09 | 0 |  | 0.39 | 0.34 | 0.23 | 39.29 | 1148.731 | 0.39
D | 4002 | 2021-01-11 | 2 | OFF | 31.74 | 7.25 | 0.22 | 0.12 | 0.04 | 0 | 0 | 0.01 | -0.23 | -0.09 | 0 |  | 0.39 | 0.34 | 0.23 | 40.02 | 1129.686 | 0.38
D | 4002 | 2021-01-11 | 3 | OFF | 32.69 | 7.25 | 0.22 | 0.12 | 0.04 | 0 | 0 | 0.02 | -0.23 | -0.09 | 0 |  | 0.39 | 0.34 | 0.23 | 40.98 | 1127.394 | 0.38
D | 4002 | 2021-01-11 | 4 | OFF | 33.47 | 7.25 | 0.22 | 0.12 | 0.05 | 0 | 0 | 0.05 | -0.23 | -0.09 | 0 |  | 0.39 | 0.34 | 0.23 | 41.8 | 1137.567 | 0.39
D | 4002 | 2021-01-11 | 5 | OFF | 33.11 | 7.25 | 0.22 | 0.12 | 0.04 | 0 | 0 | 0.03 | -0.25 | -0.09 | 0 |  | 0.39 | 0.34 | 0.23 | 41.39 | 1184.394 | 0.38
D | 4002 | 2021-01-11 | 6 | OFF | 43.96 | 7.25 | 0.22 | 0.12 | 0.27 | 0 | 0.08 | 0.02 | -0.22 | -0.09 | 0 |  | 0.39 | 0.34 | 0.23 | 52.57 | 1289.12 | 0.69
D | 4002 | 2021-01-11 | 7 | OFF | 51.53 | 7.25 | 0.22 | 0.12 | 0.44 | 0 | 0 | 0.04 | -0.44 | -0.09 | 0 |  | 0.39 | 0.34 | 0.23 | 60.03 | 1441.746 | 0.78
D | 4002 | 2021-01-11 | 8 | ON | 51.37 | 7.25 | 0.22 | 0.12 | 0.35 | 0.28 | 0.03 | 0.02 | -0.42 | -0.09 | 0 |  | 0.39 | 0.34 | 0.23 | 60.09 | 1559.741 | 1
D | 4002 | 2021-01-11 | 9 | ON | 57.81 | 7.25 | 0.22 | 0.12 | 0.13 | 0.27 | 0.04 | 0.06 | -0.49 | -0.09 | 0 |  | 0.39 | 0.34 | 0.23 | 66.28 | 1598.228 | 0.78
D | 4002 | 2021-01-11 | 10 | ON | 60.31 | 7.25 | 0.22 | 0.12 | 0.11 | 0.27 | 0.05 | 0 | -0.45 | -0.09 | 0 |  | 0.39 | 0.34 | 0.23 | 68.75 | 1598.655 | 0.77
D | 4002 | 2021-01-11 | 11 | ON | 60.26 | 7.25 | 0.22 | 0.12 | 0.11 | 0.27 | 0.1 | 0.04 | -0.45 | -0.09 | 0 |  | 0.39 | 0.34 | 0.23 | 68.79 | 1594.451 | 0.82
D | 4002 | 2021-01-11 | 12 | ON | 62.99 | 7.25 | 0.22 | 0.12 | 0.13 | 0.27 | 0.11 | 0.08 | -0.43 | -0.09 | 0 |  | 0.39 | 0.34 | 0.23 | 71.61 | 1613.762 | 0.85
D | 4002 | 2021-01-11 | 13 | ON | 60.32 | 7.25 | 0.22 | 0.12 | 0.15 | 0.27 | 0.01 | 0.06 | -0.39 | -0.09 | 0 |  | 0.39 | 0.34 | 0.23 | 68.88 | 1610.401 | 0.77
D | 4002 | 2021-01-11 | 14 | ON | 57.49 | 7.25 | 0.22 | 0.12 | 0.12 | 0.28 | 0.05 | 0.05 | -0.37 | -0.09 | 0 |  | 0.39 | 0.34 | 0.23 | 66.08 | 1602.206 | 0.79
D | 4002 | 2021-01-11 | 15 | ON | 56.44 | 7.25 | 0.22 | 0.12 | 0.12 | 0.28 | 0.02 | 0.04 | -0.43 | -0.09 | 0 |  | 0.39 | 0.34 | 0.23 | 64.93 | 1584.12 | 0.76
D | 4002 | 2021-01-11 | 16 | ON | 56.16 | 7.25 | 0.22 | 0.12 | 0.14 | 0.28 | 0.01 | 0.14 | -0.44 | -0.09 | 0 |  | 0.39 | 0.34 | 0.23 | 64.75 | 1574.711 | 0.77
D | 4002 | 2021-01-11 | 17 | ON | 57.45 | 7.25 | 0.22 | 0.12 | 0.14 | 0.27 | 0.01 | 0.04 | -0.45 | -0.09 | 0 |  | 0.39 | 0.34 | 0.23 | 65.92 | 1634.489 | 0.76
D | 4002 | 2021-01-11 | 18 | ON | 68.29 | 7.25 | 0.22 | 0.12 | 0.24 | 0.26 | 0.06 | 0.06 | -0.69 | -0.09 | 0 |  | 0.39 | 0.34 | 0.23 | 76.68 | 1724.383 | 0.9
D | 4002 | 2021-01-11 | 19 | ON | 66.46 | 7.25 | 0.22 | 0.12 | 0.26 | 0.26 | 0 | 0.15 | -0.57 | -0.09 | 0 |  | 0.39 | 0.34 | 0.23 | 75.02 | 1688.822 | 0.86
D | 4002 | 2021-01-11 | 20 | ON | 65.94 | 7.25 | 0.22 | 0.12 | 0.17 | 0.27 | 0.02 | 0.04 | -0.54 | -0.09 | 0 |  | 0.39 | 0.34 | 0.23 | 74.36 | 1611.527 | 0.8
D | 4002 | 2021-01-11 | 21 | ON | 60.3 | 7.25 | 0.22 | 0.12 | 0.15 | 0.28 | 0.07 | 0.06 | -0.45 | -0.09 | 0 |  | 0.39 | 0.34 | 0.23 | 68.87 | 1525.2 | 0.84
D | 4002 | 2021-01-11 | 22 | ON | 59.1 | 7.25 | 0.22 | 0.12 | 0.15 | 0.3 | 0.19 | 0.04 | -0.45 | -0.09 | 0 |  | 0.39 | 0.34 | 0.23 | 67.79 | 1416.735 | 0.98
D | 4002 | 2021-01-11 | 23 | ON | 53.02 | 7.25 | 0.22 | 0.12 | 0.64 | 0.32 | 0 | 0.07 | -0.37 | -0.09 | 0 |  | 0.39 | 0.34 | 0.23 | 62.14 | 1310.221 | 1.3
D | 4002 | 2021-01-11 | 24 | OFF | 36.88 | 7.25 | 0.22 | 0.12 | 0.38 | 0 | 0 | 0.04 | -0.27 | -0.09 | 0 |  | 0.39 | 0.34 | 0.23 | 45.49 | 1223.176 | 0.72
D | 4002 | 2021-01-12 | 1 | OFF | 31.54 | 7.25 | 0.36 | 0.01 | 0.06 | 0 | 0 | 0.09 | -0.22 | -0.09 | 0 |  | 0.39 | 0.34 | 0.23 | 39.96 | 1165.399 | 0.43
D | 4002 | 2021-01-12 | 2 | OFF | 31.24 | 7.25 | 0.36 | 0.01 | 0.05 | 0 | 0 | 0.08 | -0.23 | -0.09 | 0 |  | 0.39 | 0.34 | 0.23 | 39.63 | 1137.681 | 0.42
D | 4002 | 2021-01-12 | 3 | OFF | 32.19 | 7.25 | 0.36 | 0.01 | 0.03 | 0 | 0 | 0.02 | -0.21 | -0.09 | 0 |  | 0.39 | 0.34 | 0.23 | 40.52 | 1126.398 | 0.4
D | 4002 | 2021-01-12 | 4 | OFF | 34.28 | 7.25 | 0.36 | 0.01 | 0.04 | 0 | 0 | 0.03 | -0.22 | -0.09 | 0 |  | 0.39 | 0.34 | 0.23 | 42.62 | 1130.156 | 0.41
D | 4002 | 2021-01-12 | 5 | OFF | 32.68 | 7.25 | 0.36 | 0.01 | 0.05 | 0 | 0 | 0.03 | -0.22 | -0.09 | 0 |  | 0.39 | 0.34 | 0.23 | 41.03 | 1169.136 | 0.42
D | 4002 | 2021-01-12 | 6 | OFF | 37.6 | 7.25 | 0.36 | 0.01 | 0.1 | 0 | 0 | 0.05 | -0.25 | -0.09 | 0 |  | 0.39 | 0.34 | 0.23 | 45.99 | 1263.768 | 0.47
D | 4002 | 2021-01-12 | 7 | OFF | 42.66 | 7.25 | 0.36 | 0.01 | 0.19 | 0 | 0 | 0.06 | -0.31 | -0.09 | 0 |  | 0.39 | 0.34 | 0.23 | 51.09 | 1405.172 | 0.56
D | 4002 | 2021-01-12 | 8 | ON | 48.97 | 7.25 | 0.36 | 0.01 | 0.24 | 0.29 | 0 | 0.06 | -0.45 | -0.09 | 0 |  | 0.39 | 0.34 | 0.23 | 57.6 | 1510.887 | 0.9
D | 4002 | 2021-01-12 | 9 | ON | 52.6 | 7.25 | 0.36 | 0.01 | 0.19 | 0.28 | 0 | 0.07 | -0.46 | -0.09 | 0 |  | 0.39 | 0.34 | 0.23 | 61.17 | 1544.665 | 0.84
D | 4002 | 2021-01-12 | 10 | ON | 47.87 | 7.25 | 0.36 | 0.01 | 0.12 | 0.29 | 0 | 0.1 | -0.36 | -0.09 | 0 |  | 0.39 | 0.34 | 0.23 | 56.51 | 1525.604 | 0.78
D | 4002 | 2021-01-12 | 11 | ON | 34.86 | 7.25 | 0.36 | 0.01 | 0.07 | 0.3 | 0 | 0.04 | -0.36 | -0.09 | 0 |  | 0.39 | 0.34 | 0.23 | 43.4 | 1504.679 | 0.74
D | 4002 | 2021-01-12 | 12 | ON | 30.95 | 7.25 | 0.36 | 0.01 | 0.05 | 0.3 | 0 | 0.05 | -0.34 | -0.09 | 0 |  | 0.39 | 0.34 | 0.23 | 39.5 | 1485.017 | 0.72
D | 4002 | 2021-01-12 | 13 | ON | 31.27 | 7.25 | 0.36 | 0.01 | 0.05 | 0.3 | 0 | 0.03 | -0.33 | -0.09 | 0 |  | 0.39 | 0.34 | 0.23 | 39.81 | 1472.998 | 0.72
D | 4002 | 2021-01-12 | 14 | ON | 32.56 | 7.25 | 0.36 | 0.01 | 0.05 | 0.3 | 0 | 0 | -0.32 | -0.09 | -0.01 |  | 0.39 | 0.34 | 0.23 | 41.07 | 1476.077 | 0.71
D | 4002 | 2021-01-12 | 15 | ON | 35.57 | 7.25 | 0.36 | 0.01 | 0.05 | 0.3 | 0 | 0.02 | -0.34 | -0.09 | 0 |  | 0.39 | 0.34 | 0.23 | 44.09 | 1474.105 | 0.72
D | 4002 | 2021-01-12 | 16 | ON | 39.82 | 7.25 | 0.36 | 0.01 | 0.08 | 0.3 | 0 | 0.08 | -0.45 | -0.09 | 0 |  | 0.39 | 0.34 | 0.23 | 48.32 | 1490.842 | 0.75
D | 4002 | 2021-01-12 | 17 | ON | 41.45 | 7.25 | 0.36 | 0.01 | 0.05 | 0.28 | 0 | 0.04 | -0.36 | -0.09 | 0 |  | 0.39 | 0.34 | 0.23 | 49.95 | 1571.142 | 0.7
D | 4002 | 2021-01-12 | 18 | ON | 47.36 | 7.25 | 0.36 | 0.01 | 0.09 | 0.26 | 0 | 0.06 | -0.55 | -0.09 | 0 |  | 0.39 | 0.34 | 0.23 | 55.71 | 1664.462 | 0.72
D | 4002 | 2021-01-12 | 19 | ON | 48.89 | 7.25 | 0.36 | 0.01 | 0.07 | 0.27 | 0 | 0.09 | -0.45 | -0.09 | 0 |  | 0.39 | 0.34 | 0.23 | 57.36 | 1637.337 | 0.71
D | 4002 | 2021-01-12 | 20 | ON | 43.61 | 7.25 | 0.36 | 0.01 | 0.15 | 0.28 | 0 | 0.03 | -0.39 | -0.09 | 0 |  | 0.39 | 0.34 | 0.23 | 52.17 | 1563.047 | 0.8
D | 4002 | 2021-01-12 | 21 | ON | 36.52 | 7.25 | 0.36 | 0.01 | 0.08 | 0.29 | 0 | 0.14 | -0.31 | -0.09 | 0 |  | 0.39 | 0.34 | 0.23 | 45.21 | 1478.266 | 0.74
D | 4002 | 2021-01-12 | 22 | ON | 36.31 | 7.25 | 0.36 | 0.01 | 0.07 | 0.31 | 0 | 0.03 | -0.38 | -0.09 | 0 |  | 0.39 | 0.34 | 0.23 | 44.83 | 1373.253 | 0.75
D | 4002 | 2021-01-12 | 23 | ON | 34.19 | 7.25 | 0.36 | 0.01 | 0.11 | 0.33 | 0 | 0.03 | -0.34 | -0.09 | 0 |  | 0.39 | 0.34 | 0.23 | 42.81 | 1261.317 | 0.81
D | 4002 | 2021-01-12 | 24 | OFF | 32.07 | 7.25 | 0.36 | 0.01 | 0.14 | 0 | 0 | 0.02 | -0.28 | -0.09 | 0 |  | 0.39 | 0.34 | 0.23 | 40.44 | 1172.192 | 0.51
D | 4002 | 2021-01-13 | 1 | OFF | 32.24 | 7.25 | 0.26 | 0.02 | 0.1 | 0 | 0 | 0.07 | -0.3 | -0.09 | 0 |  | 0.39 | 0.34 | 0.23 | 40.51 | 1117.265 | 0.38
D | 4002 | 2021-01-13 | 2 | OFF | 35.68 | 7.25 | 0.26 | 0.02 | 0.04 | 0 | 0 | 0.05 | -0.32 | -0.09 | 0 |  | 0.39 | 0.34 | 0.23 | 43.85 | 1089.112 | 0.32
D | 4002 | 2021-01-13 | 3 | OFF | 34.61 | 7.25 | 0.26 | 0.02 | 0.08 | 0 | 0 | 0.04 | -0.29 | -0.09 | 0 |  | 0.39 | 0.34 | 0.23 | 42.84 | 1078.474 | 0.36
D | 4002 | 2021-01-13 | 4 | OFF | 35.04 | 7.25 | 0.26 | 0.02 | 0.08 | 0 | 0 | 0.05 | -0.31 | -0.09 | 0 |  | 0.39 | 0.34 | 0.23 | 43.26 | 1085.171 | 0.36
D | 4002 | 2021-01-13 | 5 | OFF | 35.9 | 7.25 | 0.26 | 0.02 | 0.07 | 0 | 0 | 0.06 | -0.29 | -0.09 | 0 |  | 0.39 | 0.34 | 0.23 | 44.14 | 1126.17 | 0.35
D | 4002 | 2021-01-13 | 6 | OFF | 36.25 | 7.25 | 0.26 | 0.02 | 0.11 | 0 | 0 | 0.07 | -0.41 | -0.09 | 0 |  | 0.39 | 0.34 | 0.23 | 44.42 | 1220.018 | 0.39
D | 4002 | 2021-01-13 | 7 | OFF | 40.67 | 7.25 | 0.26 | 0.02 | 0.2 | 0 | 0 | 0.05 | -0.44 | -0.09 | 0 |  | 0.39 | 0.34 | 0.23 | 48.88 | 1359.73 | 0.48
D | 4002 | 2021-01-13 | 8 | ON | 50.26 | 7.25 | 0.26 | 0.02 | 0.31 | 0.3 | 0.01 | 0.05 | -0.65 | -0.09 | 0 |  | 0.39 | 0.34 | 0.23 | 58.68 | 1471.386 | 0.9
D | 4002 | 2021-01-13 | 9 | ON | 69.31 | 7.25 | 0.26 | 0.02 | 0.26 | 0.29 | 0.03 | 0.03 | -0.6 | -0.09 | 0 |  | 0.39 | 0.34 | 0.23 | 77.72 | 1517.534 | 0.86
D | 4002 | 2021-01-13 | 10 | ON | 45.74 | 7.25 | 0.26 | 0.02 | 0.12 | 0.3 | 0 | -0.09 | -0.55 | -0.09 | 0 |  | 0.39 | 0.34 | 0.23 | 53.92 | 1519.267 | 0.7
D | 4002 | 2021-01-13 | 11 | ON | 41.39 | 7.25 | 0.26 | 0.02 | 0.08 | 0.3 | 0 | -0.02 | -0.5 | -0.09 | 0 |  | 0.39 | 0.34 | 0.23 | 49.65 | 1518.509 | 0.66
D | 4002 | 2021-01-13 | 12 | ON | 38.9 | 7.25 | 0.26 | 0.02 | 0.06 | 0.31 | 0 | -0.11 | -0.45 | -0.09 | 0 |  | 0.39 | 0.34 | 0.23 | 47.11 | 1519.091 | 0.65
D | 4002 | 2021-01-13 | 13 | ON | 36.62 | 7.25 | 0.26 | 0.02 | 0.1 | 0.24 | 0 | 0.01 | -0.43 | -0.09 | 0 |  | 0.39 | 0.34 | 0.23 | 44.94 | 1483.971 | 0.62
D | 4002 | 2021-01-13 | 14 | ON | 36.91 | 7.25 | 0.26 | 0.02 | 0.12 | 0.27 | 0 | 0 | -0.31 | -0.09 | 0 |  | 0.39 | 0.34 | 0.23 | 45.39 | 1476.185 | 0.67
D | 4002 | 2021-01-13 | 15 | ON | 36.58 | 7.25 | 0.26 | 0.02 | 0.11 | 0.29 | 0 | 0.07 | -0.31 | -0.09 | 0 |  | 0.39 | 0.34 | 0.23 | 45.14 | 1479.093 | 0.68
D | 4002 | 2021-01-13 | 16 | ON | 37.56 | 7.25 | 0.26 | 0.02 | 0.08 | 0.28 | 0 | 0.04 | -0.33 | -0.09 | 0 |  | 0.39 | 0.34 | 0.23 | 46.03 | 1488.042 | 0.64
D | 4002 | 2021-01-13 | 17 | ON | 43.01 | 7.25 | 0.26 | 0.02 | 0.09 | 0.28 | 0.01 | 0.03 | -0.37 | -0.09 | 0 |  | 0.39 | 0.34 | 0.23 | 51.45 | 1562.628 | 0.66
D | 4002 | 2021-01-13 | 18 | ON | 45.94 | 7.25 | 0.26 | 0.02 | 0.07 | 0.27 | 0.01 | 0.04 | -0.57 | -0.09 | 0 |  | 0.39 | 0.34 | 0.23 | 54.16 | 1644.931 | 0.63
D | 4002 | 2021-01-13 | 19 | ON | 48.73 | 7.25 | 0.26 | 0.02 | 0.16 | 0.27 | 0 | 0.03 | -0.42 | -0.09 | 0 |  | 0.39 | 0.34 | 0.23 | 57.17 | 1612.542 | 0.71
D | 4002 | 2021-01-13 | 20 | ON | 39.98 | 7.25 | 0.26 | 0.02 | 0.17 | 0.28 | 0 | 0.02 | -0.38 | -0.09 | 0 |  | 0.39 | 0.34 | 0.23 | 48.47 | 1542.993 | 0.73
D | 4002 | 2021-01-13 | 21 | ON | 35.91 | 7.25 | 0.26 | 0.02 | 0.13 | 0.29 | 0 | 0.01 | -0.41 | -0.09 | 0 |  | 0.39 | 0.34 | 0.23 | 44.33 | 1457.399 | 0.7
D | 4002 | 2021-01-13 | 22 | ON | 34.01 | 7.25 | 0.26 | 0.02 | 0.12 | 0.31 | 0 | 0.08 | -0.46 | -0.09 | 0 |  | 0.39 | 0.34 | 0.23 | 42.46 | 1347.236 | 0.71
D | 4002 | 2021-01-13 | 23 | ON | 32.49 | 7.25 | 0.26 | 0.02 | 0.15 | 0.34 | 0 | 0.07 | -0.5 | -0.09 | 0 |  | 0.39 | 0.34 | 0.23 | 40.95 | 1233.362 | 0.77
D | 4002 | 2021-01-13 | 24 | OFF | 33.18 | 7.25 | 0.26 | 0.02 | 0.13 | 0 | 0 | 0.02 | -0.41 | -0.09 | 0 |  | 0.39 | 0.34 | 0.23 | 41.32 | 1149.965 | 0.41
D | 4002 | 2021-01-14 | 1 | OFF | 34.37 | 7.25 | 0.24 | 0.01 | 0.07 | 0 | 0 | 0.04 | -0.43 | -0.09 | 0 |  | 0.39 | 0.34 | 0.23 | 42.42 | 1093.179 | 0.32
D | 4002 | 2021-01-14 | 2 | OFF | 34.51 | 7.25 | 0.24 | 0.01 | 0.07 | 0 | 0 | 0.03 | -0.38 | -0.09 | 0 |  | 0.39 | 0.34 | 0.23 | 42.6 | 1064.169 | 0.32
D | 4002 | 2021-01-14 | 3 | OFF | 35.53 | 7.25 | 0.24 | 0.01 | 0.06 | 0 | 0 | 0.01 | -0.37 | -0.09 | 0 |  | 0.39 | 0.34 | 0.23 | 43.6 | 1054.644 | 0.31
D | 4002 | 2021-01-14 | 4 | OFF | 35.62 | 7.25 | 0.24 | 0.01 | 0.07 | 0 | 0 | 0.04 | -0.38 | -0.09 | 0 |  | 0.39 | 0.34 | 0.23 | 43.72 | 1059.73 | 0.32
D | 4002 | 2021-01-14 | 5 | OFF | 35.73 | 7.25 | 0.24 | 0.01 | 0.06 | 0 | 0 | 0.02 | -0.43 | -0.09 | 0 |  | 0.39 | 0.34 | 0.23 | 43.75 | 1100.071 | 0.31
D | 4002 | 2021-01-14 | 6 | OFF | 35.33 | 7.25 | 0.24 | 0.01 | 0.21 | 0 | 0 | 0.02 | -0.46 | -0.09 | 0 |  | 0.39 | 0.34 | 0.23 | 43.47 | 1195.721 | 0.46
D | 4002 | 2021-01-14 | 7 | OFF | 33.33 | 7.25 | 0.24 | 0.01 | 0.28 | 0 | 0 | 0.03 | -0.45 | -0.09 | 0 |  | 0.39 | 0.34 | 0.23 | 41.56 | 1339.473 | 0.53
D | 4002 | 2021-01-14 | 8 | ON | 35.54 | 7.25 | 0.24 | 0.01 | 0.23 | 0.3 | 0 | 0.03 | -0.61 | -0.09 | 0 |  | 0.39 | 0.34 | 0.23 | 43.86 | 1447.379 | 0.78
D | 4002 | 2021-01-14 | 9 | ON | 35.76 | 7.25 | 0.24 | 0.01 | 0.08 | 0.29 | 0 | 0.02 | -0.58 | -0.09 | 0 |  | 0.39 | 0.34 | 0.23 | 43.94 | 1490.69 | 0.62
D | 4002 | 2021-01-14 | 10 | ON | 39.82 | 7.25 | 0.24 | 0.01 | 0.14 | 0.29 | 0 | 0.01 | -0.62 | -0.09 | 0 |  | 0.39 | 0.34 | 0.23 | 48.01 | 1500.927 | 0.68
D | 4002 | 2021-01-14 | 11 | ON | 36.2 | 7.25 | 0.24 | 0.01 | 0.11 | 0.3 | 0 | 0.02 | -0.52 | -0.09 | 0 |  | 0.39 | 0.34 | 0.23 | 44.48 | 1500.756 | 0.66
D | 4002 | 2021-01-14 | 12 | ON | 36.35 | 7.25 | 0.24 | 0.01 | 0.12 | 0.3 | 0 | 0.02 | -0.47 | -0.09 | 0 |  | 0.39 | 0.34 | 0.23 | 44.69 | 1506.12 | 0.67
D | 4002 | 2021-01-14 | 13 | ON | 35.36 | 7.25 | 0.24 | 0.01 | 0.13 | 0.3 | 0 | 0.01 | -0.44 | -0.09 | 0 |  | 0.39 | 0.34 | 0.23 | 43.73 | 1506.374 | 0.68
D | 4002 | 2021-01-14 | 14 | ON | 34.79 | 7.25 | 0.24 | 0.01 | 0.1 | 0.3 | 0 | 0 | -0.42 | -0.09 | 0 |  | 0.39 | 0.34 | 0.23 | 43.14 | 1496.18 | 0.65
D | 4002 | 2021-01-14 | 15 | ON | 36.1 | 7.25 | 0.24 | 0.01 | 0.11 | 0.3 | 0 | 0 | -0.43 | -0.09 | 0 |  | 0.39 | 0.34 | 0.23 | 44.45 | 1482.99 | 0.66
D | 4002 | 2021-01-14 | 16 | ON | 35.25 | 7.25 | 0.24 | 0.01 | 0.04 | 0.3 | 0 | 0.04 | -0.44 | -0.09 | 0 |  | 0.39 | 0.34 | 0.23 | 43.56 | 1490.276 | 0.59
D | 4002 | 2021-01-14 | 17 | ON | 35.41 | 7.25 | 0.24 | 0.01 | 0.07 | 0.28 | 0 | 0.07 | -0.48 | -0.09 | 0 |  | 0.39 | 0.34 | 0.23 | 43.72 | 1551.292 | 0.6
D | 4002 | 2021-01-14 | 18 | ON | 47.63 | 7.25 | 0.24 | 0.01 | 0.15 | 0.27 | 0.22 | 0.05 | -0.63 | -0.09 | 0 |  | 0.39 | 0.34 | 0.23 | 56.06 | 1625.839 | 0.89
D | 4002 | 2021-01-14 | 19 | ON | 37.7 | 7.25 | 0.24 | 0.01 | 0.1 | 0.27 | 0 | 0.1 | -0.5 | -0.09 | 0 |  | 0.39 | 0.34 | 0.23 | 46.04 | 1598.977 | 0.62
D | 4002 | 2021-01-14 | 20 | ON | 33.21 | 7.25 | 0.24 | 0.01 | 0.07 | 0.29 | 0 | 0.05 | -0.43 | -0.09 | 0 |  | 0.39 | 0.34 | 0.23 | 41.56 | 1527.027 | 0.61
D | 4002 | 2021-01-14 | 21 | ON | 33.24 | 7.25 | 0.24 | 0.01 | 0.07 | 0.3 | 0 | 0.05 | -0.46 | -0.09 | 0 |  | 0.39 | 0.34 | 0.23 | 41.57 | 1442.935 | 0.62
D | 4002 | 2021-01-14 | 22 | ON | 32.33 | 7.25 | 0.24 | 0.01 | 0.08 | 0.32 | 0 | 0.05 | -0.39 | -0.09 | 0 |  | 0.39 | 0.34 | 0.23 | 40.76 | 1338.308 | 0.65
D | 4002 | 2021-01-14 | 23 | ON | 31.49 | 7.25 | 0.24 | 0.01 | 0.17 | 0.34 | 0 | 0.08 | -0.52 | -0.09 | 0 |  | 0.39 | 0.34 | 0.23 | 39.93 | 1226.59 | 0.76
D | 4002 | 2021-01-14 | 24 | OFF | 28.05 | 7.25 | 0.24 | 0.01 | 0.2 | 0 | 0 | 0.05 | -0.37 | -0.09 | 0 |  | 0.39 | 0.34 | 0.23 | 36.3 | 1136.06 | 0.45
D | 4002 | 2021-01-15 | 1 | OFF | 29.12 | 7.25 | 0.22 | 0.01 | 0.07 | 0 | 0 | 0.1 | -0.22 | -0.09 | 0 |  | 0.39 | 0.34 | 0.23 | 37.42 | 1078.504 | 0.3
D | 4002 | 2021-01-15 | 2 | OFF | 29.28 | 7.25 | 0.22 | 0.01 | 0.05 | 0 | 0 | 0.06 | -0.2 | -0.09 | 0 |  | 0.39 | 0.34 | 0.23 | 37.54 | 1041.878 | 0.28
D | 4002 | 2021-01-15 | 3 | OFF | 27.38 | 7.25 | 0.22 | 0.01 | 0.04 | 0 | 0 | 0.04 | -0.21 | -0.09 | 0 |  | 0.39 | 0.34 | 0.23 | 35.6 | 1028.691 | 0.27
D | 4002 | 2021-01-15 | 4 | OFF | 27.37 | 7.25 | 0.22 | 0.01 | 0.04 | 0 | 0 | 0 | -0.21 | -0.09 | 0 |  | 0.39 | 0.34 | 0.23 | 35.55 | 1031.834 | 0.27
D | 4002 | 2021-01-15 | 5 | OFF | 25.84 | 7.25 | 0.22 | 0.01 | 0.05 | 0 | 0 | -0.01 | -0.19 | -0.09 | 0 |  | 0.39 | 0.34 | 0.23 | 34.04 | 1072.152 | 0.28
D | 4002 | 2021-01-15 | 6 | OFF | 20.57 | 7.25 | 0.22 | 0.01 | 0.11 | 0 | 0 | 0.07 | -0.34 | -0.09 | 0 |  | 0.39 | 0.34 | 0.23 | 28.76 | 1167.765 | 0.34
D | 4002 | 2021-01-15 | 7 | OFF | 25.25 | 7.25 | 0.22 | 0.01 | 0.2 | 0 | 0 | -0.01 | -0.2 | -0.09 | 0 |  | 0.39 | 0.34 | 0.23 | 33.59 | 1303.189 | 0.43
D | 4002 | 2021-01-15 | 8 | ON | 29.13 | 7.25 | 0.22 | 0.01 | 0.18 | 0.31 | 0 | 0.08 | -0.36 | -0.09 | 0 |  | 0.39 | 0.34 | 0.23 | 37.69 | 1413.232 | 0.72
D | 4002 | 2021-01-15 | 9 | ON | 30.1 | 7.25 | 0.22 | 0.01 | 0.08 | 0.3 | 0 | 0.08 | -0.4 | -0.09 | 0 |  | 0.39 | 0.34 | 0.23 | 38.51 | 1461.84 | 0.61
D | 4002 | 2021-01-15 | 10 | ON | 29.28 | 7.25 | 0.22 | 0.01 | 0.09 | 0.3 | 0 | 0.09 | -0.37 | -0.09 | 0 |  | 0.39 | 0.34 | 0.23 | 37.74 | 1452.92 | 0.62
D | 4002 | 2021-01-15 | 11 | ON | 25.43 | 7.25 | 0.22 | 0.01 | 0.07 | 0.31 | 0 | 0.08 | -0.32 | -0.09 | 0 |  | 0.39 | 0.34 | 0.23 | 33.92 | 1428.881 | 0.61
D | 4002 | 2021-01-15 | 12 | ON | 25.44 | 7.25 | 0.22 | 0.01 | 0.05 | 0.31 | 0 | 0.05 | -0.32 | -0.09 | 0 |  | 0.39 | 0.34 | 0.23 | 33.88 | 1402.168 | 0.59
D | 4002 | 2021-01-15 | 13 | ON | 25.45 | 7.25 | 0.22 | 0.01 | 0.05 | 0.31 | 0 | 0.05 | -0.28 | -0.09 | 0 |  | 0.39 | 0.34 | 0.23 | 33.93 | 1380.389 | 0.59
D | 4002 | 2021-01-15 | 14 | ON | 25.38 | 7.25 | 0.22 | 0.01 | 0.05 | 0.31 | 0 | 0.06 | -0.28 | -0.09 | 0 |  | 0.39 | 0.34 | 0.23 | 33.87 | 1383.412 | 0.59
D | 4002 | 2021-01-15 | 15 | ON | 25.48 | 7.25 | 0.22 | 0.01 | 0.05 | 0.31 | 0 | 0.05 | -0.27 | -0.09 | 0 |  | 0.39 | 0.34 | 0.23 | 33.97 | 1387.106 | 0.59
D | 4002 | 2021-01-15 | 16 | ON | 25.66 | 7.25 | 0.22 | 0.01 | 0.05 | 0.31 | 0 | 0.04 | -0.3 | -0.09 | 0 |  | 0.39 | 0.34 | 0.23 | 34.11 | 1403.92 | 0.59
D | 4002 | 2021-01-15 | 17 | ON | 25.18 | 7.25 | 0.22 | 0.01 | 0.05 | 0.29 | 0 | 0.09 | -0.33 | -0.09 | 0 |  | 0.39 | 0.34 | 0.23 | 33.63 | 1473.47 | 0.57
D | 4002 | 2021-01-15 | 18 | ON | 26.62 | 7.25 | 0.22 | 0.01 | 0.05 | 0.28 | 0 | 0.08 | -0.36 | -0.09 | 0 |  | 0.39 | 0.34 | 0.23 | 35.02 | 1556.574 | 0.56
D | 4002 | 2021-01-15 | 19 | ON | 26.27 | 7.25 | 0.22 | 0.01 | 0.04 | 0.28 | 0 | 0.07 | -0.3 | -0.09 | 0 |  | 0.39 | 0.34 | 0.23 | 34.71 | 1532.665 | 0.55
D | 4002 | 2021-01-15 | 20 | ON | 25.26 | 7.25 | 0.22 | 0.01 | 0.04 | 0.29 | 0 | 0.06 | -0.27 | -0.09 | 0 |  | 0.39 | 0.34 | 0.23 | 33.73 | 1473.022 | 0.56
D | 4002 | 2021-01-15 | 21 | ON | 24.86 | 7.25 | 0.22 | 0.01 | 0.04 | 0.31 | 0 | 0.08 | -0.28 | -0.09 | 0 |  | 0.39 | 0.34 | 0.23 | 33.36 | 1403.253 | 0.58
D | 4002 | 2021-01-15 | 22 | ON | 23.92 | 7.25 | 0.22 | 0.01 | 0.06 | 0.32 | 0 | 0.05 | -0.27 | -0.09 | 0 |  | 0.39 | 0.34 | 0.23 | 32.43 | 1315.997 | 0.61
D | 4002 | 2021-01-15 | 23 | ON | 19.69 | 7.25 | 0.22 | 0.01 | 0.15 | 0.35 | 0 | 0.06 | -0.32 | -0.09 | 0 |  | 0.39 | 0.34 | 0.23 | 28.28 | 1214.1 | 0.73
D | 4002 | 2021-01-15 | 24 | OFF | 16.69 | 7.25 | 0.22 | 0.01 | 0.15 | 0 | 0 | 0.04 | -0.17 | -0.09 | 0 |  | 0.39 | 0.34 | 0.23 | 25.06 | 1128.374 | 0.38
D | 4002 | 2021-01-16 | 1 | OFF | 22.07 | 7.25 | 0.46 | 0.04 | 0.11 | 0 | 0 | 0.01 | -0.14 | -0.09 | 0 |  | 0.39 | 0.34 | 0.23 | 30.67 | 1058.148 | 0.61
D | 4002 | 2021-01-16 | 2 | OFF | 11.38 | 7.25 | 0.46 | 0.04 | 0.15 | 0 | 0 | 0.03 | -0.13 | -0.09 | 0 |  | 0.39 | 0.34 | 0.23 | 20.05 | 1017.438 | 0.65
D | 4002 | 2021-01-16 | 3 | OFF | 18.9 | 7.25 | 0.46 | 0.04 | 0.1 | 0 | 0 | 0.02 | -0.11 | -0.09 | 0 |  | 0.39 | 0.34 | 0.23 | 27.53 | 995.146 | 0.6
D | 4002 | 2021-01-16 | 4 | OFF | 14.98 | 7.25 | 0.46 | 0.04 | 0.05 | 0 | 0 | 0.03 | -0.09 | -0.09 | 0 |  | 0.39 | 0.34 | 0.23 | 23.59 | 991.369 | 0.55
D | 4002 | 2021-01-16 | 5 | OFF | 17.66 | 7.25 | 0.46 | 0.04 | 0.04 | 0 | 0 | 0.02 | -0.06 | -0.09 | 0 |  | 0.39 | 0.34 | 0.23 | 26.28 | 1004.129 | 0.54
D | 4002 | 2021-01-16 | 6 | OFF | 13.71 | 7.25 | 0.46 | 0.04 | 0.26 | 0 | 0 | 0 | -0.03 | -0.09 | 0 |  | 0.39 | 0.34 | 0.23 | 22.56 | 1044.015 | 0.76
D | 4002 | 2021-01-16 | 7 | OFF | 13.71 | 7.25 | 0.46 | 0.04 | 0.37 | 0 | 0 | 0.01 | -0.08 | -0.09 | 0 |  | 0.39 | 0.34 | 0.23 | 22.63 | 1111.318 | 0.87
D | 4002 | 2021-01-16 | 8 | OFF | 20.88 | 7.25 | 0.46 | 0.04 | 0.2 | 0 | 0 | 0.02 | -0.11 | -0.09 | 0 |  | 0.39 | 0.34 | 0.23 | 29.61 | 1203.621 | 0.7
D | 4002 | 2021-01-16 | 9 | OFF | 20.97 | 7.25 | 0.46 | 0.04 | 0.07 | 0 | 0 | 0.02 | -0.16 | -0.09 | 0 |  | 0.39 | 0.34 | 0.23 | 29.52 | 1299.016 | 0.57
D | 4002 | 2021-01-16 | 10 | OFF | 22.18 | 7.25 | 0.46 | 0.04 | 0.08 | 0 | 0 | 0.01 | -0.2 | -0.09 | 0 |  | 0.39 | 0.34 | 0.23 | 30.69 | 1386.776 | 0.58
D | 4002 | 2021-01-16 | 11 | OFF | 34.12 | 7.25 | 0.46 | 0.04 | 0.06 | 0 | 0 | 0.04 | -0.32 | -0.09 | 0 |  | 0.39 | 0.34 | 0.23 | 42.52 | 1435.865 | 0.56
D | 4002 | 2021-01-16 | 12 | OFF | 35.62 | 7.25 | 0.46 | 0.04 | 0.06 | 0 | 0 | 0.04 | -0.31 | -0.09 | 0 |  | 0.39 | 0.34 | 0.23 | 44.03 | 1451.454 | 0.56
D | 4002 | 2021-01-16 | 13 | OFF | 33.73 | 7.25 | 0.46 | 0.04 | 0.07 | 0 | 0 | 0.02 | -0.32 | -0.09 | 0 |  | 0.39 | 0.34 | 0.23 | 42.12 | 1441.009 | 0.57
D | 4002 | 2021-01-16 | 14 | OFF | 26.27 | 7.25 | 0.46 | 0.04 | 0.07 | 0 | 0 | 0.03 | -0.28 | -0.09 | 0 |  | 0.39 | 0.34 | 0.23 | 34.71 | 1404.089 | 0.57
D | 4002 | 2021-01-16 | 15 | OFF | 20.26 | 7.25 | 0.46 | 0.04 | 0.08 | 0 | 0 | 0.01 | -0.3 | -0.09 | 0 |  | 0.39 | 0.34 | 0.23 | 28.67 | 1374.102 | 0.58
D | 4002 | 2021-01-16 | 16 | OFF | 21.66 | 7.25 | 0.46 | 0.04 | 0.07 | 0 | 0 | 0.01 | -0.3 | -0.09 | 0 |  | 0.39 | 0.34 | 0.23 | 30.06 | 1360.645 | 0.57
D | 4002 | 2021-01-16 | 17 | OFF | 25.38 | 7.25 | 0.46 | 0.04 | 0.05 | 0 | 0 | 0.01 | -0.3 | -0.09 | 0 |  | 0.39 | 0.34 | 0.23 | 33.76 | 1418.291 | 0.55
D | 4002 | 2021-01-16 | 18 | OFF | 41.27 | 7.25 | 0.46 | 0.04 | 0.23 | 0 | 0 | 0.28 | -0.46 | -0.09 | 0 |  | 0.39 | 0.34 | 0.23 | 49.94 | 1484.677 | 0.73
D | 4002 | 2021-01-16 | 19 | OFF | 35.59 | 7.25 | 0.46 | 0.04 | 0.24 | 0 | 0 | 0.09 | -0.34 | -0.09 | 0 |  | 0.39 | 0.34 | 0.23 | 44.2 | 1454.705 | 0.74
D | 4002 | 2021-01-16 | 20 | OFF | 28.81 | 7.25 | 0.46 | 0.04 | 0.21 | 0 | 0 | 0.04 | -0.35 | -0.09 | 0 |  | 0.39 | 0.34 | 0.23 | 37.33 | 1382.216 | 0.71
D | 4002 | 2021-01-16 | 21 | OFF | 20.61 | 7.25 | 0.46 | 0.04 | 0.06 | 0 | 0 | 0.02 | -0.35 | -0.09 | 0 |  | 0.39 | 0.34 | 0.23 | 28.96 | 1313.271 | 0.56
D | 4002 | 2021-01-16 | 22 | OFF | 19.04 | 7.25 | 0.46 | 0.04 | 0.07 | 0 | 0 | 0 | -0.31 | -0.09 | 0 |  | 0.39 | 0.34 | 0.23 | 27.42 | 1237.792 | 0.57
D | 4002 | 2021-01-16 | 23 | OFF | 26.74 | 7.25 | 0.46 | 0.04 | 0.19 | 0 | 0.15 | 0.25 | -0.38 | -0.09 | 0 |  | 0.39 | 0.34 | 0.23 | 35.57 | 1154.005 | 0.84
D | 4002 | 2021-01-16 | 24 | OFF | 16.6 | 7.25 | 0.46 | 0.04 | 0.21 | 0 | 0 | 0.02 | -0.32 | -0.09 | 0 |  | 0.39 | 0.34 | 0.23 | 25.13 | 1080.809 | 0.71
D | 4002 | 2021-01-17 | 1 | OFF | 50.08 | 7.25 | 0.12 | 0.09 | 0.52 | 0 | 0.3 | -0.03 | -0.32 | -0.09 | 0 |  | 0.39 | 0.34 | 0.23 | 58.88 | 1020.589 | 1.03
D | 4002 | 2021-01-17 | 2 | OFF | 41.74 | 7.25 | 0.12 | 0.09 | 0.26 | 0 | 0.23 | -0.06 | -0.27 | -0.09 | 0 |  | 0.39 | 0.34 | 0.23 | 50.23 | 987.826 | 0.7
D | 4002 | 2021-01-17 | 3 | OFF | 30.33 | 7.25 | 0.12 | 0.09 | 0.1 | 0 | 0.05 | -0.02 | -0.18 | -0.09 | 0 |  | 0.39 | 0.34 | 0.23 | 38.61 | 969.228 | 0.36
D | 4002 | 2021-01-17 | 4 | OFF | 27.9 | 7.25 | 0.12 | 0.09 | 0.15 | 0 | 0 | -0.02 | -0.18 | -0.09 | 0 |  | 0.39 | 0.34 | 0.23 | 36.18 | 967.596 | 0.36
D | 4002 | 2021-01-17 | 5 | OFF | 28.78 | 7.25 | 0.12 | 0.09 | 0.13 | 0 | 0 | 0.03 | -0.16 | -0.09 | 0 |  | 0.39 | 0.34 | 0.23 | 37.11 | 982.262 | 0.34
D | 4002 | 2021-01-17 | 6 | OFF | 28.25 | 7.25 | 0.12 | 0.09 | 0.09 | 0 | 0 | -0.01 | -0.24 | -0.09 | 0 |  | 0.39 | 0.34 | 0.23 | 36.42 | 1018.516 | 0.3
D | 4002 | 2021-01-17 | 7 | OFF | 25.54 | 7.25 | 0.12 | 0.09 | 0.15 | 0 | 0 | 0 | -0.25 | -0.09 | 0 |  | 0.39 | 0.34 | 0.23 | 33.77 | 1077.177 | 0.36
D | 4002 | 2021-01-17 | 8 | OFF | 23.03 | 7.25 | 0.12 | 0.09 | 0.19 | 0 | 0 | 0.08 | -0.31 | -0.09 | 0 |  | 0.39 | 0.34 | 0.23 | 31.32 | 1146.359 | 0.4
D | 4002 | 2021-01-17 | 9 | OFF | 28.61 | 7.25 | 0.12 | 0.09 | 0.17 | 0 | 0.3 | 0.05 | -0.33 | -0.09 | 0 |  | 0.39 | 0.34 | 0.23 | 37.13 | 1223.105 | 0.68
D | 4002 | 2021-01-17 | 10 | OFF | 20.69 | 7.25 | 0.12 | 0.09 | 0.1 | 0 | 0 | 0.03 | -0.26 | -0.09 | 0 |  | 0.39 | 0.34 | 0.23 | 28.89 | 1285.534 | 0.31
D | 4002 | 2021-01-17 | 11 | OFF | 22.97 | 7.25 | 0.12 | 0.09 | 0.14 | 0 | 0 | 0.05 | -0.27 | -0.09 | 0 |  | 0.39 | 0.34 | 0.23 | 31.22 | 1325.686 | 0.35
D | 4002 | 2021-01-17 | 12 | OFF | 20.89 | 7.25 | 0.12 | 0.09 | 0.2 | 0 | 0 | -0.01 | -0.22 | -0.09 | 0 |  | 0.39 | 0.34 | 0.23 | 29.19 | 1357.767 | 0.41
D | 4002 | 2021-01-17 | 13 | OFF | 32.25 | 7.25 | 0.12 | 0.09 | 0.09 | 0 | 0 | 0.02 | -0.32 | -0.09 | 0 |  | 0.39 | 0.34 | 0.23 | 40.37 | 1364.243 | 0.3
D | 4002 | 2021-01-17 | 14 | OFF | 34.7 | 7.25 | 0.12 | 0.09 | 0.06 | 0 | 0 | 0.02 | -0.35 | -0.09 | 0 |  | 0.39 | 0.34 | 0.23 | 42.76 | 1352.097 | 0.27
D | 4002 | 2021-01-17 | 15 | OFF | 35.29 | 7.25 | 0.12 | 0.09 | 0.1 | 0 | 0 | 0.03 | -0.39 | -0.09 | 0 |  | 0.39 | 0.34 | 0.23 | 43.36 | 1340.986 | 0.31
D | 4002 | 2021-01-17 | 16 | OFF | 30.52 | 7.25 | 0.12 | 0.09 | 0.1 | 0 | 0 | 0.04 | -0.32 | -0.09 | 0 |  | 0.39 | 0.34 | 0.23 | 38.67 | 1355.453 | 0.31
D | 4002 | 2021-01-17 | 17 | OFF | 38.37 | 7.25 | 0.12 | 0.09 | 0.18 | 0 | 0 | 0.08 | -0.4 | -0.09 | 0 |  | 0.39 | 0.34 | 0.23 | 46.56 | 1436.874 | 0.39
D | 4002 | 2021-01-17 | 18 | OFF | 48.88 | 7.25 | 0.12 | 0.09 | 0.18 | 0 | 0.06 | 0.11 | -0.55 | -0.09 | 0 |  | 0.39 | 0.34 | 0.23 | 57.01 | 1527.793 | 0.45
D | 4002 | 2021-01-17 | 19 | OFF | 38.04 | 7.25 | 0.12 | 0.09 | 0.16 | 0 | 0 | 0.06 | -0.44 | -0.09 | 0 |  | 0.39 | 0.34 | 0.23 | 46.15 | 1499.649 | 0.37
D | 4002 | 2021-01-17 | 20 | OFF | 31.47 | 7.25 | 0.12 | 0.09 | 0.14 | 0 | 0 | 0.04 | -0.36 | -0.09 | 0 |  | 0.39 | 0.34 | 0.23 | 39.62 | 1417.191 | 0.35
D | 4002 | 2021-01-17 | 21 | OFF | 28.76 | 7.25 | 0.12 | 0.09 | 0.1 | 0 | 0 | 0.02 | -0.33 | -0.09 | 0 |  | 0.39 | 0.34 | 0.23 | 36.88 | 1341.694 | 0.31
D | 4002 | 2021-01-17 | 22 | OFF | 26.99 | 7.25 | 0.12 | 0.09 | 0.12 | 0 | 0 | 0.04 | -0.32 | -0.09 | 0 |  | 0.39 | 0.34 | 0.23 | 35.16 | 1253.223 | 0.33
D | 4002 | 2021-01-17 | 23 | OFF | 18.42 | 7.25 | 0.12 | 0.09 | 0.13 | 0 | 0 | 0.03 | -0.34 | -0.09 | 0 |  | 0.39 | 0.34 | 0.23 | 26.57 | 1162.118 | 0.34
D | 4002 | 2021-01-17 | 24 | OFF | 16.84 | 7.25 | 0.12 | 0.09 | 0.14 | 0 | 0 | 0.03 | -0.3 | -0.09 | 0 |  | 0.39 | 0.34 | 0.23 | 25.04 | 1082.689 | 0.35
D | 4002 | 2021-01-18 | 1 | OFF | 19.01 | 7.25 | 0.25 | 0.53 | 0.15 | 0 | 0 | 0.01 | -0.11 | -0.09 | 0 |  | 0.39 | 0.34 | 0.23 | 27.96 | 1031.785 | 0.93
D | 4002 | 2021-01-18 | 2 | OFF | 22.02 | 7.25 | 0.25 | 0.53 | 0.08 | 0 | 0 | 0.03 | -0.14 | -0.09 | 0 |  | 0.39 | 0.34 | 0.23 | 30.89 | 1003.533 | 0.86
D | 4002 | 2021-01-18 | 3 | OFF | 20.63 | 7.25 | 0.25 | 0.53 | 0.14 | 0 | 0 | 0.02 | -0.12 | -0.09 | 0 |  | 0.39 | 0.34 | 0.23 | 29.57 | 991.984 | 0.92
D | 4002 | 2021-01-18 | 4 | OFF | 19.23 | 7.25 | 0.25 | 0.53 | 0.06 | 0 | 0 | -0.02 | -0.15 | -0.09 | 0 |  | 0.39 | 0.34 | 0.23 | 28.02 | 999.579 | 0.84
D | 4002 | 2021-01-18 | 5 | OFF | 23.96 | 7.25 | 0.25 | 0.53 | 0.08 | 0 | 0 | 0.02 | -0.1 | -0.09 | 0 |  | 0.39 | 0.34 | 0.23 | 32.86 | 1032.349 | 0.86
D | 4002 | 2021-01-18 | 6 | OFF | 29.53 | 7.25 | 0.25 | 0.53 | 0.26 | 0 | 0 | 0.02 | -0.19 | -0.09 | 0 |  | 0.39 | 0.34 | 0.23 | 38.52 | 1115.404 | 1.04
D | 4002 | 2021-01-18 | 7 | OFF | 32.3 | 7.25 | 0.25 | 0.53 | 0.23 | 0 | 0 | 0.03 | -0.26 | -0.09 | 0 |  | 0.39 | 0.34 | 0.23 | 41.2 | 1225.946 | 1.01
D | 4002 | 2021-01-18 | 8 | ON | 32.79 | 7.25 | 0.25 | 0.53 | 0.21 | 0.32 | 0 | 0.03 | -0.32 | -0.09 | 0 |  | 0.39 | 0.34 | 0.23 | 41.93 | 1320.775 | 1.31
D | 4002 | 2021-01-18 | 9 | ON | 32.02 | 7.25 | 0.25 | 0.53 | 0.16 | 0.32 | 0 | 0.04 | -0.29 | -0.09 | 0 |  | 0.39 | 0.34 | 0.23 | 41.15 | 1382.171 | 1.26
D | 4002 | 2021-01-18 | 10 | ON | 28.89 | 7.25 | 0.25 | 0.53 | 0.1 | 0.32 | 0 | 0.02 | -0.28 | -0.09 | 0 |  | 0.39 | 0.34 | 0.23 | 37.95 | 1413.962 | 1.2
D | 4002 | 2021-01-18 | 11 | ON | 29.55 | 7.25 | 0.25 | 0.53 | 0.08 | 0.32 | 0 | 0.05 | -0.27 | -0.09 | 0 |  | 0.39 | 0.34 | 0.23 | 38.63 | 1436.904 | 1.18
D | 4002 | 2021-01-18 | 12 | ON | 28.39 | 7.25 | 0.25 | 0.53 | 0.11 | 0.31 | 0 | 0.01 | -0.24 | -0.09 | 0 |  | 0.39 | 0.34 | 0.23 | 37.48 | 1454.79 | 1.2
D | 4002 | 2021-01-18 | 13 | ON | 31.51 | 7.25 | 0.25 | 0.53 | 0.07 | 0.31 | 0 | 0.03 | -0.25 | -0.09 | 0 |  | 0.39 | 0.34 | 0.23 | 40.57 | 1457.478 | 1.16
D | 4002 | 2021-01-18 | 14 | ON | 32.03 | 7.25 | 0.25 | 0.53 | 0.07 | 0.3 | 0 | 0.02 | -0.27 | -0.09 | 0 |  | 0.39 | 0.34 | 0.23 | 41.05 | 1451.316 | 1.15
D | 4002 | 2021-01-18 | 15 | ON | 27.29 | 7.25 | 0.25 | 0.53 | 0.08 | 0.3 | 0 | 0.01 | -0.26 | -0.09 | 0 |  | 0.39 | 0.34 | 0.23 | 36.32 | 1447.477 | 1.16
D | 4002 | 2021-01-18 | 16 | ON | 29.71 | 7.25 | 0.25 | 0.53 | 0.08 | 0.3 | 0 | 0.03 | -0.25 | -0.09 | 0 |  | 0.39 | 0.34 | 0.23 | 38.77 | 1460.727 | 1.16
D | 4002 | 2021-01-18 | 17 | ON | 35.93 | 7.25 | 0.25 | 0.53 | 0.07 | 0.28 | 0 | 0 | -0.2 | -0.09 | 0 |  | 0.39 | 0.34 | 0.23 | 44.98 | 1528.686 | 1.13
D | 4002 | 2021-01-18 | 18 | ON | 45.66 | 7.25 | 0.25 | 0.53 | 0.08 | 0.26 | 0 | 0.08 | -0.43 | -0.09 | 0 |  | 0.39 | 0.34 | 0.23 | 54.55 | 1638.674 | 1.12
D | 4002 | 2021-01-18 | 19 | ON | 42.74 | 7.25 | 0.25 | 0.53 | 0.06 | 0.27 | 0 | 0.05 | -0.39 | -0.09 | 0 |  | 0.39 | 0.34 | 0.23 | 51.63 | 1613.481 | 1.11
D | 4002 | 2021-01-18 | 20 | ON | 42.6 | 7.25 | 0.25 | 0.53 | 0.08 | 0.27 | 0 | 0.05 | -0.36 | -0.09 | 0 |  | 0.39 | 0.34 | 0.23 | 51.54 | 1545.627 | 1.13
D | 4002 | 2021-01-18 | 21 | ON | 35.54 | 7.25 | 0.25 | 0.53 | 0.07 | 0.29 | 0 | 0.03 | -0.28 | -0.09 | 0 |  | 0.39 | 0.34 | 0.23 | 44.55 | 1468.789 | 1.14
D | 4002 | 2021-01-18 | 22 | ON | 27.48 | 7.25 | 0.25 | 0.53 | 0.1 | 0.3 | 0 | 0.01 | -0.28 | -0.09 | 0 |  | 0.39 | 0.34 | 0.23 | 36.51 | 1369.839 | 1.18
D | 4002 | 2021-01-18 | 23 | ON | 28.95 | 7.25 | 0.25 | 0.53 | 0.16 | 0.33 | 0 | 0.02 | -0.36 | -0.09 | 0 |  | 0.39 | 0.34 | 0.23 | 38 | 1266.142 | 1.27
D | 4002 | 2021-01-18 | 24 | OFF | 27.36 | 7.25 | 0.25 | 0.53 | 0.22 | 0 | 0 | -0.02 | -0.27 | -0.09 | 0 |  | 0.39 | 0.34 | 0.23 | 36.19 | 1191.017 | 1
D | 4002 | 2021-01-19 | 1 | OFF | 24.04 | 7.25 | 0.43 | 0.03 | 0.08 | 0 | 0 | -0.01 | -0.29 | -0.09 | 0 |  | 0.39 | 0.34 | 0.23 | 32.4 | 1140.77 | 0.54
D | 4002 | 2021-01-19 | 2 | OFF | 23.16 | 7.25 | 0.43 | 0.03 | 0.05 | 0 | 0 | 0.04 | -0.25 | -0.09 | 0 |  | 0.39 | 0.34 | 0.23 | 31.58 | 1117.758 | 0.51
D | 4002 | 2021-01-19 | 3 | OFF | 21.33 | 7.25 | 0.43 | 0.03 | 0.05 | 0 | 0 | -0.01 | -0.24 | -0.09 | 0 |  | 0.39 | 0.34 | 0.23 | 29.71 | 1115.422 | 0.51
D | 4002 | 2021-01-19 | 4 | OFF | 21.54 | 7.25 | 0.43 | 0.03 | 0.04 | 0 | 0 | 0 | -0.25 | -0.09 | 0 |  | 0.39 | 0.34 | 0.23 | 29.91 | 1123.454 | 0.5
D | 4002 | 2021-01-19 | 5 | OFF | 20.13 | 7.25 | 0.43 | 0.03 | 0.04 | 0 | 0 | -0.01 | -0.24 | -0.09 | 0 |  | 0.39 | 0.34 | 0.23 | 28.5 | 1163.502 | 0.5
D | 4002 | 2021-01-19 | 6 | OFF | 26.4 | 7.25 | 0.43 | 0.03 | 0.12 | 0 | 0 | 0.02 | -0.39 | -0.09 | 0 |  | 0.39 | 0.34 | 0.23 | 34.73 | 1264.778 | 0.58
D | 4002 | 2021-01-19 | 7 | OFF | 29.35 | 7.25 | 0.43 | 0.03 | 0.17 | 0 | 0 | -0.02 | -0.3 | -0.09 | 0 |  | 0.39 | 0.34 | 0.23 | 37.78 | 1411.721 | 0.63
D | 4002 | 2021-01-19 | 8 | ON | 48.35 | 7.25 | 0.43 | 0.03 | 0.35 | 0.29 | 0.22 | 0.07 | -0.4 | -0.09 | 0 |  | 0.39 | 0.34 | 0.23 | 57.46 | 1512.405 | 1.32
D | 4002 | 2021-01-19 | 9 | ON | 43.69 | 7.25 | 0.43 | 0.03 | 0.19 | 0.24 | 0.06 | 0.06 | -0.35 | -0.09 | 0 |  | 0.39 | 0.34 | 0.23 | 52.47 | 1547.056 | 0.95
D | 4002 | 2021-01-19 | 10 | ON | 29.56 | 7.25 | 0.43 | 0.03 | 0.17 | 0.24 | 0 | 0.04 | -0.2 | -0.09 | 0 |  | 0.39 | 0.34 | 0.23 | 38.39 | 1534.226 | 0.87
D | 4002 | 2021-01-19 | 11 | ON | 34.73 | 7.25 | 0.43 | 0.03 | 0.05 | 0.3 | 0 | 0.05 | -0.29 | -0.09 | 0 |  | 0.39 | 0.34 | 0.23 | 43.42 | 1508.482 | 0.81
D | 4002 | 2021-01-19 | 12 | ON | 35.76 | 7.25 | 0.43 | 0.03 | 0.04 | 0.3 | 0 | 0.04 | -0.25 | -0.09 | 0 |  | 0.39 | 0.34 | 0.23 | 44.47 | 1496.113 | 0.8
D | 4002 | 2021-01-19 | 13 | ON | 35.76 | 7.25 | 0.43 | 0.03 | 0.04 | 0.3 | 0 | 0.05 | -0.23 | -0.09 | 0 |  | 0.39 | 0.34 | 0.23 | 44.5 | 1500.944 | 0.8
D | 4002 | 2021-01-19 | 14 | ON | 36.53 | 7.25 | 0.43 | 0.03 | 0.05 | 0.3 | 0 | -0.01 | -0.23 | -0.09 | 0 |  | 0.39 | 0.34 | 0.23 | 45.22 | 1503.353 | 0.81
D | 4002 | 2021-01-19 | 15 | ON | 39.93 | 7.25 | 0.43 | 0.03 | 0.06 | 0.3 | 0 | 0.03 | -0.26 | -0.09 | 0 |  | 0.39 | 0.34 | 0.23 | 48.64 | 1496.56 | 0.82
D | 4002 | 2021-01-19 | 16 | ON | 45.31 | 7.25 | 0.43 | 0.03 | 0.1 | 0.29 | 0 | 0.06 | -0.36 | -0.09 | 0 |  | 0.39 | 0.34 | 0.23 | 53.98 | 1504.47 | 0.85
D | 4002 | 2021-01-19 | 17 | ON | 48.91 | 7.25 | 0.43 | 0.03 | 0.16 | 0.28 | 0 | 0.12 | -0.32 | -0.09 | 0 |  | 0.39 | 0.34 | 0.23 | 57.73 | 1566.252 | 0.9
D | 4002 | 2021-01-19 | 18 | ON | 56.58 | 7.25 | 0.43 | 0.03 | 0.16 | 0.26 | 0.03 | 0.06 | -0.41 | -0.09 | 0 |  | 0.39 | 0.34 | 0.23 | 65.26 | 1669.299 | 0.91
D | 4002 | 2021-01-19 | 19 | ON | 51.49 | 7.25 | 0.43 | 0.03 | 0.12 | 0.27 | 0.04 | 0.1 | -0.32 | -0.09 | 0 |  | 0.39 | 0.34 | 0.23 | 60.28 | 1646.592 | 0.89
D | 4002 | 2021-01-19 | 20 | ON | 45.54 | 7.25 | 0.43 | 0.03 | 0.13 | 0.28 | 0 | 0.05 | -0.33 | -0.09 | 0 |  | 0.39 | 0.34 | 0.23 | 54.25 | 1573.989 | 0.87
D | 4002 | 2021-01-19 | 21 | ON | 42.91 | 7.25 | 0.43 | 0.03 | 0.13 | 0.29 | 0 | 0.01 | -0.37 | -0.09 | 0 |  | 0.39 | 0.34 | 0.23 | 51.55 | 1493.804 | 0.88
D | 4002 | 2021-01-19 | 22 | ON | 38.07 | 7.25 | 0.43 | 0.03 | 0.07 | 0.31 | 0 | 0.04 | -0.28 | -0.09 | 0 |  | 0.39 | 0.34 | 0.23 | 46.79 | 1389.544 | 0.84
D | 4002 | 2021-01-19 | 23 | ON | 36.66 | 7.25 | 0.43 | 0.03 | 0.13 | 0.33 | 0 | 0.02 | -0.39 | -0.09 | 0 |  | 0.39 | 0.34 | 0.23 | 45.33 | 1284.561 | 0.92
D | 4002 | 2021-01-19 | 24 | OFF | 35.98 | 7.25 | 0.43 | 0.03 | 0.14 | 0 | 0 | 0.05 | -0.26 | -0.09 | 0 |  | 0.39 | 0.34 | 0.23 | 44.49 | 1204.994 | 0.6
D | 4002 | 2021-01-20 | 1 | OFF | 36.2 | 7.25 | 2.52 | 0.03 | 0.08 | 0 | 0 | 0.02 | -0.35 | -0.09 | 0 |  | 0.39 | 0.34 | 0.23 | 46.62 | 1149.288 | 2.63
D | 4002 | 2021-01-20 | 2 | OFF | 36.15 | 7.25 | 2.52 | 0.03 | 0.07 | 0 | 0 | 0.05 | -0.29 | -0.09 | 0 |  | 0.39 | 0.34 | 0.23 | 46.65 | 1118.738 | 2.62
D | 4002 | 2021-01-20 | 3 | OFF | 35.31 | 7.25 | 2.52 | 0.03 | 0.06 | 0 | 0 | 0.04 | -0.27 | -0.09 | 0 |  | 0.39 | 0.34 | 0.23 | 45.81 | 1107.171 | 2.61
D | 4002 | 2021-01-20 | 4 | OFF | 35.54 | 7.25 | 2.52 | 0.03 | 0.06 | 0 | 0 | 0.07 | -0.29 | -0.09 | 0 |  | 0.39 | 0.34 | 0.23 | 46.05 | 1111.665 | 2.61
D | 4002 | 2021-01-20 | 5 | OFF | 37.57 | 7.25 | 2.52 | 0.03 | 0.07 | 0 | 0 | 0.11 | -0.34 | -0.09 | 0 |  | 0.39 | 0.34 | 0.23 | 48.08 | 1146.919 | 2.62
D | 4002 | 2021-01-20 | 6 | OFF | 47.47 | 7.25 | 2.52 | 0.03 | 0.34 | 0 | 0 | 0.2 | -0.37 | -0.09 | 0 |  | 0.39 | 0.34 | 0.23 | 58.31 | 1240.156 | 2.89
D | 4002 | 2021-01-20 | 7 | OFF | 46.7 | 7.25 | 2.52 | 0.03 | 0.31 | 0 | 0 | 0.03 | -0.51 | -0.09 | 0 |  | 0.39 | 0.34 | 0.23 | 57.2 | 1381.885 | 2.86
D | 4002 | 2021-01-20 | 8 | ON | 49.32 | 7.25 | 2.52 | 0.03 | 0.23 | 0.28 | 0 | 0.07 | -0.5 | -0.09 | 0 |  | 0.39 | 0.34 | 0.23 | 60.07 | 1488.269 | 3.06
D | 4002 | 2021-01-20 | 9 | ON | 43.07 | 7.25 | 2.52 | 0.03 | 0.11 | 0.27 | 0 | 0.03 | -0.48 | -0.09 | 0 |  | 0.39 | 0.34 | 0.23 | 53.67 | 1522.189 | 2.93
D | 4002 | 2021-01-20 | 10 | ON | 48.96 | 7.25 | 2.52 | 0.03 | 0.09 | 0.27 | 0 | 0.08 | -0.35 | -0.09 | 0 |  | 0.39 | 0.34 | 0.23 | 59.72 | 1519.33 | 2.91
D | 4002 | 2021-01-20 | 11 | ON | 45.49 | 7.25 | 2.52 | 0.03 | 0.1 | 0.28 | 0 | 0.03 | -0.4 | -0.09 | 0 |  | 0.39 | 0.34 | 0.23 | 56.17 | 1505.684 | 2.93
D | 4002 | 2021-01-20 | 12 | ON | 41.33 | 7.25 | 2.52 | 0.03 | 0.11 | 0.29 | 0 | 0.06 | -0.33 | -0.09 | 0 |  | 0.39 | 0.34 | 0.23 | 52.13 | 1486.018 | 2.95
D | 4002 | 2021-01-20 | 13 | ON | 33.13 | 7.25 | 2.52 | 0.03 | 0.09 | 0.3 | 0 | 0 | -0.32 | -0.09 | 0 |  | 0.39 | 0.34 | 0.23 | 43.87 | 1482.489 | 2.94
D | 4002 | 2021-01-20 | 14 | ON | 37.02 | 7.25 | 2.52 | 0.03 | 0.08 | 0.29 | 0 | 0.05 | -0.3 | -0.09 | 0 |  | 0.39 | 0.34 | 0.23 | 47.81 | 1495.01 | 2.92
D | 4002 | 2021-01-20 | 15 | ON | 43.37 | 7.25 | 2.52 | 0.03 | 0.11 | 0.29 | 0 | 0.09 | -0.26 | -0.09 | 0 |  | 0.39 | 0.34 | 0.23 | 54.27 | 1495.163 | 2.95
D | 4002 | 2021-01-20 | 16 | ON | 49.57 | 7.25 | 2.52 | 0.03 | 0.17 | 0.29 | 0.02 | 0.05 | -0.31 | -0.09 | 0 |  | 0.39 | 0.34 | 0.23 | 60.46 | 1514.394 | 3.03
D | 4002 | 2021-01-20 | 17 | ON | 49.7 | 7.25 | 2.52 | 0.03 | 0.23 | 0.28 | 0.06 | 0.09 | -0.28 | -0.09 | 0 |  | 0.39 | 0.34 | 0.23 | 60.75 | 1585.65 | 3.12
D | 4002 | 2021-01-20 | 18 | ON | 45.61 | 7.25 | 2.52 | 0.03 | 0.18 | 0.26 | 0.06 | 0.03 | -0.58 | -0.09 | 0 |  | 0.39 | 0.34 | 0.23 | 56.23 | 1698.258 | 3.05
D | 4002 | 2021-01-20 | 19 | ON | 56.84 | 7.25 | 2.52 | 0.03 | 0.2 | 0.26 | 0.15 | 0.03 | -0.45 | -0.09 | 0 |  | 0.39 | 0.34 | 0.23 | 67.7 | 1682.67 | 3.16
D | 4002 | 2021-01-20 | 20 | ON | 40.36 | 7.25 | 2.52 | 0.03 | 0.16 | 0.27 | 0 | 0 | -0.37 | -0.09 | 0 |  | 0.39 | 0.34 | 0.23 | 51.09 | 1624.873 | 2.98
D | 4002 | 2021-01-20 | 21 | ON | 52.69 | 7.25 | 2.52 | 0.03 | 0.2 | 0.28 | 0.35 | 0.02 | -0.46 | -0.09 | 0 |  | 0.39 | 0.34 | 0.23 | 63.75 | 1550.046 | 3.38
D | 4002 | 2021-01-20 | 22 | ON | 35.33 | 7.25 | 2.52 | 0.03 | 0.12 | 0.29 | 0 | 0.02 | -0.29 | -0.09 | 0 |  | 0.39 | 0.34 | 0.23 | 46.14 | 1450.362 | 2.96
D | 4002 | 2021-01-20 | 23 | ON | 30.04 | 7.25 | 2.52 | 0.03 | 0.17 | 0.31 | 0 | 0.04 | -0.26 | -0.09 | 0 |  | 0.39 | 0.34 | 0.23 | 40.97 | 1347.985 | 3.03
D | 4002 | 2021-01-20 | 24 | OFF | 30.22 | 7.25 | 2.52 | 0.03 | 0.17 | 0 | 0 | 0.03 | -0.26 | -0.09 | 0 |  | 0.39 | 0.34 | 0.23 | 40.83 | 1262.288 | 2.72
D | 4002 | 2021-01-21 | 1 | OFF | 44.69 | 7.25 | 0.3 | 0.11 | 0.14 | 0 | 0 | 0 | -0.25 | -0.09 | 0 |  | 0.39 | 0.34 | 0.23 | 53.11 | 1205.884 | 0.55
D | 4002 | 2021-01-21 | 2 | OFF | 38.21 | 7.25 | 0.3 | 0.11 | 0.05 | 0 | 0 | 0.06 | -0.23 | -0.09 | 0 |  | 0.39 | 0.34 | 0.23 | 46.62 | 1182.336 | 0.46
D | 4002 | 2021-01-21 | 3 | OFF | 38.21 | 7.25 | 0.3 | 0.11 | 0.08 | 0 | 0 | 0.03 | -0.22 | -0.09 | 0 |  | 0.39 | 0.34 | 0.23 | 46.63 | 1173.589 | 0.49
D | 4002 | 2021-01-21 | 4 | OFF | 37.62 | 7.25 | 0.3 | 0.11 | 0.04 | 0 | 0 | 0.04 | -0.27 | -0.09 | 0 |  | 0.39 | 0.34 | 0.23 | 45.96 | 1180.355 | 0.45
D | 4002 | 2021-01-21 | 5 | OFF | 37.9 | 7.25 | 0.3 | 0.11 | 0.04 | 0 | 0 | 0.06 | -0.28 | -0.09 | 0 |  | 0.39 | 0.34 | 0.23 | 46.25 | 1219.591 | 0.45
D | 4002 | 2021-01-21 | 6 | OFF | 48.58 | 7.25 | 0.3 | 0.11 | 0.27 | 0 | 0.06 | 0.06 | -0.29 | -0.09 | 0 |  | 0.39 | 0.34 | 0.23 | 57.21 | 1315.615 | 0.74
D | 4002 | 2021-01-21 | 7 | OFF | 57.11 | 7.25 | 0.3 | 0.11 | 0.44 | 0 | 0.04 | 0.05 | -0.4 | -0.09 | 0 |  | 0.39 | 0.34 | 0.23 | 65.77 | 1459.247 | 0.89
D | 4002 | 2021-01-21 | 8 | ON | 63.08 | 7.25 | 0.3 | 0.11 | 0.39 | 0.28 | 0.07 | 0.05 | -0.54 | -0.09 | 0 |  | 0.39 | 0.34 | 0.23 | 71.86 | 1564.361 | 1.15
D | 4002 | 2021-01-21 | 9 | ON | 56.8 | 7.25 | 0.3 | 0.11 | 0.16 | 0.27 | 0.01 | 0.03 | -0.51 | -0.09 | 0 |  | 0.39 | 0.34 | 0.23 | 65.29 | 1608.673 | 0.85
D | 4002 | 2021-01-21 | 10 | ON | 58.52 | 7.25 | 0.3 | 0.11 | 0.14 | 0.27 | 0.05 | 0.02 | -0.4 | -0.09 | 0 |  | 0.39 | 0.34 | 0.23 | 67.13 | 1622.605 | 0.87
D | 4002 | 2021-01-21 | 11 | ON | 69.83 | 7.25 | 0.3 | 0.11 | 0.23 | 0.26 | 0.32 | 0.06 | -0.38 | -0.09 | 0 |  | 0.39 | 0.34 | 0.23 | 78.85 | 1630.233 | 1.22
D | 4002 | 2021-01-21 | 12 | ON | 83.93 | 7.25 | 0.3 | 0.11 | 0.45 | 0.26 | 0.66 | 0.07 | -0.35 | -0.09 | 0 |  | 0.39 | 0.34 | 0.23 | 93.55 | 1635.972 | 1.78
D | 4002 | 2021-01-21 | 13 | ON | 69.47 | 7.25 | 0.3 | 0.11 | 0.22 | 0.27 | 0.05 | 0.06 | -0.32 | -0.09 | -0.05 |  | 0.39 | 0.34 | 0.23 | 78.23 | 1638.114 | 0.9
D | 4002 | 2021-01-21 | 14 | ON | 81.09 | 7.25 | 0.3 | 0.11 | 0.24 | 0.27 | 0.3 | 0.04 | -0.36 | -0.09 | -0.09 |  | 0.39 | 0.34 | 0.23 | 90.02 | 1627.641 | 1.13
D | 4002 | 2021-01-21 | 15 | ON | 69.76 | 7.25 | 0.3 | 0.11 | 0.19 | 0.28 | 0.1 | 0.04 | -0.32 | -0.09 | 0 |  | 0.39 | 0.34 | 0.23 | 78.58 | 1601.095 | 0.98
D | 4002 | 2021-01-21 | 16 | ON | 71.69 | 7.25 | 0.3 | 0.11 | 0.16 | 0.28 | 0.68 | 0.07 | -0.35 | -0.09 | 0 |  | 0.39 | 0.34 | 0.23 | 81.06 | 1594.874 | 1.53
D | 4002 | 2021-01-21 | 17 | ON | 76.43 | 7.25 | 0.3 | 0.11 | 0.3 | 0.27 | 0.57 | 0.08 | -0.31 | -0.09 | 0 |  | 0.39 | 0.34 | 0.23 | 85.87 | 1647.54 | 1.55
D | 4002 | 2021-01-21 | 18 | ON | 91.23 | 7.25 | 0.3 | 0.11 | 0.23 | 0.26 | 0.46 | 0.12 | -0.44 | -0.09 | 0 |  | 0.39 | 0.34 | 0.23 | 100.39 | 1732.827 | 1.36
D | 4002 | 2021-01-21 | 19 | ON | 84.59 | 7.25 | 0.3 | 0.11 | 0.12 | 0.26 | 0.41 | 0.02 | -0.49 | -0.09 | 0 |  | 0.39 | 0.34 | 0.23 | 93.44 | 1703.86 | 1.2
D | 4002 | 2021-01-21 | 20 | ON | 78.21 | 7.25 | 0.3 | 0.11 | 0.35 | 0.27 | 0.73 | 0.04 | -0.32 | -0.09 | 0 |  | 0.39 | 0.34 | 0.23 | 87.81 | 1631.157 | 1.76
D | 4002 | 2021-01-21 | 21 | ON | 64.52 | 7.25 | 0.3 | 0.11 | 0.3 | 0.28 | 0.58 | 0.05 | -0.34 | -0.09 | 0 |  | 0.39 | 0.34 | 0.23 | 73.92 | 1540.068 | 1.57
D | 4002 | 2021-01-21 | 22 | ON | 49.65 | 7.25 | 0.3 | 0.11 | 0.22 | 0.3 | 0.22 | 0.06 | -0.16 | -0.09 | 0 |  | 0.39 | 0.34 | 0.23 | 58.82 | 1425.452 | 1.15
D | 4002 | 2021-01-21 | 23 | ON | 33.19 | 7.25 | 0.3 | 0.11 | 0.14 | 0.32 | 0.02 | 0.05 | -0.22 | -0.09 | 0 |  | 0.39 | 0.34 | 0.23 | 42.03 | 1309.718 | 0.89
D | 4002 | 2021-01-21 | 24 | OFF | 29.7 | 7.25 | 0.3 | 0.11 | 0.13 | 0 | 0 | 0.09 | -0.2 | -0.09 | 0 |  | 0.39 | 0.34 | 0.23 | 38.25 | 1216.142 | 0.54
D | 4002 | 2021-01-22 | 1 | OFF | 29.91 | 7.25 | 0.23 | 0.01 | 0.06 | 0 | 0 | 0 | -0.24 | -0.09 | 0 |  | 0.39 | 0.34 | 0.23 | 38.09 | 1156.228 | 0.3
D | 4002 | 2021-01-22 | 2 | OFF | 32.23 | 7.25 | 0.23 | 0.01 | 0.05 | 0 | 0 | 0.06 | -0.21 | -0.09 | 0 |  | 0.39 | 0.34 | 0.23 | 40.49 | 1122.926 | 0.29
D | 4002 | 2021-01-22 | 3 | OFF | 30.78 | 7.25 | 0.23 | 0.01 | 0.04 | 0 | 0 | 0.01 | -0.19 | -0.09 | 0 |  | 0.39 | 0.34 | 0.23 | 39 | 1104.867 | 0.28
D | 4002 | 2021-01-22 | 4 | OFF | 30.87 | 7.25 | 0.23 | 0.01 | 0.03 | 0 | 0 | 0.01 | -0.19 | -0.09 | 0 |  | 0.39 | 0.34 | 0.23 | 39.08 | 1108.054 | 0.27
D | 4002 | 2021-01-22 | 5 | OFF | 33.33 | 7.25 | 0.23 | 0.01 | 0.02 | 0 | 0 | 0.1 | -0.22 | -0.09 | 0 |  | 0.39 | 0.34 | 0.23 | 41.59 | 1147.894 | 0.26
D | 4002 | 2021-01-22 | 6 | OFF | 32.23 | 7.25 | 0.23 | 0.01 | 0.15 | 0 | 0 | 0.02 | -0.24 | -0.09 | 0 |  | 0.39 | 0.34 | 0.23 | 40.52 | 1242.244 | 0.39
D | 4002 | 2021-01-22 | 7 | OFF | 45.76 | 7.25 | 0.23 | 0.01 | 0.44 | 0 | 0.45 | -0.03 | -0.09 | -0.09 | 0 |  | 0.39 | 0.34 | 0.23 | 54.89 | 1385.555 | 1.13
D | 4002 | 2021-01-22 | 8 | ON | 36.82 | 7.25 | 0.23 | 0.01 | 0.33 | 0.3 | 0.1 | 0.03 | -0.38 | -0.09 | 0 |  | 0.39 | 0.34 | 0.23 | 45.56 | 1493.216 | 0.97
D | 4002 | 2021-01-22 | 9 | ON | 33.46 | 7.25 | 0.23 | 0.01 | 0.1 | 0.29 | 0 | 0.09 | -0.27 | -0.09 | 0 |  | 0.39 | 0.34 | 0.23 | 42.03 | 1533.72 | 0.63
D | 4002 | 2021-01-22 | 10 | ON | 31.71 | 7.25 | 0.23 | 0.01 | 0.04 | 0.29 | 0 | 0.07 | -0.19 | -0.09 | 0 |  | 0.39 | 0.34 | 0.23 | 40.28 | 1544.457 | 0.57
D | 4002 | 2021-01-22 | 11 | ON | 29.84 | 7.25 | 0.23 | 0.01 | 0.06 | 0.3 | 0 | 0.1 | -0.21 | -0.09 | 0 |  | 0.39 | 0.34 | 0.23 | 38.45 | 1513.393 | 0.6
D | 4002 | 2021-01-22 | 12 | ON | 28.68 | 7.25 | 0.23 | 0.01 | 0.06 | 0.31 | 0 | 0.02 | -0.22 | -0.09 | 0 |  | 0.39 | 0.34 | 0.23 | 37.21 | 1470.547 | 0.61
D | 4002 | 2021-01-22 | 13 | ON | 29.48 | 7.25 | 0.23 | 0.01 | 0.07 | 0.31 | 0 | 0.02 | -0.18 | -0.09 | 0 |  | 0.39 | 0.34 | 0.23 | 38.06 | 1451.35 | 0.62
D | 4002 | 2021-01-22 | 14 | ON | 30.24 | 7.25 | 0.23 | 0.01 | 0.08 | 0.3 | 0 | 0.03 | -0.21 | -0.09 | 0 |  | 0.39 | 0.34 | 0.23 | 38.8 | 1450.745 | 0.62
D | 4002 | 2021-01-22 | 15 | ON | 30.16 | 7.25 | 0.23 | 0.01 | 0.07 | 0.3 | 0 | 0.01 | -0.22 | -0.09 | 0 |  | 0.39 | 0.34 | 0.23 | 38.68 | 1445.437 | 0.61
D | 4002 | 2021-01-22 | 16 | ON | 29.37 | 7.25 | 0.23 | 0.01 | 0.07 | 0.3 | 0 | 0.05 | -0.25 | -0.09 | 0 |  | 0.39 | 0.34 | 0.23 | 37.9 | 1447.364 | 0.61
D | 4002 | 2021-01-22 | 17 | ON | 29.99 | 7.25 | 0.23 | 0.01 | 0.15 | 0.29 | 0 | 0.04 | -0.21 | -0.09 | 0 |  | 0.39 | 0.34 | 0.23 | 38.62 | 1505.134 | 0.68
D | 4002 | 2021-01-22 | 18 | ON | 42.01 | 7.25 | 0.23 | 0.01 | 0.11 | 0.28 | 0.17 | 0.04 | -0.24 | -0.09 | 0 |  | 0.39 | 0.34 | 0.23 | 50.73 | 1585.862 | 0.8
D | 4002 | 2021-01-22 | 19 | ON | 37.74 | 7.25 | 0.23 | 0.01 | 0.12 | 0.28 | 0.07 | 0.05 | -0.2 | -0.09 | 0 |  | 0.39 | 0.34 | 0.23 | 46.42 | 1563.162 | 0.71
D | 4002 | 2021-01-22 | 20 | ON | 30.75 | 7.25 | 0.23 | 0.01 | 0.05 | 0.29 | 0 | 0.02 | -0.23 | -0.09 | 0 |  | 0.39 | 0.34 | 0.23 | 39.24 | 1498.893 | 0.58
D | 4002 | 2021-01-22 | 21 | ON | 29.74 | 7.25 | 0.23 | 0.01 | 0.05 | 0.3 | 0 | 0.02 | -0.24 | -0.09 | 0 |  | 0.39 | 0.34 | 0.23 | 38.23 | 1432.558 | 0.59
D | 4002 | 2021-01-22 | 22 | ON | 27.32 | 7.25 | 0.23 | 0.01 | 0.05 | 0.31 | 0 | 0.04 | -0.2 | -0.09 | 0 |  | 0.39 | 0.34 | 0.23 | 35.88 | 1348.891 | 0.6
D | 4002 | 2021-01-22 | 23 | ON | 26.19 | 7.25 | 0.23 | 0.01 | 0.09 | 0.33 | 0 | 0.03 | -0.17 | -0.09 | 0 |  | 0.39 | 0.34 | 0.23 | 34.83 | 1255.964 | 0.66
D | 4002 | 2021-01-22 | 24 | OFF | 26.09 | 7.25 | 0.23 | 0.01 | 0.12 | 0 | 0 | 0.05 | -0.16 | -0.09 | 0 |  | 0.39 | 0.34 | 0.23 | 34.46 | 1172.642 | 0.36
D | 4002 | 2021-01-23 | 1 | OFF | 32.59 | 7.25 | 0.31 | 0.03 | 0.08 | 0 | 0 | 0.03 | -0.25 | -0.09 | 0 |  | 0.39 | 0.34 | 0.23 | 40.91 | 1110.725 | 0.42
D | 4002 | 2021-01-23 | 2 | OFF | 30.62 | 7.25 | 0.31 | 0.03 | 0.05 | 0 | 0 | 0.03 | -0.14 | -0.09 | 0 |  | 0.39 | 0.34 | 0.23 | 39.02 | 1079.776 | 0.39
D | 4002 | 2021-01-23 | 3 | OFF | 26.42 | 7.25 | 0.31 | 0.03 | 0.06 | 0 | 0 | 0.04 | -0.15 | -0.09 | 0 |  | 0.39 | 0.34 | 0.23 | 34.83 | 1066.823 | 0.4
D | 4002 | 2021-01-23 | 4 | OFF | 25.95 | 7.25 | 0.31 | 0.03 | 0.13 | 0 | 0 | 0.05 | -0.14 | -0.09 | 0 |  | 0.39 | 0.34 | 0.23 | 34.45 | 1068.691 | 0.47
D | 4002 | 2021-01-23 | 5 | OFF | 25.77 | 7.25 | 0.31 | 0.03 | 0.07 | 0 | 0 | 0.08 | -0.2 | -0.09 | 0 |  | 0.39 | 0.34 | 0.23 | 34.18 | 1091.701 | 0.41
D | 4002 | 2021-01-23 | 6 | OFF | 26.77 | 7.25 | 0.31 | 0.03 | 0.18 | 0 | 0 | 0.08 | -0.15 | -0.09 | 0 |  | 0.39 | 0.34 | 0.23 | 35.34 | 1143.324 | 0.52
D | 4002 | 2021-01-23 | 7 | OFF | 29.67 | 7.25 | 0.31 | 0.03 | 0.13 | 0 | 0 | -0.02 | -0.14 | -0.09 | 0 |  | 0.39 | 0.34 | 0.23 | 38.1 | 1222.022 | 0.47
D | 4002 | 2021-01-23 | 8 | OFF | 31.13 | 7.25 | 0.31 | 0.03 | 0.19 | 0 | 0 | 0.05 | -0.23 | -0.09 | 0 |  | 0.39 | 0.34 | 0.23 | 39.6 | 1305.755 | 0.53
D | 4002 | 2021-01-23 | 9 | OFF | 27.84 | 7.25 | 0.31 | 0.03 | 0.21 | 0 | 0 | 0.02 | -0.22 | -0.09 | 0 |  | 0.39 | 0.34 | 0.23 | 36.31 | 1386.207 | 0.55
D | 4002 | 2021-01-23 | 10 | OFF | 24.57 | 7.25 | 0.31 | 0.03 | 0.08 | 0 | 0 | 0.03 | -0.19 | -0.09 | 0 |  | 0.39 | 0.34 | 0.23 | 32.95 | 1427.146 | 0.42
D | 4002 | 2021-01-23 | 11 | OFF | 33.3 | 7.25 | 0.31 | 0.03 | 0.05 | 0 | 0 | 0.06 | -0.25 | -0.09 | 0 |  | 0.39 | 0.34 | 0.23 | 41.62 | 1443.994 | 0.39
D | 4002 | 2021-01-23 | 12 | OFF | 29.94 | 7.25 | 0.31 | 0.03 | 0.09 | 0 | 0 | 0.03 | -0.22 | -0.09 | 0 |  | 0.39 | 0.34 | 0.23 | 38.3 | 1451.573 | 0.43
D | 4002 | 2021-01-23 | 13 | OFF | 2.38 | 7.25 | 0.31 | 0.03 | 0.25 | 0 | 0 | 0.01 | -0.16 | -0.09 | 0 |  | 0.39 | 0.34 | 0.23 | 10.94 | 1442.455 | 0.59
D | 4002 | 2021-01-23 | 14 | OFF | 0.01 | 7.25 | 0.31 | 0.03 | 0.24 | 0 | 0 | 0 | -0.15 | -0.09 | 0 |  | 0.39 | 0.34 | 0.23 | 8.56 | 1430.728 | 0.58
D | 4002 | 2021-01-23 | 15 | OFF | 15.11 | 7.25 | 0.31 | 0.03 | 0.22 | 0 | 0 | 0.02 | -0.03 | -0.09 | 0 |  | 0.39 | 0.34 | 0.23 | 23.78 | 1430.126 | 0.56
D | 4002 | 2021-01-23 | 16 | OFF | 31.76 | 7.25 | 0.31 | 0.03 | 0.12 | 0 | 0 | 0.06 | -0.13 | -0.09 | 0 |  | 0.39 | 0.34 | 0.23 | 40.27 | 1463.381 | 0.46
D | 4002 | 2021-01-23 | 17 | OFF | 45.95 | 7.25 | 0.31 | 0.03 | 0.13 | 0 | 0.01 | 0.05 | -0.02 | -0.09 | 0 |  | 0.39 | 0.34 | 0.23 | 54.58 | 1555.487 | 0.48
D | 4002 | 2021-01-23 | 18 | OFF | 54.81 | 7.25 | 0.31 | 0.03 | 0.12 | 0 | 0 | 0.05 | -0.32 | -0.09 | 0 |  | 0.39 | 0.34 | 0.23 | 63.12 | 1672.487 | 0.46
D | 4002 | 2021-01-23 | 19 | OFF | 63.77 | 7.25 | 0.31 | 0.03 | 0.31 | 0 | 0 | 0.02 | -0.35 | -0.09 | 0 |  | 0.39 | 0.34 | 0.23 | 72.21 | 1662.713 | 0.65
D | 4002 | 2021-01-23 | 20 | OFF | 53.84 | 7.25 | 0.31 | 0.03 | 0.27 | 0 | 0 | 0 | -0.35 | -0.09 | 0 |  | 0.39 | 0.34 | 0.23 | 62.22 | 1607.94 | 0.61
D | 4002 | 2021-01-23 | 21 | OFF | 67.75 | 7.25 | 0.31 | 0.03 | 0.26 | 0 | 0.41 | 0.08 | -0.34 | -0.09 | 0 |  | 0.39 | 0.34 | 0.23 | 76.62 | 1542.059 | 1.01
D | 4002 | 2021-01-23 | 22 | OFF | 42.79 | 7.25 | 0.31 | 0.03 | 0.19 | 0 | 0.02 | -0.01 | -0.29 | -0.09 | 0 |  | 0.39 | 0.34 | 0.23 | 51.16 | 1465.918 | 0.55
D | 4002 | 2021-01-23 | 23 | OFF | 38.78 | 7.25 | 0.31 | 0.03 | 0.33 | 0 | 0 | 0.02 | -0.21 | -0.09 | 0 |  | 0.39 | 0.34 | 0.23 | 47.38 | 1378.071 | 0.67
D | 4002 | 2021-01-23 | 24 | OFF | 34.52 | 7.25 | 0.31 | 0.03 | 0.18 | 0 | 0 | -0.03 | -0.29 | -0.09 | 0 |  | 0.39 | 0.34 | 0.23 | 42.84 | 1301.33 | 0.52
D | 4002 | 2021-01-24 | 1 | OFF | 65.73 | 7.25 | 0.51 | 0.21 | 0.34 | 0 | 0.42 | -0.01 | -0.34 | -0.09 | 0 |  | 0.39 | 0.34 | 0.23 | 74.98 | 1246.849 | 1.48
D | 4002 | 2021-01-24 | 2 | OFF | 55.83 | 7.25 | 0.51 | 0.21 | 0.18 | 0 | 0 | 0 | -0.27 | -0.09 | 0 |  | 0.39 | 0.34 | 0.23 | 64.58 | 1215.337 | 0.9
D | 4002 | 2021-01-24 | 3 | OFF | 58.67 | 7.25 | 0.51 | 0.21 | 0.11 | 0 | 0 | 0.08 | -0.32 | -0.09 | 0 |  | 0.39 | 0.34 | 0.23 | 67.38 | 1200.289 | 0.83
D | 4002 | 2021-01-24 | 4 | OFF | 58.42 | 7.25 | 0.51 | 0.21 | 0.12 | 0 | 0 | 0.08 | -0.29 | -0.09 | 0 |  | 0.39 | 0.34 | 0.23 | 67.17 | 1197.448 | 0.84
D | 4002 | 2021-01-24 | 5 | OFF | 60.16 | 7.25 | 0.51 | 0.21 | 0.14 | 0 | 0 | 0.11 | -0.29 | -0.09 | 0 |  | 0.39 | 0.34 | 0.23 | 68.96 | 1209.959 | 0.86
D | 4002 | 2021-01-24 | 6 | OFF | 66.92 | 7.25 | 0.51 | 0.21 | 0.11 | 0 | 0 | 0.19 | -0.31 | -0.09 | 0 |  | 0.39 | 0.34 | 0.23 | 75.75 | 1245.626 | 0.83
D | 4002 | 2021-01-24 | 7 | OFF | 53.31 | 7.25 | 0.51 | 0.21 | 0.26 | 0 | 0.09 | 0.15 | -0.29 | -0.09 | 0 |  | 0.39 | 0.34 | 0.23 | 62.36 | 1302.801 | 1.07
D | 4002 | 2021-01-24 | 8 | OFF | 64.67 | 7.25 | 0.51 | 0.21 | 0.55 | 0 | 0.2 | 0.07 | -0.34 | -0.09 | 0 |  | 0.39 | 0.34 | 0.23 | 73.99 | 1373.212 | 1.47
D | 4002 | 2021-01-24 | 9 | OFF | 55.42 | 7.25 | 0.51 | 0.21 | 0.36 | 0 | 0.09 | 0.04 | -0.31 | -0.09 | 0 |  | 0.39 | 0.34 | 0.23 | 64.44 | 1442.006 | 1.17
D | 4002 | 2021-01-24 | 10 | OFF | 40.56 | 7.25 | 0.51 | 0.21 | 0.14 | 0 | 0 | 0.02 | -0.24 | -0.09 | 0 |  | 0.39 | 0.34 | 0.23 | 49.32 | 1477.234 | 0.86
D | 4002 | 2021-01-24 | 11 | OFF | 35.72 | 7.25 | 0.51 | 0.21 | 0.05 | 0 | 0 | 0.02 | -0.26 | -0.09 | 0 |  | 0.39 | 0.34 | 0.23 | 44.37 | 1486.891 | 0.77
D | 4002 | 2021-01-24 | 12 | OFF | 35.93 | 7.25 | 0.51 | 0.21 | 0.08 | 0 | 0 | 0.03 | -0.23 | -0.09 | 0 |  | 0.39 | 0.34 | 0.23 | 44.65 | 1490.692 | 0.8
D | 4002 | 2021-01-24 | 13 | OFF | 35.51 | 7.25 | 0.51 | 0.21 | 0.13 | 0 | 0 | 0.05 | -0.22 | -0.09 | 0 |  | 0.39 | 0.34 | 0.23 | 44.31 | 1479.735 | 0.85
D | 4002 | 2021-01-24 | 14 | OFF | 35.68 | 7.25 | 0.51 | 0.21 | 0.09 | 0 | 0 | 0.05 | -0.22 | -0.09 | 0 |  | 0.39 | 0.34 | 0.23 | 44.44 | 1462.039 | 0.81
D | 4002 | 2021-01-24 | 15 | OFF | 37.38 | 7.25 | 0.51 | 0.21 | 0.09 | 0 | 0 | 0.05 | -0.19 | -0.09 | 0 |  | 0.39 | 0.34 | 0.23 | 46.17 | 1465.599 | 0.81
D | 4002 | 2021-01-24 | 16 | OFF | 56.46 | 7.25 | 0.51 | 0.21 | 0.12 | 0 | 0.04 | 0.1 | -0.08 | -0.09 | 0 |  | 0.39 | 0.34 | 0.23 | 65.48 | 1495.319 | 0.88
D | 4002 | 2021-01-24 | 17 | OFF | 83.2 | 7.25 | 0.51 | 0.21 | 1.79 | 0 | 0.56 | 0.11 | -0.31 | -0.09 | 0 |  | 0.39 | 0.34 | 0.23 | 94.19 | 1573.133 | 3.07
D | 4002 | 2021-01-24 | 18 | OFF | 157.86 | 7.25 | 0.51 | 0.21 | 6.43 | 0 | 0 | -0.01 | -0.57 | -0.09 | 0 |  | 0.39 | 0.34 | 0.23 | 172.55 | 1677.926 | 7.15
D | 4002 | 2021-01-24 | 19 | OFF | 149.05 | 7.25 | 0.51 | 0.21 | 6.02 | 0 | 0 | 0.05 | -0.7 | -0.09 | 0 |  | 0.39 | 0.34 | 0.23 | 163.26 | 1660.78 | 6.74
D | 4002 | 2021-01-24 | 20 | OFF | 113.16 | 7.25 | 0.51 | 0.21 | 1.35 | 0 | 0.01 | 0.09 | -0.36 | -0.09 | 0 |  | 0.39 | 0.34 | 0.23 | 123.09 | 1607.689 | 2.08
D | 4002 | 2021-01-24 | 21 | OFF | 85.05 | 7.25 | 0.51 | 0.21 | 0.17 | 0 | 0.22 | 0.07 | -0.31 | -0.09 | 0 |  | 0.39 | 0.34 | 0.23 | 94.04 | 1522.496 | 1.11
D | 4002 | 2021-01-24 | 22 | OFF | 83.22 | 7.25 | 0.51 | 0.21 | 0.24 | 0 | 0.27 | 0.07 | -0.37 | -0.09 | 0 |  | 0.39 | 0.34 | 0.23 | 92.27 | 1424.826 | 1.23
D | 4002 | 2021-01-24 | 23 | OFF | 64.94 | 7.25 | 0.51 | 0.21 | 0.45 | 0 | 0.11 | 0.05 | -0.3 | -0.09 | 0 |  | 0.39 | 0.34 | 0.23 | 74.09 | 1323.983 | 1.28
D | 4002 | 2021-01-24 | 24 | OFF | 60.33 | 7.25 | 0.51 | 0.21 | 0.87 | 0 | 0 | 0.01 | -0.36 | -0.09 | 0 |  | 0.39 | 0.34 | 0.23 | 69.69 | 1247.581 | 1.59
D | 4002 | 2021-01-25 | 1 | OFF | 58.6 | 7.25 | 0.4 | 0.04 | 0.18 | 0 | 0 | 0.16 | -0.35 | -0.09 | 0 |  | 0.39 | 0.34 | 0.23 | 67.15 | 1205.141 | 0.62
D | 4002 | 2021-01-25 | 2 | OFF | 57.65 | 7.25 | 0.4 | 0.04 | 0.05 | 0 | 0 | 0.02 | -0.36 | -0.09 | 0 |  | 0.39 | 0.34 | 0.23 | 65.92 | 1186.313 | 0.49
D | 4002 | 2021-01-25 | 3 | OFF | 57.53 | 7.25 | 0.4 | 0.04 | 0.05 | 0 | 0 | -0.03 | -0.33 | -0.09 | 0 |  | 0.39 | 0.34 | 0.23 | 65.78 | 1178.704 | 0.49
D | 4002 | 2021-01-25 | 4 | OFF | 59.15 | 7.25 | 0.4 | 0.04 | 0.05 | 0 | 0 | 0.02 | -0.36 | -0.09 | 0 |  | 0.39 | 0.34 | 0.23 | 67.42 | 1189.409 | 0.49
D | 4002 | 2021-01-25 | 5 | OFF | 63.56 | 7.25 | 0.4 | 0.04 | 0.06 | 0 | 0 | 0.07 | -0.33 | -0.09 | 0 |  | 0.39 | 0.34 | 0.23 | 71.92 | 1232.78 | 0.5
D | 4002 | 2021-01-25 | 6 | OFF | 90.4 | 7.25 | 0.4 | 0.04 | 1.02 | 0 | 0 | 0.1 | -0.17 | -0.09 | 0 |  | 0.39 | 0.34 | 0.23 | 99.91 | 1331.109 | 1.46
D | 4002 | 2021-01-25 | 7 | OFF | 63.94 | 7.25 | 0.4 | 0.04 | 0.56 | 0 | 0 | 0.08 | -0.59 | -0.09 | 0 |  | 0.39 | 0.34 | 0.23 | 72.55 | 1475.621 | 1
D | 4002 | 2021-01-25 | 8 | ON | 77.7 | 7.25 | 0.4 | 0.04 | 0.46 | 0.26 | 0.01 | 0.08 | -0.42 | -0.09 | 0 |  | 0.39 | 0.34 | 0.23 | 86.65 | 1582.755 | 1.17
D | 4002 | 2021-01-25 | 9 | ON | 71.67 | 7.25 | 0.4 | 0.04 | 0.3 | 0.26 | 0.1 | 0.09 | -0.29 | -0.09 | 0 |  | 0.39 | 0.34 | 0.23 | 80.69 | 1613.595 | 1.1
D | 4002 | 2021-01-25 | 10 | ON | 43.19 | 7.25 | 0.4 | 0.04 | 0.11 | 0.26 | 0 | 0.06 | -0.23 | -0.09 | 0 |  | 0.39 | 0.34 | 0.23 | 51.95 | 1588.657 | 0.81
D | 4002 | 2021-01-25 | 11 | ON | 38.83 | 7.25 | 0.4 | 0.04 | 0.06 | 0.27 | 0 | 0.1 | -0.23 | -0.09 | 0 |  | 0.39 | 0.34 | 0.23 | 47.59 | 1568.995 | 0.77
D | 4002 | 2021-01-25 | 12 | ON | 37.5 | 7.25 | 0.4 | 0.04 | 0.04 | 0.28 | 0 | 0.12 | -0.23 | -0.09 | 0 |  | 0.39 | 0.34 | 0.23 | 46.27 | 1549.495 | 0.76
D | 4002 | 2021-01-25 | 13 | ON | 35.96 | 7.25 | 0.4 | 0.04 | 0.03 | 0.28 | 0 | 0.1 | -0.21 | -0.09 | 0 |  | 0.39 | 0.34 | 0.23 | 44.72 | 1524.158 | 0.75
D | 4002 | 2021-01-25 | 14 | ON | 35.24 | 7.25 | 0.4 | 0.04 | 0.04 | 0.28 | 0 | 0.01 | -0.21 | -0.09 | 0 |  | 0.39 | 0.34 | 0.23 | 43.92 | 1504.912 | 0.76
D | 4002 | 2021-01-25 | 15 | ON | 37.98 | 7.25 | 0.4 | 0.04 | 0.05 | 0.28 | 0 | 0.03 | -0.21 | -0.09 | 0 |  | 0.39 | 0.34 | 0.23 | 46.69 | 1493.577 | 0.77
D | 4002 | 2021-01-25 | 16 | ON | 40.79 | 7.25 | 0.4 | 0.04 | 0.06 | 0.27 | 0 | 0 | -0.23 | -0.09 | 0 |  | 0.39 | 0.34 | 0.23 | 49.45 | 1516.234 | 0.77
D | 4002 | 2021-01-25 | 17 | ON | 49.43 | 7.25 | 0.4 | 0.04 | 0.06 | 0.26 | 0.09 | -0.02 | -0.19 | -0.09 | -0.01 |  | 0.39 | 0.34 | 0.23 | 58.18 | 1594.532 | 0.84
D | 4002 | 2021-01-25 | 18 | ON | 55.98 | 7.25 | 0.4 | 0.04 | 0.06 | 0.24 | 0.02 | 0 | -0.35 | -0.09 | 0 |  | 0.39 | 0.34 | 0.23 | 64.51 | 1724.52 | 0.76
D | 4002 | 2021-01-25 | 19 | ON | 55.49 | 7.25 | 0.4 | 0.04 | 0.1 | 0.24 | 0 | 0.04 | -0.38 | -0.09 | 0 |  | 0.39 | 0.34 | 0.23 | 64.05 | 1710.351 | 0.78
D | 4002 | 2021-01-25 | 20 | ON | 50.66 | 7.25 | 0.4 | 0.04 | 0.05 | 0.25 | 0 | -0.01 | -0.36 | -0.09 | 0 |  | 0.39 | 0.34 | 0.23 | 59.15 | 1641.836 | 0.74
D | 4002 | 2021-01-25 | 21 | ON | 46.14 | 7.25 | 0.4 | 0.04 | 0.05 | 0.26 | 0 | 0.07 | -0.31 | -0.09 | 0 |  | 0.39 | 0.34 | 0.23 | 54.77 | 1559.08 | 0.75
D | 4002 | 2021-01-25 | 22 | ON | 39.81 | 7.25 | 0.4 | 0.04 | 0.07 | 0.28 | 0 | 0.02 | -0.24 | -0.09 | 0 |  | 0.39 | 0.34 | 0.23 | 48.5 | 1449.034 | 0.79
D | 4002 | 2021-01-25 | 23 | ON | 37.7 | 7.25 | 0.4 | 0.04 | 0.19 | 0.3 | 0 | 0.04 | -0.2 | -0.09 | 0 |  | 0.39 | 0.34 | 0.23 | 46.59 | 1338.744 | 0.93
D | 4002 | 2021-01-25 | 24 | OFF | 35.56 | 7.25 | 0.4 | 0.04 | 0.17 | 0 | 0 | 0.03 | -0.21 | -0.09 | 0 |  | 0.39 | 0.34 | 0.23 | 44.11 | 1251.28 | 0.61
D | 4002 | 2021-01-26 | 1 | OFF | 36.32 | 7.25 | 0.39 | 0.02 | 0.05 | 0 | 0 | 0.07 | -0.31 | -0.09 | 0 |  | 0.39 | 0.34 | 0.23 | 44.66 | 1196.032 | 0.46
D | 4002 | 2021-01-26 | 2 | OFF | 35.25 | 7.25 | 0.39 | 0.02 | 0.04 | 0 | 0 | 0.08 | -0.29 | -0.09 | 0 |  | 0.39 | 0.34 | 0.23 | 43.61 | 1170.319 | 0.45
D | 4002 | 2021-01-26 | 3 | OFF | 35.95 | 7.25 | 0.39 | 0.02 | 0.05 | 0 | 0 | 0.02 | -0.27 | -0.09 | 0 |  | 0.39 | 0.34 | 0.23 | 44.28 | 1164.483 | 0.46
D | 4002 | 2021-01-26 | 4 | OFF | 38.28 | 7.25 | 0.39 | 0.02 | 0.04 | 0 | 0 | 0.05 | -0.29 | -0.09 | 0 |  | 0.39 | 0.34 | 0.23 | 46.61 | 1177.082 | 0.45
D | 4002 | 2021-01-26 | 5 | OFF | 37.67 | 7.25 | 0.39 | 0.02 | 0.04 | 0 | 0 | 0.06 | -0.33 | -0.09 | 0 |  | 0.39 | 0.34 | 0.23 | 45.97 | 1222.148 | 0.45
D | 4002 | 2021-01-26 | 6 | OFF | 37.76 | 7.25 | 0.39 | 0.02 | 0.16 | 0 | 0 | 0.06 | -0.32 | -0.09 | 0 |  | 0.39 | 0.34 | 0.23 | 46.19 | 1321.987 | 0.57
D | 4002 | 2021-01-26 | 7 | OFF | 39.44 | 7.25 | 0.39 | 0.02 | 0.16 | 0 | 0 | 0.03 | -0.3 | -0.09 | 0 |  | 0.39 | 0.34 | 0.23 | 47.86 | 1470.985 | 0.57
D | 4002 | 2021-01-26 | 8 | ON | 45.85 | 7.25 | 0.39 | 0.02 | 0.19 | 0.28 | 0.1 | 0.05 | -0.35 | -0.09 | 0 |  | 0.39 | 0.34 | 0.23 | 54.65 | 1572.423 | 0.98
D | 4002 | 2021-01-26 | 9 | ON | 41.02 | 7.25 | 0.39 | 0.02 | 0.09 | 0.28 | 0 | 0.12 | -0.34 | -0.09 | 0 |  | 0.39 | 0.34 | 0.23 | 49.7 | 1586.295 | 0.78
D | 4002 | 2021-01-26 | 10 | ON | 37.13 | 7.25 | 0.39 | 0.02 | 0.06 | 0.29 | 0 | 0.04 | -0.33 | -0.09 | 0 |  | 0.39 | 0.34 | 0.23 | 45.72 | 1555.735 | 0.76
D | 4002 | 2021-01-26 | 11 | ON | 37.84 | 7.25 | 0.39 | 0.02 | 0.04 | 0.29 | 0 | 0.03 | -0.39 | -0.09 | 0 |  | 0.39 | 0.34 | 0.23 | 46.34 | 1539.834 | 0.74
D | 4002 | 2021-01-26 | 12 | ON | 38.64 | 7.25 | 0.39 | 0.02 | 0.05 | 0.29 | 0 | -0.01 | -0.37 | -0.09 | 0 |  | 0.39 | 0.34 | 0.23 | 47.13 | 1545.717 | 0.75
D | 4002 | 2021-01-26 | 13 | ON | 41.95 | 7.25 | 0.39 | 0.02 | 0.05 | 0.28 | 0 | 0.05 | -0.36 | -0.09 | 0 |  | 0.39 | 0.34 | 0.23 | 50.5 | 1545.669 | 0.74
D | 4002 | 2021-01-26 | 14 | ON | 44.37 | 7.25 | 0.39 | 0.02 | 0.05 | 0.28 | 0.05 | 0.02 | -0.34 | -0.09 | 0 |  | 0.39 | 0.34 | 0.23 | 52.96 | 1536.145 | 0.79
D | 4002 | 2021-01-26 | 15 | ON | 57.76 | 7.25 | 0.39 | 0.02 | 0.08 | 0.28 | 0.46 | 0.03 | -0.33 | -0.09 | 0 |  | 0.39 | 0.34 | 0.23 | 66.81 | 1532.959 | 1.23
D | 4002 | 2021-01-26 | 16 | ON | 54.43 | 7.25 | 0.39 | 0.02 | 0.18 | 0.28 | 0.36 | 0.06 | -0.31 | -0.09 | 0 |  | 0.39 | 0.34 | 0.23 | 63.53 | 1549.482 | 1.23
D | 4002 | 2021-01-26 | 17 | ON | 51.92 | 7.25 | 0.39 | 0.02 | 0.14 | 0.27 | 0.12 | 0 | -0.17 | -0.09 | 0 |  | 0.39 | 0.34 | 0.23 | 60.81 | 1606.191 | 0.94
D | 4002 | 2021-01-26 | 18 | ON | 71.91 | 7.25 | 0.39 | 0.02 | 0.14 | 0.26 | 0.05 | 0.09 | -0.2 | -0.09 | 0 |  | 0.39 | 0.34 | 0.23 | 80.78 | 1691.526 | 0.86
D | 4002 | 2021-01-26 | 19 | ON | 61.37 | 7.25 | 0.39 | 0.02 | 0.12 | 0.26 | 0.05 | 0.05 | -0.03 | -0.09 | 0 |  | 0.39 | 0.34 | 0.23 | 70.35 | 1671.817 | 0.84
D | 4002 | 2021-01-26 | 20 | ON | 62.01 | 7.25 | 0.39 | 0.02 | 0.19 | 0.27 | 0.09 | 0.03 | -0.07 | -0.09 | 0 |  | 0.39 | 0.34 | 0.23 | 71.05 | 1600.271 | 0.96
D | 4002 | 2021-01-26 | 21 | ON | 44.93 | 7.25 | 0.39 | 0.02 | 0.1 | 0.28 | 0.01 | 0.06 | -0.02 | -0.09 | 0 |  | 0.39 | 0.34 | 0.23 | 53.89 | 1511.595 | 0.8
D | 4002 | 2021-01-26 | 22 | ON | 40.18 | 7.25 | 0.39 | 0.02 | 0.04 | 0.3 | 0 | 0.02 | -0.21 | -0.09 | 0 |  | 0.39 | 0.34 | 0.23 | 48.86 | 1401.976 | 0.75
D | 4002 | 2021-01-26 | 23 | ON | 37.4 | 7.25 | 0.39 | 0.02 | 0.17 | 0.32 | 0 | 0.02 | -0.16 | -0.09 | 0 |  | 0.39 | 0.34 | 0.23 | 46.28 | 1285.296 | 0.9
D | 4002 | 2021-01-26 | 24 | OFF | 39.4 | 7.25 | 0.39 | 0.02 | 0.26 | 0 | 0 | 0.03 | -0.16 | -0.09 | 0 |  | 0.39 | 0.34 | 0.23 | 48.06 | 1196.473 | 0.67
D | 4002 | 2021-01-27 | 1 | OFF | 42.97 | 7.25 | 0.81 | 0.05 | 0.09 | 0 | 0 | 0.02 | 0.04 | -0.09 | 0 |  | 0.39 | 0.34 | 0.23 | 52.1 | 1144.817 | 0.95
D | 4002 | 2021-01-27 | 2 | OFF | 37.77 | 7.25 | 0.81 | 0.05 | 0.07 | 0 | 0 | 0.05 | 0.02 | -0.09 | 0 |  | 0.39 | 0.34 | 0.23 | 46.89 | 1113.26 | 0.93
D | 4002 | 2021-01-27 | 3 | OFF | 40.14 | 7.25 | 0.81 | 0.05 | 0.06 | 0 | 0 | 0.03 | 0.04 | -0.09 | 0 |  | 0.39 | 0.34 | 0.23 | 49.25 | 1099.321 | 0.92
D | 4002 | 2021-01-27 | 4 | OFF | 45.45 | 7.25 | 0.81 | 0.05 | 0.08 | 0 | 0 | 0.01 | 0.14 | -0.09 | 0 |  | 0.39 | 0.34 | 0.23 | 54.66 | 1103.248 | 0.94
D | 4002 | 2021-01-27 | 5 | OFF | 41.16 | 7.25 | 0.81 | 0.05 | 0.11 | 0 | 0 | 0.07 | 0.08 | -0.09 | 0 |  | 0.39 | 0.34 | 0.23 | 50.4 | 1140.956 | 0.97
D | 4002 | 2021-01-27 | 6 | OFF | 44.39 | 7.25 | 0.81 | 0.05 | 0.13 | 0 | 0 | 0.14 | -0.09 | -0.09 | 0 |  | 0.39 | 0.34 | 0.23 | 53.55 | 1236.1 | 0.99
D | 4002 | 2021-01-27 | 7 | OFF | 47.16 | 7.25 | 0.81 | 0.05 | 0.22 | 0 | 0.06 | 0.03 | 0.07 | -0.09 | 0 |  | 0.39 | 0.34 | 0.23 | 56.52 | 1379.52 | 1.14
D | 4002 | 2021-01-27 | 8 | ON | 63.29 | 7.25 | 0.81 | 0.05 | 0.39 | 0.29 | 0.22 | 0.08 | -0.36 | -0.09 | 0 |  | 0.39 | 0.34 | 0.23 | 72.89 | 1476.691 | 1.76
D | 4002 | 2021-01-27 | 9 | ON | 62.65 | 7.25 | 0.81 | 0.05 | 0.14 | 0.28 | 0.34 | 0.08 | -0.48 | -0.09 | 0 |  | 0.39 | 0.34 | 0.23 | 71.99 | 1522.058 | 1.62
D | 4002 | 2021-01-27 | 10 | ON | 62.03 | 7.25 | 0.81 | 0.05 | 0.12 | 0.28 | 0 | 0.07 | -0.52 | -0.09 | 0 |  | 0.39 | 0.34 | 0.23 | 70.96 | 1529.854 | 1.26
D | 4002 | 2021-01-27 | 11 | ON | 64.21 | 7.25 | 0.81 | 0.05 | 0.12 | 0.28 | 0.03 | 0.11 | -0.45 | -0.09 | 0 |  | 0.39 | 0.34 | 0.23 | 73.28 | 1528.857 | 1.29
D | 4002 | 2021-01-27 | 12 | ON | 55.42 | 7.25 | 0.81 | 0.05 | 0.17 | 0.27 | 0.03 | 0.03 | -0.44 | -0.09 | 0 |  | 0.39 | 0.34 | 0.23 | 64.46 | 1518.924 | 1.33
D | 4002 | 2021-01-27 | 13 | ON | 52.82 | 7.25 | 0.81 | 0.05 | 0.16 | 0.28 | 0.03 | 0.12 | -0.37 | -0.09 | 0 |  | 0.39 | 0.34 | 0.23 | 62.02 | 1508.773 | 1.33
D | 4002 | 2021-01-27 | 14 | ON | 46.98 | 7.25 | 0.81 | 0.05 | 0.06 | 0.28 | 0 | 0.08 | -0.38 | -0.09 | 0 |  | 0.39 | 0.34 | 0.23 | 56 | 1506.464 | 1.2
D | 4002 | 2021-01-27 | 15 | ON | 46.31 | 7.25 | 0.81 | 0.05 | 0.04 | 0.28 | 0 | 0.02 | -0.41 | -0.09 | 0 |  | 0.39 | 0.34 | 0.23 | 55.22 | 1494.581 | 1.18
D | 4002 | 2021-01-27 | 16 | ON | 51.82 | 7.25 | 0.81 | 0.05 | 0.06 | 0.28 | 0.04 | 0.05 | -0.42 | -0.09 | 0 |  | 0.39 | 0.34 | 0.23 | 60.81 | 1494.43 | 1.24
D | 4002 | 2021-01-27 | 17 | ON | 53.85 | 7.25 | 0.81 | 0.05 | 0.08 | 0.27 | 0.11 | 0.04 | -0.43 | -0.09 | 0 |  | 0.39 | 0.34 | 0.23 | 62.9 | 1549.07 | 1.32
D | 4002 | 2021-01-27 | 18 | ON | 75.8 | 7.25 | 0.81 | 0.05 | 0.19 | 0.26 | 0 | 0.09 | -0.43 | -0.09 | 0 |  | 0.39 | 0.34 | 0.23 | 84.89 | 1662.351 | 1.31
D | 4002 | 2021-01-27 | 19 | ON | 66.85 | 7.25 | 0.81 | 0.05 | 0.36 | 0.26 | 0.04 | 0.08 | -0.37 | -0.09 | 0 |  | 0.39 | 0.34 | 0.23 | 76.2 | 1647.099 | 1.52
D | 4002 | 2021-01-27 | 20 | ON | 54.19 | 7.25 | 0.81 | 0.05 | 0.31 | 0.27 | 0.22 | 0.03 | -0.32 | -0.09 | 0 |  | 0.39 | 0.34 | 0.23 | 63.68 | 1575.071 | 1.66
D | 4002 | 2021-01-27 | 21 | ON | 40.57 | 7.25 | 0.81 | 0.05 | 0.1 | 0.28 | 0 | 0.02 | -0.33 | -0.09 | 0 |  | 0.39 | 0.34 | 0.23 | 49.62 | 1490.427 | 1.24
D | 4002 | 2021-01-27 | 22 | ON | 39.17 | 7.25 | 0.81 | 0.05 | 0.06 | 0.3 | 0 | -0.01 | -0.41 | -0.09 | 0 |  | 0.39 | 0.34 | 0.23 | 48.09 | 1381.749 | 1.22
D | 4002 | 2021-01-27 | 23 | ON | 38.38 | 7.25 | 0.81 | 0.05 | 0.17 | 0.33 | 0 | 0.06 | -0.28 | -0.09 | 0 |  | 0.39 | 0.34 | 0.23 | 47.64 | 1267.006 | 1.36
D | 4002 | 2021-01-27 | 24 | OFF | 37.98 | 7.25 | 0.81 | 0.05 | 0.1 | 0 | 0 | 0.02 | -0.26 | -0.09 | 0 |  | 0.39 | 0.34 | 0.23 | 46.82 | 1176.522 | 0.96
D | 4002 | 2021-01-28 | 1 | OFF | 42.31 | 7.25 | 0.45 | 0.08 | 0.07 | 0 | 0 | -0.01 | -0.26 | -0.09 | 0 |  | 0.39 | 0.34 | 0.23 | 50.76 | 1111.846 | 0.6
D | 4002 | 2021-01-28 | 2 | OFF | 43.98 | 7.25 | 0.45 | 0.08 | 0.06 | 0 | 0 | 0.04 | -0.25 | -0.09 | 0 |  | 0.39 | 0.34 | 0.23 | 52.48 | 1070.488 | 0.59
D | 4002 | 2021-01-28 | 3 | OFF | 48.33 | 7.25 | 0.45 | 0.08 | 0.09 | 0 | 0 | 0.06 | -0.27 | -0.09 | 0 |  | 0.39 | 0.34 | 0.23 | 56.86 | 1059.979 | 0.62
D | 4002 | 2021-01-28 | 4 | OFF | 47.65 | 7.25 | 0.45 | 0.08 | 0.1 | 0 | 0 | 0.05 | -0.3 | -0.09 | 0 |  | 0.39 | 0.34 | 0.23 | 56.15 | 1067.217 | 0.63
D | 4002 | 2021-01-28 | 5 | OFF | 53.26 | 7.25 | 0.45 | 0.08 | 0.09 | 0 | 0 | 0.09 | -0.31 | -0.09 | 0 |  | 0.39 | 0.34 | 0.23 | 61.78 | 1109.798 | 0.62
D | 4002 | 2021-01-28 | 6 | OFF | 41.87 | 7.25 | 0.45 | 0.08 | 0.23 | 0 | 0 | 0.06 | -0.27 | -0.09 | 0 |  | 0.39 | 0.34 | 0.23 | 50.54 | 1206.844 | 0.76
D | 4002 | 2021-01-28 | 7 | OFF | 41.15 | 7.25 | 0.45 | 0.08 | 0.21 | 0 | 0 | 0.01 | -0.28 | -0.09 | 0 |  | 0.39 | 0.34 | 0.23 | 49.74 | 1356.462 | 0.74
D | 4002 | 2021-01-28 | 8 | ON | 80.17 | 7.25 | 0.45 | 0.08 | 0.48 | 0.27 | 0.25 | 0.09 | -0.07 | -0.09 | 0 |  | 0.39 | 0.34 | 0.23 | 89.84 | 1468.263 | 1.53
D | 4002 | 2021-01-28 | 9 | ON | 91.38 | 7.25 | 0.45 | 0.08 | 0.65 | 0.26 | 0.1 | 0.11 | -0.27 | -0.09 | 0 |  | 0.39 | 0.34 | 0.23 | 100.88 | 1519.536 | 1.54
D | 4002 | 2021-01-28 | 10 | ON | 92.36 | 7.25 | 0.45 | 0.08 | 0.38 | 0.26 | 0.19 | 0.04 | -0.08 | -0.09 | 0 |  | 0.39 | 0.34 | 0.23 | 101.8 | 1540.47 | 1.36
D | 4002 | 2021-01-28 | 11 | ON | 107.68 | 7.25 | 0.45 | 0.08 | 0.27 | 0.26 | 0.22 | 0.03 | -0.24 | -0.09 | 0 |  | 0.39 | 0.34 | 0.23 | 116.87 | 1551.266 | 1.28
D | 4002 | 2021-01-28 | 12 | ON | 112.47 | 7.25 | 0.45 | 0.08 | 0.26 | 0.26 | 0.04 | 0.14 | -0.57 | -0.09 | 0 |  | 0.39 | 0.34 | 0.23 | 121.25 | 1553.63 | 1.09
D | 4002 | 2021-01-28 | 13 | ON | 102.09 | 7.25 | 0.45 | 0.08 | 0.23 | 0.26 | 0.02 | 0.13 | -0.22 | -0.09 | 0 |  | 0.39 | 0.34 | 0.23 | 111.16 | 1535.792 | 1.04
D | 4002 | 2021-01-28 | 14 | ON | 78.71 | 7.25 | 0.45 | 0.08 | 0.11 | 0.26 | 0 | 0.05 | -0.36 | -0.09 | 0 |  | 0.39 | 0.34 | 0.23 | 87.42 | 1518.616 | 0.9
D | 4002 | 2021-01-28 | 15 | ON | 73.65 | 7.25 | 0.45 | 0.08 | 0.03 | 0.27 | 0 | 0.04 | -0.36 | -0.09 | 0 |  | 0.39 | 0.34 | 0.23 | 82.28 | 1502.582 | 0.83
D | 4002 | 2021-01-28 | 16 | ON | 69.99 | 7.25 | 0.45 | 0.08 | 0.05 | 0.26 | 0 | 0.07 | -0.46 | -0.09 | 0 |  | 0.39 | 0.34 | 0.23 | 78.56 | 1517.961 | 0.84
D | 4002 | 2021-01-28 | 17 | ON | 75.91 | 7.25 | 0.45 | 0.08 | 0.05 | 0.26 | 0 | 0.03 | -0.32 | -0.09 | 0 |  | 0.39 | 0.34 | 0.23 | 84.58 | 1586.615 | 0.84
D | 4002 | 2021-01-28 | 18 | ON | 88.73 | 7.25 | 0.45 | 0.08 | 0.17 | 0.24 | 0 | 0.08 | -0.49 | -0.09 | 0 |  | 0.39 | 0.34 | 0.23 | 97.38 | 1714.815 | 0.94
D | 4002 | 2021-01-28 | 19 | ON | 91.49 | 7.25 | 0.45 | 0.08 | 0.18 | 0.24 | 0.16 | 0.04 | -0.59 | -0.09 | 0 |  | 0.39 | 0.34 | 0.23 | 100.17 | 1715.768 | 1.11
D | 4002 | 2021-01-28 | 20 | ON | 82.65 | 7.25 | 0.45 | 0.08 | 0.14 | 0.24 | 0.07 | 0.13 | -0.51 | -0.09 | 0 |  | 0.39 | 0.34 | 0.23 | 91.37 | 1660.472 | 0.98
D | 4002 | 2021-01-28 | 21 | ON | 71.75 | 7.25 | 0.45 | 0.08 | 0.09 | 0.25 | 0 | 0.03 | -0.51 | -0.09 | 0 |  | 0.39 | 0.34 | 0.23 | 80.26 | 1593.407 | 0.87
D | 4002 | 2021-01-28 | 22 | ON | 68.53 | 7.25 | 0.45 | 0.08 | 0.08 | 0.27 | 0 | 0.14 | -0.51 | -0.09 | 0 |  | 0.39 | 0.34 | 0.23 | 77.16 | 1498.461 | 0.88
D | 4002 | 2021-01-28 | 23 | ON | 58.31 | 7.25 | 0.45 | 0.08 | 0.24 | 0.28 | 0 | 0.09 | -0.35 | -0.09 | 0 |  | 0.39 | 0.34 | 0.23 | 67.22 | 1400.215 | 1.05
D | 4002 | 2021-01-28 | 24 | OFF | 60.25 | 7.25 | 0.45 | 0.08 | 0.15 | 0 | 0 | 0.02 | -0.63 | -0.09 | 0 |  | 0.39 | 0.34 | 0.23 | 68.44 | 1322.036 | 0.68
D | 4002 | 2021-01-29 | 1 | OFF | 59.84 | 7.25 | 0.48 | 0.12 | 0.05 | 0 | 0 | 0.23 | -0.51 | -0.09 | 0 |  | 0.39 | 0.34 | 0.23 | 68.33 | 1272.221 | 0.65
D | 4002 | 2021-01-29 | 2 | OFF | 63.14 | 7.25 | 0.48 | 0.12 | 0.06 | 0 | 0 | 0.04 | -0.44 | -0.09 | 0 |  | 0.39 | 0.34 | 0.23 | 71.52 | 1251.213 | 0.66
D | 4002 | 2021-01-29 | 3 | OFF | 63.88 | 7.25 | 0.48 | 0.12 | 0.07 | 0 | 0 | 0.29 | -0.49 | -0.09 | 0 |  | 0.39 | 0.34 | 0.23 | 72.47 | 1248.212 | 0.67
D | 4002 | 2021-01-29 | 4 | OFF | 61.54 | 7.25 | 0.48 | 0.12 | 0.04 | 0 | 0 | 0.02 | -0.41 | -0.09 | 0 |  | 0.39 | 0.34 | 0.23 | 69.91 | 1248.64 | 0.64
D | 4002 | 2021-01-29 | 5 | OFF | 60.11 | 7.25 | 0.48 | 0.12 | 0.05 | 0 | 0 | 0.03 | -0.4 | -0.09 | 0 |  | 0.39 | 0.34 | 0.23 | 68.51 | 1293.681 | 0.65
D | 4002 | 2021-01-29 | 6 | OFF | 84.81 | 7.25 | 0.48 | 0.12 | 0.51 | 0 | 0 | 0.08 | -0.25 | -0.09 | 0 |  | 0.39 | 0.34 | 0.23 | 93.87 | 1393.182 | 1.11
D | 4002 | 2021-01-29 | 7 | OFF | 108.47 | 7.25 | 0.48 | 0.12 | 0.46 | 0 | 0.05 | 0.18 | -0.7 | -0.09 | 0 |  | 0.39 | 0.34 | 0.23 | 117.18 | 1542.035 | 1.11
D | 4002 | 2021-01-29 | 8 | ON | 116.6 | 7.25 | 0.48 | 0.12 | 0.58 | 0.26 | 0.02 | 0.12 | -0.83 | -0.09 | 0 |  | 0.39 | 0.34 | 0.23 | 125.47 | 1657.298 | 1.46
D | 4002 | 2021-01-29 | 9 | ON | 124.81 | 7.25 | 0.48 | 0.12 | 0.32 | 0.24 | 0.04 | -0.19 | -0.71 | -0.09 | 0 |  | 0.39 | 0.34 | 0.23 | 133.23 | 1713.3 | 1.2
D | 4002 | 2021-01-29 | 10 | ON | 170.18 | 7.25 | 0.48 | 0.12 | 4.75 | 0.23 | 0.41 | 0.19 | -0.82 | -0.09 | 0 |  | 0.39 | 0.34 | 0.23 | 183.66 | 1710.723 | 5.99
D | 4002 | 2021-01-29 | 11 | ON | 127.01 | 7.25 | 0.48 | 0.12 | 0.47 | 0.24 | 0.14 | 0.18 | -0.66 | -0.09 | 0 |  | 0.39 | 0.34 | 0.23 | 136.1 | 1707.331 | 1.45
D | 4002 | 2021-01-29 | 12 | ON | 101.91 | 7.25 | 0.48 | 0.12 | 0.14 | 0.24 | 0 | 0.11 | -0.64 | -0.09 | 0 |  | 0.39 | 0.34 | 0.23 | 110.48 | 1696.465 | 0.98
D | 4002 | 2021-01-29 | 13 | ON | 86.37 | 7.25 | 0.48 | 0.12 | 0.08 | 0.25 | 0 | 0.02 | -0.66 | -0.09 | 0 |  | 0.39 | 0.34 | 0.23 | 94.78 | 1680.118 | 0.93
D | 4002 | 2021-01-29 | 14 | ON | 79.78 | 7.25 | 0.48 | 0.12 | 0.11 | 0.26 | 0 | 0.1 | -0.7 | -0.09 | 0 |  | 0.39 | 0.34 | 0.23 | 88.27 | 1648.723 | 0.97
D | 4002 | 2021-01-29 | 15 | ON | 81.31 | 7.25 | 0.48 | 0.12 | 0.07 | 0.26 | 0 | 0 | -0.7 | -0.09 | 0 |  | 0.39 | 0.34 | 0.23 | 89.66 | 1622.893 | 0.93
D | 4002 | 2021-01-29 | 16 | ON | 84.39 | 7.25 | 0.48 | 0.12 | 0.07 | 0.26 | 0 | 0.06 | -0.67 | -0.09 | 0 |  | 0.39 | 0.34 | 0.23 | 92.83 | 1627.034 | 0.93
D | 4002 | 2021-01-29 | 17 | ON | 91.1 | 7.25 | 0.48 | 0.12 | 0.09 | 0.25 | 0.03 | 0.11 | -0.79 | -0.09 | 0 |  | 0.39 | 0.34 | 0.23 | 99.51 | 1683.912 | 0.97
D | 4002 | 2021-01-29 | 18 | ON | 110.01 | 7.25 | 0.48 | 0.12 | 0.11 | 0.24 | 0 | 0.12 | -0.78 | -0.09 | 0 |  | 0.39 | 0.34 | 0.23 | 118.42 | 1789.245 | 0.95
D | 4002 | 2021-01-29 | 19 | ON | 113.75 | 7.25 | 0.48 | 0.12 | 0.18 | 0.24 | 0 | 0.03 | -0.81 | -0.09 | 0 |  | 0.39 | 0.34 | 0.23 | 122.11 | 1780.873 | 1.02
D | 4002 | 2021-01-29 | 20 | ON | 108.06 | 7.25 | 0.48 | 0.12 | 0.18 | 0.24 | 0.48 | 0.03 | -0.74 | -0.09 | 0 |  | 0.39 | 0.34 | 0.23 | 116.97 | 1717.444 | 1.5
D | 4002 | 2021-01-29 | 21 | ON | 102.13 | 7.25 | 0.48 | 0.12 | 0.15 | 0.25 | 0.47 | 0.08 | -0.67 | -0.09 | 0 |  | 0.39 | 0.34 | 0.23 | 111.13 | 1650.424 | 1.47
D | 4002 | 2021-01-29 | 22 | ON | 98.96 | 7.25 | 0.48 | 0.12 | 0.2 | 0.27 | 0.41 | -0.03 | -0.7 | -0.09 | 0 |  | 0.39 | 0.34 | 0.23 | 107.83 | 1565.669 | 1.48
D | 4002 | 2021-01-29 | 23 | ON | 99.28 | 7.25 | 0.48 | 0.12 | 0.26 | 0.28 | 0 | 0.02 | -0.75 | -0.09 | 0 |  | 0.39 | 0.34 | 0.23 | 107.81 | 1463.233 | 1.14
D | 4002 | 2021-01-29 | 24 | OFF | 88.39 | 7.25 | 0.48 | 0.12 | 0.25 | 0 | 0 | 0.04 | -0.67 | -0.09 | 0 |  | 0.39 | 0.34 | 0.23 | 96.73 | 1373.78 | 0.85
D | 4002 | 2021-01-30 | 1 | OFF | 121.26 | 7.25 | 0.81 | 0.15 | 0.39 | 0 | 0.75 | -0.03 | -0.63 | -0.09 | 0 |  | 0.39 | 0.34 | 0.23 | 130.82 | 1316.253 | 2.1
D | 4002 | 2021-01-30 | 2 | OFF | 107.13 | 7.25 | 0.81 | 0.15 | 0.32 | 0 | 0 | 0.03 | -0.61 | -0.09 | 0 |  | 0.39 | 0.34 | 0.23 | 115.95 | 1284.956 | 1.28
D | 4002 | 2021-01-30 | 3 | OFF | 112.48 | 7.25 | 0.81 | 0.15 | 0.38 | 0 | 0 | 0.09 | -0.72 | -0.09 | 0 |  | 0.39 | 0.34 | 0.23 | 121.31 | 1271.324 | 1.34
D | 4002 | 2021-01-30 | 4 | OFF | 111.32 | 7.25 | 0.81 | 0.15 | 0.35 | 0 | 0 | 0.04 | -0.63 | -0.09 | 0 |  | 0.39 | 0.34 | 0.23 | 120.16 | 1269.307 | 1.31
D | 4002 | 2021-01-30 | 5 | OFF | 127.43 | 7.25 | 0.81 | 0.15 | 0.42 | 0 | 0 | 0.04 | -0.53 | -0.09 | 0 |  | 0.39 | 0.34 | 0.23 | 136.44 | 1283.1 | 1.38
D | 4002 | 2021-01-30 | 6 | OFF | 156.15 | 7.25 | 0.81 | 0.15 | 0.28 | 0 | 0.02 | 0.38 | -0.7 | -0.09 | 0 |  | 0.39 | 0.34 | 0.23 | 165.21 | 1329.242 | 1.26
D | 4002 | 2021-01-30 | 7 | OFF | 156.66 | 7.25 | 0.81 | 0.15 | 1.11 | 0 | 0 | 0.29 | -0.42 | -0.09 | 0 |  | 0.39 | 0.34 | 0.23 | 166.72 | 1398.674 | 2.07
D | 4002 | 2021-01-30 | 8 | OFF | 124.49 | 7.25 | 0.81 | 0.15 | 0.84 | 0 | 0.1 | 0.13 | -0.8 | -0.09 | 0 |  | 0.39 | 0.34 | 0.23 | 133.84 | 1472.813 | 1.9
D | 4002 | 2021-01-30 | 9 | OFF | 118.73 | 7.25 | 0.81 | 0.15 | 0.32 | 0 | 0.09 | 0.04 | -0.7 | -0.09 | 0 |  | 0.39 | 0.34 | 0.23 | 127.56 | 1540.843 | 1.37
D | 4002 | 2021-01-30 | 10 | OFF | 117.61 | 7.25 | 0.81 | 0.15 | 0.24 | 0 | 0.39 | 0.08 | -0.67 | -0.09 | 0 |  | 0.39 | 0.34 | 0.23 | 126.73 | 1573.486 | 1.59
D | 4002 | 2021-01-30 | 11 | OFF | 114.84 | 7.25 | 0.81 | 0.15 | 0.16 | 0 | 0.54 | 0.07 | -0.58 | -0.09 | 0 |  | 0.39 | 0.34 | 0.23 | 124.11 | 1575.151 | 1.66
D | 4002 | 2021-01-30 | 12 | OFF | 90.64 | 7.25 | 0.81 | 0.15 | 0.19 | 0 | 0.15 | 0.05 | -0.5 | -0.09 | 0 |  | 0.39 | 0.34 | 0.23 | 99.61 | 1557.639 | 1.3
D | 4002 | 2021-01-30 | 13 | OFF | 75.83 | 7.25 | 0.81 | 0.15 | 0.08 | 0 | 0 | 0.05 | -0.49 | -0.09 | 0 |  | 0.39 | 0.34 | 0.23 | 84.55 | 1526.924 | 1.04
D | 4002 | 2021-01-30 | 14 | OFF | 74.03 | 7.25 | 0.81 | 0.15 | 0.13 | 0 | 0 | 0.02 | -0.39 | -0.09 | 0 |  | 0.39 | 0.34 | 0.23 | 82.87 | 1496.287 | 1.09
D | 4002 | 2021-01-30 | 15 | OFF | 72.98 | 7.25 | 0.81 | 0.15 | 0.09 | 0 | 0 | 0.04 | -0.38 | -0.09 | 0 |  | 0.39 | 0.34 | 0.23 | 81.81 | 1485.521 | 1.05
D | 4002 | 2021-01-30 | 16 | OFF | 66.08 | 7.25 | 0.81 | 0.15 | 0.08 | 0 | 0 | 0 | -0.34 | -0.09 | 0 |  | 0.39 | 0.34 | 0.23 | 74.9 | 1512.254 | 1.04
D | 4002 | 2021-01-30 | 17 | OFF | 76.35 | 7.25 | 0.81 | 0.15 | 0.11 | 0 | 0 | 0.18 | -0.42 | -0.09 | 0 |  | 0.39 | 0.34 | 0.23 | 85.3 | 1587.904 | 1.07
D | 4002 | 2021-01-30 | 18 | OFF | 97.64 | 7.25 | 0.81 | 0.15 | 0.16 | 0 | 0 | 0.1 | -0.53 | -0.09 | 0 |  | 0.39 | 0.34 | 0.23 | 106.45 | 1710.155 | 1.12
D | 4002 | 2021-01-30 | 19 | OFF | 96.14 | 7.25 | 0.81 | 0.15 | 0.25 | 0 | 0 | 0.06 | -0.62 | -0.09 | 0 |  | 0.39 | 0.34 | 0.23 | 104.91 | 1706.028 | 1.21
D | 4002 | 2021-01-30 | 20 | OFF | 90.09 | 7.25 | 0.81 | 0.15 | 0.17 | 0 | 0 | 0.12 | -0.54 | -0.09 | 0 |  | 0.39 | 0.34 | 0.23 | 98.92 | 1648.228 | 1.13
D | 4002 | 2021-01-30 | 21 | OFF | 92.11 | 7.25 | 0.81 | 0.15 | 0.07 | 0 | 0.19 | -0.02 | -0.5 | -0.09 | 0 |  | 0.39 | 0.34 | 0.23 | 100.93 | 1581.626 | 1.22
D | 4002 | 2021-01-30 | 22 | OFF | 75.58 | 7.25 | 0.81 | 0.15 | 0.08 | 0 | 0 | 0 | -0.43 | -0.09 | 0 |  | 0.39 | 0.34 | 0.23 | 84.31 | 1502.928 | 1.04
D | 4002 | 2021-01-30 | 23 | OFF | 76.8 | 7.25 | 0.81 | 0.15 | 0.26 | 0 | 0 | -0.02 | -0.31 | -0.09 | 0 |  | 0.39 | 0.34 | 0.23 | 85.81 | 1417.438 | 1.22
D | 4002 | 2021-01-30 | 24 | OFF | 78.81 | 7.25 | 0.81 | 0.15 | 0.41 | 0 | 0.06 | 0.01 | -0.5 | -0.09 | 0 |  | 0.39 | 0.34 | 0.23 | 87.87 | 1342.549 | 1.43
D | 4002 | 2021-01-31 | 1 | OFF | 84.15 | 7.25 | 0.18 | 0.02 | 0.43 | 0 | 0 | 0.04 | -0.46 | -0.09 | 0 |  | 0.39 | 0.34 | 0.23 | 92.48 | 1289.059 | 0.63
D | 4002 | 2021-01-31 | 2 | OFF | 79.15 | 7.25 | 0.18 | 0.02 | 0.18 | 0 | 0 | 0.07 | -0.56 | -0.09 | 0 |  | 0.39 | 0.34 | 0.23 | 87.16 | 1259.429 | 0.38
D | 4002 | 2021-01-31 | 3 | OFF | 79.85 | 7.25 | 0.18 | 0.02 | 0.2 | 0 | 0 | 0.03 | -0.58 | -0.09 | 0 |  | 0.39 | 0.34 | 0.23 | 87.82 | 1246.041 | 0.4
D | 4002 | 2021-01-31 | 4 | OFF | 65.98 | 7.25 | 0.18 | 0.02 | 0.15 | 0 | 0 | 0.2 | -0.54 | -0.09 | 0 |  | 0.39 | 0.34 | 0.23 | 74.11 | 1240.149 | 0.35
D | 4002 | 2021-01-31 | 5 | OFF | 61.05 | 7.25 | 0.18 | 0.02 | 0.06 | 0 | 0 | 0.1 | -0.56 | -0.09 | 0 |  | 0.39 | 0.34 | 0.23 | 68.97 | 1256.259 | 0.26
D | 4002 | 2021-01-31 | 6 | OFF | 57.14 | 7.25 | 0.18 | 0.02 | 0.04 | 0 | 0 | 0.03 | -0.48 | -0.09 | 0 |  | 0.39 | 0.34 | 0.23 | 65.05 | 1295.946 | 0.24
D | 4002 | 2021-01-31 | 7 | OFF | 56.16 | 7.25 | 0.18 | 0.02 | 0.14 | 0 | 0 | 0.07 | -0.49 | -0.09 | 0 |  | 0.39 | 0.34 | 0.23 | 64.2 | 1359.299 | 0.34
D | 4002 | 2021-01-31 | 8 | OFF | 61.26 | 7.25 | 0.18 | 0.02 | 0.19 | 0 | 0 | 0.01 | -0.49 | -0.09 | 0 |  | 0.39 | 0.34 | 0.23 | 69.29 | 1436.123 | 0.39
D | 4002 | 2021-01-31 | 9 | OFF | 66.33 | 7.25 | 0.18 | 0.02 | 0.18 | 0 | 0.01 | 0.02 | -0.46 | -0.09 | 0 |  | 0.39 | 0.34 | 0.23 | 74.4 | 1502.233 | 0.39
D | 4002 | 2021-01-31 | 10 | OFF | 87.59 | 7.25 | 0.18 | 0.02 | 0.32 | 0 | 0.34 | 0.02 | -0.48 | -0.09 | 0 |  | 0.39 | 0.34 | 0.23 | 96.11 | 1527.916 | 0.86
D | 4002 | 2021-01-31 | 11 | OFF | 100.97 | 7.25 | 0.18 | 0.02 | 0.16 | 0 | 0.39 | 0.09 | -0.46 | -0.09 | 0 |  | 0.39 | 0.34 | 0.23 | 109.47 | 1525.651 | 0.75
D | 4002 | 2021-01-31 | 12 | OFF | 85.61 | 7.25 | 0.18 | 0.02 | 0.16 | 0 | 0.01 | 0.05 | -0.42 | -0.09 | 0 |  | 0.39 | 0.34 | 0.23 | 93.73 | 1504.623 | 0.37
D | 4002 | 2021-01-31 | 13 | OFF | 88.93 | 7.25 | 0.18 | 0.02 | 0.18 | 0 | 0.1 | 0.03 | -0.4 | -0.09 | 0 |  | 0.39 | 0.34 | 0.23 | 97.16 | 1484.113 | 0.48
D | 4002 | 2021-01-31 | 14 | OFF | 85.75 | 7.25 | 0.18 | 0.02 | 0.08 | 0 | 0 | 0.06 | -0.47 | -0.09 | 0 |  | 0.39 | 0.34 | 0.23 | 93.74 | 1458.091 | 0.28
D | 4002 | 2021-01-31 | 15 | OFF | 83.73 | 7.25 | 0.18 | 0.02 | 0.07 | 0 | 0 | 0.05 | -0.4 | -0.09 | 0 |  | 0.39 | 0.34 | 0.23 | 91.77 | 1460.282 | 0.27
D | 4002 | 2021-01-31 | 16 | OFF | 83.94 | 7.25 | 0.18 | 0.02 | 0.08 | 0 | 0 | 0.06 | -0.4 | -0.09 | 0 |  | 0.39 | 0.34 | 0.23 | 92 | 1487.647 | 0.28
D | 4002 | 2021-01-31 | 17 | OFF | 91.23 | 7.25 | 0.18 | 0.02 | 0.06 | 0 | 0 | 0.06 | -0.36 | -0.09 | 0 |  | 0.39 | 0.34 | 0.23 | 99.31 | 1557.423 | 0.26
D | 4002 | 2021-01-31 | 18 | OFF | 95.6 | 7.25 | 0.18 | 0.02 | 0.05 | 0 | 0 | 0.13 | -0.56 | -0.09 | 0 |  | 0.39 | 0.34 | 0.23 | 103.54 | 1688.919 | 0.25
D | 4002 | 2021-01-31 | 19 | OFF | 93.26 | 7.25 | 0.18 | 0.02 | 0.03 | 0 | 0.01 | 0.23 | -0.59 | -0.09 | 0 |  | 0.39 | 0.34 | 0.23 | 101.26 | 1680.192 | 0.24
D | 4002 | 2021-01-31 | 20 | OFF | 80.89 | 7.25 | 0.18 | 0.02 | 0.08 | 0 | 0 | 0.06 | -0.52 | -0.09 | 0 |  | 0.39 | 0.34 | 0.23 | 88.83 | 1616.616 | 0.28
D | 4002 | 2021-01-31 | 21 | OFF | 79.81 | 7.25 | 0.18 | 0.02 | 0.1 | 0 | 0 | 0.07 | -0.51 | -0.09 | 0 |  | 0.39 | 0.34 | 0.23 | 87.79 | 1535.091 | 0.3
D | 4002 | 2021-01-31 | 22 | OFF | 78.33 | 7.25 | 0.18 | 0.02 | 0.04 | 0 | 0.01 | 0.09 | -0.36 | -0.09 | 0 |  | 0.39 | 0.34 | 0.23 | 86.43 | 1437.819 | 0.25
D | 4002 | 2021-01-31 | 23 | OFF | 60.62 | 7.25 | 0.18 | 0.02 | 0.14 | 0 | 0 | 0.03 | -0.27 | -0.09 | 0 |  | 0.39 | 0.34 | 0.23 | 68.84 | 1344.317 | 0.34
D | 4002 | 2021-01-31 | 24 | OFF | 53.16 | 7.25 | 0.18 | 0.02 | 0.24 | 0 | 0 | 0.05 | -0.32 | -0.09 | 0 |  | 0.39 | 0.34 | 0.23 | 61.45 | 1273.647 | 0.44
T | 744 lines

## whlsecost_hourly_4002_202102
C | Hourly Wholesale Load Cost Report
C | Filename: whlsecost_hourly_4002_202102.csv
C | Report for: 02 2021
C | Report generated: 04/27/2021 15:24:10 EDT
H | Location ID | Local Date | Local Hour | OnOffPeak | RTLMP | Capacity | First Contingency | Second Contingency | Regulation | Forward Reserves | Real-Time Reserves | Inadvertent | Marginal Loss Rev Fund | Auction Rev Rights | Real-Time Demand Reduction Cost | Price Responsive Demand Cost | ISO Sched 2 | ISO Sched 3 | NEPOOL Exp | Total Cost | RTLO | Total Ancillary & NCPC
H | Number | Date | Number | String | Number | Number | Number | Number | Number | Number | Number | Number | Number | Number | Number | Number | Number | Number | Number | Number | Number
D | 4002 | 2021-02-01 | 1 | OFF | 55.99 | 8.02 | 0.35 | 0.1 | 0.14 | 0 | 0 | 0 | -0.3 | -0.13 | 0 |  | 0.39 | 0.38 | 0.23 | 65.17 | 1233.98 | 0.59
D | 4002 | 2021-02-01 | 2 | OFF | 52.99 | 8.02 | 0.35 | 0.1 | 0.06 | 0 | 0 | 0.01 | -0.35 | -0.13 | 0 |  | 0.39 | 0.38 | 0.23 | 62.05 | 1216.932 | 0.51
D | 4002 | 2021-02-01 | 3 | OFF | 47.35 | 8.02 | 0.35 | 0.1 | 0.09 | 0 | 0 | 0.14 | -0.32 | -0.13 | 0 |  | 0.39 | 0.38 | 0.23 | 56.6 | 1210.906 | 0.54
D | 4002 | 2021-02-01 | 4 | OFF | 50.3 | 8.02 | 0.35 | 0.1 | 0.06 | 0 | 0 | 0.02 | -0.26 | -0.13 | 0 |  | 0.39 | 0.38 | 0.23 | 59.46 | 1226.548 | 0.51
D | 4002 | 2021-02-01 | 5 | OFF | 46.52 | 8.02 | 0.35 | 0.1 | 0.09 | 0 | 0 | 0.04 | -0.33 | -0.13 | 0 |  | 0.39 | 0.38 | 0.23 | 55.66 | 1263.997 | 0.54
D | 4002 | 2021-02-01 | 6 | OFF | 53.28 | 8.02 | 0.35 | 0.1 | 0.3 | 0 | 0 | 0.03 | -0.22 | -0.13 | 0 |  | 0.39 | 0.38 | 0.23 | 62.73 | 1363.961 | 0.75
D | 4002 | 2021-02-01 | 7 | OFF | 66.78 | 8.02 | 0.35 | 0.1 | 0.71 | 0 | 0 | 0.09 | -0.32 | -0.13 | 0 |  | 0.39 | 0.38 | 0.23 | 76.6 | 1516.857 | 1.16
D | 4002 | 2021-02-01 | 8 | ON | 81.79 | 8.02 | 0.35 | 0.1 | 0.48 | 0.27 | 0.07 | 0.1 | -0.43 | -0.13 | 0 |  | 0.39 | 0.38 | 0.23 | 91.62 | 1624.073 | 1.27
D | 4002 | 2021-02-01 | 9 | ON | 75.16 | 8.02 | 0.35 | 0.1 | 0.23 | 0.26 | 0.02 | 0.18 | -0.48 | -0.13 | 0 |  | 0.39 | 0.38 | 0.23 | 84.71 | 1668.605 | 0.96
D | 4002 | 2021-02-01 | 10 | ON | 70.88 | 8.02 | 0.35 | 0.1 | 0.08 | 0.26 | 0 | 0.08 | -0.44 | -0.13 | 0 |  | 0.39 | 0.38 | 0.23 | 80.2 | 1677.878 | 0.79
D | 4002 | 2021-02-01 | 11 | ON | 58.6 | 8.02 | 0.35 | 0.1 | 0.15 | 0.26 | 0.05 | -0.08 | -0.53 | -0.13 | 0 |  | 0.39 | 0.38 | 0.23 | 67.79 | 1678.569 | 0.91
D | 4002 | 2021-02-01 | 12 | ON | 78.61 | 8.02 | 0.35 | 0.1 | 0.12 | 0.26 | 0.18 | 0.06 | -0.53 | -0.13 | 0 |  | 0.39 | 0.38 | 0.23 | 88.04 | 1679.772 | 1.01
D | 4002 | 2021-02-01 | 13 | ON | 89.96 | 8.02 | 0.35 | 0.1 | 0.16 | 0.26 | 0.65 | 0.06 | -0.57 | -0.13 | 0 |  | 0.39 | 0.38 | 0.23 | 99.86 | 1681.1 | 1.52
D | 4002 | 2021-02-01 | 14 | ON | 99.48 | 8.02 | 0.35 | 0.1 | 0.19 | 0.26 | 0.71 | 0.16 | -0.51 | -0.13 | 0 |  | 0.39 | 0.38 | 0.23 | 109.63 | 1671.299 | 1.61
D | 4002 | 2021-02-01 | 15 | ON | 93.22 | 8.02 | 0.35 | 0.1 | 0.17 | 0.26 | 0.52 | 0.15 | -0.45 | -0.13 | 0 |  | 0.39 | 0.38 | 0.23 | 103.21 | 1649.814 | 1.4
D | 4002 | 2021-02-01 | 16 | ON | 91.69 | 8.02 | 0.35 | 0.1 | 0.22 | 0.26 | 0.21 | 0.09 | -0.47 | -0.13 | 0 |  | 0.39 | 0.38 | 0.23 | 101.34 | 1645.498 | 1.14
D | 4002 | 2021-02-01 | 17 | ON | 95.8 | 8.02 | 0.35 | 0.1 | 0.36 | 0.26 | 0.03 | 0.11 | -0.4 | -0.13 | 0 |  | 0.39 | 0.38 | 0.23 | 105.5 | 1694.672 | 1.1
D | 4002 | 2021-02-01 | 18 | ON | 112.37 | 8.02 | 0.35 | 0.1 | 0.19 | 0.25 | 0.06 | -0.01 | -0.53 | -0.13 | 0 |  | 0.39 | 0.38 | 0.23 | 121.67 | 1770.442 | 0.95
D | 4002 | 2021-02-01 | 19 | ON | 118.79 | 8.02 | 0.35 | 0.1 | 0.43 | 0.25 | 0.13 | 0.16 | -0.27 | -0.13 | 0 |  | 0.39 | 0.38 | 0.23 | 128.83 | 1730.265 | 1.26
D | 4002 | 2021-02-01 | 20 | ON | 105.08 | 8.02 | 0.35 | 0.1 | 0.27 | 0.26 | 0.01 | 0.07 | -0.46 | -0.13 | 0 |  | 0.39 | 0.38 | 0.23 | 114.57 | 1636.712 | 0.99
D | 4002 | 2021-02-01 | 21 | ON | 87.1 | 8.02 | 0.35 | 0.1 | 0.17 | 0.27 | 0 | 0.22 | -0.01 | -0.13 | 0 |  | 0.39 | 0.38 | 0.23 | 97.09 | 1540.827 | 0.89
D | 4002 | 2021-02-01 | 22 | ON | 62.23 | 8.02 | 0.35 | 0.1 | 0.14 | 0.29 | 0 | 0.1 | -0.23 | -0.13 | 0 |  | 0.39 | 0.38 | 0.23 | 71.87 | 1428.371 | 0.88
D | 4002 | 2021-02-01 | 23 | ON | 57.12 | 8.02 | 0.35 | 0.1 | 0.4 | 0.31 | 0 | 0.14 | -0.13 | -0.13 | 0 |  | 0.39 | 0.38 | 0.23 | 67.18 | 1318.601 | 1.16
D | 4002 | 2021-02-01 | 24 | OFF | 50.82 | 8.02 | 0.35 | 0.1 | 1.01 | 0 | 0 | 0.11 | 0.01 | -0.13 | 0 |  | 0.39 | 0.38 | 0.23 | 61.29 | 1228.382 | 1.46
D | 4002 | 2021-02-02 | 1 | OFF | 64.13 | 8.02 | 1.04 | 0.33 | 0.36 | 0 | 0 | 0.06 | -0.52 | -0.13 | 0 |  | 0.39 | 0.38 | 0.23 | 74.29 | 1172.002 | 1.73
D | 4002 | 2021-02-02 | 2 | OFF | 85.89 | 8.02 | 1.04 | 0.33 | 0.39 | 0 | 0 | 0.34 | -0.23 | -0.13 | 0 |  | 0.39 | 0.38 | 0.23 | 96.65 | 1138.325 | 1.76
D | 4002 | 2021-02-02 | 3 | OFF | 71.07 | 8.02 | 1.04 | 0.33 | 0.23 | 0 | 0 | 0.17 | -0.2 | -0.13 | 0 |  | 0.39 | 0.38 | 0.23 | 81.53 | 1122.922 | 1.6
D | 4002 | 2021-02-02 | 4 | OFF | 43.83 | 8.02 | 1.04 | 0.33 | 0.06 | 0 | 0 | 0.16 | -0.28 | -0.13 | 0 |  | 0.39 | 0.38 | 0.23 | 54.03 | 1124.729 | 1.43
D | 4002 | 2021-02-02 | 5 | OFF | 58.09 | 8.02 | 1.04 | 0.33 | 0.19 | 0 | 0 | 0.17 | -0.26 | -0.13 | 0 |  | 0.39 | 0.38 | 0.23 | 68.45 | 1150.558 | 1.56
D | 4002 | 2021-02-02 | 6 | OFF | 63.42 | 8.02 | 1.04 | 0.33 | 0.68 | 0 | 0 | 0.14 | -0.12 | -0.13 | 0 |  | 0.39 | 0.38 | 0.23 | 74.38 | 1221.393 | 2.05
D | 4002 | 2021-02-02 | 7 | OFF | 76.52 | 8.02 | 1.04 | 0.33 | 1.12 | 0 | 0 | 0.17 | -0.2 | -0.13 | 0 |  | 0.39 | 0.38 | 0.23 | 87.87 | 1321.992 | 2.49
D | 4002 | 2021-02-02 | 8 | ON | 61.55 | 8.02 | 1.04 | 0.33 | 0.52 | 0.3 | 0 | 0.11 | -0.52 | -0.13 | 0 |  | 0.39 | 0.38 | 0.23 | 72.22 | 1411.572 | 2.19
D | 4002 | 2021-02-02 | 9 | ON | 66.45 | 8.02 | 1.04 | 0.33 | 0.12 | 0.29 | 0 | 0.04 | -0.52 | -0.13 | 0 |  | 0.39 | 0.38 | 0.23 | 76.64 | 1482.67 | 1.78
D | 4002 | 2021-02-02 | 10 | ON | 88.66 | 8.02 | 1.04 | 0.33 | 0.2 | 0.28 | 0 | 0.01 | -0.27 | -0.13 | 0 |  | 0.39 | 0.38 | 0.23 | 99.14 | 1525.107 | 1.85
D | 4002 | 2021-02-02 | 11 | ON | 81.88 | 8.02 | 1.04 | 0.33 | 0.06 | 0.27 | 0.13 | 0 | -0.57 | -0.13 | 0 |  | 0.39 | 0.38 | 0.23 | 92.03 | 1558.005 | 1.83
D | 4002 | 2021-02-02 | 12 | ON | 117.73 | 8.02 | 1.04 | 0.33 | 0.31 | 0.27 | 0.08 | 0.05 | -1.05 | -0.13 | 0 |  | 0.39 | 0.38 | 0.23 | 127.65 | 1581.571 | 2.03
D | 4002 | 2021-02-02 | 13 | ON | 112.97 | 8.02 | 1.04 | 0.33 | 0.33 | 0.27 | 0.01 | 0 | -1.2 | -0.13 | 0 |  | 0.39 | 0.38 | 0.23 | 122.64 | 1586.971 | 1.98
D | 4002 | 2021-02-02 | 14 | ON | 95.2 | 8.02 | 1.04 | 0.33 | 0.25 | 0.27 | 0.23 | -0.01 | -0.89 | -0.13 | 0 |  | 0.39 | 0.38 | 0.23 | 105.31 | 1570.369 | 2.12
D | 4002 | 2021-02-02 | 15 | ON | 68.35 | 8.02 | 1.04 | 0.33 | 0.05 | 0.27 | 0.01 | -0.11 | -0.52 | -0.13 | 0 |  | 0.39 | 0.38 | 0.23 | 78.31 | 1544.568 | 1.7
D | 4002 | 2021-02-02 | 16 | ON | 78.71 | 8.02 | 1.04 | 0.33 | 0.08 | 0.27 | 0 | -0.01 | -0.57 | -0.13 | 0 |  | 0.39 | 0.38 | 0.23 | 88.74 | 1536.221 | 1.72
D | 4002 | 2021-02-02 | 17 | ON | 81.63 | 8.02 | 1.04 | 0.33 | 0.07 | 0.27 | 0.03 | 0.02 | -0.64 | -0.13 | 0 |  | 0.39 | 0.38 | 0.23 | 91.64 | 1571.195 | 1.74
D | 4002 | 2021-02-02 | 18 | ON | 104.2 | 8.02 | 1.04 | 0.33 | 0.15 | 0.26 | 0.31 | 0.08 | -0.82 | -0.13 | 0 |  | 0.39 | 0.38 | 0.23 | 114.44 | 1678.218 | 2.09
D | 4002 | 2021-02-02 | 19 | ON | 101.33 | 8.02 | 1.04 | 0.33 | 0.25 | 0.26 | 0.03 | 0.07 | -0.6 | -0.13 | 0 |  | 0.39 | 0.38 | 0.23 | 111.6 | 1654.688 | 1.91
D | 4002 | 2021-02-02 | 20 | ON | 87.66 | 8.02 | 1.04 | 0.33 | 0.21 | 0.27 | 0.12 | 0.02 | -0.53 | -0.13 | 0 |  | 0.39 | 0.38 | 0.23 | 98.01 | 1567.532 | 1.97
D | 4002 | 2021-02-02 | 21 | ON | 96.94 | 8.02 | 1.04 | 0.33 | 0.26 | 0.28 | 0.56 | 0.02 | -0.58 | -0.13 | 0 |  | 0.39 | 0.38 | 0.23 | 107.74 | 1472.241 | 2.47
D | 4002 | 2021-02-02 | 22 | ON | 94.26 | 8.02 | 1.04 | 0.33 | 0.56 | 0.3 | 0.77 | 0.1 | -0.34 | -0.13 | 0 |  | 0.39 | 0.38 | 0.23 | 105.91 | 1366.843 | 3
D | 4002 | 2021-02-02 | 23 | ON | 70.91 | 8.02 | 1.04 | 0.33 | 0.33 | 0.32 | 0.16 | 0.03 | -1.01 | -0.13 | 0 |  | 0.39 | 0.38 | 0.23 | 81 | 1254.923 | 2.18
D | 4002 | 2021-02-02 | 24 | OFF | 88.37 | 8.02 | 1.04 | 0.33 | 0.42 | 0 | 0.68 | 0.05 | -0.88 | -0.13 | 0 |  | 0.39 | 0.38 | 0.23 | 98.9 | 1170.274 | 2.47
D | 4002 | 2021-02-03 | 1 | OFF | 129.24 | 8.02 | 2.36 | 0.59 | 0.77 | 0 | 0 | 0.06 | -1.4 | -0.13 | 0 |  | 0.39 | 0.38 | 0.23 | 140.51 | 1117.325 | 3.72
D | 4002 | 2021-02-03 | 2 | OFF | 152.43 | 8.02 | 2.36 | 0.59 | 0.1 | 0 | 0.5 | 0.06 | -0.57 | -0.13 | 0 |  | 0.39 | 0.38 | 0.23 | 164.36 | 1089.515 | 3.55
D | 4002 | 2021-02-03 | 3 | OFF | 143.74 | 8.02 | 2.36 | 0.59 | 0 | 0 | 0 | 0.17 | -0.86 | -0.13 | 0 |  | 0.39 | 0.38 | 0.23 | 154.89 | 1079.397 | 2.95
D | 4002 | 2021-02-03 | 4 | OFF | 148.51 | 8.02 | 2.36 | 0.59 | 0.26 | 0 | 0 | 0.11 | -0.77 | -0.13 | 0 |  | 0.39 | 0.38 | 0.23 | 159.95 | 1087.233 | 3.21
D | 4002 | 2021-02-03 | 5 | OFF | 126.12 | 8.02 | 2.36 | 0.59 | 0.25 | 0 | 0 | 0 | -1.04 | -0.13 | 0 |  | 0.39 | 0.38 | 0.23 | 137.17 | 1129.222 | 3.2
D | 4002 | 2021-02-03 | 6 | OFF | 160.78 | 8.02 | 2.36 | 0.59 | 0.3 | 0 | 0.29 | 0.15 | -1.08 | -0.13 | 0 |  | 0.39 | 0.38 | 0.23 | 172.28 | 1226.59 | 3.54
D | 4002 | 2021-02-03 | 7 | OFF | 201.8 | 8.02 | 2.36 | 0.59 | 1.28 | 0 | 0.4 | 0.07 | -1.51 | -0.13 | 0 |  | 0.39 | 0.38 | 0.23 | 213.88 | 1370.845 | 4.63
D | 4002 | 2021-02-03 | 8 | ON | 237.92 | 8.02 | 2.36 | 0.59 | 2.3 | 0.28 | 0.01 | 0.17 | -1.67 | -0.13 | 0 |  | 0.39 | 0.38 | 0.23 | 250.85 | 1469.531 | 5.54
D | 4002 | 2021-02-03 | 9 | ON | 242.64 | 8.02 | 2.36 | 0.59 | 1.08 | 0.27 | 0.17 | 0.21 | -1.49 | -0.13 | 0 |  | 0.39 | 0.38 | 0.23 | 254.72 | 1516.64 | 4.47
D | 4002 | 2021-02-03 | 10 | ON | 205.32 | 8.02 | 2.36 | 0.59 | 1.39 | 0.26 | 0.75 | 0.19 | -1.29 | -0.13 | 0 |  | 0.39 | 0.38 | 0.23 | 218.46 | 1527.301 | 5.35
D | 4002 | 2021-02-03 | 11 | ON | 148.55 | 8.02 | 2.36 | 0.59 | 0.57 | 0.27 | 0.4 | 0.19 | -1.18 | -0.13 | 0 |  | 0.39 | 0.38 | 0.23 | 160.64 | 1532.442 | 4.19
D | 4002 | 2021-02-03 | 12 | ON | 146.83 | 8.02 | 2.36 | 0.59 | 0.3 | 0.27 | 0.2 | -0.04 | -1.18 | -0.13 | 0 |  | 0.39 | 0.38 | 0.23 | 158.22 | 1531.987 | 3.72
D | 4002 | 2021-02-03 | 13 | ON | 170.43 | 8.02 | 2.36 | 0.59 | 0.37 | 0.27 | 0.96 | -0.01 | -1.33 | -0.13 | 0 |  | 0.39 | 0.38 | 0.23 | 182.53 | 1531.238 | 4.55
D | 4002 | 2021-02-03 | 14 | ON | 150.43 | 8.02 | 2.36 | 0.59 | 0.39 | 0.27 | 0.39 | 0.1 | -1.11 | -0.13 | 0 |  | 0.39 | 0.38 | 0.23 | 162.31 | 1527.241 | 4
D | 4002 | 2021-02-03 | 15 | ON | 131.5 | 8.02 | 2.36 | 0.59 | 0.3 | 0.27 | 0.04 | -0.02 | -1.02 | -0.13 | 0 |  | 0.39 | 0.38 | 0.23 | 142.91 | 1510.847 | 3.56
D | 4002 | 2021-02-03 | 16 | ON | 109.82 | 8.02 | 2.36 | 0.59 | 0.18 | 0.27 | 0 | 0.12 | -1.07 | -0.13 | 0 |  | 0.39 | 0.38 | 0.23 | 121.16 | 1510.128 | 3.4
D | 4002 | 2021-02-03 | 17 | ON | 146.28 | 8.02 | 2.36 | 0.59 | 0.1 | 0.26 | 0.27 | 0.05 | -0.83 | -0.13 | 0 |  | 0.39 | 0.38 | 0.23 | 157.97 | 1555.056 | 3.58
D | 4002 | 2021-02-03 | 18 | ON | 164.93 | 8.02 | 2.36 | 0.59 | 0.29 | 0.25 | 0.3 | -0.07 | -1.33 | -0.13 | 0 |  | 0.39 | 0.38 | 0.23 | 176.21 | 1657.627 | 3.79
D | 4002 | 2021-02-03 | 19 | ON | 202.46 | 8.02 | 2.36 | 0.59 | 0.65 | 0.25 | 0.16 | -0.01 | -1.56 | -0.13 | 0 |  | 0.39 | 0.38 | 0.23 | 213.79 | 1643.002 | 4.01
D | 4002 | 2021-02-03 | 20 | ON | 189.75 | 8.02 | 2.36 | 0.59 | 0.55 | 0.26 | 0.59 | -0.26 | -1.4 | -0.13 | 0 |  | 0.39 | 0.38 | 0.23 | 201.33 | 1569.839 | 4.35
D | 4002 | 2021-02-03 | 21 | ON | 161.71 | 8.02 | 2.36 | 0.59 | 0.5 | 0.26 | 0.09 | 0.08 | -1.13 | -0.13 | 0 |  | 0.39 | 0.38 | 0.23 | 173.35 | 1485.106 | 3.8
D | 4002 | 2021-02-03 | 22 | ON | 126.97 | 8.02 | 2.36 | 0.59 | 0.32 | 0.29 | 0.5 | 0.12 | -1.02 | -0.13 | 0 |  | 0.39 | 0.38 | 0.23 | 139.02 | 1376.086 | 4.06
D | 4002 | 2021-02-03 | 23 | ON | 102.42 | 8.02 | 2.36 | 0.59 | 0.26 | 0.31 | 0 | 0.06 | -1.27 | -0.13 | 0 |  | 0.39 | 0.38 | 0.23 | 113.62 | 1267.061 | 3.52
D | 4002 | 2021-02-03 | 24 | OFF | 93.19 | 8.02 | 2.36 | 0.59 | 0.45 | 0 | 0 | 0.13 | -0.67 | -0.13 | 0 |  | 0.39 | 0.38 | 0.23 | 104.94 | 1183.445 | 3.4
D | 4002 | 2021-02-04 | 1 | OFF | 93.11 | 8.02 | 0.27 | 0.03 | 0.38 | 0 | 0 | 0.17 | -1.03 | -0.13 | 0 |  | 0.39 | 0.38 | 0.23 | 101.82 | 1128.163 | 0.68
D | 4002 | 2021-02-04 | 2 | OFF | 98.16 | 8.02 | 0.27 | 0.03 | 0.3 | 0 | 0 | 0.08 | -1.16 | -0.13 | 0 |  | 0.39 | 0.38 | 0.23 | 106.57 | 1103.582 | 0.6
D | 4002 | 2021-02-04 | 3 | OFF | 95.28 | 8.02 | 0.27 | 0.03 | 0.08 | 0 | 0 | 0.07 | -1.07 | -0.13 | 0 |  | 0.39 | 0.38 | 0.23 | 103.55 | 1097.744 | 0.38
D | 4002 | 2021-02-04 | 4 | OFF | 94.9 | 8.02 | 0.27 | 0.03 | 0.06 | 0 | 0 | 0.07 | -1.06 | -0.13 | 0 |  | 0.39 | 0.38 | 0.23 | 103.16 | 1096.477 | 0.36
D | 4002 | 2021-02-04 | 5 | OFF | 91.47 | 8.02 | 0.27 | 0.03 | 0.2 | 0 | 0 | 0.17 | -1.06 | -0.13 | 0 |  | 0.39 | 0.38 | 0.23 | 99.97 | 1136.554 | 0.5
D | 4002 | 2021-02-04 | 6 | OFF | 95.36 | 8.02 | 0.27 | 0.03 | 0.4 | 0 | 0 | 0.24 | -1.17 | -0.13 | 0 |  | 0.39 | 0.38 | 0.23 | 104.02 | 1233.773 | 0.7
D | 4002 | 2021-02-04 | 7 | OFF | 103.69 | 8.02 | 0.27 | 0.03 | 0.56 | 0 | 0 | 0.06 | -1.16 | -0.13 | 0 |  | 0.39 | 0.38 | 0.23 | 112.34 | 1375.817 | 0.86
D | 4002 | 2021-02-04 | 8 | ON | 123.95 | 8.02 | 0.27 | 0.03 | 0.62 | 0.28 | 0.32 | 0.12 | -1.3 | -0.13 | 0 |  | 0.39 | 0.38 | 0.23 | 133.18 | 1473.364 | 1.52
D | 4002 | 2021-02-04 | 9 | ON | 119.33 | 8.02 | 0.27 | 0.03 | 0.31 | 0.27 | 0.17 | -0.02 | -1.23 | -0.13 | 0 |  | 0.39 | 0.38 | 0.23 | 128.02 | 1506.779 | 1.05
D | 4002 | 2021-02-04 | 10 | ON | 101.58 | 8.02 | 0.27 | 0.03 | 0.22 | 0.28 | 0.04 | -0.07 | -1.15 | -0.13 | 0 |  | 0.39 | 0.38 | 0.23 | 110.09 | 1509.187 | 0.84
D | 4002 | 2021-02-04 | 11 | ON | 87.29 | 8.02 | 0.27 | 0.03 | 0.09 | 0.28 | 0 | 0.09 | -1.02 | -0.13 | 0 |  | 0.39 | 0.38 | 0.23 | 95.92 | 1503.103 | 0.67
D | 4002 | 2021-02-04 | 12 | ON | 82.43 | 8.02 | 0.27 | 0.03 | 0.08 | 0.28 | 0 | 0 | -0.99 | -0.13 | 0 |  | 0.39 | 0.38 | 0.23 | 90.99 | 1504.105 | 0.66
D | 4002 | 2021-02-04 | 13 | ON | 89.38 | 8.02 | 0.27 | 0.03 | 0.07 | 0.28 | 0 | 0.03 | -0.9 | -0.13 | 0 |  | 0.39 | 0.38 | 0.23 | 98.05 | 1504.15 | 0.65
D | 4002 | 2021-02-04 | 14 | ON | 89.07 | 8.02 | 0.27 | 0.03 | 0.06 | 0.29 | 0 | -0.01 | -0.92 | -0.13 | 0 |  | 0.39 | 0.38 | 0.23 | 97.68 | 1497.194 | 0.65
D | 4002 | 2021-02-04 | 15 | ON | 88.39 | 8.02 | 0.27 | 0.03 | 0.05 | 0.29 | 0 | 0.04 | -0.85 | -0.13 | 0 |  | 0.39 | 0.38 | 0.23 | 97.11 | 1475.643 | 0.64
D | 4002 | 2021-02-04 | 16 | ON | 87.43 | 8.02 | 0.27 | 0.03 | 0.06 | 0.29 | 0 | 0.06 | -0.98 | -0.13 | 0 |  | 0.39 | 0.38 | 0.23 | 96.05 | 1461.148 | 0.65
D | 4002 | 2021-02-04 | 17 | ON | 98.85 | 8.02 | 0.27 | 0.03 | 0.08 | 0.28 | 0 | 0.13 | -0.97 | -0.13 | 0 |  | 0.39 | 0.38 | 0.23 | 107.56 | 1501.447 | 0.66
D | 4002 | 2021-02-04 | 18 | ON | 119.75 | 8.02 | 0.27 | 0.03 | 0.13 | 0.26 | 0.08 | 0.03 | -1.48 | -0.13 | 0 |  | 0.39 | 0.38 | 0.23 | 127.96 | 1623.013 | 0.77
D | 4002 | 2021-02-04 | 19 | ON | 126.91 | 8.02 | 0.27 | 0.03 | 0.14 | 0.25 | 0 | 0.09 | -1.52 | -0.13 | 0 |  | 0.39 | 0.38 | 0.23 | 135.06 | 1638.597 | 0.69
D | 4002 | 2021-02-04 | 20 | ON | 120.5 | 8.02 | 0.27 | 0.03 | 0.19 | 0.26 | 0.03 | 0.28 | -1.26 | -0.13 | 0 |  | 0.39 | 0.38 | 0.23 | 129.19 | 1579.957 | 0.78
D | 4002 | 2021-02-04 | 21 | ON | 104.82 | 8.02 | 0.27 | 0.03 | 0.1 | 0.27 | 0 | 0.24 | -1.11 | -0.13 | 0 |  | 0.39 | 0.38 | 0.23 | 113.51 | 1507.536 | 0.67
D | 4002 | 2021-02-04 | 22 | ON | 91.4 | 8.02 | 0.27 | 0.03 | 0.16 | 0.29 | 0 | 0.11 | -1.03 | -0.13 | 0 |  | 0.39 | 0.38 | 0.23 | 100.12 | 1410.427 | 0.75
D | 4002 | 2021-02-04 | 23 | ON | 80.88 | 8.02 | 0.27 | 0.03 | 0.27 | 0.31 | 0 | 0.06 | -1.09 | -0.13 | 0 |  | 0.39 | 0.38 | 0.23 | 89.62 | 1312.238 | 0.88
D | 4002 | 2021-02-04 | 24 | OFF | 75.32 | 8.02 | 0.27 | 0.03 | 0.33 | 0 | 0 | 0.11 | -1.26 | -0.13 | 0 |  | 0.39 | 0.38 | 0.23 | 83.69 | 1227.902 | 0.63
D | 4002 | 2021-02-05 | 1 | OFF | 69.65 | 8.02 | 0.45 | 0.09 | 0.08 | 0 | 0 | 0.17 | -0.73 | -0.13 | 0 |  | 0.39 | 0.38 | 0.23 | 78.6 | 1180.198 | 0.62
D | 4002 | 2021-02-05 | 2 | OFF | 70.72 | 8.02 | 0.45 | 0.09 | 0.04 | 0 | 0 | 0.07 | -0.68 | -0.13 | 0 |  | 0.39 | 0.38 | 0.23 | 79.58 | 1157.632 | 0.58
D | 4002 | 2021-02-05 | 3 | OFF | 68.05 | 8.02 | 0.45 | 0.09 | 0.06 | 0 | 0 | 0.08 | -0.68 | -0.13 | 0 |  | 0.39 | 0.38 | 0.23 | 76.94 | 1148.976 | 0.6
D | 4002 | 2021-02-05 | 4 | OFF | 67.46 | 8.02 | 0.45 | 0.09 | 0.07 | 0 | 0 | 0.12 | -0.61 | -0.13 | 0 |  | 0.39 | 0.38 | 0.23 | 76.47 | 1156.527 | 0.61
D | 4002 | 2021-02-05 | 5 | OFF | 69.1 | 8.02 | 0.45 | 0.09 | 0.04 | 0 | 0 | 0.1 | -0.69 | -0.13 | 0 |  | 0.39 | 0.38 | 0.23 | 77.98 | 1197.1 | 0.58
D | 4002 | 2021-02-05 | 6 | OFF | 72.18 | 8.02 | 0.45 | 0.09 | 0.14 | 0 | 0 | 0.11 | -0.94 | -0.13 | 0 |  | 0.39 | 0.38 | 0.23 | 80.92 | 1290.733 | 0.68
D | 4002 | 2021-02-05 | 7 | OFF | 72.08 | 8.02 | 0.45 | 0.09 | 0.26 | 0 | 0 | 0.16 | -1.2 | -0.13 | 0 |  | 0.39 | 0.38 | 0.23 | 80.73 | 1433.607 | 0.8
D | 4002 | 2021-02-05 | 8 | ON | 90.65 | 8.02 | 0.45 | 0.09 | 0.3 | 0.28 | 0.13 | 0.15 | -0.97 | -0.13 | 0 |  | 0.39 | 0.38 | 0.23 | 99.97 | 1536.942 | 1.25
D | 4002 | 2021-02-05 | 9 | ON | 126.7 | 8.02 | 0.45 | 0.09 | 0.28 | 0.27 | 0.38 | 0.1 | -1.07 | -0.13 | 0 |  | 0.39 | 0.38 | 0.23 | 136.09 | 1588.062 | 1.47
D | 4002 | 2021-02-05 | 10 | ON | 146.51 | 8.02 | 0.45 | 0.09 | 0.2 | 0.25 | 0.7 | 0.11 | -1.09 | -0.13 | 0 |  | 0.39 | 0.38 | 0.23 | 156.11 | 1619.261 | 1.69
D | 4002 | 2021-02-05 | 11 | ON | 142.4 | 8.02 | 0.45 | 0.09 | 0.27 | 0.25 | 0.74 | 0.18 | -0.98 | -0.13 | 0 |  | 0.39 | 0.38 | 0.23 | 152.29 | 1640.564 | 1.8
D | 4002 | 2021-02-05 | 12 | ON | 136.66 | 8.02 | 0.45 | 0.09 | 0.43 | 0.25 | 0.49 | 0.05 | -0.86 | -0.13 | 0 |  | 0.39 | 0.38 | 0.23 | 146.45 | 1635.531 | 1.71
D | 4002 | 2021-02-05 | 13 | ON | 145.01 | 8.02 | 0.45 | 0.09 | 0.3 | 0.25 | 0.12 | 0.16 | -0.89 | -0.13 | 0 |  | 0.39 | 0.38 | 0.23 | 154.38 | 1614.551 | 1.21
D | 4002 | 2021-02-05 | 14 | ON | 96.97 | 8.02 | 0.45 | 0.09 | 0.24 | 0.26 | 0.25 | 0.06 | -0.72 | -0.13 | 0 |  | 0.39 | 0.38 | 0.23 | 106.49 | 1569.863 | 1.29
D | 4002 | 2021-02-05 | 15 | ON | 72.18 | 8.02 | 0.45 | 0.09 | 0.08 | 0.26 | 0.01 | 0.06 | -0.72 | -0.13 | 0 |  | 0.39 | 0.38 | 0.23 | 81.3 | 1528.808 | 0.89
D | 4002 | 2021-02-05 | 16 | ON | 65.29 | 8.02 | 0.45 | 0.09 | 0.05 | 0.28 | 0 | 0.06 | -0.64 | -0.13 | 0 |  | 0.39 | 0.38 | 0.23 | 74.47 | 1511.083 | 0.87
D | 4002 | 2021-02-05 | 17 | ON | 79.15 | 8.02 | 0.45 | 0.09 | 0.05 | 0.28 | 0.2 | 0.06 | -0.61 | -0.13 | 0 |  | 0.39 | 0.38 | 0.23 | 88.56 | 1530.399 | 1.07
D | 4002 | 2021-02-05 | 18 | ON | 127.66 | 8.02 | 0.45 | 0.09 | 0.21 | 0.26 | 0.11 | 0.23 | -0.83 | -0.13 | 0 |  | 0.39 | 0.38 | 0.23 | 137.07 | 1611.465 | 1.12
D | 4002 | 2021-02-05 | 19 | ON | 122.84 | 8.02 | 0.45 | 0.09 | 0.61 | 0.26 | 0.41 | 0.22 | -0.79 | -0.13 | 0 |  | 0.39 | 0.38 | 0.23 | 132.98 | 1604.949 | 1.82
D | 4002 | 2021-02-05 | 20 | ON | 79.56 | 8.02 | 0.45 | 0.09 | 0.26 | 0.27 | 0.21 | 0.08 | -0.51 | -0.13 | 0 |  | 0.39 | 0.38 | 0.23 | 89.3 | 1534.169 | 1.28
D | 4002 | 2021-02-05 | 21 | ON | 63.58 | 8.02 | 0.45 | 0.09 | 0.11 | 0.28 | 0 | 0.11 | -0.52 | -0.13 | 0 |  | 0.39 | 0.38 | 0.23 | 72.99 | 1459.4 | 0.93
D | 4002 | 2021-02-05 | 22 | ON | 58.7 | 8.02 | 0.45 | 0.09 | 0.05 | 0.3 | 0 | 0.08 | -0.43 | -0.13 | 0 |  | 0.39 | 0.38 | 0.23 | 68.13 | 1373.983 | 0.89
D | 4002 | 2021-02-05 | 23 | ON | 60.09 | 8.02 | 0.45 | 0.09 | 0.18 | 0.31 | 0 | 0.09 | -0.67 | -0.13 | 0 |  | 0.39 | 0.38 | 0.23 | 69.43 | 1270.671 | 1.03
D | 4002 | 2021-02-05 | 24 | OFF | 62.86 | 8.02 | 0.45 | 0.09 | 0.24 | 0 | 0 | 0.09 | -0.62 | -0.13 | 0 |  | 0.39 | 0.38 | 0.23 | 72 | 1186.427 | 0.78
D | 4002 | 2021-02-06 | 1 | OFF | 61.14 | 8.02 | 0.19 | 0.02 | 0.17 | 0 | 0 | 0.1 | -0.48 | -0.13 | 0 |  | 0.39 | 0.38 | 0.23 | 70.03 | 1124.993 | 0.38
D | 4002 | 2021-02-06 | 2 | OFF | 52.68 | 8.02 | 0.19 | 0.02 | 0.06 | 0 | 0 | 0.08 | -0.54 | -0.13 | 0 |  | 0.39 | 0.38 | 0.23 | 61.38 | 1092.146 | 0.27
D | 4002 | 2021-02-06 | 3 | OFF | 48.03 | 8.02 | 0.19 | 0.02 | 0.03 | 0 | 0 | 0.1 | -0.45 | -0.13 | 0 |  | 0.39 | 0.38 | 0.23 | 56.81 | 1077.337 | 0.24
D | 4002 | 2021-02-06 | 4 | OFF | 47.38 | 8.02 | 0.19 | 0.02 | 0.03 | 0 | 0 | 0.1 | -0.5 | -0.13 | 0 |  | 0.39 | 0.38 | 0.23 | 56.11 | 1075.588 | 0.24
D | 4002 | 2021-02-06 | 5 | OFF | 47.1 | 8.02 | 0.19 | 0.02 | 0.04 | 0 | 0 | 0.04 | -0.47 | -0.13 | 0 |  | 0.39 | 0.38 | 0.23 | 55.81 | 1092.3 | 0.25
D | 4002 | 2021-02-06 | 6 | OFF | 49.09 | 8.02 | 0.19 | 0.02 | 0.05 | 0 | 0 | 0.1 | -0.59 | -0.13 | 0 |  | 0.39 | 0.38 | 0.23 | 57.75 | 1137.152 | 0.26
D | 4002 | 2021-02-06 | 7 | OFF | 67.47 | 8.02 | 0.19 | 0.02 | 0.36 | 0 | 0 | 0.13 | -0.49 | -0.13 | 0 |  | 0.39 | 0.38 | 0.23 | 76.57 | 1213.3 | 0.57
D | 4002 | 2021-02-06 | 8 | OFF | 59.17 | 8.02 | 0.19 | 0.02 | 0.2 | 0 | 0 | 0.11 | -0.63 | -0.13 | 0 |  | 0.39 | 0.38 | 0.23 | 67.95 | 1292.128 | 0.41
D | 4002 | 2021-02-06 | 9 | OFF | 52.32 | 8.02 | 0.19 | 0.02 | 0.09 | 0 | 0 | 0.11 | -0.52 | -0.13 | 0 |  | 0.39 | 0.38 | 0.23 | 61.1 | 1355.575 | 0.3
D | 4002 | 2021-02-06 | 10 | OFF | 46.24 | 8.02 | 0.19 | 0.02 | 0.08 | 0 | 0 | 0.13 | -0.46 | -0.13 | 0 |  | 0.39 | 0.38 | 0.23 | 55.09 | 1378.832 | 0.29
D | 4002 | 2021-02-06 | 11 | OFF | 20.75 | 8.02 | 0.19 | 0.02 | 0.39 | 0 | 0 | 0.05 | -0.54 | -0.13 | 0 |  | 0.39 | 0.38 | 0.23 | 29.75 | 1379.337 | 0.6
D | 4002 | 2021-02-06 | 12 | OFF | 24.33 | 8.02 | 0.19 | 0.02 | 0.25 | 0 | 0 | 0.03 | -0.48 | -0.13 | 0 |  | 0.39 | 0.38 | 0.23 | 33.23 | 1380.255 | 0.46
D | 4002 | 2021-02-06 | 13 | OFF | 31.38 | 8.02 | 0.19 | 0.02 | 0.14 | 0 | 0 | 0.03 | -0.4 | -0.13 | 0 |  | 0.39 | 0.38 | 0.23 | 40.25 | 1375.459 | 0.35
D | 4002 | 2021-02-06 | 14 | OFF | 21.66 | 8.02 | 0.19 | 0.02 | 0.22 | 0 | 0 | 0.05 | -0.36 | -0.13 | 0 |  | 0.39 | 0.38 | 0.23 | 30.67 | 1352.518 | 0.43
D | 4002 | 2021-02-06 | 15 | OFF | 32.53 | 8.02 | 0.19 | 0.02 | 0.34 | 0 | 0 | 0.01 | -0.33 | -0.13 | 0 |  | 0.39 | 0.38 | 0.23 | 41.65 | 1333.46 | 0.55
D | 4002 | 2021-02-06 | 16 | OFF | 35.43 | 8.02 | 0.19 | 0.02 | 0.13 | 0 | 0 | 0.07 | -0.43 | -0.13 | 0 |  | 0.39 | 0.38 | 0.23 | 44.3 | 1339.667 | 0.34
D | 4002 | 2021-02-06 | 17 | OFF | 44.81 | 8.02 | 0.19 | 0.02 | 0.05 | 0 | 0 | 0.08 | -0.37 | -0.13 | 0 |  | 0.39 | 0.38 | 0.23 | 53.67 | 1400.222 | 0.26
D | 4002 | 2021-02-06 | 18 | OFF | 61.77 | 8.02 | 0.19 | 0.02 | 0.13 | 0 | 0 | 0.07 | -0.92 | -0.13 | 0 |  | 0.39 | 0.38 | 0.23 | 70.15 | 1523.268 | 0.34
D | 4002 | 2021-02-06 | 19 | OFF | 65.95 | 8.02 | 0.19 | 0.02 | 0.17 | 0 | 0 | 0.05 | -0.97 | -0.13 | 0 |  | 0.39 | 0.38 | 0.23 | 74.3 | 1540.689 | 0.38
D | 4002 | 2021-02-06 | 20 | OFF | 52.33 | 8.02 | 0.19 | 0.02 | 0.1 | 0 | 0 | 0.05 | -0.89 | -0.13 | 0 |  | 0.39 | 0.38 | 0.23 | 60.69 | 1484.175 | 0.31
D | 4002 | 2021-02-06 | 21 | OFF | 42.85 | 8.02 | 0.19 | 0.02 | 0.07 | 0 | 0 | 0.06 | -0.72 | -0.13 | 0 |  | 0.39 | 0.38 | 0.23 | 51.36 | 1418.024 | 0.28
D | 4002 | 2021-02-06 | 22 | OFF | 40.28 | 8.02 | 0.19 | 0.02 | 0.08 | 0 | 0 | 0.04 | -0.61 | -0.13 | 0 |  | 0.39 | 0.38 | 0.23 | 48.89 | 1346.165 | 0.29
D | 4002 | 2021-02-06 | 23 | OFF | 33.55 | 8.02 | 0.19 | 0.02 | 0.13 | 0 | 0 | 0.06 | -0.66 | -0.13 | 0 |  | 0.39 | 0.38 | 0.23 | 42.18 | 1263.665 | 0.34
D | 4002 | 2021-02-06 | 24 | OFF | 8.78 | 8.02 | 0.19 | 0.02 | 0.28 | 0 | 0 | 0.01 | -0.41 | -0.13 | 0 |  | 0.39 | 0.38 | 0.23 | 17.76 | 1191.016 | 0.49
D | 4002 | 2021-02-07 | 1 | OFF | -1.7 | 8.02 | 0.94 | 0.25 | 0.39 | 0 | 0 | 0 | -0.47 | -0.13 | 0 |  | 0.39 | 0.38 | 0.23 | 8.3 | 1139.383 | 1.58
D | 4002 | 2021-02-07 | 2 | OFF | 18.25 | 8.02 | 0.94 | 0.25 | 0.12 | 0 | 0 | 0.03 | -0.3 | -0.13 | 0 |  | 0.39 | 0.38 | 0.23 | 28.18 | 1108.943 | 1.31
D | 4002 | 2021-02-07 | 3 | OFF | 20.71 | 8.02 | 0.94 | 0.25 | 0.07 | 0 | 0 | 0.04 | -0.32 | -0.13 | 0 |  | 0.39 | 0.38 | 0.23 | 30.58 | 1096.977 | 1.26
D | 4002 | 2021-02-07 | 4 | OFF | 3.19 | 8.02 | 0.94 | 0.25 | 0.11 | 0 | 0 | 0.01 | -0.33 | -0.13 | 0 |  | 0.39 | 0.38 | 0.23 | 13.06 | 1097.276 | 1.3
D | 4002 | 2021-02-07 | 5 | OFF | 25.42 | 8.02 | 0.94 | 0.25 | 0.05 | 0 | 0 | 0.07 | -0.33 | -0.13 | 0 |  | 0.39 | 0.38 | 0.23 | 35.29 | 1113.601 | 1.24
D | 4002 | 2021-02-07 | 6 | OFF | 24.18 | 8.02 | 0.94 | 0.25 | 0.12 | 0 | 0 | 0.08 | -0.42 | -0.13 | 0 |  | 0.39 | 0.38 | 0.23 | 34.04 | 1152.782 | 1.31
D | 4002 | 2021-02-07 | 7 | OFF | 25.63 | 8.02 | 0.94 | 0.25 | 0.14 | 0 | 0 | 0.08 | -0.54 | -0.13 | 0 |  | 0.39 | 0.38 | 0.23 | 35.39 | 1214.514 | 1.33
D | 4002 | 2021-02-07 | 8 | OFF | 19.09 | 8.02 | 0.94 | 0.25 | 0.3 | 0 | 0 | 0.02 | -0.49 | -0.13 | 0 |  | 0.39 | 0.38 | 0.23 | 29 | 1289.63 | 1.49
D | 4002 | 2021-02-07 | 9 | OFF | 36.5 | 8.02 | 0.94 | 0.25 | 0.2 | 0 | 0 | 0.09 | -0.68 | -0.13 | 0 |  | 0.39 | 0.38 | 0.23 | 46.19 | 1376.94 | 1.39
D | 4002 | 2021-02-07 | 10 | OFF | 43.64 | 8.02 | 0.94 | 0.25 | 0.11 | 0 | 0 | 0.09 | -0.83 | -0.13 | 0 |  | 0.39 | 0.38 | 0.23 | 53.09 | 1445.549 | 1.3
D | 4002 | 2021-02-07 | 11 | OFF | 83.72 | 8.02 | 0.94 | 0.25 | 0.1 | 0 | 0 | 0.01 | -0.65 | -0.13 | 0 |  | 0.39 | 0.38 | 0.23 | 93.26 | 1496.828 | 1.29
D | 4002 | 2021-02-07 | 12 | OFF | 118.25 | 8.02 | 0.94 | 0.25 | 0.15 | 0 | 0.24 | -0.09 | -0.58 | -0.13 | 0 |  | 0.39 | 0.38 | 0.23 | 128.05 | 1527.369 | 1.58
D | 4002 | 2021-02-07 | 13 | OFF | 153.28 | 8.02 | 0.94 | 0.25 | 0.29 | 0 | 0.02 | 0.11 | -0.32 | -0.13 | 0 |  | 0.39 | 0.38 | 0.23 | 163.46 | 1547.368 | 1.5
D | 4002 | 2021-02-07 | 14 | OFF | 181.97 | 8.02 | 0.94 | 0.25 | 1.17 | 0 | 0.27 | 0.31 | -0.4 | -0.13 | 0 |  | 0.39 | 0.38 | 0.23 | 193.4 | 1552.229 | 2.63
D | 4002 | 2021-02-07 | 15 | OFF | 184.69 | 8.02 | 0.94 | 0.25 | 0.44 | 0 | 0 | 0.2 | -0.48 | -0.13 | 0 |  | 0.39 | 0.38 | 0.23 | 194.93 | 1552.155 | 1.63
D | 4002 | 2021-02-07 | 16 | OFF | 167.32 | 8.02 | 0.94 | 0.25 | 0.33 | 0 | 0.48 | 0.08 | -0.54 | -0.13 | 0 |  | 0.39 | 0.38 | 0.23 | 177.75 | 1559.832 | 2
D | 4002 | 2021-02-07 | 17 | OFF | 160.82 | 8.02 | 0.94 | 0.25 | 0.29 | 0 | 0.12 | 0.05 | -0.75 | -0.13 | 0 |  | 0.39 | 0.38 | 0.23 | 170.61 | 1601.37 | 1.6
D | 4002 | 2021-02-07 | 18 | OFF | 187.57 | 8.02 | 0.94 | 0.25 | 0.37 | 0 | 0.1 | 0.28 | -0.95 | -0.13 | 0 |  | 0.39 | 0.38 | 0.23 | 197.45 | 1680.3 | 1.66
D | 4002 | 2021-02-07 | 19 | OFF | 195.05 | 8.02 | 0.94 | 0.25 | 0.51 | 0 | 0.34 | 0.16 | -0.87 | -0.13 | 0 |  | 0.39 | 0.38 | 0.23 | 205.27 | 1634.949 | 2.04
D | 4002 | 2021-02-07 | 20 | OFF | 134.37 | 8.02 | 0.94 | 0.25 | 0.56 | 0 | 0 | 0.19 | -0.5 | -0.13 | 0 |  | 0.39 | 0.38 | 0.23 | 144.7 | 1503.14 | 1.75
D | 4002 | 2021-02-07 | 21 | OFF | 92.17 | 8.02 | 0.94 | 0.25 | 0.14 | 0 | 0 | 0.13 | -0.52 | -0.13 | 0 |  | 0.39 | 0.38 | 0.23 | 102 | 1428.726 | 1.33
D | 4002 | 2021-02-07 | 22 | OFF | 75.28 | 8.02 | 0.94 | 0.25 | 0.08 | 0 | 0 | 0.08 | -0.56 | -0.13 | 0 |  | 0.39 | 0.38 | 0.23 | 84.96 | 1345.576 | 1.27
D | 4002 | 2021-02-07 | 23 | OFF | 78.81 | 8.02 | 0.94 | 0.25 | 0.2 | 0 | 0 | -0.09 | -0.56 | -0.13 | 0 |  | 0.39 | 0.38 | 0.23 | 88.44 | 1267.412 | 1.39
D | 4002 | 2021-02-07 | 24 | OFF | 76.55 | 8.02 | 0.94 | 0.25 | 0.14 | 0 | 0 | 0.16 | -0.46 | -0.13 | 0 |  | 0.39 | 0.38 | 0.23 | 86.47 | 1189.585 | 1.33
D | 4002 | 2021-02-08 | 1 | OFF | 71.38 | 8.02 | 0.19 | 0.08 | 0.14 | 0 | 0 | 0.12 | -0.45 | -0.13 | 0 |  | 0.39 | 0.38 | 0.23 | 80.35 | 1133.201 | 0.41
D | 4002 | 2021-02-08 | 2 | OFF | 73.7 | 8.02 | 0.19 | 0.08 | 0.13 | 0 | 0 | 0.15 | -0.43 | -0.13 | 0 |  | 0.39 | 0.38 | 0.23 | 82.71 | 1112.403 | 0.4
D | 4002 | 2021-02-08 | 3 | OFF | 64.48 | 8.02 | 0.19 | 0.08 | 0.13 | 0 | 0 | 0.13 | -0.44 | -0.13 | 0 |  | 0.39 | 0.38 | 0.23 | 73.46 | 1107.7 | 0.4
D | 4002 | 2021-02-08 | 4 | OFF | 65.81 | 8.02 | 0.19 | 0.08 | 0.15 | 0 | 0 | 0.08 | -0.5 | -0.13 | 0 |  | 0.39 | 0.38 | 0.23 | 74.7 | 1123.648 | 0.42
D | 4002 | 2021-02-08 | 5 | OFF | 63.09 | 8.02 | 0.19 | 0.08 | 0.13 | 0 | 0 | 0.18 | -0.53 | -0.13 | 0 |  | 0.39 | 0.38 | 0.23 | 72.03 | 1167.846 | 0.4
D | 4002 | 2021-02-08 | 6 | OFF | 74.45 | 8.02 | 0.19 | 0.08 | 0.49 | 0 | 0 | 0.18 | -0.76 | -0.13 | 0 |  | 0.39 | 0.38 | 0.23 | 83.52 | 1271.102 | 0.76
D | 4002 | 2021-02-08 | 7 | OFF | 79.03 | 8.02 | 0.19 | 0.08 | 0.39 | 0 | 0 | 0.18 | -0.77 | -0.13 | 0 |  | 0.39 | 0.38 | 0.23 | 87.99 | 1428.525 | 0.66
D | 4002 | 2021-02-08 | 8 | ON | 83.78 | 8.02 | 0.19 | 0.08 | 0.28 | 0.28 | 0 | 0.11 | -0.85 | -0.13 | 0 |  | 0.39 | 0.38 | 0.23 | 92.76 | 1530.273 | 0.83
D | 4002 | 2021-02-08 | 9 | ON | 90.95 | 8.02 | 0.19 | 0.08 | 0.32 | 0.27 | 0 | 0.05 | -0.85 | -0.13 | 0 |  | 0.39 | 0.38 | 0.23 | 99.9 | 1572.318 | 0.86
D | 4002 | 2021-02-08 | 10 | ON | 105.5 | 8.02 | 0.19 | 0.08 | 0.23 | 0.27 | 0.2 | -0.06 | -0.8 | -0.13 | 0 |  | 0.39 | 0.38 | 0.23 | 114.5 | 1579.54 | 0.97
D | 4002 | 2021-02-08 | 11 | ON | 115.69 | 8.02 | 0.19 | 0.08 | 0.37 | 0.27 | 0.7 | 0.16 | -0.83 | -0.13 | 0 |  | 0.39 | 0.38 | 0.23 | 125.52 | 1581.87 | 1.61
D | 4002 | 2021-02-08 | 12 | ON | 93.85 | 8.02 | 0.19 | 0.08 | 0.13 | 0.27 | 0.09 | 0.09 | -0.69 | -0.13 | 0 |  | 0.39 | 0.38 | 0.23 | 102.9 | 1573.614 | 0.76
D | 4002 | 2021-02-08 | 13 | ON | 90.9 | 8.02 | 0.19 | 0.08 | 0.11 | 0.28 | 0 | 0.17 | -0.67 | -0.13 | 0 |  | 0.39 | 0.38 | 0.23 | 99.95 | 1552.116 | 0.66
D | 4002 | 2021-02-08 | 14 | ON | 86.15 | 8.02 | 0.19 | 0.08 | 0.11 | 0.28 | 0 | 0.16 | -0.68 | -0.13 | 0 |  | 0.39 | 0.38 | 0.23 | 95.18 | 1529.694 | 0.66
D | 4002 | 2021-02-08 | 15 | ON | 85.41 | 8.02 | 0.19 | 0.08 | 0.16 | 0.29 | 0 | 0.1 | -0.68 | -0.13 | 0 |  | 0.39 | 0.38 | 0.23 | 94.44 | 1504.691 | 0.72
D | 4002 | 2021-02-08 | 16 | ON | 86.78 | 8.02 | 0.19 | 0.08 | 0.14 | 0.28 | 0 | 0.06 | -0.69 | -0.13 | 0 |  | 0.39 | 0.38 | 0.23 | 95.73 | 1505.241 | 0.69
D | 4002 | 2021-02-08 | 17 | ON | 89.74 | 8.02 | 0.19 | 0.08 | 0.1 | 0.27 | 0 | 0.1 | -0.76 | -0.13 | 0 |  | 0.39 | 0.38 | 0.23 | 98.61 | 1558.134 | 0.64
D | 4002 | 2021-02-08 | 18 | ON | 103.71 | 8.02 | 0.19 | 0.08 | 0.1 | 0.25 | 0.01 | 0.11 | -0.91 | -0.13 | 0 |  | 0.39 | 0.38 | 0.23 | 112.43 | 1694.238 | 0.63
D | 4002 | 2021-02-08 | 19 | ON | 116.58 | 8.02 | 0.19 | 0.08 | 0.27 | 0.25 | 0.06 | 0.11 | -1 | -0.13 | 0 |  | 0.39 | 0.38 | 0.23 | 125.43 | 1719.526 | 0.85
D | 4002 | 2021-02-08 | 20 | ON | 98.03 | 8.02 | 0.19 | 0.08 | 0.24 | 0.26 | 0 | 0.07 | -0.86 | -0.13 | 0 |  | 0.39 | 0.38 | 0.23 | 106.9 | 1659.679 | 0.77
D | 4002 | 2021-02-08 | 21 | ON | 79.34 | 8.02 | 0.19 | 0.08 | 0.22 | 0.27 | 0 | 0.07 | -0.75 | -0.13 | 0 |  | 0.39 | 0.38 | 0.23 | 88.31 | 1580.663 | 0.76
D | 4002 | 2021-02-08 | 22 | ON | 67.86 | 8.02 | 0.19 | 0.08 | 0.15 | 0.28 | 0 | 0.06 | -0.71 | -0.13 | 0 |  | 0.39 | 0.38 | 0.23 | 76.8 | 1475.355 | 0.7
D | 4002 | 2021-02-08 | 23 | ON | 64.2 | 8.02 | 0.19 | 0.08 | 0.25 | 0.3 | 0 | 0.08 | -0.72 | -0.13 | 0 |  | 0.39 | 0.38 | 0.23 | 73.27 | 1369.782 | 0.82
D | 4002 | 2021-02-08 | 24 | OFF | 65.71 | 8.02 | 0.19 | 0.08 | 0.27 | 0 | 0 | 0.03 | -0.86 | -0.13 | 0 |  | 0.39 | 0.38 | 0.23 | 74.31 | 1287.898 | 0.54
D | 4002 | 2021-02-09 | 1 | OFF | 74.19 | 8.02 | 0.48 | 0.08 | 0.15 | 0 | 0 | 1.06 | -3.09 | -0.13 | 0 |  | 0.39 | 0.38 | 0.23 | 81.76 | 1236.178 | 0.71
D | 4002 | 2021-02-09 | 2 | OFF | 76.58 | 8.02 | 0.48 | 0.08 | 0.15 | 0 | 0 | 1.27 | -3.12 | -0.13 | 0 |  | 0.39 | 0.38 | 0.23 | 84.33 | 1211.829 | 0.71
D | 4002 | 2021-02-09 | 3 | OFF | 69.96 | 8.02 | 0.48 | 0.08 | 0.18 | 0 | 0 | 0.92 | -2.64 | -0.13 | 0 |  | 0.39 | 0.38 | 0.23 | 77.87 | 1198.101 | 0.74
D | 4002 | 2021-02-09 | 4 | OFF | 65.09 | 8.02 | 0.48 | 0.08 | 0.07 | 0 | 0 | 0.75 | -2.2 | -0.13 | 0 |  | 0.39 | 0.38 | 0.23 | 73.16 | 1205.87 | 0.63
D | 4002 | 2021-02-09 | 5 | OFF | 58.43 | 8.02 | 0.48 | 0.08 | 0.08 | 0 | 0 | 0.67 | -2.07 | -0.13 | 0 |  | 0.39 | 0.38 | 0.23 | 66.56 | 1238.109 | 0.64
D | 4002 | 2021-02-09 | 6 | OFF | 49.22 | 8.02 | 0.48 | 0.08 | 0.24 | 0 | 0 | 0.74 | -2.26 | -0.13 | 0 |  | 0.39 | 0.38 | 0.23 | 57.39 | 1333.497 | 0.8
D | 4002 | 2021-02-09 | 7 | OFF | 67.26 | 8.02 | 0.48 | 0.08 | 0.48 | 0 | 0 | 0.43 | -1.42 | -0.13 | 0 |  | 0.39 | 0.38 | 0.23 | 76.2 | 1478.545 | 1.04
D | 4002 | 2021-02-09 | 8 | ON | 82.06 | 8.02 | 0.48 | 0.08 | 0.4 | 0.24 | 0 | 0.26 | -1.18 | -0.13 | 0 |  | 0.39 | 0.38 | 0.23 | 91.23 | 1577.108 | 1.2
D | 4002 | 2021-02-09 | 9 | ON | 117.73 | 8.02 | 0.48 | 0.08 | 0.46 | 0.27 | 0.07 | -0.12 | -0.59 | -0.13 | 0 |  | 0.39 | 0.38 | 0.23 | 127.27 | 1628.757 | 1.36
D | 4002 | 2021-02-09 | 10 | ON | 111.31 | 8.02 | 0.48 | 0.08 | 0.44 | 0.26 | 0.1 | 0.25 | -0.96 | -0.13 | 0 |  | 0.39 | 0.38 | 0.23 | 120.85 | 1647.006 | 1.36
D | 4002 | 2021-02-09 | 11 | ON | 113.06 | 8.02 | 0.48 | 0.08 | 0.42 | 0.26 | 0.01 | 0.87 | -1.79 | -0.13 | 0 |  | 0.39 | 0.38 | 0.23 | 122.28 | 1665.577 | 1.25
D | 4002 | 2021-02-09 | 12 | ON | 137.68 | 8.02 | 0.48 | 0.08 | 0.17 | 0.26 | 0.21 | 0.44 | -2.05 | -0.13 | 0 |  | 0.39 | 0.38 | 0.23 | 146.16 | 1671.414 | 1.2
D | 4002 | 2021-02-09 | 13 | ON | 154.15 | 8.02 | 0.48 | 0.08 | 0.18 | 0.26 | 0.82 | 0.75 | -1.78 | -0.13 | 0 |  | 0.39 | 0.38 | 0.23 | 163.83 | 1657.76 | 1.82
D | 4002 | 2021-02-09 | 14 | ON | 136.22 | 8.02 | 0.48 | 0.08 | 0.16 | 0.26 | 0.74 | 0.96 | -2.22 | -0.13 | 0 |  | 0.39 | 0.38 | 0.23 | 145.57 | 1640.318 | 1.72
D | 4002 | 2021-02-09 | 15 | ON | 99.82 | 8.02 | 0.48 | 0.08 | 0.1 | 0.26 | 0.15 | 0.93 | -2.3 | -0.13 | 0 |  | 0.39 | 0.38 | 0.23 | 108.41 | 1621.283 | 1.07
D | 4002 | 2021-02-09 | 16 | ON | 90.08 | 8.02 | 0.48 | 0.08 | 0.06 | 0.26 | 0 | 0.89 | -1.98 | -0.13 | 0 |  | 0.39 | 0.38 | 0.23 | 98.76 | 1607.497 | 0.88
D | 4002 | 2021-02-09 | 17 | ON | 86.48 | 8.02 | 0.48 | 0.08 | 0.05 | 0.26 | 0 | 0.67 | -1.9 | -0.13 | 0 |  | 0.39 | 0.38 | 0.23 | 95.01 | 1640.093 | 0.87
D | 4002 | 2021-02-09 | 18 | ON | 92.51 | 8.02 | 0.48 | 0.08 | 0.1 | 0.25 | 0 | 0.62 | -2.12 | -0.13 | 0 |  | 0.39 | 0.38 | 0.23 | 100.81 | 1735.446 | 0.91
D | 4002 | 2021-02-09 | 19 | ON | 94.07 | 8.02 | 0.48 | 0.08 | 0.2 | 0.25 | 0 | 0.49 | -1.59 | -0.13 | 0 |  | 0.39 | 0.38 | 0.23 | 102.87 | 1733.867 | 1.01
D | 4002 | 2021-02-09 | 20 | ON | 89.87 | 8.02 | 0.48 | 0.08 | 0.13 | 0.26 | 0 | 0.65 | -1.95 | -0.13 | 0 |  | 0.39 | 0.38 | 0.23 | 98.41 | 1656.631 | 0.95
D | 4002 | 2021-02-09 | 21 | ON | 79.84 | 8.02 | 0.48 | 0.08 | 0.03 | 0.27 | 0 | 0.73 | -2 | -0.13 | 0 |  | 0.39 | 0.38 | 0.23 | 88.32 | 1569.337 | 0.86
D | 4002 | 2021-02-09 | 22 | ON | 75.6 | 8.02 | 0.48 | 0.08 | 0.14 | 0.29 | 0 | 0.94 | -2.48 | -0.13 | 0 |  | 0.39 | 0.38 | 0.23 | 83.94 | 1460.371 | 0.99
D | 4002 | 2021-02-09 | 23 | ON | 73.68 | 8.02 | 0.48 | 0.08 | 0.25 | 0.31 | 0 | 0.82 | -2.2 | -0.13 | 0 |  | 0.39 | 0.38 | 0.23 | 82.31 | 1346.356 | 1.12
D | 4002 | 2021-02-09 | 24 | OFF | 60.2 | 8.02 | 0.48 | 0.08 | 0.32 | 0 | 0 | 0.06 | -0.45 | -0.13 | 0 |  | 0.39 | 0.38 | 0.23 | 69.58 | 1266.335 | 0.88
D | 4002 | 2021-02-10 | 1 | OFF | 54.71 | 8.02 | 1.83 | 0.18 | 0.1 | 0 | 0 | 0.09 | -0.69 | -0.13 | 0 |  | 0.39 | 0.38 | 0.23 | 65.11 | 1211.669 | 2.11
D | 4002 | 2021-02-10 | 2 | OFF | 54.77 | 8.02 | 1.83 | 0.18 | 0.15 | 0 | 0 | 0.13 | -0.57 | -0.13 | 0 |  | 0.39 | 0.38 | 0.23 | 65.38 | 1190.581 | 2.16
D | 4002 | 2021-02-10 | 3 | OFF | 77.01 | 8.02 | 1.83 | 0.18 | 0.21 | 0 | 0 | 0 | -0.53 | -0.13 | 0 |  | 0.39 | 0.38 | 0.23 | 87.59 | 1185.972 | 2.22
D | 4002 | 2021-02-10 | 4 | OFF | 84.45 | 8.02 | 1.83 | 0.18 | 0.19 | 0 | 0 | 0.24 | -0.93 | -0.13 | 0 |  | 0.39 | 0.38 | 0.23 | 94.85 | 1199.709 | 2.2
D | 4002 | 2021-02-10 | 5 | OFF | 115.62 | 8.02 | 1.83 | 0.18 | 0.39 | 0 | 0 | 0.21 | -0.52 | -0.13 | 0 |  | 0.39 | 0.38 | 0.23 | 126.6 | 1246.549 | 2.4
D | 4002 | 2021-02-10 | 6 | OFF | 105.22 | 8.02 | 1.83 | 0.18 | 0.76 | 0 | 0 | 0.05 | -0.61 | -0.13 | 0 |  | 0.39 | 0.38 | 0.23 | 116.32 | 1348.823 | 2.77
D | 4002 | 2021-02-10 | 7 | OFF | 169.96 | 8.02 | 1.83 | 0.18 | 1.37 | 0 | 0.08 | 0.16 | -1.04 | -0.13 | 0 |  | 0.39 | 0.38 | 0.23 | 181.43 | 1500.241 | 3.46
D | 4002 | 2021-02-10 | 8 | ON | 183.28 | 8.02 | 1.83 | 0.18 | 1.22 | 0.27 | 0 | 0.22 | -1.25 | -0.13 | 0 |  | 0.39 | 0.38 | 0.23 | 194.64 | 1605.075 | 3.5
D | 4002 | 2021-02-10 | 9 | ON | 200.28 | 8.02 | 1.83 | 0.18 | 0.77 | 0.26 | 0 | 0.32 | -1.16 | -0.13 | 0 |  | 0.39 | 0.38 | 0.23 | 211.37 | 1637.607 | 3.04
D | 4002 | 2021-02-10 | 10 | ON | 152.61 | 8.02 | 1.83 | 0.18 | 0.23 | 0.27 | 0.13 | 0.16 | -1.08 | -0.13 | 0 |  | 0.39 | 0.38 | 0.23 | 163.22 | 1620.646 | 2.64
D | 4002 | 2021-02-10 | 11 | ON | 136.02 | 8.02 | 1.83 | 0.18 | 0.49 | 0.27 | 0.08 | 0.25 | -0.67 | -0.13 | 0 |  | 0.39 | 0.38 | 0.23 | 147.34 | 1594.965 | 2.85
D | 4002 | 2021-02-10 | 12 | ON | 151.86 | 8.02 | 1.83 | 0.18 | 0.4 | 0.27 | 0.02 | 0.36 | -0.91 | -0.13 | 0 |  | 0.39 | 0.38 | 0.23 | 162.9 | 1587.586 | 2.7
D | 4002 | 2021-02-10 | 13 | ON | 89.1 | 8.02 | 1.83 | 0.18 | 0.32 | 0.28 | 0 | -0.03 | -0.36 | -0.13 | 0 |  | 0.39 | 0.38 | 0.23 | 100.21 | 1580.412 | 2.61
D | 4002 | 2021-02-10 | 14 | ON | 81.38 | 8.02 | 1.83 | 0.18 | 0.13 | 0.28 | 0 | -0.09 | -0.03 | -0.13 | 0 |  | 0.39 | 0.38 | 0.23 | 92.57 | 1560.182 | 2.42
D | 4002 | 2021-02-10 | 15 | ON | 72.16 | 8.02 | 1.83 | 0.18 | 0.17 | 0.28 | 0 | 0.08 | -0.64 | -0.13 | 0 |  | 0.39 | 0.38 | 0.23 | 82.95 | 1542.094 | 2.46
D | 4002 | 2021-02-10 | 16 | ON | 70.89 | 8.02 | 1.83 | 0.18 | 0.12 | 0.28 | 0 | 0.01 | -0.61 | -0.13 | 0 |  | 0.39 | 0.38 | 0.23 | 81.59 | 1538.043 | 2.41
D | 4002 | 2021-02-10 | 17 | ON | 73.26 | 8.02 | 1.83 | 0.18 | 0.07 | 0.28 | 0 | 0.09 | -0.73 | -0.13 | 0 |  | 0.39 | 0.38 | 0.23 | 83.87 | 1579.958 | 2.36
D | 4002 | 2021-02-10 | 18 | ON | 87.09 | 8.02 | 1.83 | 0.18 | 0.08 | 0.26 | 0 | 0.08 | -0.96 | -0.13 | 0 |  | 0.39 | 0.38 | 0.23 | 97.45 | 1707.147 | 2.35
D | 4002 | 2021-02-10 | 19 | ON | 93.66 | 8.02 | 1.83 | 0.18 | 0.19 | 0.25 | 0.02 | 0.05 | -1.02 | -0.13 | 0 |  | 0.39 | 0.38 | 0.23 | 104.05 | 1728.922 | 2.47
D | 4002 | 2021-02-10 | 20 | ON | 88.42 | 8.02 | 1.83 | 0.18 | 0.12 | 0.26 | 0 | 0.05 | -0.85 | -0.13 | 0 |  | 0.39 | 0.38 | 0.23 | 98.9 | 1670.566 | 2.39
D | 4002 | 2021-02-10 | 21 | ON | 77.1 | 8.02 | 1.83 | 0.18 | 0.05 | 0.27 | 0 | 0.07 | -0.68 | -0.13 | 0 |  | 0.39 | 0.38 | 0.23 | 87.71 | 1592.304 | 2.33
D | 4002 | 2021-02-10 | 22 | ON | 71.03 | 8.02 | 1.83 | 0.18 | 0.08 | 0.29 | 0 | 0.09 | -0.63 | -0.13 | 0 |  | 0.39 | 0.38 | 0.23 | 81.76 | 1485.149 | 2.38
D | 4002 | 2021-02-10 | 23 | ON | 69.37 | 8.02 | 1.83 | 0.18 | 0.14 | 0.31 | 0 | -0.09 | -0.6 | -0.13 | 0 |  | 0.39 | 0.38 | 0.23 | 80.03 | 1374.135 | 2.46
D | 4002 | 2021-02-10 | 24 | OFF | 70.98 | 8.02 | 1.83 | 0.18 | 0.34 | 0 | 0 | 0.09 | -0.85 | -0.13 | 0 |  | 0.39 | 0.38 | 0.23 | 81.46 | 1282.908 | 2.35
D | 4002 | 2021-02-11 | 1 | OFF | 77.12 | 8.02 | 0.22 | 0.03 | 0.08 | 0 | 0 | 0.05 | -0.93 | -0.13 | 0 |  | 0.39 | 0.38 | 0.23 | 85.46 | 1230.319 | 0.33
D | 4002 | 2021-02-11 | 2 | OFF | 72.74 | 8.02 | 0.22 | 0.03 | 0.11 | 0 | 0 | 0.04 | -0.81 | -0.13 | 0 |  | 0.39 | 0.38 | 0.23 | 81.22 | 1197.572 | 0.36
D | 4002 | 2021-02-11 | 3 | OFF | 71.66 | 8.02 | 0.22 | 0.03 | 0.05 | 0 | 0 | 0.09 | -0.77 | -0.13 | 0 |  | 0.39 | 0.38 | 0.23 | 80.17 | 1188.39 | 0.3
D | 4002 | 2021-02-11 | 4 | OFF | 71.88 | 8.02 | 0.22 | 0.03 | 0.1 | 0 | 0 | 0.13 | -0.77 | -0.13 | 0 |  | 0.39 | 0.38 | 0.23 | 80.48 | 1196.53 | 0.35
D | 4002 | 2021-02-11 | 5 | OFF | 75.14 | 8.02 | 0.22 | 0.03 | 0.11 | 0 | 0 | 0.16 | -0.87 | -0.13 | 0 |  | 0.39 | 0.38 | 0.23 | 83.68 | 1235.266 | 0.36
D | 4002 | 2021-02-11 | 6 | OFF | 72.23 | 8.02 | 0.22 | 0.03 | 0.29 | 0 | 0 | 0.19 | -1.1 | -0.13 | 0 |  | 0.39 | 0.38 | 0.23 | 80.75 | 1338.353 | 0.54
D | 4002 | 2021-02-11 | 7 | OFF | 65.61 | 8.02 | 0.22 | 0.03 | 0.4 | 0 | 0 | 0.03 | -0.73 | -0.13 | 0 |  | 0.39 | 0.38 | 0.23 | 74.45 | 1488.064 | 0.65
D | 4002 | 2021-02-11 | 8 | ON | 76.23 | 8.02 | 0.22 | 0.03 | 0.41 | 0.28 | 0 | 0.06 | -0.8 | -0.13 | 0 |  | 0.39 | 0.38 | 0.23 | 85.32 | 1587.406 | 0.94
D | 4002 | 2021-02-11 | 9 | ON | 76.09 | 8.02 | 0.22 | 0.03 | 0.25 | 0.27 | 0 | 0.06 | -0.91 | -0.13 | 0 |  | 0.39 | 0.38 | 0.23 | 84.9 | 1617.063 | 0.77
D | 4002 | 2021-02-11 | 10 | ON | 76.8 | 8.02 | 0.22 | 0.03 | 0.22 | 0.27 | 0 | 0.15 | -0.7 | -0.13 | 0 |  | 0.39 | 0.38 | 0.23 | 85.88 | 1604.945 | 0.74
D | 4002 | 2021-02-11 | 11 | ON | 83.04 | 8.02 | 0.22 | 0.03 | 0.11 | 0.26 | 0 | 0.12 | -0.69 | -0.13 | 0 |  | 0.39 | 0.38 | 0.23 | 91.98 | 1605.779 | 0.62
D | 4002 | 2021-02-11 | 12 | ON | 80.06 | 8.02 | 0.22 | 0.03 | 0.15 | 0.27 | 0 | 0.16 | -0.67 | -0.13 | 0 |  | 0.39 | 0.38 | 0.23 | 89.11 | 1600.42 | 0.67
D | 4002 | 2021-02-11 | 13 | ON | 72.8 | 8.02 | 0.22 | 0.03 | 0.17 | 0.28 | 0 | 0.14 | -0.63 | -0.13 | 0 |  | 0.39 | 0.38 | 0.23 | 81.9 | 1574.468 | 0.7
D | 4002 | 2021-02-11 | 14 | ON | 71.36 | 8.02 | 0.22 | 0.03 | 0.17 | 0.29 | 0 | 0.04 | -0.64 | -0.13 | 0 |  | 0.39 | 0.38 | 0.23 | 80.36 | 1548.445 | 0.71
D | 4002 | 2021-02-11 | 15 | ON | 67.25 | 8.02 | 0.22 | 0.03 | 0.16 | 0.29 | 0 | 0.05 | -0.62 | -0.13 | 0 |  | 0.39 | 0.38 | 0.23 | 76.27 | 1538.622 | 0.7
D | 4002 | 2021-02-11 | 16 | ON | 71.69 | 8.02 | 0.22 | 0.03 | 0.12 | 0.29 | 0 | 0 | -0.61 | -0.13 | 0 |  | 0.39 | 0.38 | 0.23 | 80.63 | 1548.928 | 0.66
D | 4002 | 2021-02-11 | 17 | ON | 70.01 | 8.02 | 0.22 | 0.03 | 0.11 | 0.27 | 0 | 0.1 | -0.69 | -0.13 | 0 |  | 0.39 | 0.38 | 0.23 | 78.94 | 1594.108 | 0.63
D | 4002 | 2021-02-11 | 18 | ON | 73.39 | 8.02 | 0.22 | 0.03 | 0.07 | 0.26 | 0 | 0.12 | -0.97 | -0.13 | 0 |  | 0.39 | 0.38 | 0.23 | 82.01 | 1720.19 | 0.58
D | 4002 | 2021-02-11 | 19 | ON | 75.49 | 8.02 | 0.22 | 0.03 | 0.13 | 0.25 | 0 | 0.08 | -1.02 | -0.13 | 0 |  | 0.39 | 0.38 | 0.23 | 84.07 | 1748.094 | 0.63
D | 4002 | 2021-02-11 | 20 | ON | 70.84 | 8.02 | 0.22 | 0.03 | 0.16 | 0.26 | 0 | 0.05 | -0.89 | -0.13 | 0 |  | 0.39 | 0.38 | 0.23 | 79.56 | 1686.997 | 0.67
D | 4002 | 2021-02-11 | 21 | ON | 69.19 | 8.02 | 0.22 | 0.03 | 0.09 | 0.27 | 0 | 0.05 | -0.73 | -0.13 | 0 |  | 0.39 | 0.38 | 0.23 | 78.01 | 1611.25 | 0.61
D | 4002 | 2021-02-11 | 22 | ON | 70.47 | 8.02 | 0.22 | 0.03 | 0.07 | 0.28 | 0 | 0.07 | -0.63 | -0.13 | 0 |  | 0.39 | 0.38 | 0.23 | 79.4 | 1509.556 | 0.6
D | 4002 | 2021-02-11 | 23 | ON | 74.57 | 8.02 | 0.22 | 0.03 | 0.22 | 0.3 | 0 | 0.04 | -0.8 | -0.13 | 0 |  | 0.39 | 0.38 | 0.23 | 83.47 | 1401.036 | 0.77
D | 4002 | 2021-02-11 | 24 | OFF | 71.32 | 8.02 | 0.22 | 0.03 | 0.48 | 0 | 0 | 0.04 | -0.93 | -0.13 | 0 |  | 0.39 | 0.38 | 0.23 | 80.05 | 1315.706 | 0.73
D | 4002 | 2021-02-12 | 1 | OFF | 69.06 | 8.02 | 0.21 | 0.02 | 0.18 | 0 | 0 | 0.01 | -0.66 | -0.13 | 0 |  | 0.39 | 0.38 | 0.23 | 77.71 | 1264.738 | 0.41
D | 4002 | 2021-02-12 | 2 | OFF | 59.04 | 8.02 | 0.21 | 0.02 | 0.11 | 0 | 0 | 0.08 | -0.68 | -0.13 | 0 |  | 0.39 | 0.38 | 0.23 | 67.67 | 1242.752 | 0.34
D | 4002 | 2021-02-12 | 3 | OFF | 56.89 | 8.02 | 0.21 | 0.02 | 0.09 | 0 | 0 | 0.07 | -0.66 | -0.13 | 0 |  | 0.39 | 0.38 | 0.23 | 65.51 | 1235.56 | 0.32
D | 4002 | 2021-02-12 | 4 | OFF | 58.08 | 8.02 | 0.21 | 0.02 | 0.11 | 0 | 0 | 0.1 | -0.68 | -0.13 | 0 |  | 0.39 | 0.38 | 0.23 | 66.73 | 1248.653 | 0.34
D | 4002 | 2021-02-12 | 5 | OFF | 61.71 | 8.02 | 0.21 | 0.02 | 0.05 | 0 | 0 | 0.16 | -0.74 | -0.13 | 0 |  | 0.39 | 0.38 | 0.23 | 70.3 | 1294.941 | 0.28
D | 4002 | 2021-02-12 | 6 | OFF | 67 | 8.02 | 0.21 | 0.02 | 0.29 | 0 | 0 | 0.12 | -0.82 | -0.13 | 0 |  | 0.39 | 0.38 | 0.23 | 75.71 | 1398.324 | 0.52
D | 4002 | 2021-02-12 | 7 | OFF | 72.51 | 8.02 | 0.21 | 0.02 | 0.5 | 0 | 0 | 0.04 | -0.79 | -0.13 | 0 |  | 0.39 | 0.38 | 0.23 | 81.38 | 1545.893 | 0.73
D | 4002 | 2021-02-12 | 8 | ON | 75.8 | 8.02 | 0.21 | 0.02 | 0.34 | 0.24 | 0 | 0.06 | -0.82 | -0.13 | 0 |  | 0.39 | 0.38 | 0.23 | 84.74 | 1647.661 | 0.81
D | 4002 | 2021-02-12 | 9 | ON | 82.46 | 8.02 | 0.21 | 0.02 | 0.18 | 0.24 | 0.03 | 0.14 | -0.83 | -0.13 | 0 |  | 0.39 | 0.38 | 0.23 | 91.34 | 1679.655 | 0.68
D | 4002 | 2021-02-12 | 10 | ON | 81.78 | 8.02 | 0.21 | 0.02 | 0.29 | 0.24 | 0.02 | 0.08 | -0.77 | -0.13 | 0 |  | 0.39 | 0.38 | 0.23 | 90.76 | 1670.85 | 0.78
D | 4002 | 2021-02-12 | 11 | ON | 100.63 | 8.02 | 0.21 | 0.02 | 0.11 | 0.24 | 0 | 0.05 | -0.73 | -0.13 | 0 |  | 0.39 | 0.38 | 0.23 | 109.42 | 1662.63 | 0.58
D | 4002 | 2021-02-12 | 12 | ON | 104.65 | 8.02 | 0.21 | 0.02 | 0.07 | 0.25 | 0.07 | 0.03 | -0.72 | -0.13 | 0 |  | 0.39 | 0.38 | 0.23 | 113.47 | 1642.779 | 0.62
D | 4002 | 2021-02-12 | 13 | ON | 98.83 | 8.02 | 0.21 | 0.02 | 0.1 | 0.25 | 0 | 0.15 | -0.67 | -0.13 | 0 |  | 0.39 | 0.38 | 0.23 | 107.78 | 1612.468 | 0.58
D | 4002 | 2021-02-12 | 14 | ON | 93.99 | 8.02 | 0.21 | 0.02 | 0.09 | 0.25 | 0 | -0.07 | -0.62 | -0.13 | 0 |  | 0.39 | 0.38 | 0.23 | 102.76 | 1595.729 | 0.57
D | 4002 | 2021-02-12 | 15 | ON | 88.66 | 8.02 | 0.21 | 0.02 | 0.07 | 0.25 | 0 | 0.15 | -0.59 | -0.13 | 0 |  | 0.39 | 0.38 | 0.23 | 97.66 | 1577.678 | 0.55
D | 4002 | 2021-02-12 | 16 | ON | 90.79 | 8.02 | 0.21 | 0.02 | 0.07 | 0.22 | 0 | 0.25 | -0.57 | -0.13 | 0 |  | 0.39 | 0.38 | 0.23 | 99.88 | 1577.809 | 0.52
D | 4002 | 2021-02-12 | 17 | ON | 96.1 | 8.02 | 0.21 | 0.02 | 0.14 | 0.22 | 0 | 0.2 | -0.68 | -0.13 | 0 |  | 0.39 | 0.38 | 0.23 | 105.1 | 1608.508 | 0.59
D | 4002 | 2021-02-12 | 18 | ON | 94.87 | 8.02 | 0.21 | 0.02 | 0.05 | 0.24 | 0 | 0.19 | -0.82 | -0.13 | 0 |  | 0.39 | 0.38 | 0.23 | 103.65 | 1704.561 | 0.52
D | 4002 | 2021-02-12 | 19 | ON | 98.61 | 8.02 | 0.21 | 0.02 | 0.06 | 0.24 | 0.05 | 0.16 | -0.84 | -0.13 | 0 |  | 0.39 | 0.38 | 0.23 | 107.4 | 1716.158 | 0.58
D | 4002 | 2021-02-12 | 20 | ON | 92.79 | 8.02 | 0.21 | 0.02 | 0.04 | 0.24 | 0 | 0.1 | -0.7 | -0.13 | 0 |  | 0.39 | 0.38 | 0.23 | 101.59 | 1656.211 | 0.51
D | 4002 | 2021-02-12 | 21 | ON | 85.47 | 8.02 | 0.21 | 0.02 | 0.07 | 0.25 | 0 | 0.09 | -0.73 | -0.13 | 0 |  | 0.39 | 0.38 | 0.23 | 94.27 | 1586.769 | 0.55
D | 4002 | 2021-02-12 | 22 | ON | 81.84 | 8.02 | 0.21 | 0.02 | 0.1 | 0.26 | 0 | 0.02 | -0.79 | -0.13 | 0 |  | 0.39 | 0.38 | 0.23 | 90.55 | 1500.07 | 0.59
D | 4002 | 2021-02-12 | 23 | ON | 81.32 | 8.02 | 0.21 | 0.02 | 0.17 | 0.28 | 0 | -0.04 | -0.92 | -0.13 | 0 |  | 0.39 | 0.38 | 0.23 | 89.93 | 1394.905 | 0.68
D | 4002 | 2021-02-12 | 24 | OFF | 80 | 8.02 | 0.21 | 0.02 | 0.15 | 0 | 0 | 0.07 | -0.82 | -0.13 | 0 |  | 0.39 | 0.38 | 0.23 | 88.52 | 1300.61 | 0.38
D | 4002 | 2021-02-13 | 1 | OFF | 82.29 | 8.02 | 0.4 | 0.04 | 0.19 | 0 | 0.11 | -0.07 | -0.7 | -0.13 | 0 |  | 0.39 | 0.38 | 0.23 | 91.15 | 1240.727 | 0.74
D | 4002 | 2021-02-13 | 2 | OFF | 72.37 | 8.02 | 0.4 | 0.04 | 0.07 | 0 | 0.08 | 0.06 | -0.57 | -0.13 | 0 |  | 0.39 | 0.38 | 0.23 | 81.34 | 1210.059 | 0.59
D | 4002 | 2021-02-13 | 3 | OFF | 61.06 | 8.02 | 0.4 | 0.04 | 0.07 | 0 | 0 | -0.01 | -0.59 | -0.13 | 0 |  | 0.39 | 0.38 | 0.23 | 69.86 | 1194.225 | 0.51
D | 4002 | 2021-02-13 | 4 | OFF | 58.58 | 8.02 | 0.4 | 0.04 | 0.07 | 0 | 0 | 0.04 | -0.6 | -0.13 | 0 |  | 0.39 | 0.38 | 0.23 | 67.42 | 1195.878 | 0.51
D | 4002 | 2021-02-13 | 5 | OFF | 55.83 | 8.02 | 0.4 | 0.04 | 0.05 | 0 | 0 | 0.03 | -0.6 | -0.13 | 0 |  | 0.39 | 0.38 | 0.23 | 64.64 | 1213.108 | 0.49
D | 4002 | 2021-02-13 | 6 | OFF | 64.66 | 8.02 | 0.4 | 0.04 | 0.08 | 0 | 0 | 0.08 | -0.65 | -0.13 | 0 |  | 0.39 | 0.38 | 0.23 | 73.5 | 1264.893 | 0.52
D | 4002 | 2021-02-13 | 7 | OFF | 67.68 | 8.02 | 0.4 | 0.04 | 0.2 | 0 | 0 | 0.02 | -0.72 | -0.13 | 0 |  | 0.39 | 0.38 | 0.23 | 76.51 | 1342.69 | 0.64
D | 4002 | 2021-02-13 | 8 | OFF | 70.59 | 8.02 | 0.4 | 0.04 | 0.22 | 0 | 0 | 0.04 | -0.64 | -0.13 | 0 |  | 0.39 | 0.38 | 0.23 | 79.54 | 1425.554 | 0.66
D | 4002 | 2021-02-13 | 9 | OFF | 75.06 | 8.02 | 0.4 | 0.04 | 0.28 | 0 | 0 | 0.07 | -0.69 | -0.13 | 0 |  | 0.39 | 0.38 | 0.23 | 84.05 | 1495.106 | 0.72
D | 4002 | 2021-02-13 | 10 | OFF | 73.43 | 8.02 | 0.4 | 0.04 | 0.16 | 0 | 0 | 0.06 | -0.74 | -0.13 | 0 |  | 0.39 | 0.38 | 0.23 | 82.24 | 1519.778 | 0.6
D | 4002 | 2021-02-13 | 11 | OFF | 98.16 | 8.02 | 0.4 | 0.04 | 0.14 | 0 | 0.63 | 0.06 | -0.68 | -0.13 | 0 |  | 0.39 | 0.38 | 0.23 | 107.64 | 1509.016 | 1.21
D | 4002 | 2021-02-13 | 12 | OFF | 86.5 | 8.02 | 0.4 | 0.04 | 0.09 | 0 | 0 | 0.07 | -0.63 | -0.13 | 0 |  | 0.39 | 0.38 | 0.23 | 95.36 | 1487.502 | 0.53
D | 4002 | 2021-02-13 | 13 | OFF | 75.14 | 8.02 | 0.4 | 0.04 | 0.14 | 0 | 0.09 | 0.17 | -0.53 | -0.13 | 0 |  | 0.39 | 0.38 | 0.23 | 84.34 | 1451.98 | 0.67
D | 4002 | 2021-02-13 | 14 | OFF | 69.37 | 8.02 | 0.4 | 0.04 | 0.1 | 0 | 0 | -0.09 | -0.49 | -0.13 | 0 |  | 0.39 | 0.38 | 0.23 | 78.22 | 1418.297 | 0.54
D | 4002 | 2021-02-13 | 15 | OFF | 67.48 | 8.02 | 0.4 | 0.04 | 0.1 | 0 | 0 | 0 | -0.53 | -0.13 | 0 |  | 0.39 | 0.38 | 0.23 | 76.38 | 1395.702 | 0.54
D | 4002 | 2021-02-13 | 16 | OFF | 78.51 | 8.02 | 0.4 | 0.04 | 0.13 | 0 | 0.31 | 0.02 | -0.52 | -0.13 | 0 |  | 0.39 | 0.38 | 0.23 | 87.78 | 1412.561 | 0.88
D | 4002 | 2021-02-13 | 17 | OFF | 67.63 | 8.02 | 0.4 | 0.04 | 0.07 | 0 | 0 | 0 | -0.52 | -0.13 | 0 |  | 0.39 | 0.38 | 0.23 | 76.51 | 1472.659 | 0.51
D | 4002 | 2021-02-13 | 18 | OFF | 82.71 | 8.02 | 0.4 | 0.04 | 0.08 | 0 | 0.05 | 0.01 | -0.63 | -0.13 | 0 |  | 0.39 | 0.38 | 0.23 | 91.55 | 1589.2 | 0.57
D | 4002 | 2021-02-13 | 19 | OFF | 99.41 | 8.02 | 0.4 | 0.04 | 0.19 | 0 | 0.17 | -0.04 | -0.67 | -0.13 | 0 |  | 0.39 | 0.38 | 0.23 | 108.39 | 1605.547 | 0.8
D | 4002 | 2021-02-13 | 20 | OFF | 91.15 | 8.02 | 0.4 | 0.04 | 0.19 | 0 | 0.3 | 0.03 | -0.6 | -0.13 | 0 |  | 0.39 | 0.38 | 0.23 | 100.4 | 1543.737 | 0.93
D | 4002 | 2021-02-13 | 21 | OFF | 88.2 | 8.02 | 0.4 | 0.04 | 0.1 | 0 | 0.65 | -0.06 | -0.63 | -0.13 | 0 |  | 0.39 | 0.38 | 0.23 | 97.59 | 1466.215 | 1.19
D | 4002 | 2021-02-13 | 22 | OFF | 64.2 | 8.02 | 0.4 | 0.04 | 0.1 | 0 | 0.01 | 0.06 | -0.5 | -0.13 | 0 |  | 0.39 | 0.38 | 0.23 | 73.2 | 1378.349 | 0.55
D | 4002 | 2021-02-13 | 23 | OFF | 55.55 | 8.02 | 0.4 | 0.04 | 0.14 | 0 | 0 | 0.06 | -0.6 | -0.13 | 0 |  | 0.39 | 0.38 | 0.23 | 64.48 | 1286.771 | 0.58
D | 4002 | 2021-02-13 | 24 | OFF | 53.86 | 8.02 | 0.4 | 0.04 | 0.14 | 0 | 0 | 0.05 | -0.71 | -0.13 | 0 |  | 0.39 | 0.38 | 0.23 | 62.67 | 1203.176 | 0.58
D | 4002 | 2021-02-14 | 1 | OFF | 62.49 | 8.02 | 0.22 | 0.01 | 0.39 | 0 | 0 | 0.08 | -0.56 | -0.13 | 0 |  | 0.39 | 0.38 | 0.23 | 71.52 | 1143.755 | 0.62
D | 4002 | 2021-02-14 | 2 | OFF | 60.68 | 8.02 | 0.22 | 0.01 | 0.26 | 0 | 0 | 0.1 | -0.47 | -0.13 | 0 |  | 0.39 | 0.38 | 0.23 | 69.69 | 1108.101 | 0.49
D | 4002 | 2021-02-14 | 3 | OFF | 52.5 | 8.02 | 0.22 | 0.01 | 0.19 | 0 | 0 | 0.09 | -0.44 | -0.13 | 0 |  | 0.39 | 0.38 | 0.23 | 61.46 | 1088.809 | 0.42
D | 4002 | 2021-02-14 | 4 | OFF | 51.58 | 8.02 | 0.22 | 0.01 | 0.17 | 0 | 0 | 0.1 | -0.46 | -0.13 | 0 |  | 0.39 | 0.38 | 0.23 | 60.51 | 1083.717 | 0.4
D | 4002 | 2021-02-14 | 5 | OFF | 56.11 | 8.02 | 0.22 | 0.01 | 0.18 | 0 | 0 | 0.09 | -0.47 | -0.13 | 0 |  | 0.39 | 0.38 | 0.23 | 65.03 | 1092.617 | 0.41
D | 4002 | 2021-02-14 | 6 | OFF | 49.15 | 8.02 | 0.22 | 0.01 | 0.03 | 0 | 0 | 0.12 | -0.47 | -0.13 | 0 |  | 0.39 | 0.38 | 0.23 | 57.95 | 1127.14 | 0.26
D | 4002 | 2021-02-14 | 7 | OFF | 48.15 | 8.02 | 0.22 | 0.01 | 0.11 | 0 | 0 | 0.1 | -0.47 | -0.13 | 0 |  | 0.39 | 0.38 | 0.23 | 57.01 | 1187.014 | 0.34
D | 4002 | 2021-02-14 | 8 | OFF | 51.8 | 8.02 | 0.22 | 0.01 | 0.4 | 0 | 0 | -0.01 | -0.41 | -0.13 | 0 |  | 0.39 | 0.38 | 0.23 | 60.9 | 1270.473 | 0.63
D | 4002 | 2021-02-14 | 9 | OFF | 59.1 | 8.02 | 0.22 | 0.01 | 0.29 | 0 | 0 | -0.03 | -0.51 | -0.13 | 0 |  | 0.39 | 0.38 | 0.23 | 67.97 | 1357.179 | 0.52
D | 4002 | 2021-02-14 | 10 | OFF | 65.26 | 8.02 | 0.22 | 0.01 | 0.25 | 0 | 0 | 0.04 | -0.59 | -0.13 | 0 |  | 0.39 | 0.38 | 0.23 | 74.08 | 1427.746 | 0.48
D | 4002 | 2021-02-14 | 11 | OFF | 66.36 | 8.02 | 0.22 | 0.01 | 0.09 | 0 | 0 | 0.1 | -0.67 | -0.13 | 0 |  | 0.39 | 0.38 | 0.23 | 75 | 1455.155 | 0.32
D | 4002 | 2021-02-14 | 12 | OFF | 68.81 | 8.02 | 0.22 | 0.01 | 0.13 | 0 | 0 | 0.01 | -0.71 | -0.13 | 0 |  | 0.39 | 0.38 | 0.23 | 77.36 | 1461.151 | 0.36
D | 4002 | 2021-02-14 | 13 | OFF | 67.48 | 8.02 | 0.22 | 0.01 | 0.11 | 0 | 0 | -0.01 | -0.66 | -0.13 | 0 |  | 0.39 | 0.38 | 0.23 | 76.04 | 1450.07 | 0.34
D | 4002 | 2021-02-14 | 14 | OFF | 64.96 | 8.02 | 0.22 | 0.01 | 0.08 | 0 | 0 | 0.07 | -0.65 | -0.13 | 0 |  | 0.39 | 0.38 | 0.23 | 73.58 | 1425.644 | 0.31
D | 4002 | 2021-02-14 | 15 | OFF | 60.15 | 8.02 | 0.22 | 0.01 | 0.1 | 0 | 0 | 0.03 | -0.55 | -0.13 | 0 |  | 0.39 | 0.38 | 0.23 | 68.85 | 1404.002 | 0.33
D | 4002 | 2021-02-14 | 16 | OFF | 60.05 | 8.02 | 0.22 | 0.01 | 0.1 | 0 | 0 | 0.08 | -0.58 | -0.13 | 0 |  | 0.39 | 0.38 | 0.23 | 68.77 | 1404.546 | 0.33
D | 4002 | 2021-02-14 | 17 | OFF | 60.76 | 8.02 | 0.22 | 0.01 | 0.09 | 0 | 0 | -0.05 | -0.47 | -0.13 | 0 |  | 0.39 | 0.38 | 0.23 | 69.45 | 1452.765 | 0.32
D | 4002 | 2021-02-14 | 18 | OFF | 63.74 | 8.02 | 0.22 | 0.01 | 0.15 | 0 | 0 | 0.03 | -0.73 | -0.13 | 0 |  | 0.39 | 0.38 | 0.23 | 72.31 | 1568.473 | 0.38
D | 4002 | 2021-02-14 | 19 | OFF | 64.26 | 8.02 | 0.22 | 0.01 | 0.14 | 0 | 0 | 0.08 | -0.72 | -0.13 | 0 |  | 0.39 | 0.38 | 0.23 | 72.88 | 1572.483 | 0.37
D | 4002 | 2021-02-14 | 20 | OFF | 62.11 | 8.02 | 0.22 | 0.01 | 0.16 | 0 | 0 | -0.07 | -0.57 | -0.13 | 0 |  | 0.39 | 0.38 | 0.23 | 70.75 | 1498.688 | 0.39
D | 4002 | 2021-02-14 | 21 | OFF | 61.2 | 8.02 | 0.22 | 0.01 | 0.1 | 0 | 0 | 0.05 | -0.58 | -0.13 | 0 |  | 0.39 | 0.38 | 0.23 | 69.89 | 1414.517 | 0.33
D | 4002 | 2021-02-14 | 22 | OFF | 60.65 | 8.02 | 0.22 | 0.01 | 0.18 | 0 | 0 | -0.03 | -0.47 | -0.13 | 0 |  | 0.39 | 0.38 | 0.23 | 69.45 | 1324.143 | 0.41
D | 4002 | 2021-02-14 | 23 | OFF | 60.21 | 8.02 | 0.22 | 0.01 | 0.18 | 0 | 0 | -0.02 | -0.6 | -0.13 | 0 |  | 0.39 | 0.38 | 0.23 | 68.89 | 1231.947 | 0.41
D | 4002 | 2021-02-14 | 24 | OFF | 61.56 | 8.02 | 0.22 | 0.01 | 0.18 | 0 | 0 | 0.01 | -0.43 | -0.13 | 0 |  | 0.39 | 0.38 | 0.23 | 70.44 | 1153.693 | 0.41
D | 4002 | 2021-02-15 | 1 | OFF | 66.47 | 8.02 | 0.27 | 0.09 | 0.11 | 0 | 0 | -0.32 | 0.04 | -0.13 | 0 |  | 0.39 | 0.38 | 0.23 | 75.55 | 1104.422 | 0.47
D | 4002 | 2021-02-15 | 2 | OFF | 62.65 | 8.02 | 0.27 | 0.09 | 0.05 | 0 | 0 | 0.01 | -0.21 | -0.13 | 0 |  | 0.39 | 0.38 | 0.23 | 71.75 | 1080.664 | 0.41
D | 4002 | 2021-02-15 | 3 | OFF | 57.44 | 8.02 | 0.27 | 0.09 | 0.07 | 0 | 0 | -0.15 | 0.06 | -0.13 | 0 |  | 0.39 | 0.38 | 0.23 | 66.67 | 1071.448 | 0.43
D | 4002 | 2021-02-15 | 4 | OFF | 50.54 | 8.02 | 0.27 | 0.09 | 0.08 | 0 | 0 | -0.13 | 0 | -0.13 | 0 |  | 0.39 | 0.38 | 0.23 | 59.74 | 1077.695 | 0.44
D | 4002 | 2021-02-15 | 5 | OFF | 57.6 | 8.02 | 0.27 | 0.09 | 0.1 | 0 | 0 | -0.06 | 0 | -0.13 | 0 |  | 0.39 | 0.38 | 0.23 | 66.89 | 1115.94 | 0.46
D | 4002 | 2021-02-15 | 6 | OFF | 64.81 | 8.02 | 0.27 | 0.09 | 0.2 | 0 | 0 | -0.12 | 0.08 | -0.13 | 0 |  | 0.39 | 0.38 | 0.23 | 74.22 | 1206.195 | 0.56
D | 4002 | 2021-02-15 | 7 | OFF | 63.09 | 8.02 | 0.27 | 0.09 | 0.27 | 0 | 0 | -0.44 | 0.63 | -0.13 | 0 |  | 0.39 | 0.38 | 0.23 | 72.8 | 1341.019 | 0.63
D | 4002 | 2021-02-15 | 8 | ON | 64.17 | 8.02 | 0.27 | 0.09 | 0.21 | 0.28 | 0 | -0.49 | 0.4 | -0.13 | 0 |  | 0.39 | 0.38 | 0.23 | 73.82 | 1441.992 | 0.85
D | 4002 | 2021-02-15 | 9 | ON | 91.35 | 8.02 | 0.27 | 0.09 | 0.35 | 0.27 | 0.07 | -0.43 | 0.5 | -0.13 | 0 |  | 0.39 | 0.38 | 0.23 | 101.36 | 1500.673 | 1.05
D | 4002 | 2021-02-15 | 10 | ON | 98.09 | 8.02 | 0.27 | 0.09 | 0.45 | 0.26 | 0 | -0.54 | 0.63 | -0.13 | 0 |  | 0.39 | 0.38 | 0.23 | 108.14 | 1543.184 | 1.07
D | 4002 | 2021-02-15 | 11 | ON | 103.92 | 8.02 | 0.27 | 0.09 | 0.28 | 0.25 | 0.13 | -0.55 | 0.39 | -0.13 | 0 |  | 0.39 | 0.38 | 0.23 | 113.67 | 1571.81 | 1.02
D | 4002 | 2021-02-15 | 12 | ON | 104.3 | 8.02 | 0.27 | 0.09 | 0.25 | 0.25 | 0.05 | 0.11 | -0.53 | -0.13 | 0 |  | 0.39 | 0.38 | 0.23 | 113.68 | 1583.516 | 0.91
D | 4002 | 2021-02-15 | 13 | ON | 103.41 | 8.02 | 0.27 | 0.09 | 0.2 | 0.25 | 0.08 | 0.29 | -1.06 | -0.13 | 0 |  | 0.39 | 0.38 | 0.23 | 112.42 | 1577.924 | 0.89
D | 4002 | 2021-02-15 | 14 | ON | 99.89 | 8.02 | 0.27 | 0.09 | 0.2 | 0.25 | 0.15 | 0.24 | -1.18 | -0.13 | 0 |  | 0.39 | 0.38 | 0.23 | 108.8 | 1568.198 | 0.96
D | 4002 | 2021-02-15 | 15 | ON | 103.43 | 8.02 | 0.27 | 0.09 | 0.31 | 0.25 | 0.26 | 0.22 | -0.96 | -0.13 | 0 |  | 0.39 | 0.38 | 0.23 | 112.76 | 1552.677 | 1.18
D | 4002 | 2021-02-15 | 16 | ON | 108.27 | 8.02 | 0.27 | 0.09 | 0.3 | 0.25 | 0.35 | 0.2 | -1.06 | -0.13 | 0 |  | 0.39 | 0.38 | 0.23 | 117.56 | 1553.662 | 1.26
D | 4002 | 2021-02-15 | 17 | ON | 106.38 | 8.02 | 0.27 | 0.09 | 0.13 | 0.24 | 0.32 | 0.23 | -1.31 | -0.13 | 0 |  | 0.39 | 0.38 | 0.23 | 115.24 | 1597.581 | 1.05
D | 4002 | 2021-02-15 | 18 | ON | 119.95 | 8.02 | 0.27 | 0.09 | 0.24 | 0.23 | 0 | 0.71 | -2.13 | -0.13 | 0 |  | 0.39 | 0.38 | 0.23 | 128.25 | 1694.109 | 0.83
D | 4002 | 2021-02-15 | 19 | ON | 108.79 | 8.02 | 0.27 | 0.09 | 0.35 | 0.23 | 0 | 0.7 | -1.97 | -0.13 | 0 |  | 0.39 | 0.38 | 0.23 | 117.35 | 1679.897 | 0.94
D | 4002 | 2021-02-15 | 20 | ON | 87.3 | 8.02 | 0.27 | 0.09 | 0.24 | 0.25 | 0 | 0.69 | -1.65 | -0.13 | 0 |  | 0.39 | 0.38 | 0.23 | 96.08 | 1593.049 | 0.85
D | 4002 | 2021-02-15 | 21 | ON | 93.54 | 8.02 | 0.27 | 0.09 | 0.09 | 0.27 | 0.15 | 0.44 | -1.4 | -0.13 | 0 |  | 0.39 | 0.38 | 0.23 | 102.34 | 1496.869 | 0.87
D | 4002 | 2021-02-15 | 22 | ON | 82.57 | 8.02 | 0.27 | 0.09 | 0.24 | 0.28 | 0.3 | 0.02 | -0.5 | -0.13 | 0 |  | 0.39 | 0.38 | 0.23 | 92.16 | 1387.163 | 1.18
D | 4002 | 2021-02-15 | 23 | ON | 74.82 | 8.02 | 0.27 | 0.09 | 0.36 | 0.31 | 0 | 0.26 | -1.06 | -0.13 | 0 |  | 0.39 | 0.38 | 0.23 | 83.94 | 1277.336 | 1.03
D | 4002 | 2021-02-15 | 24 | OFF | 78.86 | 8.02 | 0.27 | 0.09 | 0.54 | 0 | 0 | -0.05 | -0.49 | -0.13 | 0 |  | 0.39 | 0.38 | 0.23 | 88.11 | 1191.841 | 0.9
D | 4002 | 2021-02-16 | 1 | OFF | 66.96 | 8.02 | 0.32 | 0.03 | 0.14 | 0 | 0 | 0.14 | -0.41 | -0.13 | 0 |  | 0.39 | 0.38 | 0.23 | 76.07 | 1136.494 | 0.49
D | 4002 | 2021-02-16 | 2 | OFF | 63.71 | 8.02 | 0.32 | 0.03 | 0.06 | 0 | 0 | 0.14 | -0.34 | -0.13 | 0 |  | 0.39 | 0.38 | 0.23 | 72.81 | 1111.75 | 0.41
D | 4002 | 2021-02-16 | 3 | OFF | 61.29 | 8.02 | 0.32 | 0.03 | 0.11 | 0 | 0 | 0.14 | -0.3 | -0.13 | 0 |  | 0.39 | 0.38 | 0.23 | 70.48 | 1101.213 | 0.46
D | 4002 | 2021-02-16 | 4 | OFF | 60.9 | 8.02 | 0.32 | 0.03 | 0.08 | 0 | 0 | 0.24 | -0.24 | -0.13 | 0 |  | 0.39 | 0.38 | 0.23 | 70.22 | 1103.774 | 0.43
D | 4002 | 2021-02-16 | 5 | OFF | 63.81 | 8.02 | 0.32 | 0.03 | 0.13 | 0 | 0 | 0.1 | -0.27 | -0.13 | 0 |  | 0.39 | 0.38 | 0.23 | 73.01 | 1138.004 | 0.48
D | 4002 | 2021-02-16 | 6 | OFF | 65.91 | 8.02 | 0.32 | 0.03 | 0.26 | 0 | 0 | 0.17 | -0.43 | -0.13 | 0 |  | 0.39 | 0.38 | 0.23 | 75.15 | 1213.468 | 0.61
D | 4002 | 2021-02-16 | 7 | OFF | 65.99 | 8.02 | 0.32 | 0.03 | 0.33 | 0 | 0 | 0.06 | -0.47 | -0.13 | 0 |  | 0.39 | 0.38 | 0.23 | 75.15 | 1339.255 | 0.68
D | 4002 | 2021-02-16 | 8 | ON | 63.38 | 8.02 | 0.32 | 0.03 | 0.34 | 0.29 | 0 | 0.03 | -0.51 | -0.13 | 0 |  | 0.39 | 0.38 | 0.23 | 72.77 | 1444.52 | 0.98
D | 4002 | 2021-02-16 | 9 | ON | 72.4 | 8.02 | 0.32 | 0.03 | 0.26 | 0.27 | 0 | 0.03 | -0.57 | -0.13 | 0 |  | 0.39 | 0.38 | 0.23 | 81.63 | 1521.675 | 0.88
D | 4002 | 2021-02-16 | 10 | ON | 74.46 | 8.02 | 0.32 | 0.03 | 0.28 | 0.27 | 0.45 | 0.02 | -0.66 | -0.13 | 0 |  | 0.39 | 0.38 | 0.23 | 84.06 | 1552.353 | 1.35
D | 4002 | 2021-02-16 | 11 | ON | 73.69 | 8.02 | 0.32 | 0.03 | 0.26 | 0.27 | 0 | 0.04 | -0.64 | -0.13 | 0 |  | 0.39 | 0.38 | 0.23 | 82.86 | 1556.472 | 0.88
D | 4002 | 2021-02-16 | 12 | ON | 73.66 | 8.02 | 0.32 | 0.03 | 0.12 | 0.27 | 0 | 0.06 | -0.66 | -0.13 | 0 |  | 0.39 | 0.38 | 0.23 | 82.69 | 1562.883 | 0.74
D | 4002 | 2021-02-16 | 13 | ON | 81.79 | 8.02 | 0.32 | 0.03 | 0.18 | 0.27 | 0.21 | 0.03 | -0.58 | -0.13 | 0 |  | 0.39 | 0.38 | 0.23 | 91.14 | 1558.22 | 1.01
D | 4002 | 2021-02-16 | 14 | ON | 69.72 | 8.02 | 0.32 | 0.03 | 0.09 | 0.28 | 0 | -0.01 | -0.43 | -0.13 | 0 |  | 0.39 | 0.38 | 0.23 | 78.89 | 1540.424 | 0.72
D | 4002 | 2021-02-16 | 15 | ON | 72.44 | 8.02 | 0.32 | 0.03 | 0.09 | 0.28 | 0 | -0.03 | -0.43 | -0.13 | 0 |  | 0.39 | 0.38 | 0.23 | 81.59 | 1514.133 | 0.72
D | 4002 | 2021-02-16 | 16 | ON | 73.48 | 8.02 | 0.32 | 0.03 | 0.07 | 0.28 | 0 | 0.07 | -0.48 | -0.13 | 0 |  | 0.39 | 0.38 | 0.23 | 82.66 | 1502.303 | 0.7
D | 4002 | 2021-02-16 | 17 | ON | 67 | 8.02 | 0.32 | 0.03 | 0.06 | 0.27 | 0 | -0.05 | -0.44 | -0.13 | 0 |  | 0.39 | 0.38 | 0.23 | 76.08 | 1533.801 | 0.68
D | 4002 | 2021-02-16 | 18 | ON | 64.78 | 8.02 | 0.32 | 0.03 | 0.12 | 0.26 | 0 | 0.02 | -0.63 | -0.13 | 0 |  | 0.39 | 0.38 | 0.23 | 73.79 | 1628.128 | 0.73
D | 4002 | 2021-02-16 | 19 | ON | 67.66 | 8.02 | 0.32 | 0.03 | 0.06 | 0.26 | 0 | 0.12 | -0.64 | -0.13 | 0 |  | 0.39 | 0.38 | 0.23 | 76.7 | 1634.244 | 0.67
D | 4002 | 2021-02-16 | 20 | ON | 59.8 | 8.02 | 0.32 | 0.03 | 0.16 | 0.27 | 0 | 0.08 | -0.49 | -0.13 | 0 |  | 0.39 | 0.38 | 0.23 | 69.06 | 1553.513 | 0.78
D | 4002 | 2021-02-16 | 21 | ON | 56.94 | 8.02 | 0.32 | 0.03 | 0.08 | 0.28 | 0 | 0.09 | -0.52 | -0.13 | 0 |  | 0.39 | 0.38 | 0.23 | 66.11 | 1465.285 | 0.71
D | 4002 | 2021-02-16 | 22 | ON | 56.51 | 8.02 | 0.32 | 0.03 | 0.07 | 0.29 | 0 | 0 | -0.44 | -0.13 | 0 |  | 0.39 | 0.38 | 0.23 | 65.67 | 1362.012 | 0.71
D | 4002 | 2021-02-16 | 23 | ON | 55.73 | 8.02 | 0.32 | 0.03 | 0.22 | 0.31 | 0 | 0.02 | -0.41 | -0.13 | 0 |  | 0.39 | 0.38 | 0.23 | 65.11 | 1265.884 | 0.88
D | 4002 | 2021-02-16 | 24 | OFF | 56.26 | 8.02 | 0.32 | 0.03 | 0.38 | 0 | 0 | 0.01 | -0.35 | -0.13 | 0 |  | 0.39 | 0.38 | 0.23 | 65.54 | 1185.451 | 0.73
D | 4002 | 2021-02-17 | 1 | OFF | 62.01 | 8.02 | 0.83 | 0.07 | 0.21 | 0 | 0 | -0.09 | -0.49 | -0.13 | 0 |  | 0.39 | 0.38 | 0.23 | 71.43 | 1138.676 | 1.11
D | 4002 | 2021-02-17 | 2 | OFF | 63.33 | 8.02 | 0.83 | 0.07 | 0.14 | 0 | 0 | 0.06 | -0.46 | -0.13 | 0 |  | 0.39 | 0.38 | 0.23 | 72.86 | 1118.254 | 1.04
D | 4002 | 2021-02-17 | 3 | OFF | 58.94 | 8.02 | 0.83 | 0.07 | 0.15 | 0 | 0 | 0.09 | -0.55 | -0.13 | 0 |  | 0.39 | 0.38 | 0.23 | 68.42 | 1114.459 | 1.05
D | 4002 | 2021-02-17 | 4 | OFF | 60.8 | 8.02 | 0.83 | 0.07 | 0.13 | 0 | 0 | 0.01 | -0.47 | -0.13 | 0 |  | 0.39 | 0.38 | 0.23 | 70.26 | 1130.072 | 1.03
D | 4002 | 2021-02-17 | 5 | OFF | 62.81 | 8.02 | 0.83 | 0.07 | 0.18 | 0 | 0 | 0.02 | -0.59 | -0.13 | 0 |  | 0.39 | 0.38 | 0.23 | 72.21 | 1171.004 | 1.08
D | 4002 | 2021-02-17 | 6 | OFF | 81.54 | 8.02 | 0.83 | 0.07 | 0.41 | 0 | 0 | 0.2 | -0.39 | -0.13 | 0 |  | 0.39 | 0.38 | 0.23 | 91.55 | 1275.244 | 1.31
D | 4002 | 2021-02-17 | 7 | OFF | 106.44 | 8.02 | 0.83 | 0.07 | 0.35 | 0 | 0 | 0.04 | -1.23 | -0.13 | 0 |  | 0.39 | 0.38 | 0.23 | 115.39 | 1431.443 | 1.25
D | 4002 | 2021-02-17 | 8 | ON | 89.94 | 8.02 | 0.83 | 0.07 | 0.39 | 0.27 | 0 | 0.11 | -1.05 | -0.13 | 0 |  | 0.39 | 0.38 | 0.23 | 99.45 | 1533.05 | 1.56
D | 4002 | 2021-02-17 | 9 | ON | 66.63 | 8.02 | 0.83 | 0.07 | 0.28 | 0.27 | 0 | 0.05 | -0.94 | -0.13 | 0 |  | 0.39 | 0.38 | 0.23 | 76.08 | 1557.633 | 1.45
D | 4002 | 2021-02-17 | 10 | ON | 58.3 | 8.02 | 0.83 | 0.07 | 0.13 | 0.28 | 0 | -0.04 | -0.91 | -0.13 | 0 |  | 0.39 | 0.38 | 0.23 | 67.55 | 1546.29 | 1.31
D | 4002 | 2021-02-17 | 11 | ON | 79.41 | 8.02 | 0.83 | 0.07 | 0.18 | 0.28 | 0 | -0.23 | -1.02 | -0.13 | 0 |  | 0.39 | 0.38 | 0.23 | 88.41 | 1534.225 | 1.36
D | 4002 | 2021-02-17 | 12 | ON | 76.64 | 8.02 | 0.83 | 0.07 | 0.12 | 0.26 | 0 | 0.15 | -0.91 | -0.13 | 0 |  | 0.39 | 0.38 | 0.23 | 86.05 | 1523.399 | 1.28
D | 4002 | 2021-02-17 | 13 | ON | 73.17 | 8.02 | 0.83 | 0.07 | 0.12 | 0.26 | 0 | 0.03 | -0.89 | -0.13 | 0 |  | 0.39 | 0.38 | 0.23 | 82.48 | 1503.182 | 1.28
D | 4002 | 2021-02-17 | 14 | ON | 74.2 | 8.02 | 0.83 | 0.07 | 0.06 | 0.29 | 0 | 0.06 | -0.84 | -0.13 | 0 |  | 0.39 | 0.38 | 0.23 | 83.56 | 1488.755 | 1.25
D | 4002 | 2021-02-17 | 15 | ON | 78.81 | 8.02 | 0.83 | 0.07 | 0.07 | 0.29 | 0 | 0.02 | -0.86 | -0.13 | 0 |  | 0.39 | 0.38 | 0.23 | 88.12 | 1472.464 | 1.26
D | 4002 | 2021-02-17 | 16 | ON | 83.84 | 8.02 | 0.83 | 0.07 | 0.07 | 0.28 | 0 | 0.01 | -0.73 | -0.13 | 0 |  | 0.39 | 0.38 | 0.23 | 93.26 | 1485.348 | 1.25
D | 4002 | 2021-02-17 | 17 | ON | 95.61 | 8.02 | 0.83 | 0.07 | 0.11 | 0.27 | 0.02 | 0.16 | -0.67 | -0.13 | 0 |  | 0.39 | 0.38 | 0.23 | 105.29 | 1542.49 | 1.3
D | 4002 | 2021-02-17 | 18 | ON | 118.36 | 8.02 | 0.83 | 0.07 | 0.1 | 0.25 | 0.19 | -0.07 | -0.28 | -0.13 | 0 |  | 0.39 | 0.38 | 0.23 | 128.34 | 1664.773 | 1.44
D | 4002 | 2021-02-17 | 19 | ON | 151.36 | 8.02 | 0.83 | 0.07 | 0.47 | 0.24 | 0.68 | 0.04 | -1 | -0.13 | 0 |  | 0.39 | 0.38 | 0.23 | 161.58 | 1705.394 | 2.29
D | 4002 | 2021-02-17 | 20 | ON | 98.02 | 8.02 | 0.83 | 0.07 | 0.27 | 0.25 | 0 | 0.07 | -0.85 | -0.13 | 0 |  | 0.39 | 0.38 | 0.23 | 107.55 | 1643.488 | 1.42
D | 4002 | 2021-02-17 | 21 | ON | 99.06 | 8.02 | 0.83 | 0.07 | 0.13 | 0.26 | 0 | 0.07 | -0.87 | -0.13 | 0 |  | 0.39 | 0.38 | 0.23 | 108.44 | 1569.075 | 1.29
D | 4002 | 2021-02-17 | 22 | ON | 89.17 | 8.02 | 0.83 | 0.07 | 0.11 | 0.27 | 0 | 0.14 | -0.83 | -0.13 | 0 |  | 0.39 | 0.38 | 0.23 | 98.65 | 1465.966 | 1.28
D | 4002 | 2021-02-17 | 23 | ON | 83.77 | 8.02 | 0.83 | 0.07 | 0.19 | 0.29 | 0 | 0.07 | -0.76 | -0.13 | 0 |  | 0.39 | 0.38 | 0.23 | 93.35 | 1353.05 | 1.38
D | 4002 | 2021-02-17 | 24 | OFF | 81.17 | 8.02 | 0.83 | 0.07 | 0.29 | 0 | 0 | 0 | -0.7 | -0.13 | 0 |  | 0.39 | 0.38 | 0.23 | 90.55 | 1261.622 | 1.19
D | 4002 | 2021-02-18 | 1 | OFF | 70.26 | 8.02 | 0.25 | 0.03 | 0.17 | 0 | 0 | 0.3 | -0.48 | -0.13 | 0 |  | 0.39 | 0.38 | 0.23 | 79.42 | 1200.659 | 0.45
D | 4002 | 2021-02-18 | 2 | OFF | 74.23 | 8.02 | 0.25 | 0.03 | 0.14 | 0 | 0 | 0.11 | -0.48 | -0.13 | 0 |  | 0.39 | 0.38 | 0.23 | 83.17 | 1168.23 | 0.42
D | 4002 | 2021-02-18 | 3 | OFF | 74.3 | 8.02 | 0.25 | 0.03 | 0.12 | 0 | 0 | 0.21 | -0.47 | -0.13 | 0 |  | 0.39 | 0.38 | 0.23 | 83.33 | 1154.885 | 0.4
D | 4002 | 2021-02-18 | 4 | OFF | 73.91 | 8.02 | 0.25 | 0.03 | 0.12 | 0 | 0 | 0.25 | -0.42 | -0.13 | 0 |  | 0.39 | 0.38 | 0.23 | 83.03 | 1159.828 | 0.4
D | 4002 | 2021-02-18 | 5 | OFF | 75.48 | 8.02 | 0.25 | 0.03 | 0.12 | 0 | 0 | 0.19 | -0.47 | -0.13 | 0 |  | 0.39 | 0.38 | 0.23 | 84.49 | 1198.625 | 0.4
D | 4002 | 2021-02-18 | 6 | OFF | 84.66 | 8.02 | 0.25 | 0.03 | 0.31 | 0 | 0.04 | 0.1 | -0.43 | -0.13 | 0 |  | 0.39 | 0.38 | 0.23 | 93.85 | 1296.152 | 0.63
D | 4002 | 2021-02-18 | 7 | OFF | 96.44 | 8.02 | 0.25 | 0.03 | 0.18 | 0 | 0.04 | 0.29 | -0.82 | -0.13 | 0 |  | 0.39 | 0.38 | 0.23 | 105.3 | 1444.859 | 0.5
D | 4002 | 2021-02-18 | 8 | ON | 89.14 | 8.02 | 0.25 | 0.03 | 0.22 | 0.27 | 0 | 0.14 | -0.7 | -0.13 | 0 |  | 0.39 | 0.38 | 0.23 | 98.24 | 1548.399 | 0.77
D | 4002 | 2021-02-18 | 9 | ON | 98.03 | 8.02 | 0.25 | 0.03 | 0.16 | 0.26 | 0 | 0.02 | -0.78 | -0.13 | 0 |  | 0.39 | 0.38 | 0.23 | 106.86 | 1593.448 | 0.7
D | 4002 | 2021-02-18 | 10 | ON | 95.78 | 8.02 | 0.25 | 0.03 | 0.07 | 0.26 | 0 | 0.05 | -0.76 | -0.13 | 0 |  | 0.39 | 0.38 | 0.23 | 104.57 | 1596.878 | 0.61
D | 4002 | 2021-02-18 | 11 | ON | 101.93 | 8.02 | 0.25 | 0.03 | 0.11 | 0.26 | 0 | 0.14 | -0.86 | -0.13 | 0 |  | 0.39 | 0.38 | 0.23 | 110.75 | 1597.907 | 0.65
D | 4002 | 2021-02-18 | 12 | ON | 99.63 | 8.02 | 0.25 | 0.03 | 0.09 | 0.26 | 0 | 0.12 | -0.87 | -0.13 | 0 |  | 0.39 | 0.38 | 0.23 | 108.4 | 1592.125 | 0.63
D | 4002 | 2021-02-18 | 13 | ON | 104.77 | 8.02 | 0.25 | 0.03 | 0.07 | 0.25 | 0 | -0.07 | -0.74 | -0.13 | 0 |  | 0.39 | 0.38 | 0.23 | 113.45 | 1586.941 | 0.6
D | 4002 | 2021-02-18 | 14 | ON | 118.29 | 8.02 | 0.25 | 0.03 | 0.19 | 0.25 | 0 | 0.15 | -0.74 | -0.13 | 0 |  | 0.39 | 0.38 | 0.23 | 127.31 | 1589.732 | 0.72
D | 4002 | 2021-02-18 | 15 | ON | 111.62 | 8.02 | 0.25 | 0.03 | 0.14 | 0.26 | 0.08 | 0.1 | -0.82 | -0.13 | 0 |  | 0.39 | 0.38 | 0.23 | 120.55 | 1566.913 | 0.76
D | 4002 | 2021-02-18 | 16 | ON | 106.65 | 8.02 | 0.25 | 0.03 | 0.15 | 0.26 | 0.01 | 0.18 | -0.84 | -0.13 | 0 |  | 0.39 | 0.38 | 0.23 | 115.58 | 1567.614 | 0.7
D | 4002 | 2021-02-18 | 17 | ON | 95.85 | 8.02 | 0.25 | 0.03 | 0.06 | 0.25 | 0 | 0.21 | -0.79 | -0.13 | 0 |  | 0.39 | 0.38 | 0.23 | 104.75 | 1593.274 | 0.59
D | 4002 | 2021-02-18 | 18 | ON | 95.03 | 8.02 | 0.25 | 0.03 | 0.14 | 0.24 | 0 | 0.16 | -0.72 | -0.13 | 0 |  | 0.39 | 0.38 | 0.23 | 104.02 | 1682.487 | 0.66
D | 4002 | 2021-02-18 | 19 | ON | 100.46 | 8.02 | 0.25 | 0.03 | 0.17 | 0.24 | 0 | 0.16 | -0.56 | -0.13 | 0 |  | 0.39 | 0.38 | 0.23 | 109.64 | 1697.479 | 0.69
D | 4002 | 2021-02-18 | 20 | ON | 97.54 | 8.02 | 0.25 | 0.03 | 0.18 | 0.25 | 0 | 0.15 | -0.7 | -0.13 | 0 |  | 0.39 | 0.38 | 0.23 | 106.59 | 1626.813 | 0.71
D | 4002 | 2021-02-18 | 21 | ON | 91.58 | 8.02 | 0.25 | 0.03 | 0.08 | 0.26 | 0 | 0.15 | -0.62 | -0.13 | 0 |  | 0.39 | 0.38 | 0.23 | 100.62 | 1539.139 | 0.62
D | 4002 | 2021-02-18 | 22 | ON | 83.46 | 8.02 | 0.25 | 0.03 | 0.16 | 0.28 | 0 | 0.08 | -0.58 | -0.13 | 0 |  | 0.39 | 0.38 | 0.23 | 92.57 | 1430.265 | 0.72
D | 4002 | 2021-02-18 | 23 | ON | 92.8 | 8.02 | 0.25 | 0.03 | 0.36 | 0.29 | 0.02 | 0.11 | -0.34 | -0.13 | 0 |  | 0.39 | 0.38 | 0.23 | 102.41 | 1314.83 | 0.95
D | 4002 | 2021-02-18 | 24 | OFF | 86.85 | 8.02 | 0.25 | 0.03 | 0.33 | 0 | 0 | 0.12 | -0.26 | -0.13 | 0 |  | 0.39 | 0.38 | 0.23 | 96.21 | 1219.364 | 0.61
D | 4002 | 2021-02-19 | 1 | OFF | 85.1 | 8.02 | 0.27 | 0.02 | 0.16 | 0 | 0 | 0.15 | -0.11 | -0.13 | 0 |  | 0.39 | 0.38 | 0.23 | 94.48 | 1163.357 | 0.45
D | 4002 | 2021-02-19 | 2 | OFF | 87.29 | 8.02 | 0.27 | 0.02 | 0.09 | 0 | 0 | 0.11 | -0.09 | -0.13 | 0 |  | 0.39 | 0.38 | 0.23 | 96.58 | 1133.288 | 0.38
D | 4002 | 2021-02-19 | 3 | OFF | 87.4 | 8.02 | 0.27 | 0.02 | 0.07 | 0 | 0 | 0.12 | -0.17 | -0.13 | 0 |  | 0.39 | 0.38 | 0.23 | 96.6 | 1122.794 | 0.36
D | 4002 | 2021-02-19 | 4 | OFF | 87.32 | 8.02 | 0.27 | 0.02 | 0.08 | 0 | 0 | 0.17 | -0.18 | -0.13 | 0 |  | 0.39 | 0.38 | 0.23 | 96.57 | 1125.845 | 0.37
D | 4002 | 2021-02-19 | 5 | OFF | 86.29 | 8.02 | 0.27 | 0.02 | 0.06 | 0 | 0 | 0.31 | -0.11 | -0.13 | 0 |  | 0.39 | 0.38 | 0.23 | 95.73 | 1165.957 | 0.35
D | 4002 | 2021-02-19 | 6 | OFF | 81.79 | 8.02 | 0.27 | 0.02 | 0.11 | 0 | 0 | 0.15 | -0.26 | -0.13 | 0 |  | 0.39 | 0.38 | 0.23 | 90.97 | 1258.348 | 0.4
D | 4002 | 2021-02-19 | 7 | OFF | 76.65 | 8.02 | 0.27 | 0.02 | 0.31 | 0 | 0 | 0.14 | -0.15 | -0.13 | 0 |  | 0.39 | 0.38 | 0.23 | 86.13 | 1392.882 | 0.6
D | 4002 | 2021-02-19 | 8 | ON | 73.7 | 8.02 | 0.27 | 0.02 | 0.38 | 0.27 | 0 | 0.11 | -0.23 | -0.13 | 0 |  | 0.39 | 0.38 | 0.23 | 83.41 | 1493.434 | 0.94
D | 4002 | 2021-02-19 | 9 | ON | 78.59 | 8.02 | 0.27 | 0.02 | 0.14 | 0.26 | 0 | 0.09 | -0.4 | -0.13 | 0 |  | 0.39 | 0.38 | 0.23 | 87.86 | 1561.276 | 0.69
D | 4002 | 2021-02-19 | 10 | ON | 97.55 | 8.02 | 0.27 | 0.02 | 0.08 | 0.26 | 0.05 | 0.06 | -0.5 | -0.13 | 0 |  | 0.39 | 0.38 | 0.23 | 106.68 | 1590.623 | 0.68
D | 4002 | 2021-02-19 | 11 | ON | 81.4 | 8.02 | 0.27 | 0.02 | 0.08 | 0.25 | 0 | 0.15 | -0.66 | -0.13 | 0 |  | 0.39 | 0.38 | 0.23 | 90.4 | 1600.804 | 0.62
D | 4002 | 2021-02-19 | 12 | ON | 80.46 | 8.02 | 0.27 | 0.02 | 0.08 | 0.24 | 0 | 0.09 | -0.66 | -0.13 | 0 |  | 0.39 | 0.38 | 0.23 | 89.39 | 1603.193 | 0.61
D | 4002 | 2021-02-19 | 13 | ON | 84.04 | 8.02 | 0.27 | 0.02 | 0.06 | 0.24 | 0 | 0.04 | -0.6 | -0.13 | 0 |  | 0.39 | 0.38 | 0.23 | 92.96 | 1588.806 | 0.59
D | 4002 | 2021-02-19 | 14 | ON | 85.76 | 8.02 | 0.27 | 0.02 | 0.07 | 0.26 | 0.02 | 0.09 | -0.51 | -0.13 | 0 |  | 0.39 | 0.38 | 0.23 | 94.87 | 1575.963 | 0.64
D | 4002 | 2021-02-19 | 15 | ON | 77.6 | 8.02 | 0.27 | 0.02 | 0.09 | 0.26 | 0 | 0.08 | -0.56 | -0.13 | 0 |  | 0.39 | 0.38 | 0.23 | 86.65 | 1545.558 | 0.64
D | 4002 | 2021-02-19 | 16 | ON | 75.43 | 8.02 | 0.27 | 0.02 | 0.1 | 0.26 | 0 | 0.12 | -0.54 | -0.13 | 0 |  | 0.39 | 0.38 | 0.23 | 84.55 | 1534.524 | 0.65
D | 4002 | 2021-02-19 | 17 | ON | 70.98 | 8.02 | 0.27 | 0.02 | 0.08 | 0.24 | 0 | 0.08 | -0.43 | -0.13 | 0 |  | 0.39 | 0.38 | 0.23 | 80.13 | 1558.973 | 0.61
D | 4002 | 2021-02-19 | 18 | ON | 73.12 | 8.02 | 0.27 | 0.02 | 0.09 | 0.23 | 0.01 | 0.05 | -0.36 | -0.13 | 0 |  | 0.39 | 0.38 | 0.23 | 82.32 | 1635.117 | 0.62
D | 4002 | 2021-02-19 | 19 | ON | 79.4 | 8.02 | 0.27 | 0.02 | 0.07 | 0.25 | 0.02 | 0.13 | -0.37 | -0.13 | 0 |  | 0.39 | 0.38 | 0.23 | 88.68 | 1642.539 | 0.63
D | 4002 | 2021-02-19 | 20 | ON | 71.18 | 8.02 | 0.27 | 0.02 | 0.06 | 0.25 | 0 | 0.08 | -0.32 | -0.13 | 0 |  | 0.39 | 0.38 | 0.23 | 80.43 | 1574.207 | 0.6
D | 4002 | 2021-02-19 | 21 | ON | 63.94 | 8.02 | 0.27 | 0.02 | 0.11 | 0.25 | 0 | 0.07 | -0.35 | -0.13 | 0 |  | 0.39 | 0.38 | 0.23 | 73.2 | 1495.915 | 0.65
D | 4002 | 2021-02-19 | 22 | ON | 59.58 | 8.02 | 0.27 | 0.02 | 0.04 | 0.27 | 0 | 0.04 | -0.43 | -0.13 | 0 |  | 0.39 | 0.38 | 0.23 | 68.68 | 1400.628 | 0.6
D | 4002 | 2021-02-19 | 23 | ON | 54.05 | 8.02 | 0.27 | 0.02 | 0.14 | 0.28 | 0 | 0.02 | -0.39 | -0.13 | 0 |  | 0.39 | 0.38 | 0.23 | 63.28 | 1295.299 | 0.71
D | 4002 | 2021-02-19 | 24 | OFF | 51.33 | 8.02 | 0.27 | 0.02 | 0.25 | 0 | 0 | -0.03 | -0.44 | -0.13 | 0 |  | 0.39 | 0.38 | 0.23 | 60.29 | 1203.309 | 0.54
D | 4002 | 2021-02-20 | 1 | OFF | 57.05 | 8.02 | 0.41 | 0.02 | 0.08 | 0 | 0 | -0.52 | 0.53 | -0.13 | 0 |  | 0.39 | 0.38 | 0.23 | 66.46 | 1143.443 | 0.51
D | 4002 | 2021-02-20 | 2 | OFF | 65.05 | 8.02 | 0.41 | 0.02 | 0.06 | 0 | 0 | -0.44 | 0.84 | -0.13 | 0 |  | 0.39 | 0.38 | 0.23 | 74.83 | 1106.387 | 0.49
D | 4002 | 2021-02-20 | 3 | OFF | 67.71 | 8.02 | 0.41 | 0.02 | 0.05 | 0 | 0 | -0.53 | 0.94 | -0.13 | 0 |  | 0.39 | 0.38 | 0.23 | 77.49 | 1087.82 | 0.48
D | 4002 | 2021-02-20 | 4 | OFF | 55.26 | 8.02 | 0.41 | 0.02 | 0.05 | 0 | 0 | -0.31 | 0.59 | -0.13 | 0 |  | 0.39 | 0.38 | 0.23 | 64.91 | 1084.495 | 0.48
D | 4002 | 2021-02-20 | 5 | OFF | 63.62 | 8.02 | 0.41 | 0.02 | 0.09 | 0 | 0 | -0.48 | 0.89 | -0.13 | 0 |  | 0.39 | 0.38 | 0.23 | 73.44 | 1100.863 | 0.52
D | 4002 | 2021-02-20 | 6 | OFF | 76.66 | 8.02 | 0.41 | 0.02 | 0.08 | 0 | 0 | -0.8 | 1.37 | -0.13 | 0 |  | 0.39 | 0.38 | 0.23 | 86.63 | 1143.783 | 0.51
D | 4002 | 2021-02-20 | 7 | OFF | 74.81 | 8.02 | 0.41 | 0.02 | 0.15 | 0 | 0 | -0.75 | 1.21 | -0.13 | 0 |  | 0.39 | 0.38 | 0.23 | 84.74 | 1213.015 | 0.58
D | 4002 | 2021-02-20 | 8 | OFF | 65.5 | 8.02 | 0.41 | 0.02 | 0.43 | 0 | 0 | -0.78 | 1.33 | -0.13 | 0 |  | 0.39 | 0.38 | 0.23 | 75.8 | 1295.074 | 0.86
D | 4002 | 2021-02-20 | 9 | OFF | 70.68 | 8.02 | 0.41 | 0.02 | 0.31 | 0 | 0.06 | -0.85 | 1.13 | -0.13 | 0 |  | 0.39 | 0.38 | 0.23 | 80.65 | 1371.263 | 0.8
D | 4002 | 2021-02-20 | 10 | OFF | 76.29 | 8.02 | 0.41 | 0.02 | 0.25 | 0 | 0 | -0.84 | 1.19 | -0.13 | 0 |  | 0.39 | 0.38 | 0.23 | 86.21 | 1406.906 | 0.68
D | 4002 | 2021-02-20 | 11 | OFF | 64.55 | 8.02 | 0.41 | 0.02 | 0.31 | 0 | 0.02 | -0.69 | 0.94 | -0.13 | 0 |  | 0.39 | 0.38 | 0.23 | 74.45 | 1417.778 | 0.76
D | 4002 | 2021-02-20 | 12 | OFF | 56.09 | 8.02 | 0.41 | 0.02 | 0.19 | 0 | 0 | -0.6 | 0.73 | -0.13 | 0 |  | 0.39 | 0.38 | 0.23 | 65.73 | 1408.17 | 0.62
D | 4002 | 2021-02-20 | 13 | OFF | 53.68 | 8.02 | 0.41 | 0.02 | 0.2 | 0 | 0 | -0.43 | 0.46 | -0.13 | 0 |  | 0.39 | 0.38 | 0.23 | 63.23 | 1391.433 | 0.63
D | 4002 | 2021-02-20 | 14 | OFF | 51.96 | 8.02 | 0.41 | 0.02 | 0.16 | 0 | 0 | -0.51 | 0.57 | -0.13 | 0 |  | 0.39 | 0.38 | 0.23 | 61.5 | 1377.988 | 0.59
D | 4002 | 2021-02-20 | 15 | OFF | 50.13 | 8.02 | 0.41 | 0.02 | 0.18 | 0 | 0 | -0.61 | 0.68 | -0.13 | 0 |  | 0.39 | 0.38 | 0.23 | 59.7 | 1372.15 | 0.61
D | 4002 | 2021-02-20 | 16 | OFF | 49.39 | 8.02 | 0.41 | 0.02 | 0.11 | 0 | 0 | -0.62 | 0.7 | -0.13 | 0 |  | 0.39 | 0.38 | 0.23 | 58.9 | 1387.621 | 0.54
D | 4002 | 2021-02-20 | 17 | OFF | 54.68 | 8.02 | 0.41 | 0.02 | 0.09 | 0 | 0 | -0.58 | 0.77 | -0.13 | 0 |  | 0.39 | 0.38 | 0.23 | 64.28 | 1437.74 | 0.52
D | 4002 | 2021-02-20 | 18 | OFF | 63.59 | 8.02 | 0.41 | 0.02 | 0.16 | 0 | 0 | -0.58 | 0.73 | -0.13 | 0 |  | 0.39 | 0.38 | 0.23 | 73.22 | 1532.512 | 0.59
D | 4002 | 2021-02-20 | 19 | OFF | 74.02 | 8.02 | 0.41 | 0.02 | 0.09 | 0 | 0.02 | -0.51 | 0.54 | -0.13 | 0 |  | 0.39 | 0.38 | 0.23 | 83.48 | 1560.966 | 0.54
D | 4002 | 2021-02-20 | 20 | OFF | 64.7 | 8.02 | 0.41 | 0.02 | 0.08 | 0 | 0.01 | -0.26 | 0.31 | -0.13 | 0 |  | 0.39 | 0.38 | 0.23 | 74.16 | 1505.342 | 0.52
D | 4002 | 2021-02-20 | 21 | OFF | 58.44 | 8.02 | 0.41 | 0.02 | 0.08 | 0 | 0 | -0.16 | -0.02 | -0.13 | 0 |  | 0.39 | 0.38 | 0.23 | 67.66 | 1442.252 | 0.51
D | 4002 | 2021-02-20 | 22 | OFF | 58.77 | 8.02 | 0.41 | 0.02 | 0.15 | 0 | 0 | -0.23 | 0.02 | -0.13 | 0 |  | 0.39 | 0.38 | 0.23 | 68.03 | 1365.812 | 0.58
D | 4002 | 2021-02-20 | 23 | OFF | 53.86 | 8.02 | 0.41 | 0.02 | 0.12 | 0 | 0 | -0.17 | 0.01 | -0.13 | 0 |  | 0.39 | 0.38 | 0.23 | 63.14 | 1279.892 | 0.55
D | 4002 | 2021-02-20 | 24 | OFF | 50.32 | 8.02 | 0.41 | 0.02 | 0.12 | 0 | 0 | 0.04 | -0.45 | -0.13 | 0 |  | 0.39 | 0.38 | 0.23 | 59.35 | 1203.64 | 0.55
D | 4002 | 2021-02-21 | 1 | OFF | 64.25 | 8.02 | 0.7 | 0.03 | 0.39 | 0 | 0 | -0.24 | 0.14 | -0.13 | 0 |  | 0.39 | 0.38 | 0.23 | 74.16 | 1151.267 | 1.12
D | 4002 | 2021-02-21 | 2 | OFF | 73.99 | 8.02 | 0.7 | 0.03 | 0.12 | 0 | 0 | -0.25 | 0.45 | -0.13 | 0 |  | 0.39 | 0.38 | 0.23 | 83.93 | 1121.99 | 0.85
D | 4002 | 2021-02-21 | 3 | OFF | 71.46 | 8.02 | 0.7 | 0.03 | 0.07 | 0 | 0 | -0.3 | 0.29 | -0.13 | 0 |  | 0.39 | 0.38 | 0.23 | 81.14 | 1111.305 | 0.8
D | 4002 | 2021-02-21 | 4 | OFF | 67.44 | 8.02 | 0.7 | 0.03 | 0.19 | 0 | 0 | -0.39 | 0.48 | -0.13 | 0 |  | 0.39 | 0.38 | 0.23 | 77.34 | 1110.722 | 0.92
D | 4002 | 2021-02-21 | 5 | OFF | 68.73 | 8.02 | 0.7 | 0.03 | 0.14 | 0 | 0 | -0.35 | 0.5 | -0.13 | 0 |  | 0.39 | 0.38 | 0.23 | 78.64 | 1123.878 | 0.87
D | 4002 | 2021-02-21 | 6 | OFF | 70.19 | 8.02 | 0.7 | 0.03 | 0.08 | 0 | 0 | -0.43 | 0.64 | -0.13 | 0 |  | 0.39 | 0.38 | 0.23 | 80.1 | 1163.868 | 0.81
D | 4002 | 2021-02-21 | 7 | OFF | 68.68 | 8.02 | 0.7 | 0.03 | 0.16 | 0 | 0.24 | -0.45 | 0.76 | -0.13 | 0 |  | 0.39 | 0.38 | 0.23 | 79.01 | 1226.345 | 1.13
D | 4002 | 2021-02-21 | 8 | OFF | 56 | 8.02 | 0.7 | 0.03 | 0.22 | 0 | 0 | -0.39 | 0.42 | -0.13 | 0 |  | 0.39 | 0.38 | 0.23 | 65.87 | 1294.05 | 0.95
D | 4002 | 2021-02-21 | 9 | OFF | 53.2 | 8.02 | 0.7 | 0.03 | 0.09 | 0 | 0 | -0.32 | 0.24 | -0.13 | 0 |  | 0.39 | 0.38 | 0.23 | 62.83 | 1347.133 | 0.82
D | 4002 | 2021-02-21 | 10 | OFF | 51.52 | 8.02 | 0.7 | 0.03 | 0.15 | 0 | 0 | -0.32 | 0.29 | -0.13 | 0 |  | 0.39 | 0.38 | 0.23 | 61.26 | 1376.533 | 0.88
D | 4002 | 2021-02-21 | 11 | OFF | 51.34 | 8.02 | 0.7 | 0.03 | 0.11 | 0 | 0 | -0.24 | 0.08 | -0.13 | 0 |  | 0.39 | 0.38 | 0.23 | 60.91 | 1382.269 | 0.84
D | 4002 | 2021-02-21 | 12 | OFF | 50.13 | 8.02 | 0.7 | 0.03 | 0.07 | 0 | 0 | -0.11 | -0.12 | -0.13 | 0 |  | 0.39 | 0.38 | 0.23 | 59.59 | 1372.626 | 0.8
D | 4002 | 2021-02-21 | 13 | OFF | 49.27 | 8.02 | 0.7 | 0.03 | 0.07 | 0 | 0 | 0 | -0.25 | -0.13 | 0 |  | 0.39 | 0.38 | 0.23 | 58.71 | 1349.922 | 0.8
D | 4002 | 2021-02-21 | 14 | OFF | 48.13 | 8.02 | 0.7 | 0.03 | 0.07 | 0 | 0 | 0.13 | -0.49 | -0.13 | 0 |  | 0.39 | 0.38 | 0.23 | 57.46 | 1319.948 | 0.8
D | 4002 | 2021-02-21 | 15 | OFF | 45.91 | 8.02 | 0.7 | 0.03 | 0.17 | 0 | 0 | 0.07 | -0.49 | -0.13 | 0 |  | 0.39 | 0.38 | 0.23 | 55.28 | 1306.377 | 0.9
D | 4002 | 2021-02-21 | 16 | OFF | 49.79 | 8.02 | 0.7 | 0.03 | 0.14 | 0 | 0 | 0.04 | -0.44 | -0.13 | 0 |  | 0.39 | 0.38 | 0.23 | 59.15 | 1324.005 | 0.87
D | 4002 | 2021-02-21 | 17 | OFF | 54.07 | 8.02 | 0.7 | 0.03 | 0.1 | 0 | 0.02 | 0.07 | -0.3 | -0.13 | 0 |  | 0.39 | 0.38 | 0.23 | 63.58 | 1393.556 | 0.85
D | 4002 | 2021-02-21 | 18 | OFF | 67.96 | 8.02 | 0.7 | 0.03 | 0.1 | 0 | 0.01 | 0.13 | -0.32 | -0.13 | 0 |  | 0.39 | 0.38 | 0.23 | 77.5 | 1513.48 | 0.84
D | 4002 | 2021-02-21 | 19 | OFF | 73.79 | 8.02 | 0.7 | 0.03 | 0.16 | 0 | 0 | 0.2 | -0.72 | -0.13 | 0 |  | 0.39 | 0.38 | 0.23 | 83.05 | 1552.886 | 0.89
D | 4002 | 2021-02-21 | 20 | OFF | 69 | 8.02 | 0.7 | 0.03 | 0.22 | 0 | 0.02 | 0.25 | -0.83 | -0.13 | 0 |  | 0.39 | 0.38 | 0.23 | 78.28 | 1500.678 | 0.97
D | 4002 | 2021-02-21 | 21 | OFF | 59.98 | 8.02 | 0.7 | 0.03 | 0.1 | 0 | 0 | 0.28 | -0.89 | -0.13 | 0 |  | 0.39 | 0.38 | 0.23 | 69.09 | 1429.981 | 0.83
D | 4002 | 2021-02-21 | 22 | OFF | 54.24 | 8.02 | 0.7 | 0.03 | 0.18 | 0 | 0 | 0.22 | -0.83 | -0.13 | 0 |  | 0.39 | 0.38 | 0.23 | 63.43 | 1347.223 | 0.91
D | 4002 | 2021-02-21 | 23 | OFF | 51.82 | 8.02 | 0.7 | 0.03 | 0.12 | 0 | 0 | 0.27 | -0.78 | -0.13 | 0 |  | 0.39 | 0.38 | 0.23 | 61.05 | 1261.018 | 0.85
D | 4002 | 2021-02-21 | 24 | OFF | 48.49 | 8.02 | 0.7 | 0.03 | 0.08 | 0 | 0 | 0 | -0.37 | -0.13 | 0 |  | 0.39 | 0.38 | 0.23 | 57.82 | 1196.114 | 0.81
D | 4002 | 2021-02-22 | 1 | OFF | 51.19 | 8.02 | 0.51 | 0.07 | 0.09 | 0 | 0 | 0.05 | -0.31 | -0.13 | 0 |  | 0.39 | 0.38 | 0.23 | 60.49 | 1157.748 | 0.67
D | 4002 | 2021-02-22 | 2 | OFF | 47.77 | 8.02 | 0.51 | 0.07 | 0.31 | 0 | 0 | 0.11 | -0.32 | -0.13 | 0 |  | 0.39 | 0.38 | 0.23 | 57.34 | 1139.614 | 0.89
D | 4002 | 2021-02-22 | 3 | OFF | 46.96 | 8.02 | 0.51 | 0.07 | 0.2 | 0 | 0 | 0.08 | -0.32 | -0.13 | 0 |  | 0.39 | 0.38 | 0.23 | 56.39 | 1135.984 | 0.78
D | 4002 | 2021-02-22 | 4 | OFF | 47.98 | 8.02 | 0.51 | 0.07 | 0.17 | 0 | 0 | 0.07 | -0.32 | -0.13 | 0 |  | 0.39 | 0.38 | 0.23 | 57.37 | 1146.219 | 0.75
D | 4002 | 2021-02-22 | 5 | OFF | 58.51 | 8.02 | 0.51 | 0.07 | 0.2 | 0 | 0 | 0.1 | -0.3 | -0.13 | 0 |  | 0.39 | 0.38 | 0.23 | 67.98 | 1184.314 | 0.78
D | 4002 | 2021-02-22 | 6 | OFF | 70.11 | 8.02 | 0.51 | 0.07 | 0.45 | 0 | 0 | 0.16 | -0.45 | -0.13 | 0 |  | 0.39 | 0.38 | 0.23 | 79.74 | 1276.634 | 1.03
D | 4002 | 2021-02-22 | 7 | OFF | 88.81 | 8.02 | 0.51 | 0.07 | 0.88 | 0 | 0 | 0.22 | -0.53 | -0.13 | 0 |  | 0.39 | 0.38 | 0.23 | 98.85 | 1408.714 | 1.46
D | 4002 | 2021-02-22 | 8 | ON | 102.76 | 8.02 | 0.51 | 0.07 | 0.8 | 0.26 | 0.02 | -0.01 | -0.76 | -0.13 | 0 |  | 0.39 | 0.38 | 0.23 | 112.54 | 1509.952 | 1.66
D | 4002 | 2021-02-22 | 9 | ON | 101.56 | 8.02 | 0.51 | 0.07 | 0.29 | 0.25 | 0.47 | 0.15 | -0.7 | -0.13 | 0 |  | 0.39 | 0.38 | 0.23 | 111.49 | 1574.49 | 1.59
D | 4002 | 2021-02-22 | 10 | ON | 89.4 | 8.02 | 0.51 | 0.07 | 0.21 | 0.24 | 0.24 | 0.03 | -0.64 | -0.13 | 0 |  | 0.39 | 0.38 | 0.23 | 98.95 | 1600.836 | 1.27
D | 4002 | 2021-02-22 | 11 | ON | 90.93 | 8.02 | 0.51 | 0.07 | 0.17 | 0.24 | 0.63 | 0.04 | -0.58 | -0.13 | 0 |  | 0.39 | 0.38 | 0.23 | 100.9 | 1596.292 | 1.62
D | 4002 | 2021-02-22 | 12 | ON | 79.26 | 8.02 | 0.51 | 0.07 | 0.16 | 0.26 | 0.53 | 0.15 | -0.62 | -0.13 | 0 |  | 0.39 | 0.38 | 0.23 | 89.21 | 1585.081 | 1.53
D | 4002 | 2021-02-22 | 13 | ON | 71.57 | 8.02 | 0.51 | 0.07 | 0.19 | 0.26 | 0.21 | 0 | -0.57 | -0.13 | 0 |  | 0.39 | 0.38 | 0.23 | 81.13 | 1585.85 | 1.24
D | 4002 | 2021-02-22 | 14 | ON | 79.4 | 8.02 | 0.51 | 0.07 | 0.27 | 0.26 | 0.16 | 0.07 | -0.48 | -0.13 | 0 |  | 0.39 | 0.38 | 0.23 | 89.15 | 1586.331 | 1.27
D | 4002 | 2021-02-22 | 15 | ON | 78.52 | 8.02 | 0.51 | 0.07 | 0.22 | 0.26 | 0.38 | 0.04 | -0.39 | -0.13 | 0 |  | 0.39 | 0.38 | 0.23 | 88.5 | 1567.352 | 1.44
D | 4002 | 2021-02-22 | 16 | ON | 87.88 | 8.02 | 0.51 | 0.07 | 0.19 | 0.26 | 0.24 | 0.08 | -0.28 | -0.13 | 0 |  | 0.39 | 0.38 | 0.23 | 97.84 | 1561.251 | 1.27
D | 4002 | 2021-02-22 | 17 | ON | 92.5 | 8.02 | 0.51 | 0.07 | 0.11 | 0.25 | 0.3 | 0.08 | -0.22 | -0.13 | 0 |  | 0.39 | 0.38 | 0.23 | 102.49 | 1590.091 | 1.24
D | 4002 | 2021-02-22 | 18 | ON | 84.99 | 8.02 | 0.51 | 0.07 | 0.2 | 0.24 | 0.07 | 0.13 | -0.3 | -0.13 | 0 |  | 0.39 | 0.38 | 0.23 | 94.8 | 1663.77 | 1.09
D | 4002 | 2021-02-22 | 19 | ON | 76.22 | 8.02 | 0.51 | 0.07 | 0.21 | 0.25 | 0 | 0.27 | -0.37 | -0.13 | 0 |  | 0.39 | 0.38 | 0.23 | 86.05 | 1656.359 | 1.04
D | 4002 | 2021-02-22 | 20 | ON | 65.84 | 8.02 | 0.51 | 0.07 | 0.15 | 0.26 | 0.15 | 0.04 | -0.27 | -0.13 | 0 |  | 0.39 | 0.38 | 0.23 | 75.64 | 1572.356 | 1.14
D | 4002 | 2021-02-22 | 21 | ON | 54.57 | 8.02 | 0.51 | 0.07 | 0.06 | 0.27 | 0 | 0 | -0.33 | -0.13 | 0 |  | 0.39 | 0.38 | 0.23 | 64.04 | 1473.008 | 0.91
D | 4002 | 2021-02-22 | 22 | ON | 54.93 | 8.02 | 0.51 | 0.07 | 0.05 | 0.28 | 0 | 0.07 | -0.4 | -0.13 | 0 |  | 0.39 | 0.38 | 0.23 | 64.4 | 1361.456 | 0.91
D | 4002 | 2021-02-22 | 23 | ON | 48.99 | 8.02 | 0.51 | 0.07 | 0.18 | 0.31 | 0 | 0.06 | -0.34 | -0.13 | 0 |  | 0.39 | 0.38 | 0.23 | 58.67 | 1256.435 | 1.07
D | 4002 | 2021-02-22 | 24 | OFF | 43.99 | 8.02 | 0.51 | 0.07 | 0.32 | 0 | 0 | 5.12 | -10.44 | -0.13 | 0 |  | 0.39 | 0.38 | 0.23 | 48.46 | 1175.194 | 0.9
D | 4002 | 2021-02-23 | 1 | OFF | 41.85 | 8.02 | 0.22 | 0.03 | 0.11 | 0 | 0 | 0.03 | -0.28 | -0.13 | 0 |  | 0.39 | 0.38 | 0.23 | 50.85 | 1122.157 | 0.36
D | 4002 | 2021-02-23 | 2 | OFF | 37.31 | 8.02 | 0.22 | 0.03 | 0.08 | 0 | 0 | 0.02 | -0.22 | -0.13 | 0 |  | 0.39 | 0.38 | 0.23 | 46.33 | 1097.117 | 0.33
D | 4002 | 2021-02-23 | 3 | OFF | 41.28 | 8.02 | 0.22 | 0.03 | 0.13 | 0 | 0 | 0.06 | -0.24 | -0.13 | 0 |  | 0.39 | 0.38 | 0.23 | 50.37 | 1083.629 | 0.38
D | 4002 | 2021-02-23 | 4 | OFF | 40.04 | 8.02 | 0.22 | 0.03 | 0.06 | 0 | 0 | 0.05 | -0.24 | -0.13 | 0 |  | 0.39 | 0.38 | 0.23 | 49.05 | 1085.52 | 0.31
D | 4002 | 2021-02-23 | 5 | OFF | 41.52 | 8.02 | 0.22 | 0.03 | 0.24 | 0 | 0 | 0.04 | -0.24 | -0.13 | 0 |  | 0.39 | 0.38 | 0.23 | 50.7 | 1122.324 | 0.49
D | 4002 | 2021-02-23 | 6 | OFF | 40.48 | 8.02 | 0.22 | 0.03 | 0.22 | 0 | 0 | 0.1 | -0.37 | -0.13 | 0 |  | 0.39 | 0.38 | 0.23 | 49.57 | 1207.703 | 0.47
D | 4002 | 2021-02-23 | 7 | OFF | 52.46 | 8.02 | 0.22 | 0.03 | 0.21 | 0 | 0 | 0.07 | -0.31 | -0.13 | 0 |  | 0.39 | 0.38 | 0.23 | 61.57 | 1328.486 | 0.46
D | 4002 | 2021-02-23 | 8 | ON | 63.91 | 8.02 | 0.22 | 0.03 | 0.38 | 0.3 | 0.09 | 0.09 | -0.61 | -0.13 | 0 |  | 0.39 | 0.38 | 0.23 | 73.3 | 1416.931 | 1.02
D | 4002 | 2021-02-23 | 9 | ON | 60.13 | 8.02 | 0.22 | 0.03 | 0.23 | 0.3 | 0.06 | 0.14 | -0.56 | -0.13 | 0 |  | 0.39 | 0.38 | 0.23 | 69.44 | 1464.294 | 0.84
D | 4002 | 2021-02-23 | 10 | ON | 45.64 | 8.02 | 0.22 | 0.03 | 0.15 | 0.3 | 0.01 | 0.07 | -0.41 | -0.13 | 0 |  | 0.39 | 0.38 | 0.23 | 54.9 | 1458.807 | 0.71
D | 4002 | 2021-02-23 | 11 | ON | 35.18 | 8.02 | 0.22 | 0.03 | 0.2 | 0.31 | 0 | 0.1 | -0.42 | -0.13 | 0 |  | 0.39 | 0.38 | 0.23 | 44.51 | 1437.925 | 0.76
D | 4002 | 2021-02-23 | 12 | ON | 32.88 | 8.02 | 0.22 | 0.03 | 0.11 | 0.31 | 0 | 0.02 | -0.43 | -0.13 | 0 |  | 0.39 | 0.38 | 0.23 | 42.03 | 1426.242 | 0.67
D | 4002 | 2021-02-23 | 13 | ON | 33.5 | 8.02 | 0.22 | 0.03 | 0.09 | 0.31 | 0 | 0.03 | -0.42 | -0.13 | 0 |  | 0.39 | 0.38 | 0.23 | 42.65 | 1412.483 | 0.65
D | 4002 | 2021-02-23 | 14 | ON | 34.15 | 8.02 | 0.22 | 0.03 | 0.09 | 0.31 | 0 | -0.08 | -0.2 | -0.13 | 0 |  | 0.39 | 0.38 | 0.23 | 43.41 | 1405.173 | 0.65
D | 4002 | 2021-02-23 | 15 | ON | 34.43 | 8.02 | 0.22 | 0.03 | 0.1 | 0.3 | 0 | 0.08 | -0.38 | -0.13 | 0 |  | 0.39 | 0.38 | 0.23 | 43.67 | 1397.969 | 0.65
D | 4002 | 2021-02-23 | 16 | ON | 34.02 | 8.02 | 0.22 | 0.03 | 0.1 | 0.3 | 0 | 0.01 | -0.41 | -0.13 | 0 |  | 0.39 | 0.38 | 0.23 | 43.16 | 1402.966 | 0.65
D | 4002 | 2021-02-23 | 17 | ON | 37.81 | 8.02 | 0.22 | 0.03 | 0.08 | 0.29 | 0 | 0.14 | -0.32 | -0.13 | 0 |  | 0.39 | 0.38 | 0.23 | 47.14 | 1444.243 | 0.62
D | 4002 | 2021-02-23 | 18 | ON | 48.38 | 8.02 | 0.22 | 0.03 | 0.07 | 0.28 | 0 | 0.03 | -0.55 | -0.13 | 0 |  | 0.39 | 0.38 | 0.23 | 57.35 | 1534.505 | 0.6
D | 4002 | 2021-02-23 | 19 | ON | 52.31 | 8.02 | 0.22 | 0.03 | 0.12 | 0.27 | 0 | 0.17 | -0.59 | -0.13 | 0 |  | 0.39 | 0.38 | 0.23 | 61.42 | 1558.741 | 0.64
D | 4002 | 2021-02-23 | 20 | ON | 46.74 | 8.02 | 0.22 | 0.03 | 0.05 | 0.28 | 0 | 0 | -0.35 | -0.13 | 0 |  | 0.39 | 0.38 | 0.23 | 55.86 | 1495.346 | 0.58
D | 4002 | 2021-02-23 | 21 | ON | 42.45 | 8.02 | 0.22 | 0.03 | 0.04 | 0.3 | 0 | 0.05 | -0.38 | -0.13 | 0 |  | 0.39 | 0.38 | 0.23 | 51.6 | 1416.686 | 0.59
D | 4002 | 2021-02-23 | 22 | ON | 38.42 | 8.02 | 0.22 | 0.03 | 0.09 | 0.31 | 0 | 0.06 | -0.34 | -0.13 | 0 |  | 0.39 | 0.38 | 0.23 | 47.68 | 1330.055 | 0.65
D | 4002 | 2021-02-23 | 23 | ON | 35.54 | 8.02 | 0.22 | 0.03 | 0.22 | 0.34 | 0 | 0.07 | -0.35 | -0.13 | 0 |  | 0.39 | 0.38 | 0.23 | 44.96 | 1232.543 | 0.81
D | 4002 | 2021-02-23 | 24 | OFF | 27.5 | 8.02 | 0.22 | 0.03 | 0.26 | 0 | 0 | -0.49 | 0.87 | -0.13 | 0 |  | 0.39 | 0.38 | 0.23 | 37.28 | 1143.879 | 0.51
D | 4002 | 2021-02-24 | 1 | OFF | 25.48 | 8.02 | 0.41 | 0.08 | 0.12 | 0 | 0 | 0.21 | -0.5 | -0.13 | 0 |  | 0.39 | 0.38 | 0.23 | 34.69 | 1084.873 | 0.61
D | 4002 | 2021-02-24 | 2 | OFF | 24.01 | 8.02 | 0.41 | 0.08 | 0.11 | 0 | 0 | 0.1 | -0.28 | -0.13 | 0 |  | 0.39 | 0.38 | 0.23 | 33.32 | 1058.421 | 0.6
D | 4002 | 2021-02-24 | 3 | OFF | 23.98 | 8.02 | 0.41 | 0.08 | 0.06 | 0 | 0 | 0.11 | -0.31 | -0.13 | 0 |  | 0.39 | 0.38 | 0.23 | 33.22 | 1045.071 | 0.55
D | 4002 | 2021-02-24 | 4 | OFF | 24.03 | 8.02 | 0.41 | 0.08 | 0.06 | 0 | 0 | 0.1 | -0.24 | -0.13 | 0 |  | 0.39 | 0.38 | 0.23 | 33.33 | 1050.459 | 0.55
D | 4002 | 2021-02-24 | 5 | OFF | 23.55 | 8.02 | 0.41 | 0.08 | 0.07 | 0 | 0 | -0.03 | -0.06 | -0.13 | 0 |  | 0.39 | 0.38 | 0.23 | 32.91 | 1089.914 | 0.56
D | 4002 | 2021-02-24 | 6 | OFF | 26.16 | 8.02 | 0.41 | 0.08 | 0.18 | 0 | 0 | -0.09 | 0.05 | -0.13 | 0 |  | 0.39 | 0.38 | 0.23 | 35.68 | 1183.481 | 0.67
D | 4002 | 2021-02-24 | 7 | OFF | 35.04 | 8.02 | 0.41 | 0.08 | 0.37 | 0 | 0 | -0.09 | -0.09 | -0.13 | 0 |  | 0.39 | 0.38 | 0.23 | 44.61 | 1313.13 | 0.86
D | 4002 | 2021-02-24 | 8 | ON | 33.72 | 8.02 | 0.41 | 0.08 | 0.36 | 0.31 | 0 | -0.01 | -0.13 | -0.13 | 0 |  | 0.39 | 0.38 | 0.23 | 43.63 | 1390.784 | 1.16
D | 4002 | 2021-02-24 | 9 | ON | 24.23 | 8.02 | 0.41 | 0.08 | 0.23 | 0.3 | 0 | 0.08 | -0.34 | -0.13 | 0 |  | 0.39 | 0.38 | 0.23 | 33.88 | 1409.966 | 1.02
D | 4002 | 2021-02-24 | 10 | ON | 13.42 | 8.02 | 0.41 | 0.08 | 0.19 | 0.32 | 0 | 0.14 | -0.28 | -0.13 | 0 |  | 0.39 | 0.38 | 0.23 | 23.17 | 1393.678 | 1
D | 4002 | 2021-02-24 | 11 | ON | 11.54 | 8.02 | 0.41 | 0.08 | 0.38 | 0.33 | 0 | 0.02 | -0.38 | -0.13 | 0 |  | 0.39 | 0.38 | 0.23 | 21.27 | 1372.301 | 1.2
D | 4002 | 2021-02-24 | 12 | ON | 13.14 | 8.02 | 0.41 | 0.08 | 0.26 | 0.33 | 0 | 0.04 | -0.29 | -0.13 | 0 |  | 0.39 | 0.38 | 0.23 | 22.86 | 1364.66 | 1.08
D | 4002 | 2021-02-24 | 13 | ON | 21.39 | 8.02 | 0.41 | 0.08 | 0.27 | 0.33 | 0 | -0.02 | -0.17 | -0.13 | 0 |  | 0.39 | 0.38 | 0.23 | 31.18 | 1362.48 | 1.09
D | 4002 | 2021-02-24 | 14 | ON | 22.74 | 8.02 | 0.41 | 0.08 | 0.14 | 0.34 | 0 | -0.03 | -0.1 | -0.13 | 0 |  | 0.39 | 0.38 | 0.23 | 32.47 | 1371.375 | 0.97
D | 4002 | 2021-02-24 | 15 | ON | 20.06 | 8.02 | 0.41 | 0.08 | 0.13 | 0.34 | 0 | -0.01 | -0.13 | -0.13 | 0 |  | 0.39 | 0.38 | 0.23 | 29.77 | 1365.82 | 0.96
D | 4002 | 2021-02-24 | 16 | ON | 4.04 | 8.02 | 0.41 | 0.08 | 0.33 | 0.33 | 0 | -0.01 | -0.04 | -0.13 | 0 |  | 0.39 | 0.38 | 0.23 | 14.03 | 1355.623 | 1.15
D | 4002 | 2021-02-24 | 17 | ON | 25.12 | 8.02 | 0.41 | 0.08 | 0.09 | 0.31 | 0 | -0.18 | 0.1 | -0.13 | 0 |  | 0.39 | 0.38 | 0.23 | 34.82 | 1384.425 | 0.89
D | 4002 | 2021-02-24 | 18 | ON | 36.78 | 8.02 | 0.41 | 0.08 | 0.1 | 0.28 | 0.06 | -0.21 | 0.37 | -0.13 | 0 |  | 0.39 | 0.38 | 0.23 | 46.76 | 1487.761 | 0.93
D | 4002 | 2021-02-24 | 19 | ON | 50.35 | 8.02 | 0.41 | 0.08 | 0.18 | 0.28 | 0.28 | -0.23 | 0.28 | -0.13 | 0 |  | 0.39 | 0.38 | 0.23 | 60.52 | 1520.738 | 1.23
D | 4002 | 2021-02-24 | 20 | ON | 33.93 | 8.02 | 0.41 | 0.08 | 0.09 | 0.29 | 0 | -0.16 | 0.14 | -0.13 | 0 |  | 0.39 | 0.38 | 0.23 | 43.67 | 1460.721 | 0.87
D | 4002 | 2021-02-24 | 21 | ON | 26.95 | 8.02 | 0.41 | 0.08 | 0.07 | 0.31 | 0 | -0.03 | -0.11 | -0.13 | 0 |  | 0.39 | 0.38 | 0.23 | 36.57 | 1382.52 | 0.87
D | 4002 | 2021-02-24 | 22 | ON | 26.97 | 8.02 | 0.41 | 0.08 | 0.06 | 0.33 | 0 | 0.04 | -0.34 | -0.13 | 0 |  | 0.39 | 0.38 | 0.23 | 36.44 | 1282.018 | 0.88
D | 4002 | 2021-02-24 | 23 | ON | 22.3 | 8.02 | 0.41 | 0.08 | 0.14 | 0.35 | 0 | 0.14 | -0.19 | -0.13 | 0 |  | 0.39 | 0.38 | 0.23 | 32.12 | 1181.548 | 0.98
D | 4002 | 2021-02-24 | 24 | OFF | 15.46 | 8.02 | 0.41 | 0.08 | 0.21 | 0 | 0 | 0.23 | -0.46 | -0.13 | 0 |  | 0.39 | 0.38 | 0.23 | 24.82 | 1095.691 | 0.7
D | 4002 | 2021-02-25 | 1 | OFF | 17.38 | 8.02 | 0.38 | 0.14 | 0.14 | 0 | 0 | 0 | -0.13 | -0.13 | 0 |  | 0.39 | 0.38 | 0.23 | 26.8 | 1041.439 | 0.66
D | 4002 | 2021-02-25 | 2 | OFF | 18.14 | 8.02 | 0.38 | 0.14 | 0.06 | 0 | 0 | 0 | -0.06 | -0.13 | 0 |  | 0.39 | 0.38 | 0.23 | 27.55 | 1007.309 | 0.58
D | 4002 | 2021-02-25 | 3 | OFF | 15.83 | 8.02 | 0.38 | 0.14 | 0.06 | 0 | 0 | 0.04 | -0.07 | -0.13 | 0 |  | 0.39 | 0.38 | 0.23 | 25.27 | 995.797 | 0.58
D | 4002 | 2021-02-25 | 4 | OFF | 15.05 | 8.02 | 0.38 | 0.14 | 0.06 | 0 | 0 | 0.02 | -0.06 | -0.13 | 0 |  | 0.39 | 0.38 | 0.23 | 24.48 | 1004.333 | 0.58
D | 4002 | 2021-02-25 | 5 | OFF | 19.53 | 8.02 | 0.38 | 0.14 | 0.08 | 0 | 0 | 0.03 | -0.07 | -0.13 | 0 |  | 0.39 | 0.38 | 0.23 | 28.98 | 1044.753 | 0.6
D | 4002 | 2021-02-25 | 6 | OFF | 21.36 | 8.02 | 0.38 | 0.14 | 0.19 | 0 | 0 | 0.06 | -0.07 | -0.13 | 0 |  | 0.39 | 0.38 | 0.23 | 30.95 | 1141.032 | 0.71
D | 4002 | 2021-02-25 | 7 | OFF | 33.88 | 8.02 | 0.38 | 0.14 | 0.28 | 0 | 0.03 | 0.05 | -0.09 | -0.13 | 0 |  | 0.39 | 0.38 | 0.23 | 43.56 | 1273.802 | 0.83
D | 4002 | 2021-02-25 | 8 | ON | 26.75 | 8.02 | 0.38 | 0.14 | 0.25 | 0.32 | 0 | 0.05 | -0.2 | -0.13 | 0 |  | 0.39 | 0.38 | 0.23 | 36.58 | 1362.721 | 1.09
D | 4002 | 2021-02-25 | 9 | ON | 21.26 | 8.02 | 0.38 | 0.14 | 0.13 | 0.32 | 0 | 0 | -0.17 | -0.13 | 0 |  | 0.39 | 0.38 | 0.23 | 30.95 | 1401.633 | 0.97
D | 4002 | 2021-02-25 | 10 | ON | 17.02 | 8.02 | 0.38 | 0.14 | 0.12 | 0.31 | 0 | 0.01 | -0.1 | -0.13 | 0 |  | 0.39 | 0.38 | 0.23 | 26.77 | 1397.856 | 0.95
D | 4002 | 2021-02-25 | 11 | ON | 0.85 | 8.02 | 0.38 | 0.14 | 0.3 | 0.32 | 0 | 0.01 | -0.04 | -0.13 | 0 |  | 0.39 | 0.38 | 0.23 | 10.85 | 1400.531 | 1.14
D | 4002 | 2021-02-25 | 12 | ON | 2.54 | 8.02 | 0.38 | 0.14 | 0.29 | 0.3 | 0 | 0 | -0.04 | -0.13 | 0 |  | 0.39 | 0.38 | 0.23 | 12.5 | 1409.492 | 1.11
D | 4002 | 2021-02-25 | 13 | ON | -2.66 | 8.02 | 0.38 | 0.14 | 0.31 | 0.33 | 0 | 0 | -0.03 | -0.13 | 0 |  | 0.39 | 0.38 | 0.23 | 7.36 | 1386.74 | 1.16
D | 4002 | 2021-02-25 | 14 | ON | -11.12 | 8.02 | 0.38 | 0.14 | 0.37 | 0.34 | 0 | -0.01 | 0.02 | -0.13 | 0 |  | 0.39 | 0.38 | 0.23 | -0.99 | 1364.429 | 1.23
D | 4002 | 2021-02-25 | 15 | ON | -5.64 | 8.02 | 0.38 | 0.14 | 0.35 | 0.34 | 0 | 0 | 0.03 | -0.13 | 0 |  | 0.39 | 0.38 | 0.23 | 4.49 | 1346.232 | 1.21
D | 4002 | 2021-02-25 | 16 | ON | 23.29 | 8.02 | 0.38 | 0.14 | 0.12 | 0.34 | 0 | 0.05 | -0.1 | -0.13 | 0 |  | 0.39 | 0.38 | 0.23 | 33.11 | 1361.553 | 0.98
D | 4002 | 2021-02-25 | 17 | ON | 32.41 | 8.02 | 0.38 | 0.14 | 0.09 | 0.32 | 0.14 | 0.05 | -0.03 | -0.13 | 0 |  | 0.39 | 0.38 | 0.23 | 42.39 | 1414.053 | 1.07
D | 4002 | 2021-02-25 | 18 | ON | 56.95 | 8.02 | 0.38 | 0.14 | 0.31 | 0.29 | 0.27 | 0.11 | -0.19 | -0.13 | 0 |  | 0.39 | 0.38 | 0.23 | 67.15 | 1522.863 | 1.39
D | 4002 | 2021-02-25 | 19 | ON | 55.4 | 8.02 | 0.38 | 0.14 | 0.19 | 0.28 | 0.01 | 0.02 | -0.45 | -0.13 | 0 |  | 0.39 | 0.38 | 0.23 | 64.86 | 1569.325 | 1
D | 4002 | 2021-02-25 | 20 | ON | 51.28 | 8.02 | 0.38 | 0.14 | 0.19 | 0.29 | 0.11 | 0.02 | -0.36 | -0.13 | 0 |  | 0.39 | 0.38 | 0.23 | 60.94 | 1515.959 | 1.11
D | 4002 | 2021-02-25 | 21 | ON | 48.76 | 8.02 | 0.38 | 0.14 | 0.18 | 0.3 | 0.34 | -0.02 | -0.34 | -0.13 | 0 |  | 0.39 | 0.38 | 0.23 | 58.63 | 1444.332 | 1.34
D | 4002 | 2021-02-25 | 22 | ON | 37.65 | 8.02 | 0.38 | 0.14 | 0.18 | 0.31 | 0.07 | -0.04 | -0.18 | -0.13 | 0 |  | 0.39 | 0.38 | 0.23 | 47.4 | 1351.789 | 1.08
D | 4002 | 2021-02-25 | 23 | ON | 29.49 | 8.02 | 0.38 | 0.14 | 0.15 | 0.34 | 0 | 0 | -0.15 | -0.13 | 0 |  | 0.39 | 0.38 | 0.23 | 39.24 | 1252.819 | 1.01
D | 4002 | 2021-02-25 | 24 | OFF | 23.14 | 8.02 | 0.38 | 0.14 | 0.15 | 0 | 0 | 0.18 | -0.42 | -0.13 | 0 |  | 0.39 | 0.38 | 0.23 | 32.46 | 1175.558 | 0.67
D | 4002 | 2021-02-26 | 1 | OFF | 21.02 | 8.02 | 0.35 | 0.08 | 0.07 | 0 | 0 | 0.01 | -0.13 | -0.13 | 0 |  | 0.39 | 0.38 | 0.23 | 30.29 | 1127.227 | 0.5
D | 4002 | 2021-02-26 | 2 | OFF | 18.53 | 8.02 | 0.35 | 0.08 | 0.1 | 0 | 0 | 0.02 | -0.1 | -0.13 | 0 |  | 0.39 | 0.38 | 0.23 | 27.87 | 1101.032 | 0.53
D | 4002 | 2021-02-26 | 3 | OFF | 19.36 | 8.02 | 0.35 | 0.08 | 0.06 | 0 | 0 | -0.01 | -0.09 | -0.13 | 0 |  | 0.39 | 0.38 | 0.23 | 28.64 | 1092.108 | 0.49
D | 4002 | 2021-02-26 | 4 | OFF | 20.06 | 8.02 | 0.35 | 0.08 | 0.05 | 0 | 0 | 0 | -0.1 | -0.13 | 0 |  | 0.39 | 0.38 | 0.23 | 29.33 | 1094 | 0.48
D | 4002 | 2021-02-26 | 5 | OFF | 20.87 | 8.02 | 0.35 | 0.08 | 0.05 | 0 | 0 | 0 | -0.09 | -0.13 | 0 |  | 0.39 | 0.38 | 0.23 | 30.15 | 1134.905 | 0.48
D | 4002 | 2021-02-26 | 6 | OFF | 28.21 | 8.02 | 0.35 | 0.08 | 0.14 | 0 | 0 | 0.01 | -0.05 | -0.13 | 0 |  | 0.39 | 0.38 | 0.23 | 37.63 | 1229.42 | 0.57
D | 4002 | 2021-02-26 | 7 | OFF | 47.56 | 8.02 | 0.35 | 0.08 | 0.43 | 0 | 0 | -0.05 | -0.19 | -0.13 | 0 |  | 0.39 | 0.38 | 0.23 | 57.07 | 1353.625 | 0.86
D | 4002 | 2021-02-26 | 8 | ON | 47.04 | 8.02 | 0.35 | 0.08 | 0.38 | 0.3 | 0 | 0.07 | -0.28 | -0.13 | 0 |  | 0.39 | 0.38 | 0.23 | 56.83 | 1435.134 | 1.11
D | 4002 | 2021-02-26 | 9 | ON | 39.59 | 8.02 | 0.35 | 0.08 | 0.16 | 0.31 | 0.04 | 0 | -0.15 | -0.13 | 0 |  | 0.39 | 0.38 | 0.23 | 49.27 | 1458.6 | 0.94
D | 4002 | 2021-02-26 | 10 | ON | 29.06 | 8.02 | 0.35 | 0.08 | 0.12 | 0.32 | 0 | 0.03 | -0.16 | -0.13 | 0 |  | 0.39 | 0.38 | 0.23 | 38.69 | 1448.735 | 0.87
D | 4002 | 2021-02-26 | 11 | ON | 23.22 | 8.02 | 0.35 | 0.08 | 0.09 | 0.33 | 0 | 0.03 | -0.17 | -0.13 | 0 |  | 0.39 | 0.38 | 0.23 | 32.82 | 1424.578 | 0.85
D | 4002 | 2021-02-26 | 12 | ON | 15.44 | 8.02 | 0.35 | 0.08 | 0.17 | 0.33 | 0 | 0.02 | -0.14 | -0.13 | 0 |  | 0.39 | 0.38 | 0.23 | 25.14 | 1401.878 | 0.93
D | 4002 | 2021-02-26 | 13 | ON | 15.19 | 8.02 | 0.35 | 0.08 | 0.25 | 0.34 | 0 | 0.04 | -0.14 | -0.13 | 0 |  | 0.39 | 0.38 | 0.23 | 25 | 1372.444 | 1.02
D | 4002 | 2021-02-26 | 14 | ON | 20.74 | 8.02 | 0.35 | 0.08 | 0.11 | 0.35 | 0 | 0.05 | -0.17 | -0.13 | 0 |  | 0.39 | 0.38 | 0.23 | 30.4 | 1344.483 | 0.89
D | 4002 | 2021-02-26 | 15 | ON | 19.34 | 8.02 | 0.35 | 0.08 | 0.57 | 0.34 | 0 | 0 | -0.16 | -0.13 | 0 |  | 0.39 | 0.38 | 0.23 | 29.41 | 1324.89 | 1.34
D | 4002 | 2021-02-26 | 16 | ON | 20.81 | 8.02 | 0.35 | 0.08 | 0.2 | 0.33 | 0 | 0.04 | -0.13 | -0.13 | 0 |  | 0.39 | 0.38 | 0.23 | 30.57 | 1330.766 | 0.96
D | 4002 | 2021-02-26 | 17 | ON | 30.59 | 8.02 | 0.35 | 0.08 | 0.09 | 0.31 | 0.25 | 0.13 | -0.23 | -0.13 | 0 |  | 0.39 | 0.38 | 0.23 | 40.46 | 1380.93 | 1.08
D | 4002 | 2021-02-26 | 18 | ON | 37.73 | 8.02 | 0.35 | 0.08 | 0.07 | 0.29 | 0.1 | 0.06 | -0.16 | -0.13 | 0 |  | 0.39 | 0.38 | 0.23 | 47.41 | 1490.113 | 0.89
D | 4002 | 2021-02-26 | 19 | ON | 50.94 | 8.02 | 0.35 | 0.08 | 0.13 | 0.28 | 0.19 | 0.05 | -0.51 | -0.13 | 0 |  | 0.39 | 0.38 | 0.23 | 60.4 | 1533.127 | 1.03
D | 4002 | 2021-02-26 | 20 | ON | 36.75 | 8.02 | 0.35 | 0.08 | 0.07 | 0.29 | 0.15 | 0.02 | -0.4 | -0.13 | 0 |  | 0.39 | 0.38 | 0.23 | 46.2 | 1484.678 | 0.94
D | 4002 | 2021-02-26 | 21 | ON | 38.74 | 8.02 | 0.35 | 0.08 | 0.07 | 0.3 | 0.08 | -0.03 | -0.32 | -0.13 | 0 |  | 0.39 | 0.38 | 0.23 | 48.16 | 1421.711 | 0.88
D | 4002 | 2021-02-26 | 22 | ON | 38.36 | 8.02 | 0.35 | 0.08 | 0.14 | 0.32 | 0.07 | 0.04 | -0.24 | -0.13 | 0 |  | 0.39 | 0.38 | 0.23 | 48.01 | 1343.855 | 0.96
D | 4002 | 2021-02-26 | 23 | ON | 38.64 | 8.02 | 0.35 | 0.08 | 0.19 | 0.34 | 0.07 | 0.01 | -0.22 | -0.13 | 0 |  | 0.39 | 0.38 | 0.23 | 48.35 | 1250.165 | 1.03
D | 4002 | 2021-02-26 | 24 | OFF | 46.74 | 8.02 | 0.35 | 0.08 | 0.79 | 0 | 0.22 | 0.11 | -0.01 | -0.13 | 0 |  | 0.39 | 0.38 | 0.23 | 57.17 | 1169.054 | 1.44
D | 4002 | 2021-02-27 | 1 | OFF | 33.66 | 8.02 | 1.04 | 0.13 | 0.23 | 0 | 0.18 | 0.03 | -0.18 | -0.13 | 0 |  | 0.39 | 0.38 | 0.23 | 43.98 | 1113.33 | 1.58
D | 4002 | 2021-02-27 | 2 | OFF | 34.32 | 8.02 | 1.04 | 0.13 | 0.16 | 0 | 0 | -0.01 | -0.14 | -0.13 | 0 |  | 0.39 | 0.38 | 0.23 | 44.39 | 1086.222 | 1.33
D | 4002 | 2021-02-27 | 3 | OFF | 34.88 | 8.02 | 1.04 | 0.13 | 0.1 | 0 | 0 | 0 | -0.15 | -0.13 | 0 |  | 0.39 | 0.38 | 0.23 | 44.89 | 1074.679 | 1.27
D | 4002 | 2021-02-27 | 4 | OFF | 33.65 | 8.02 | 1.04 | 0.13 | 0.06 | 0 | 0 | 0.06 | -0.14 | -0.13 | 0 |  | 0.39 | 0.38 | 0.23 | 43.69 | 1076.238 | 1.23
D | 4002 | 2021-02-27 | 5 | OFF | 35.3 | 8.02 | 1.04 | 0.13 | 0.09 | 0 | 0 | 0.02 | -0.13 | -0.13 | 0 |  | 0.39 | 0.38 | 0.23 | 45.34 | 1094.498 | 1.26
D | 4002 | 2021-02-27 | 6 | OFF | 49.6 | 8.02 | 1.04 | 0.13 | 0.2 | 0 | 0 | 0.08 | -0.1 | -0.13 | 0 |  | 0.39 | 0.38 | 0.23 | 59.84 | 1138.248 | 1.37
D | 4002 | 2021-02-27 | 7 | OFF | 57.52 | 8.02 | 1.04 | 0.13 | 0.6 | 0 | 0.33 | 0.08 | -0.13 | -0.13 | 0 |  | 0.39 | 0.38 | 0.23 | 68.46 | 1209.412 | 2.1
D | 4002 | 2021-02-27 | 8 | OFF | 62.08 | 8.02 | 1.04 | 0.13 | 0.71 | 0 | 0.91 | -0.03 | -0.19 | -0.13 | 0 |  | 0.39 | 0.38 | 0.23 | 73.54 | 1297.263 | 2.79
D | 4002 | 2021-02-27 | 9 | OFF | 60.97 | 8.02 | 1.04 | 0.13 | 0.35 | 0 | 0.18 | -0.01 | -0.09 | -0.13 | 0 |  | 0.39 | 0.38 | 0.23 | 71.46 | 1390.027 | 1.7
D | 4002 | 2021-02-27 | 10 | OFF | 64.95 | 8.02 | 1.04 | 0.13 | 0.32 | 0 | 0.01 | -0.03 | -0.22 | -0.13 | 0 |  | 0.39 | 0.38 | 0.23 | 75.09 | 1446.283 | 1.5
D | 4002 | 2021-02-27 | 11 | OFF | 59.45 | 8.02 | 1.04 | 0.13 | 0.21 | 0 | 0.04 | 0 | -0.17 | -0.13 | 0 |  | 0.39 | 0.38 | 0.23 | 69.59 | 1476.779 | 1.42
D | 4002 | 2021-02-27 | 12 | OFF | 59.18 | 8.02 | 1.04 | 0.13 | 0.22 | 0 | 0.26 | 0 | -0.22 | -0.13 | 0 |  | 0.39 | 0.38 | 0.23 | 69.5 | 1491.094 | 1.65
D | 4002 | 2021-02-27 | 13 | OFF | 53.81 | 8.02 | 1.04 | 0.13 | 0.19 | 0 | 0.2 | 0 | -0.14 | -0.13 | 0 |  | 0.39 | 0.38 | 0.23 | 64.12 | 1484.072 | 1.56
D | 4002 | 2021-02-27 | 14 | OFF | 48.1 | 8.02 | 1.04 | 0.13 | 0.25 | 0 | 0.04 | 0.07 | -0.1 | -0.13 | 0 |  | 0.39 | 0.38 | 0.23 | 58.42 | 1460.306 | 1.46
D | 4002 | 2021-02-27 | 15 | OFF | 41.99 | 8.02 | 1.04 | 0.13 | 0.19 | 0 | 0.1 | 0.01 | -0.15 | -0.13 | 0 |  | 0.39 | 0.38 | 0.23 | 52.2 | 1431.065 | 1.46
D | 4002 | 2021-02-27 | 16 | OFF | 46.7 | 8.02 | 1.04 | 0.13 | 0.37 | 0 | 0.07 | 0.03 | -0.12 | -0.13 | 0 |  | 0.39 | 0.38 | 0.23 | 57.11 | 1420.856 | 1.61
D | 4002 | 2021-02-27 | 17 | OFF | 50.2 | 8.02 | 1.04 | 0.13 | 0.21 | 0 | 0 | -0.01 | -0.05 | -0.13 | 0 |  | 0.39 | 0.38 | 0.23 | 60.41 | 1435.526 | 1.38
D | 4002 | 2021-02-27 | 18 | OFF | 48.67 | 8.02 | 1.04 | 0.13 | 0.15 | 0 | 0.03 | 0.02 | -0.24 | -0.13 | 0 |  | 0.39 | 0.38 | 0.23 | 58.69 | 1494.623 | 1.35
D | 4002 | 2021-02-27 | 19 | OFF | 52.9 | 8.02 | 1.04 | 0.13 | 0.17 | 0 | 0.23 | 0.12 | -0.31 | -0.13 | 0 |  | 0.39 | 0.38 | 0.23 | 63.17 | 1503.844 | 1.57
D | 4002 | 2021-02-27 | 20 | OFF | 38.58 | 8.02 | 1.04 | 0.13 | 0.09 | 0 | 0.03 | 0.01 | -0.21 | -0.13 | 0 |  | 0.39 | 0.38 | 0.23 | 48.56 | 1441.616 | 1.29
D | 4002 | 2021-02-27 | 21 | OFF | 37.13 | 8.02 | 1.04 | 0.13 | 0.12 | 0 | 0.09 | 0.02 | -0.21 | -0.13 | 0 |  | 0.39 | 0.38 | 0.23 | 47.21 | 1370.737 | 1.38
D | 4002 | 2021-02-27 | 22 | OFF | 39.01 | 8.02 | 1.04 | 0.13 | 0.34 | 0 | 0.42 | 0 | -0.13 | -0.13 | 0 |  | 0.39 | 0.38 | 0.23 | 49.7 | 1288.147 | 1.93
D | 4002 | 2021-02-27 | 23 | OFF | 26.08 | 8.02 | 1.04 | 0.13 | 0.32 | 0 | 0.03 | 0.03 | -0.19 | -0.13 | 0 |  | 0.39 | 0.38 | 0.23 | 36.33 | 1199.017 | 1.52
D | 4002 | 2021-02-27 | 24 | OFF | 33.05 | 8.02 | 1.04 | 0.13 | 0.37 | 0 | 0.37 | -3.14 | 6.05 | -0.13 | 0 |  | 0.39 | 0.38 | 0.23 | 46.76 | 1120.333 | 1.91
D | 4002 | 2021-02-28 | 1 | OFF | 59.93 | 8.02 | 0.84 | 0.11 | 0.91 | 0 | 0.42 | 0 | -0.16 | -0.13 | 0 |  | 0.39 | 0.38 | 0.23 | 70.94 | 1060.684 | 2.28
D | 4002 | 2021-02-28 | 2 | OFF | 50.94 | 8.02 | 0.84 | 0.11 | 0.35 | 0 | 0 | -0.01 | -0.25 | -0.13 | 0 |  | 0.39 | 0.38 | 0.23 | 60.87 | 1025.255 | 1.3
D | 4002 | 2021-02-28 | 3 | OFF | 52.99 | 8.02 | 0.84 | 0.11 | 0.14 | 0 | 0 | 0.06 | -0.33 | -0.13 | 0 |  | 0.39 | 0.38 | 0.23 | 62.7 | 1008.077 | 1.09
D | 4002 | 2021-02-28 | 4 | OFF | 33.74 | 8.02 | 0.84 | 0.11 | 0.06 | 0 | 0 | 0.05 | -0.3 | -0.13 | 0 |  | 0.39 | 0.38 | 0.23 | 43.39 | 1004.439 | 1.01
D | 4002 | 2021-02-28 | 5 | OFF | 31.61 | 8.02 | 0.84 | 0.11 | 0.06 | 0 | 0 | -0.02 | -0.27 | -0.13 | 0 |  | 0.39 | 0.38 | 0.23 | 41.22 | 1016.006 | 1.01
D | 4002 | 2021-02-28 | 6 | OFF | 29.87 | 8.02 | 0.84 | 0.11 | 0.07 | 0 | 0 | 0.05 | -0.19 | -0.13 | 0 |  | 0.39 | 0.38 | 0.23 | 39.64 | 1054.858 | 1.02
D | 4002 | 2021-02-28 | 7 | OFF | 26.44 | 8.02 | 0.84 | 0.11 | 0.16 | 0 | 0 | 0.06 | -0.18 | -0.13 | 0 |  | 0.39 | 0.38 | 0.23 | 36.32 | 1111.165 | 1.11
D | 4002 | 2021-02-28 | 8 | OFF | 29.53 | 8.02 | 0.84 | 0.11 | 0.24 | 0 | 0 | 0.02 | -0.11 | -0.13 | 0 |  | 0.39 | 0.38 | 0.23 | 39.52 | 1182.94 | 1.19
D | 4002 | 2021-02-28 | 9 | OFF | 58.51 | 8.02 | 0.84 | 0.11 | 0.5 | 0 | 0.74 | 0.05 | -0.17 | -0.13 | 0 |  | 0.39 | 0.38 | 0.23 | 69.47 | 1255.12 | 2.19
D | 4002 | 2021-02-28 | 10 | OFF | 47.54 | 8.02 | 0.84 | 0.11 | 0.41 | 0 | 0.55 | -0.15 | -0.25 | -0.13 | 0 |  | 0.39 | 0.38 | 0.23 | 57.94 | 1289.193 | 1.91
D | 4002 | 2021-02-28 | 11 | OFF | 57.11 | 8.02 | 0.84 | 0.11 | 0.46 | 0 | 0.94 | 0.03 | -0.22 | -0.13 | 0 |  | 0.39 | 0.38 | 0.23 | 68.16 | 1295.029 | 2.35
D | 4002 | 2021-02-28 | 12 | OFF | 45.97 | 8.02 | 0.84 | 0.11 | 0.45 | 0 | 0.49 | 0.05 | -0.25 | -0.13 | 0 |  | 0.39 | 0.38 | 0.23 | 56.55 | 1306.8 | 1.89
D | 4002 | 2021-02-28 | 13 | OFF | 36.95 | 8.02 | 0.84 | 0.11 | 0.17 | 0 | 0.12 | 0.03 | -0.21 | -0.13 | 0 |  | 0.39 | 0.38 | 0.23 | 46.9 | 1304.982 | 1.24
D | 4002 | 2021-02-28 | 14 | OFF | 56.52 | 8.02 | 0.84 | 0.11 | 0.37 | 0 | 0.5 | 0.08 | -0.19 | -0.13 | 0 |  | 0.39 | 0.38 | 0.23 | 67.12 | 1291.104 | 1.82
D | 4002 | 2021-02-28 | 15 | OFF | 57.65 | 8.02 | 0.84 | 0.11 | 0.26 | 0 | 0.2 | 0.04 | -0.22 | -0.13 | 0 |  | 0.39 | 0.38 | 0.23 | 67.77 | 1289.955 | 1.41
D | 4002 | 2021-02-28 | 16 | OFF | 42.38 | 8.02 | 0.84 | 0.11 | 0.23 | 0 | 0.28 | 0.04 | -0.22 | -0.13 | 0 |  | 0.39 | 0.38 | 0.23 | 52.55 | 1304.623 | 1.46
D | 4002 | 2021-02-28 | 17 | OFF | 56.09 | 8.02 | 0.84 | 0.11 | 0.25 | 0 | 0.28 | 0.09 | 0.01 | -0.13 | 0 |  | 0.39 | 0.38 | 0.23 | 66.56 | 1356.001 | 1.48
D | 4002 | 2021-02-28 | 18 | OFF | 64.53 | 8.02 | 0.84 | 0.11 | 0.16 | 0 | 0.17 | 0.07 | -0.3 | -0.13 | 0 |  | 0.39 | 0.38 | 0.23 | 74.47 | 1453.465 | 1.28
D | 4002 | 2021-02-28 | 19 | OFF | 68.85 | 8.02 | 0.84 | 0.11 | 0.38 | 0 | 0.04 | 0.06 | -0.3 | -0.13 | 0 |  | 0.39 | 0.38 | 0.23 | 78.87 | 1475.414 | 1.37
D | 4002 | 2021-02-28 | 20 | OFF | 45 | 8.02 | 0.84 | 0.11 | 0.19 | 0 | 0 | 0 | -0.22 | -0.13 | 0 |  | 0.39 | 0.38 | 0.23 | 54.81 | 1413.222 | 1.14
D | 4002 | 2021-02-28 | 21 | OFF | 44.49 | 8.02 | 0.84 | 0.11 | 0.15 | 0 | 0.2 | 0.08 | -0.11 | -0.13 | 0 |  | 0.39 | 0.38 | 0.23 | 54.65 | 1331.248 | 1.3
D | 4002 | 2021-02-28 | 22 | OFF | 32.99 | 8.02 | 0.84 | 0.11 | 0.07 | 0 | 0.04 | 0.07 | -0.12 | -0.13 | 0 |  | 0.39 | 0.38 | 0.23 | 42.89 | 1236.652 | 1.06
D | 4002 | 2021-02-28 | 23 | OFF | 26.09 | 8.02 | 0.84 | 0.11 | 0.2 | 0 | 0 | -0.03 | -0.14 | -0.13 | 0 |  | 0.39 | 0.38 | 0.23 | 35.96 | 1135.387 | 1.15
D | 4002 | 2021-02-28 | 24 | OFF | 26.86 | 8.02 | 0.84 | 0.11 | 0.2 | 0 | 0 | -9.36 | 18.79 | -0.13 | 0 |  | 0.39 | 0.38 | 0.23 | 46.33 | 1061.846 | 1.15
T | 672 lines

## whlsecost_hourly_4002_202103
C | Hourly Wholesale Load Cost Report
C | Hourly Wholesale Load Cost Report
C | Filename: whlsecost_hourly_4002_202103.csv
Report for: 03 2021
C | Report generated: 04/27/2021 15:15:28 EDT
H | Location ID | Local Date | Local Hour | OnOffPeak | RTLMP | Capacity | First Contingency | Second Contingency | Regulation | Forward Reserves | Real-Time Reserves | Inadvertent | Marginal Loss Rev Fund | Auction Rev Rights | Real-Time Demand Reduction Cost | Price Responsive Demand Cost | ISO Sched 2 | ISO Sched 3 | NEPOOL Exp | Total Cost | RTLO | Total Ancillary & NCPC
H | Number | Date | Number | String | Number | Number | Number | Number | Number | Number | Number | Number | Number | Number | Number | Number | Number | Number | Number | Number | Number
D | 4002 | 2021-03-01 | 1 | OFF | 28.76 | 7.26 | 0.57 | 0.07 | 0.16 | 0 | 0 | 0 | -0.21 | -0.12 | 0 |  | 0.39 | 0.34 | 0.23 | 37.45 | 1015.833 | 0.8
D | 4002 | 2021-03-01 | 2 | OFF | 29.05 | 7.26 | 0.57 | 0.07 | 0.13 | 0 | 0 | 0 | -0.2 | -0.12 | 0 |  | 0.39 | 0.34 | 0.23 | 37.72 | 993.751 | 0.77
D | 4002 | 2021-03-01 | 3 | OFF | 26.63 | 7.26 | 0.57 | 0.07 | 0.16 | 0 | 0 | 0.01 | -0.22 | -0.12 | 0 |  | 0.39 | 0.34 | 0.23 | 35.32 | 986.508 | 0.8
D | 4002 | 2021-03-01 | 4 | OFF | 26.38 | 7.26 | 0.57 | 0.07 | 0.15 | 0 | 0 | 0.02 | -0.21 | -0.12 | 0 |  | 0.39 | 0.34 | 0.23 | 35.08 | 994.471 | 0.79
D | 4002 | 2021-03-01 | 5 | OFF | 27.86 | 7.26 | 0.57 | 0.07 | 0.06 | 0 | 0 | 0.02 | -0.22 | -0.12 | 0 |  | 0.39 | 0.34 | 0.23 | 36.46 | 1032.892 | 0.7
D | 4002 | 2021-03-01 | 6 | OFF | 34.07 | 7.26 | 0.57 | 0.07 | 0.16 | 0 | 0 | 0.05 | -0.04 | -0.12 | 0 |  | 0.39 | 0.34 | 0.23 | 42.98 | 1132.742 | 0.8
D | 4002 | 2021-03-01 | 7 | OFF | 66.49 | 7.26 | 0.57 | 0.07 | 0.57 | 0 | 0.13 | 0.02 | -0.27 | -0.12 | 0 |  | 0.39 | 0.34 | 0.23 | 75.68 | 1282.793 | 1.34
D | 4002 | 2021-03-01 | 8 | ON | 53.96 | 7.26 | 0.57 | 0.07 | 0.51 | 0.27 | 0 | 0.04 | -0.51 | -0.12 | 0 |  | 0.39 | 0.34 | 0.23 | 63.01 | 1384.96 | 1.42
D | 4002 | 2021-03-01 | 9 | ON | 55.78 | 7.26 | 0.57 | 0.07 | 0.22 | 0.26 | 0.1 | 0.06 | -0.45 | -0.12 | 0 |  | 0.39 | 0.34 | 0.23 | 64.71 | 1432.006 | 1.22
D | 4002 | 2021-03-01 | 10 | ON | 59.96 | 7.26 | 0.57 | 0.07 | 0.16 | 0.24 | 0 | 0.04 | -0.32 | -0.12 | 0 |  | 0.39 | 0.34 | 0.23 | 68.82 | 1455.767 | 1.04
D | 4002 | 2021-03-01 | 11 | ON | 76.17 | 7.26 | 0.57 | 0.07 | 0.39 | 0.24 | 0.33 | 0.06 | -0.47 | -0.12 | 0 |  | 0.39 | 0.34 | 0.23 | 85.46 | 1472.747 | 1.6
D | 4002 | 2021-03-01 | 12 | ON | 79.23 | 7.26 | 0.57 | 0.07 | 0.29 | 0.24 | 0.49 | 0.07 | -0.38 | -0.12 | 0 |  | 0.39 | 0.34 | 0.23 | 88.68 | 1485.014 | 1.66
D | 4002 | 2021-03-01 | 13 | ON | 79.9 | 7.26 | 0.57 | 0.07 | 0.18 | 0.24 | 1.01 | 0.07 | -0.33 | -0.12 | 0 |  | 0.39 | 0.34 | 0.23 | 89.81 | 1475.564 | 2.07
D | 4002 | 2021-03-01 | 14 | ON | 48.92 | 7.26 | 0.57 | 0.07 | 0.13 | 0.24 | 0.26 | 0.09 | -0.16 | -0.12 | 0 |  | 0.39 | 0.34 | 0.23 | 58.22 | 1460.674 | 1.27
D | 4002 | 2021-03-01 | 15 | ON | 36.31 | 7.26 | 0.57 | 0.07 | 0.05 | 0.24 | 0 | 0.02 | -0.22 | -0.12 | 0 |  | 0.39 | 0.34 | 0.23 | 45.14 | 1437.758 | 0.93
D | 4002 | 2021-03-01 | 16 | ON | 34.2 | 7.26 | 0.57 | 0.07 | 0.05 | 0.25 | 0 | 0.05 | -0.2 | -0.12 | 0 |  | 0.39 | 0.34 | 0.23 | 43.09 | 1410.907 | 0.94
D | 4002 | 2021-03-01 | 17 | ON | 38.84 | 7.26 | 0.57 | 0.07 | 0.08 | 0.24 | 0.05 | 0.08 | -0.18 | -0.12 | 0 |  | 0.39 | 0.34 | 0.23 | 47.85 | 1445.199 | 1.01
D | 4002 | 2021-03-01 | 18 | ON | 54.36 | 7.26 | 0.57 | 0.07 | 0.1 | 0.23 | 0.05 | 0.07 | 0 | -0.12 | 0 |  | 0.39 | 0.34 | 0.23 | 63.55 | 1545.954 | 1.02
D | 4002 | 2021-03-01 | 19 | ON | 52.73 | 7.26 | 0.57 | 0.07 | 0.14 | 0.22 | 0.05 | 0.12 | -0.36 | -0.12 | 0 |  | 0.39 | 0.34 | 0.23 | 61.64 | 1594.761 | 1.05
D | 4002 | 2021-03-01 | 20 | ON | 50.11 | 7.26 | 0.57 | 0.07 | 0.13 | 0.23 | 0.07 | -0.01 | -0.33 | -0.12 | 0 |  | 0.39 | 0.34 | 0.23 | 58.94 | 1542.67 | 1.07
D | 4002 | 2021-03-01 | 21 | ON | 41.86 | 7.26 | 0.57 | 0.07 | 0.1 | 0.25 | 0.11 | 0.01 | -0.2 | -0.12 | 0 |  | 0.39 | 0.34 | 0.23 | 50.87 | 1466.05 | 1.1
D | 4002 | 2021-03-01 | 22 | ON | 35.38 | 7.26 | 0.57 | 0.07 | 0.07 | 0.27 | 0 | 0.02 | -0.24 | -0.12 | 0 |  | 0.39 | 0.34 | 0.23 | 44.24 | 1374.57 | 0.98
D | 4002 | 2021-03-01 | 23 | ON | 34.56 | 7.26 | 0.57 | 0.07 | 0.1 | 0.28 | 0 | 0.09 | -0.3 | -0.12 | 0 |  | 0.39 | 0.34 | 0.23 | 43.47 | 1265.588 | 1.02
D | 4002 | 2021-03-01 | 24 | OFF | 40.55 | 7.26 | 0.57 | 0.07 | 0.38 | 0 | 0.05 | 0.02 | -0.18 | -0.12 | 0 |  | 0.39 | 0.34 | 0.23 | 49.56 | 1189.378 | 1.07
D | 4002 | 2021-03-02 | 1 | OFF | 49.27 | 7.26 | 0.62 | 0.12 | 0.19 | 0 | 0 | 0.01 | -0.4 | -0.12 | 0 |  | 0.39 | 0.34 | 0.23 | 57.91 | 1151.353 | 0.93
D | 4002 | 2021-03-02 | 2 | OFF | 44.94 | 7.26 | 0.62 | 0.12 | 0.1 | 0 | 0 | 0.07 | -0.39 | -0.12 | 0 |  | 0.39 | 0.34 | 0.23 | 53.56 | 1139.897 | 0.84
D | 4002 | 2021-03-02 | 3 | OFF | 49.02 | 7.26 | 0.62 | 0.12 | 0.11 | 0 | 0 | 0.05 | -0.35 | -0.12 | 0 |  | 0.39 | 0.34 | 0.23 | 57.67 | 1140.032 | 0.85
D | 4002 | 2021-03-02 | 4 | OFF | 55.31 | 7.26 | 0.62 | 0.12 | 0.02 | 0 | 0 | 0.03 | -0.37 | -0.12 | 0 |  | 0.39 | 0.34 | 0.23 | 63.83 | 1156.314 | 0.76
D | 4002 | 2021-03-02 | 5 | OFF | 90.73 | 7.26 | 0.62 | 0.12 | 0.78 | 0 | 0 | -0.02 | -0.56 | -0.12 | 0 |  | 0.39 | 0.34 | 0.23 | 99.77 | 1210.047 | 1.52
D | 4002 | 2021-03-02 | 6 | OFF | 108.34 | 7.26 | 0.62 | 0.12 | 1.46 | 0 | 0.38 | 0.32 | -0.29 | -0.12 | 0 |  | 0.39 | 0.34 | 0.23 | 119.05 | 1322.485 | 2.58
D | 4002 | 2021-03-02 | 7 | OFF | 120.25 | 7.26 | 0.62 | 0.12 | 1.49 | 0 | 0.09 | 0.19 | -0.67 | -0.12 | 0 |  | 0.39 | 0.34 | 0.23 | 130.19 | 1478.565 | 2.32
D | 4002 | 2021-03-02 | 8 | ON | 124.4 | 7.26 | 0.62 | 0.12 | 1.77 | 0.23 | 0.17 | 0.25 | -0.73 | -0.12 | 0 |  | 0.39 | 0.34 | 0.23 | 134.93 | 1581.644 | 2.91
D | 4002 | 2021-03-02 | 9 | ON | 79.86 | 7.26 | 0.62 | 0.12 | 0.36 | 0.24 | 0.32 | 0.08 | -0.28 | -0.12 | 0 |  | 0.39 | 0.34 | 0.23 | 89.42 | 1597.455 | 1.66
D | 4002 | 2021-03-02 | 10 | ON | 45.72 | 7.26 | 0.62 | 0.12 | 0.08 | 0.24 | 0.01 | 0 | -0.26 | -0.12 | 0 |  | 0.39 | 0.34 | 0.23 | 54.63 | 1583.453 | 1.07
D | 4002 | 2021-03-02 | 11 | ON | 46.38 | 7.26 | 0.62 | 0.12 | 0.13 | 0.24 | 0 | 0 | -0.38 | -0.12 | 0 |  | 0.39 | 0.34 | 0.23 | 55.21 | 1564.633 | 1.11
D | 4002 | 2021-03-02 | 12 | ON | 44.75 | 7.26 | 0.62 | 0.12 | 0.11 | 0.24 | 0 | 0.04 | -0.35 | -0.12 | 0 |  | 0.39 | 0.34 | 0.23 | 53.63 | 1547.08 | 1.09
D | 4002 | 2021-03-02 | 13 | ON | 42.98 | 7.26 | 0.62 | 0.12 | 0.07 | 0.24 | 0 | 0.03 | -0.31 | -0.12 | 0 |  | 0.39 | 0.34 | 0.23 | 51.85 | 1525.08 | 1.05
D | 4002 | 2021-03-02 | 14 | ON | 42.31 | 7.26 | 0.62 | 0.12 | 0.06 | 0.26 | 0 | 0.06 | -0.31 | -0.12 | 0 |  | 0.39 | 0.34 | 0.23 | 51.22 | 1508.353 | 1.06
D | 4002 | 2021-03-02 | 15 | ON | 44.18 | 7.26 | 0.62 | 0.12 | 0.07 | 0.26 | 0 | 0.04 | -0.3 | -0.12 | 0 |  | 0.39 | 0.34 | 0.23 | 53.09 | 1498.415 | 1.07
D | 4002 | 2021-03-02 | 16 | ON | 46.55 | 7.26 | 0.62 | 0.12 | 0.09 | 0.26 | 0 | 0.02 | -0.26 | -0.12 | 0 |  | 0.39 | 0.34 | 0.23 | 55.5 | 1510.007 | 1.09
D | 4002 | 2021-03-02 | 17 | ON | 55.93 | 7.26 | 0.62 | 0.12 | 0.09 | 0.24 | 0.18 | 0.07 | -0.09 | -0.12 | 0 |  | 0.39 | 0.34 | 0.23 | 65.26 | 1571.899 | 1.25
D | 4002 | 2021-03-02 | 18 | ON | 84.62 | 7.26 | 0.62 | 0.12 | 0.21 | 0.23 | 0.33 | 0.08 | -0.44 | -0.12 | 0 |  | 0.39 | 0.34 | 0.23 | 93.87 | 1675.656 | 1.51
D | 4002 | 2021-03-02 | 19 | ON | 90.08 | 7.26 | 0.62 | 0.12 | 0.26 | 0.22 | 0.08 | 0.13 | -0.5 | -0.12 | 0 |  | 0.39 | 0.34 | 0.23 | 99.11 | 1726.68 | 1.3
D | 4002 | 2021-03-02 | 20 | ON | 71.46 | 7.26 | 0.62 | 0.12 | 0.21 | 0.22 | 0 | 0.03 | -0.49 | -0.12 | 0 |  | 0.39 | 0.34 | 0.23 | 80.27 | 1664.032 | 1.17
D | 4002 | 2021-03-02 | 21 | ON | 71.08 | 7.26 | 0.62 | 0.12 | 0.35 | 0.23 | 0.11 | 0.03 | -0.37 | -0.12 | 0 |  | 0.39 | 0.34 | 0.23 | 80.27 | 1580.972 | 1.43
D | 4002 | 2021-03-02 | 22 | ON | 67.59 | 7.26 | 0.62 | 0.12 | 0.12 | 0.25 | 0.04 | 0.03 | -0.44 | -0.12 | 0 |  | 0.39 | 0.34 | 0.23 | 76.43 | 1471.639 | 1.15
D | 4002 | 2021-03-02 | 23 | ON | 54.83 | 7.26 | 0.62 | 0.12 | 0.18 | 0.27 | 0 | 0 | -0.34 | -0.12 | 0 |  | 0.39 | 0.34 | 0.23 | 63.78 | 1357.005 | 1.19
D | 4002 | 2021-03-02 | 24 | OFF | 52.26 | 7.26 | 0.62 | 0.12 | 0.16 | 0 | 0 | 0.03 | -0.37 | -0.12 | 0 |  | 0.39 | 0.34 | 0.23 | 60.92 | 1272.55 | 0.9
D | 4002 | 2021-03-03 | 1 | OFF | 68.19 | 7.26 | 0.3 | 0.06 | 0.1 | 0 | 0 | 0.01 | -0.46 | -0.12 | 0 |  | 0.39 | 0.34 | 0.23 | 76.3 | 1218.549 | 0.46
D | 4002 | 2021-03-03 | 2 | OFF | 68 | 7.26 | 0.3 | 0.06 | 0.08 | 0 | 0 | 0.11 | -0.43 | -0.12 | 0 |  | 0.39 | 0.34 | 0.23 | 76.22 | 1186.826 | 0.44
D | 4002 | 2021-03-03 | 3 | OFF | 55.87 | 7.26 | 0.3 | 0.06 | 0.06 | 0 | 0 | 0.08 | -0.37 | -0.12 | 0 |  | 0.39 | 0.34 | 0.23 | 64.1 | 1172.19 | 0.42
D | 4002 | 2021-03-03 | 4 | OFF | 55.82 | 7.26 | 0.3 | 0.06 | 0.06 | 0 | 0 | 0.05 | -0.36 | -0.12 | 0 |  | 0.39 | 0.34 | 0.23 | 64.03 | 1175.224 | 0.42
D | 4002 | 2021-03-03 | 5 | OFF | 65.53 | 7.26 | 0.3 | 0.06 | 0.17 | 0 | 0.4 | 0.16 | -0.31 | -0.12 | 0 |  | 0.39 | 0.34 | 0.23 | 74.41 | 1211.01 | 0.93
D | 4002 | 2021-03-03 | 6 | OFF | 79.21 | 7.26 | 0.3 | 0.06 | 0.43 | 0 | 0.51 | 0.07 | -0.35 | -0.12 | 0 |  | 0.39 | 0.34 | 0.23 | 88.33 | 1307.762 | 1.3
D | 4002 | 2021-03-03 | 7 | OFF | 88.16 | 7.26 | 0.3 | 0.06 | 0.58 | 0 | 0.08 | 0.09 | -0.51 | -0.12 | 0 |  | 0.39 | 0.34 | 0.23 | 96.86 | 1441.689 | 1.02
D | 4002 | 2021-03-03 | 8 | ON | 101.13 | 7.26 | 0.3 | 0.06 | 0.78 | 0.25 | 0.12 | 0.04 | -0.74 | -0.12 | 0 |  | 0.39 | 0.34 | 0.23 | 110.04 | 1518.529 | 1.51
D | 4002 | 2021-03-03 | 9 | ON | 88.69 | 7.26 | 0.3 | 0.06 | 0.7 | 0.25 | 0.45 | 0.14 | -0.51 | -0.12 | 0 |  | 0.39 | 0.34 | 0.23 | 98.18 | 1515.986 | 1.76
D | 4002 | 2021-03-03 | 10 | ON | 55.28 | 7.26 | 0.3 | 0.06 | 0.12 | 0.26 | 0.05 | 0.12 | -0.42 | -0.12 | 0 |  | 0.39 | 0.34 | 0.23 | 63.87 | 1481.804 | 0.79
D | 4002 | 2021-03-03 | 11 | ON | 36.02 | 7.26 | 0.3 | 0.06 | 0.07 | 0.25 | 0 | 0.05 | -0.32 | -0.12 | 0 |  | 0.39 | 0.34 | 0.23 | 44.53 | 1470.604 | 0.68
D | 4002 | 2021-03-03 | 12 | ON | 36.13 | 7.26 | 0.3 | 0.06 | 0.04 | 0.26 | 0 | 0.23 | -0.33 | -0.12 | 0 |  | 0.39 | 0.34 | 0.23 | 44.79 | 1477.197 | 0.66
D | 4002 | 2021-03-03 | 13 | ON | 37.53 | 7.26 | 0.3 | 0.06 | 0.04 | 0.26 | 0 | 0 | -0.32 | -0.12 | 0 |  | 0.39 | 0.34 | 0.23 | 45.97 | 1480.282 | 0.66
D | 4002 | 2021-03-03 | 14 | ON | 38.89 | 7.26 | 0.3 | 0.06 | 0.04 | 0.26 | 0 | 0.02 | -0.3 | -0.12 | 0 |  | 0.39 | 0.34 | 0.23 | 47.37 | 1479.422 | 0.66
D | 4002 | 2021-03-03 | 15 | ON | 39.66 | 7.26 | 0.3 | 0.06 | 0.03 | 0.26 | 0 | 0 | -0.33 | -0.12 | 0 |  | 0.39 | 0.34 | 0.23 | 48.08 | 1458.816 | 0.65
D | 4002 | 2021-03-03 | 16 | ON | 56.92 | 7.26 | 0.3 | 0.06 | 0.15 | 0.26 | 0 | 0.05 | -0.26 | -0.12 | 0 |  | 0.39 | 0.34 | 0.23 | 65.58 | 1448.876 | 0.77
D | 4002 | 2021-03-03 | 17 | ON | 65.86 | 7.26 | 0.3 | 0.06 | 0.12 | 0.25 | 0.02 | 0.03 | -0.31 | -0.12 | 0 |  | 0.39 | 0.34 | 0.23 | 74.43 | 1480.539 | 0.75
D | 4002 | 2021-03-03 | 18 | ON | 83.3 | 7.26 | 0.3 | 0.06 | 0.2 | 0.25 | 0.08 | 0.13 | -0.47 | -0.12 | 0 |  | 0.39 | 0.34 | 0.23 | 91.95 | 1576.723 | 0.89
D | 4002 | 2021-03-03 | 19 | ON | 91.21 | 7.26 | 0.3 | 0.06 | 0.43 | 0.24 | 0.24 | 0.05 | -0.57 | -0.12 | 0 |  | 0.39 | 0.34 | 0.23 | 100.06 | 1603.285 | 1.27
D | 4002 | 2021-03-03 | 20 | ON | 76.77 | 7.26 | 0.3 | 0.06 | 0.22 | 0.25 | 0 | 0.09 | -0.42 | -0.12 | 0 |  | 0.39 | 0.34 | 0.23 | 85.37 | 1538.548 | 0.83
D | 4002 | 2021-03-03 | 21 | ON | 63.51 | 7.26 | 0.3 | 0.06 | 0.1 | 0.26 | 0.01 | 0.04 | -0.34 | -0.12 | 0 |  | 0.39 | 0.34 | 0.23 | 72.04 | 1460.573 | 0.73
D | 4002 | 2021-03-03 | 22 | ON | 55.92 | 7.26 | 0.3 | 0.06 | 0.11 | 0.27 | 0.01 | -0.02 | -0.35 | -0.12 | 0 |  | 0.39 | 0.34 | 0.23 | 64.4 | 1357.458 | 0.75
D | 4002 | 2021-03-03 | 23 | ON | 42.93 | 7.26 | 0.3 | 0.06 | 0.43 | 0.3 | 0 | 0.12 | -0.17 | -0.12 | 0 |  | 0.39 | 0.34 | 0.23 | 52.07 | 1252.901 | 1.09
D | 4002 | 2021-03-03 | 24 | OFF | 35.37 | 7.26 | 0.3 | 0.06 | 0.19 | 0 | 0 | 0.14 | -0.16 | -0.12 | 0 |  | 0.39 | 0.34 | 0.23 | 44 | 1167.585 | 0.55
D | 4002 | 2021-03-04 | 1 | OFF | 41.44 | 7.26 | 0.22 | 0.04 | 0.17 | 0 | 0 | 0.06 | -0.48 | -0.12 | 0 |  | 0.39 | 0.34 | 0.23 | 49.55 | 1110.178 | 0.43
D | 4002 | 2021-03-04 | 2 | OFF | 41.21 | 7.26 | 0.22 | 0.04 | 0.15 | 0 | 0 | 0.06 | -0.35 | -0.12 | 0 |  | 0.39 | 0.34 | 0.23 | 49.43 | 1082.161 | 0.41
D | 4002 | 2021-03-04 | 3 | OFF | 38.08 | 7.26 | 0.22 | 0.04 | 0.08 | 0 | 0 | 0.06 | -0.35 | -0.12 | 0 |  | 0.39 | 0.34 | 0.23 | 46.23 | 1072.577 | 0.34
D | 4002 | 2021-03-04 | 4 | OFF | 37.29 | 7.26 | 0.22 | 0.04 | 0.05 | 0 | 0 | 0.08 | -0.32 | -0.12 | 0 |  | 0.39 | 0.34 | 0.23 | 45.46 | 1081.411 | 0.31
D | 4002 | 2021-03-04 | 5 | OFF | 38.12 | 7.26 | 0.22 | 0.04 | 0.05 | 0 | 0 | 0.05 | -0.39 | -0.12 | 0 |  | 0.39 | 0.34 | 0.23 | 46.19 | 1125.942 | 0.31
D | 4002 | 2021-03-04 | 6 | OFF | 54.41 | 7.26 | 0.22 | 0.04 | 0.34 | 0 | 0 | 0.1 | -0.4 | -0.12 | 0 |  | 0.39 | 0.34 | 0.23 | 62.81 | 1213.263 | 0.6
D | 4002 | 2021-03-04 | 7 | OFF | 46.56 | 7.26 | 0.22 | 0.04 | 0.31 | 0 | 0.03 | 0.06 | -0.44 | -0.12 | 0 |  | 0.39 | 0.34 | 0.23 | 54.88 | 1356.512 | 0.6
D | 4002 | 2021-03-04 | 8 | ON | 51.78 | 7.26 | 0.22 | 0.04 | 0.32 | 0.25 | 0.14 | 0.05 | -0.53 | -0.12 | 0 |  | 0.39 | 0.34 | 0.23 | 60.37 | 1436.685 | 0.97
D | 4002 | 2021-03-04 | 9 | ON | 42.58 | 7.26 | 0.22 | 0.04 | 0.12 | 0.25 | 0 | 0.02 | -0.47 | -0.12 | 0 |  | 0.39 | 0.34 | 0.23 | 50.86 | 1452.474 | 0.63
D | 4002 | 2021-03-04 | 10 | ON | 40.17 | 7.26 | 0.22 | 0.04 | 0.14 | 0.27 | 0 | 0.18 | -0.31 | -0.12 | 0 |  | 0.39 | 0.34 | 0.23 | 48.81 | 1434.058 | 0.67
D | 4002 | 2021-03-04 | 11 | ON | 51.32 | 7.26 | 0.22 | 0.04 | 0.08 | 0.25 | 0 | -0.01 | -0.42 | -0.12 | 0 |  | 0.39 | 0.34 | 0.23 | 59.58 | 1421.26 | 0.59
D | 4002 | 2021-03-04 | 12 | ON | 55.72 | 7.26 | 0.22 | 0.04 | 0.07 | 0.25 | 0 | 0.02 | -0.46 | -0.12 | 0 |  | 0.39 | 0.34 | 0.23 | 63.96 | 1418.191 | 0.58
D | 4002 | 2021-03-04 | 13 | ON | 49.86 | 7.26 | 0.22 | 0.04 | 0.18 | 0.26 | 0 | 0.06 | -0.4 | -0.12 | 0 |  | 0.39 | 0.34 | 0.23 | 58.32 | 1401.963 | 0.7
D | 4002 | 2021-03-04 | 14 | ON | 44.64 | 7.26 | 0.22 | 0.04 | 0.09 | 0.26 | 0 | 0.03 | -0.39 | -0.12 | 0 |  | 0.39 | 0.34 | 0.23 | 52.99 | 1383.988 | 0.61
D | 4002 | 2021-03-04 | 15 | ON | 42.15 | 7.26 | 0.22 | 0.04 | 0.05 | 0.27 | 0 | 0.08 | -0.42 | -0.12 | 0 |  | 0.39 | 0.34 | 0.23 | 50.49 | 1367.708 | 0.58
D | 4002 | 2021-03-04 | 16 | ON | 42.24 | 7.26 | 0.22 | 0.04 | 0.07 | 0.26 | 0 | 0.08 | -0.39 | -0.12 | 0 |  | 0.39 | 0.34 | 0.23 | 50.62 | 1387.714 | 0.59
D | 4002 | 2021-03-04 | 17 | ON | 49.86 | 7.26 | 0.22 | 0.04 | 0.09 | 0.24 | 0 | 0.04 | -0.34 | -0.12 | 0 |  | 0.39 | 0.34 | 0.23 | 58.25 | 1451.268 | 0.59
D | 4002 | 2021-03-04 | 18 | ON | 59.02 | 7.26 | 0.22 | 0.04 | 0.05 | 0.22 | 0 | 0.03 | -0.4 | -0.12 | 0 |  | 0.39 | 0.34 | 0.23 | 67.28 | 1560.003 | 0.53
D | 4002 | 2021-03-04 | 19 | ON | 63.71 | 7.26 | 0.22 | 0.04 | 0.2 | 0.21 | 0 | 0.04 | -0.56 | -0.12 | 0 |  | 0.39 | 0.34 | 0.23 | 71.96 | 1622.049 | 0.67
D | 4002 | 2021-03-04 | 20 | ON | 61.38 | 7.26 | 0.22 | 0.04 | 0.22 | 0.24 | 0.01 | 0 | -0.53 | -0.12 | 0 |  | 0.39 | 0.34 | 0.23 | 69.68 | 1576.469 | 0.73
D | 4002 | 2021-03-04 | 21 | ON | 58.89 | 7.26 | 0.22 | 0.04 | 0.09 | 0.23 | 0 | 0.05 | -0.5 | -0.12 | 0 |  | 0.39 | 0.34 | 0.23 | 67.12 | 1511.515 | 0.58
D | 4002 | 2021-03-04 | 22 | ON | 59.3 | 7.26 | 0.22 | 0.04 | 0.08 | 0.24 | 0.01 | 0.02 | -0.43 | -0.12 | 0 |  | 0.39 | 0.34 | 0.23 | 67.58 | 1417.042 | 0.59
D | 4002 | 2021-03-04 | 23 | ON | 56.36 | 7.26 | 0.22 | 0.04 | 0.2 | 0.26 | 0 | 0.03 | -0.5 | -0.12 | 0 |  | 0.39 | 0.34 | 0.23 | 64.71 | 1312.91 | 0.72
D | 4002 | 2021-03-04 | 24 | OFF | 50.71 | 7.26 | 0.22 | 0.04 | 0.3 | 0 | 0 | 0.02 | -0.35 | -0.12 | 0 |  | 0.39 | 0.34 | 0.23 | 59.04 | 1230.188 | 0.56
D | 4002 | 2021-03-05 | 1 | OFF | 56.04 | 7.26 | 0.23 | 0.15 | 0.09 | 0 | 0 | 0.08 | -0.47 | -0.12 | 0 |  | 0.39 | 0.34 | 0.23 | 64.22 | 1184.317 | 0.47
D | 4002 | 2021-03-05 | 2 | OFF | 60.26 | 7.26 | 0.23 | 0.15 | 0.12 | 0 | 0 | 0.02 | -0.4 | -0.12 | 0 |  | 0.39 | 0.34 | 0.23 | 68.48 | 1168.038 | 0.5
D | 4002 | 2021-03-05 | 3 | OFF | 52.62 | 7.26 | 0.23 | 0.15 | 0.06 | 0 | 0 | 0.08 | -0.36 | -0.12 | 0 |  | 0.39 | 0.34 | 0.23 | 60.88 | 1150.464 | 0.44
D | 4002 | 2021-03-05 | 4 | OFF | 53.01 | 7.26 | 0.23 | 0.15 | 0.04 | 0 | 0 | 0.01 | -0.39 | -0.12 | 0 |  | 0.39 | 0.34 | 0.23 | 61.15 | 1158.586 | 0.42
D | 4002 | 2021-03-05 | 5 | OFF | 53.23 | 7.26 | 0.23 | 0.15 | 0.05 | 0 | 0 | 0.1 | -0.38 | -0.12 | 0 |  | 0.39 | 0.34 | 0.23 | 61.48 | 1196.539 | 0.43
D | 4002 | 2021-03-05 | 6 | OFF | 69.45 | 7.26 | 0.23 | 0.15 | 0.47 | 0 | 0.31 | 0.09 | -0.1 | -0.12 | 0 |  | 0.39 | 0.34 | 0.23 | 78.7 | 1297.419 | 1.16
D | 4002 | 2021-03-05 | 7 | OFF | 80.63 | 7.26 | 0.23 | 0.15 | 0.77 | 0 | 0.03 | 0.12 | -0.5 | -0.12 | 0 |  | 0.39 | 0.34 | 0.23 | 89.53 | 1435.26 | 1.18
D | 4002 | 2021-03-05 | 8 | ON | 79.08 | 7.26 | 0.23 | 0.15 | 0.59 | 0.23 | 0.06 | 0.04 | -0.53 | -0.12 | 0 |  | 0.39 | 0.34 | 0.23 | 87.95 | 1530.56 | 1.26
D | 4002 | 2021-03-05 | 9 | ON | 58.98 | 7.26 | 0.23 | 0.15 | 0.17 | 0.23 | 0.01 | 0.04 | -0.39 | -0.12 | 0 |  | 0.39 | 0.34 | 0.23 | 67.52 | 1563.88 | 0.79
D | 4002 | 2021-03-05 | 10 | ON | 52.85 | 7.26 | 0.23 | 0.15 | 0.15 | 0.22 | 0 | 0.01 | -0.33 | -0.12 | 0 |  | 0.39 | 0.34 | 0.23 | 61.38 | 1559.481 | 0.75
D | 4002 | 2021-03-05 | 11 | ON | 48.81 | 7.26 | 0.23 | 0.15 | 0.08 | 0.23 | 0 | 0 | -0.39 | -0.12 | 0 |  | 0.39 | 0.34 | 0.23 | 57.21 | 1550.903 | 0.69
D | 4002 | 2021-03-05 | 12 | ON | 47.32 | 7.26 | 0.23 | 0.15 | 0.06 | 0.23 | 0 | 0.05 | -0.36 | -0.12 | 0 |  | 0.39 | 0.34 | 0.23 | 55.78 | 1536.49 | 0.67
D | 4002 | 2021-03-05 | 13 | ON | 45.42 | 7.26 | 0.23 | 0.15 | 0.06 | 0.23 | 0 | 0.02 | -0.36 | -0.12 | 0 |  | 0.39 | 0.34 | 0.23 | 53.85 | 1514.857 | 0.67
D | 4002 | 2021-03-05 | 14 | ON | 43.44 | 7.26 | 0.23 | 0.15 | 0.05 | 0.25 | 0 | 0.03 | -0.38 | -0.12 | 0 |  | 0.39 | 0.34 | 0.23 | 51.87 | 1479.464 | 0.68
D | 4002 | 2021-03-05 | 15 | ON | 45.81 | 7.26 | 0.23 | 0.15 | 0.05 | 0.26 | 0 | 0.04 | -0.37 | -0.12 | 0 |  | 0.39 | 0.34 | 0.23 | 54.27 | 1458.578 | 0.69
D | 4002 | 2021-03-05 | 16 | ON | 48.37 | 7.26 | 0.23 | 0.15 | 0.06 | 0.27 | 0 | 0.06 | -0.32 | -0.12 | 0 |  | 0.39 | 0.34 | 0.23 | 56.92 | 1464.413 | 0.71
D | 4002 | 2021-03-05 | 17 | ON | 55.07 | 7.26 | 0.23 | 0.15 | 0.08 | 0.26 | 0 | 0.08 | -0.23 | -0.12 | 0 |  | 0.39 | 0.34 | 0.23 | 63.74 | 1504.938 | 0.72
D | 4002 | 2021-03-05 | 18 | ON | 62.28 | 7.26 | 0.23 | 0.15 | 0.06 | 0.24 | 0.01 | 0.12 | -0.28 | -0.12 | 0 |  | 0.39 | 0.34 | 0.23 | 70.91 | 1587.081 | 0.69
D | 4002 | 2021-03-05 | 19 | ON | 66.25 | 7.26 | 0.23 | 0.15 | 0.14 | 0.23 | 0.11 | 0.1 | -0.42 | -0.12 | 0 |  | 0.39 | 0.34 | 0.23 | 74.89 | 1627.422 | 0.86
D | 4002 | 2021-03-05 | 20 | ON | 60.73 | 7.26 | 0.23 | 0.15 | 0.12 | 0.24 | 0.01 | 0.03 | -0.39 | -0.12 | 0 |  | 0.39 | 0.34 | 0.23 | 69.22 | 1573.946 | 0.75
D | 4002 | 2021-03-05 | 21 | ON | 65.39 | 7.26 | 0.23 | 0.15 | 0.13 | 0.25 | 0.09 | 0.08 | -0.32 | -0.12 | 0 |  | 0.39 | 0.34 | 0.23 | 74.1 | 1507.896 | 0.85
D | 4002 | 2021-03-05 | 22 | ON | 51.59 | 7.26 | 0.23 | 0.15 | 0.08 | 0.26 | 0 | 0.07 | -0.27 | -0.12 | 0 |  | 0.39 | 0.34 | 0.23 | 60.21 | 1420.12 | 0.72
D | 4002 | 2021-03-05 | 23 | ON | 48.05 | 7.26 | 0.23 | 0.15 | 0.35 | 0.28 | 0 | 0.01 | -0.37 | -0.12 | 0 |  | 0.39 | 0.34 | 0.23 | 56.8 | 1324.271 | 1.01
D | 4002 | 2021-03-05 | 24 | OFF | 57.08 | 7.26 | 0.23 | 0.15 | 0.45 | 0 | 0 | 0.03 | -0.35 | -0.12 | 0 |  | 0.39 | 0.34 | 0.23 | 65.69 | 1244.003 | 0.83
D | 4002 | 2021-03-06 | 1 | OFF | 58.45 | 7.26 | 0.4 | 0.23 | 0.26 | 0 | 0.28 | 0.04 | -0.32 | -0.12 | 0 |  | 0.39 | 0.34 | 0.23 | 67.44 | 1193.383 | 1.17
D | 4002 | 2021-03-06 | 2 | OFF | 47.2 | 7.26 | 0.4 | 0.23 | 0.21 | 0 | 0 | 0.03 | -0.25 | -0.12 | 0 |  | 0.39 | 0.34 | 0.23 | 55.92 | 1165.948 | 0.84
D | 4002 | 2021-03-06 | 3 | OFF | 45.23 | 7.26 | 0.4 | 0.23 | 0.2 | 0 | 0 | 0.08 | -0.23 | -0.12 | 0 |  | 0.39 | 0.34 | 0.23 | 54.01 | 1152.713 | 0.83
D | 4002 | 2021-03-06 | 4 | OFF | 44.27 | 7.26 | 0.4 | 0.23 | 0.21 | 0 | 0 | 0.04 | -0.22 | -0.12 | 0 |  | 0.39 | 0.34 | 0.23 | 53.03 | 1154.764 | 0.84
D | 4002 | 2021-03-06 | 5 | OFF | 47.47 | 7.26 | 0.4 | 0.23 | 0.11 | 0 | 0.14 | 0.01 | -0.23 | -0.12 | 0 |  | 0.39 | 0.34 | 0.23 | 56.23 | 1174.385 | 0.88
D | 4002 | 2021-03-06 | 6 | OFF | 58.28 | 7.26 | 0.4 | 0.23 | 0.1 | 0 | 0.58 | 0.14 | -0.21 | -0.12 | 0 |  | 0.39 | 0.34 | 0.23 | 67.62 | 1226.684 | 1.31
D | 4002 | 2021-03-06 | 7 | OFF | 45.3 | 7.26 | 0.4 | 0.23 | 0.16 | 0 | 0 | 0.02 | -0.4 | -0.12 | 0 |  | 0.39 | 0.34 | 0.23 | 53.81 | 1295.778 | 0.79
D | 4002 | 2021-03-06 | 8 | OFF | 55.57 | 7.26 | 0.4 | 0.23 | 0.51 | 0 | 0.47 | 0.07 | -0.32 | -0.12 | 0 |  | 0.39 | 0.34 | 0.23 | 65.03 | 1357.577 | 1.61
D | 4002 | 2021-03-06 | 9 | OFF | 41.48 | 7.26 | 0.4 | 0.23 | 0.2 | 0 | 0 | 0.08 | -0.39 | -0.12 | 0 |  | 0.39 | 0.34 | 0.23 | 50.1 | 1402.185 | 0.83
D | 4002 | 2021-03-06 | 10 | OFF | 38.34 | 7.26 | 0.4 | 0.23 | 0.05 | 0 | 0 | -0.03 | -0.4 | -0.12 | 0 |  | 0.39 | 0.34 | 0.23 | 46.69 | 1419.475 | 0.68
D | 4002 | 2021-03-06 | 11 | OFF | 35.76 | 7.26 | 0.4 | 0.23 | 0.07 | 0 | 0 | 0.05 | -0.33 | -0.12 | 0 |  | 0.39 | 0.34 | 0.23 | 44.28 | 1409.916 | 0.7
D | 4002 | 2021-03-06 | 12 | OFF | 35.27 | 7.26 | 0.4 | 0.23 | 0.08 | 0 | 0 | 0.04 | -0.31 | -0.12 | 0 |  | 0.39 | 0.34 | 0.23 | 43.81 | 1384.797 | 0.71
D | 4002 | 2021-03-06 | 13 | OFF | 33.11 | 7.26 | 0.4 | 0.23 | 0.04 | 0 | 0 | 0.02 | -0.26 | -0.12 | 0 |  | 0.39 | 0.34 | 0.23 | 41.64 | 1357.451 | 0.67
D | 4002 | 2021-03-06 | 14 | OFF | 29.46 | 7.26 | 0.4 | 0.23 | 0.1 | 0 | 0 | 0.02 | -0.25 | -0.12 | 0 |  | 0.39 | 0.34 | 0.23 | 38.06 | 1325.309 | 0.73
D | 4002 | 2021-03-06 | 15 | OFF | 31.4 | 7.26 | 0.4 | 0.23 | 0.05 | 0 | 0 | -0.02 | -0.22 | -0.12 | 0 |  | 0.39 | 0.34 | 0.23 | 39.94 | 1316.851 | 0.68
D | 4002 | 2021-03-06 | 16 | OFF | 35.57 | 7.26 | 0.4 | 0.23 | 0.02 | 0 | 0 | 0.06 | -0.22 | -0.12 | 0 |  | 0.39 | 0.34 | 0.23 | 44.16 | 1345.022 | 0.65
D | 4002 | 2021-03-06 | 17 | OFF | 41.89 | 7.26 | 0.4 | 0.23 | 0.02 | 0 | 0 | 0.03 | -0.18 | -0.12 | 0 |  | 0.39 | 0.34 | 0.23 | 50.49 | 1399.927 | 0.65
D | 4002 | 2021-03-06 | 18 | OFF | 51.24 | 7.26 | 0.4 | 0.23 | 0.03 | 0 | 0.02 | 0.09 | -0.16 | -0.12 | 0 |  | 0.39 | 0.34 | 0.23 | 59.95 | 1491.947 | 0.68
D | 4002 | 2021-03-06 | 19 | OFF | 69.39 | 7.26 | 0.4 | 0.23 | 0.17 | 0 | 0.06 | 0.01 | -0.38 | -0.12 | 0 |  | 0.39 | 0.34 | 0.23 | 77.98 | 1547.313 | 0.86
D | 4002 | 2021-03-06 | 20 | OFF | 51.3 | 7.26 | 0.4 | 0.23 | 0.07 | 0 | 0 | 0.01 | -0.31 | -0.12 | 0 |  | 0.39 | 0.34 | 0.23 | 59.8 | 1496.536 | 0.7
D | 4002 | 2021-03-06 | 21 | OFF | 49.09 | 7.26 | 0.4 | 0.23 | 0.12 | 0 | 0.05 | 0.02 | -0.26 | -0.12 | 0 |  | 0.39 | 0.34 | 0.23 | 57.75 | 1432.537 | 0.8
D | 4002 | 2021-03-06 | 22 | OFF | 44.02 | 7.26 | 0.4 | 0.23 | 0.07 | 0 | 0.01 | 0.01 | -0.25 | -0.12 | 0 |  | 0.39 | 0.34 | 0.23 | 52.59 | 1353.176 | 0.71
D | 4002 | 2021-03-06 | 23 | OFF | 39.23 | 7.26 | 0.4 | 0.23 | 0.19 | 0 | 0 | 0.04 | -0.21 | -0.12 | 0 |  | 0.39 | 0.34 | 0.23 | 47.98 | 1267.534 | 0.82
D | 4002 | 2021-03-06 | 24 | OFF | 38.52 | 7.26 | 0.4 | 0.23 | 0.17 | 0 | 0 | 0.03 | -0.24 | -0.12 | 0 |  | 0.39 | 0.34 | 0.23 | 47.21 | 1196.445 | 0.8
D | 4002 | 2021-03-07 | 1 | OFF | 53.98 | 7.26 | 0.31 | 0.11 | 0.5 | 0 | 0 | -0.02 | -0.26 | -0.12 | 0 |  | 0.39 | 0.34 | 0.23 | 62.72 | 1143.037 | 0.92
D | 4002 | 2021-03-07 | 2 | OFF | 40.97 | 7.26 | 0.31 | 0.11 | 0.3 | 0 | 0 | 0.03 | -0.29 | -0.12 | 0 |  | 0.39 | 0.34 | 0.23 | 49.53 | 1117.13 | 0.72
D | 4002 | 2021-03-07 | 3 | OFF | 34.24 | 7.26 | 0.31 | 0.11 | 0.04 | 0 | 0 | 0.05 | -0.27 | -0.12 | 0 |  | 0.39 | 0.34 | 0.23 | 42.58 | 1105.994 | 0.46
D | 4002 | 2021-03-07 | 4 | OFF | 37.29 | 7.26 | 0.31 | 0.11 | 0.24 | 0 | 0 | 0.03 | -0.32 | -0.12 | 0 |  | 0.39 | 0.34 | 0.23 | 45.76 | 1107.6 | 0.66
D | 4002 | 2021-03-07 | 5 | OFF | 46.13 | 7.26 | 0.31 | 0.11 | 0.18 | 0 | 0 | 0.1 | -0.34 | -0.12 | 0 |  | 0.39 | 0.34 | 0.23 | 54.59 | 1124.565 | 0.6
D | 4002 | 2021-03-07 | 6 | OFF | 55.75 | 7.26 | 0.31 | 0.11 | 0.2 | 0 | 0 | 0.1 | -0.31 | -0.12 | 0 |  | 0.39 | 0.34 | 0.23 | 64.26 | 1165.994 | 0.62
D | 4002 | 2021-03-07 | 7 | OFF | 48.21 | 7.26 | 0.31 | 0.11 | 0.3 | 0 | 0 | 0.07 | -0.41 | -0.12 | 0 |  | 0.39 | 0.34 | 0.23 | 56.69 | 1222.696 | 0.72
D | 4002 | 2021-03-07 | 8 | OFF | 37.82 | 7.26 | 0.31 | 0.11 | 0.38 | 0 | 0 | 0.01 | -0.39 | -0.12 | 0 |  | 0.39 | 0.34 | 0.23 | 46.34 | 1275.3 | 0.8
D | 4002 | 2021-03-07 | 9 | OFF | 32.12 | 7.26 | 0.31 | 0.11 | 0.42 | 0 | 0 | -0.01 | -0.38 | -0.12 | 0 |  | 0.39 | 0.34 | 0.23 | 40.67 | 1321.298 | 0.84
D | 4002 | 2021-03-07 | 10 | OFF | 30.97 | 7.26 | 0.31 | 0.11 | 0.1 | 0 | 0 | 0.05 | -0.37 | -0.12 | 0 |  | 0.39 | 0.34 | 0.23 | 39.27 | 1341.227 | 0.52
D | 4002 | 2021-03-07 | 11 | OFF | 26.77 | 7.26 | 0.31 | 0.11 | 0.06 | 0 | 0 | 0.04 | -0.36 | -0.12 | 0 |  | 0.39 | 0.34 | 0.23 | 35.03 | 1337.643 | 0.48
D | 4002 | 2021-03-07 | 12 | OFF | 28.54 | 7.26 | 0.31 | 0.11 | 0.05 | 0 | 0 | 0.02 | -0.28 | -0.12 | 0 |  | 0.39 | 0.34 | 0.23 | 36.85 | 1325.941 | 0.47
D | 4002 | 2021-03-07 | 13 | OFF | 24.6 | 7.26 | 0.31 | 0.11 | 0.06 | 0 | 0 | 0.01 | -0.26 | -0.12 | 0 |  | 0.39 | 0.34 | 0.23 | 32.93 | 1308.728 | 0.48
D | 4002 | 2021-03-07 | 14 | OFF | 23.65 | 7.26 | 0.31 | 0.11 | 0.05 | 0 | 0 | 0 | -0.26 | -0.12 | 0 |  | 0.39 | 0.34 | 0.23 | 31.96 | 1278.761 | 0.47
D | 4002 | 2021-03-07 | 15 | OFF | 27.65 | 7.26 | 0.31 | 0.11 | 0.08 | 0 | 0 | 0.03 | -0.22 | -0.12 | 0 |  | 0.39 | 0.34 | 0.23 | 36.06 | 1263.849 | 0.5
D | 4002 | 2021-03-07 | 16 | OFF | 33.3 | 7.26 | 0.31 | 0.11 | 0.09 | 0 | 0 | 0.08 | -0.16 | -0.12 | 0 |  | 0.39 | 0.34 | 0.23 | 41.83 | 1282.517 | 0.51
D | 4002 | 2021-03-07 | 17 | OFF | 41.69 | 7.26 | 0.31 | 0.11 | 0.09 | 0 | 0 | 0.07 | -0.08 | -0.12 | 0 |  | 0.39 | 0.34 | 0.23 | 50.29 | 1355.864 | 0.51
D | 4002 | 2021-03-07 | 18 | OFF | 54.51 | 7.26 | 0.31 | 0.11 | 0.12 | 0 | 0.05 | 0.12 | -0.08 | -0.12 | 0 |  | 0.39 | 0.34 | 0.23 | 63.24 | 1466.455 | 0.59
D | 4002 | 2021-03-07 | 19 | OFF | 58.25 | 7.26 | 0.31 | 0.11 | 0.18 | 0 | 0.12 | 0.09 | -0.45 | -0.12 | 0 |  | 0.39 | 0.34 | 0.23 | 66.71 | 1524.715 | 0.72
D | 4002 | 2021-03-07 | 20 | OFF | 62.92 | 7.26 | 0.31 | 0.11 | 0.2 | 0 | 0.26 | 0.02 | -0.25 | -0.12 | 0 |  | 0.39 | 0.34 | 0.23 | 71.67 | 1473.817 | 0.88
D | 4002 | 2021-03-07 | 21 | OFF | 62.08 | 7.26 | 0.31 | 0.11 | 0.3 | 0 | 0.02 | 0.03 | -0.11 | -0.12 | 0 |  | 0.39 | 0.34 | 0.23 | 70.84 | 1397.217 | 0.74
D | 4002 | 2021-03-07 | 22 | OFF | 47.25 | 7.26 | 0.31 | 0.11 | 0.17 | 0 | 0 | 0.04 | -0.26 | -0.12 | 0 |  | 0.39 | 0.34 | 0.23 | 55.72 | 1304.306 | 0.59
D | 4002 | 2021-03-07 | 23 | OFF | 44.74 | 7.26 | 0.31 | 0.11 | 0.2 | 0 | 0.02 | 0.04 | -0.22 | -0.12 | 0 |  | 0.39 | 0.34 | 0.23 | 53.3 | 1210.682 | 0.64
D | 4002 | 2021-03-07 | 24 | OFF | 37.44 | 7.26 | 0.31 | 0.11 | 0.3 | 0 | 0 | 0.05 | -0.24 | -0.12 | 0 |  | 0.39 | 0.34 | 0.23 | 46.07 | 1141.056 | 0.72
D | 4002 | 2021-03-08 | 1 | OFF | 41.09 | 7.26 | 1.25 | 0.12 | 0.06 | 0 | 0 | 0.05 | -0.36 | -0.12 | 0 |  | 0.39 | 0.34 | 0.23 | 50.31 | 1103.474 | 1.43
D | 4002 | 2021-03-08 | 2 | OFF | 39.9 | 7.26 | 1.25 | 0.12 | 0 | 0 | 0 | 0 | -0.33 | -0.12 | 0 |  | 0.39 | 0.34 | 0.23 | 49.04 | 1093.434 | 1.37
D | 4002 | 2021-03-08 | 3 | OFF | 37.9 | 7.26 | 1.25 | 0.12 | 0 | 0 | 0 | 0.04 | -0.33 | -0.12 | 0 |  | 0.39 | 0.34 | 0.23 | 47.08 | 1089.832 | 1.37
D | 4002 | 2021-03-08 | 4 | OFF | 40.62 | 7.26 | 1.25 | 0.12 | 0.09 | 0 | 0.08 | 0.08 | -0.35 | -0.12 | 0 |  | 0.39 | 0.34 | 0.23 | 49.99 | 1107.205 | 1.54
D | 4002 | 2021-03-08 | 5 | OFF | 41.46 | 7.26 | 1.25 | 0.12 | 0.1 | 0 | 0 | 0.05 | -0.33 | -0.12 | 0 |  | 0.39 | 0.34 | 0.23 | 50.75 | 1154.77 | 1.47
D | 4002 | 2021-03-08 | 6 | OFF | 46.48 | 7.26 | 1.25 | 0.12 | 0.45 | 0 | 0.29 | 0.07 | -0.25 | -0.12 | 0 |  | 0.39 | 0.34 | 0.23 | 56.51 | 1259.773 | 2.11
D | 4002 | 2021-03-08 | 7 | OFF | 65.6 | 7.26 | 1.25 | 0.12 | 0.85 | 0 | 0.06 | 0.09 | -0.45 | -0.12 | 0 |  | 0.39 | 0.34 | 0.23 | 75.62 | 1406.588 | 2.28
D | 4002 | 2021-03-08 | 8 | ON | 51.22 | 7.26 | 1.25 | 0.12 | 0.66 | 0.24 | 0 | 0 | -0.35 | -0.12 | 0 |  | 0.39 | 0.34 | 0.23 | 61.24 | 1480.228 | 2.27
D | 4002 | 2021-03-08 | 9 | ON | 43.24 | 7.26 | 1.25 | 0.12 | 0.17 | 0.25 | 0 | 0.06 | -0.48 | -0.12 | 0 |  | 0.39 | 0.34 | 0.23 | 52.71 | 1473.292 | 1.79
D | 4002 | 2021-03-08 | 10 | ON | 40.37 | 7.26 | 1.25 | 0.12 | 0.21 | 0.25 | 0 | 0.08 | -0.38 | -0.12 | 0 |  | 0.39 | 0.34 | 0.23 | 50 | 1450.2 | 1.83
D | 4002 | 2021-03-08 | 11 | ON | 35.27 | 7.26 | 1.25 | 0.12 | 0.09 | 0.26 | 0 | 0.03 | -0.32 | -0.12 | 0 |  | 0.39 | 0.34 | 0.23 | 44.8 | 1427.219 | 1.72
D | 4002 | 2021-03-08 | 12 | ON | 34.93 | 7.26 | 1.25 | 0.12 | 0.06 | 0.26 | 0 | 0.01 | -0.25 | -0.12 | 0 |  | 0.39 | 0.34 | 0.23 | 44.48 | 1406.009 | 1.69
D | 4002 | 2021-03-08 | 13 | ON | 37.13 | 7.26 | 1.25 | 0.12 | 0.06 | 0.27 | 0 | -0.01 | -0.24 | -0.12 | 0 |  | 0.39 | 0.34 | 0.23 | 46.68 | 1382.868 | 1.7
D | 4002 | 2021-03-08 | 14 | ON | 36.51 | 7.26 | 1.25 | 0.12 | 0.07 | 0.27 | 0 | 0.07 | -0.25 | -0.12 | 0 |  | 0.39 | 0.34 | 0.23 | 46.14 | 1359.481 | 1.71
D | 4002 | 2021-03-08 | 15 | ON | 35.98 | 7.26 | 1.25 | 0.12 | 0.06 | 0.27 | 0 | 0.05 | -0.23 | -0.12 | 0 |  | 0.39 | 0.34 | 0.23 | 45.6 | 1341.056 | 1.7
D | 4002 | 2021-03-08 | 16 | ON | 38.62 | 7.26 | 1.25 | 0.12 | 0.06 | 0.27 | 0 | 0.01 | -0.18 | -0.12 | 0 |  | 0.39 | 0.34 | 0.23 | 48.25 | 1351.066 | 1.7
D | 4002 | 2021-03-08 | 17 | ON | 49.03 | 7.26 | 1.25 | 0.12 | 0.06 | 0.25 | 0.25 | -0.05 | 0.01 | -0.12 | 0 |  | 0.39 | 0.34 | 0.23 | 59.02 | 1408.952 | 1.93
D | 4002 | 2021-03-08 | 18 | ON | 93.79 | 7.26 | 1.25 | 0.12 | 0.81 | 0.23 | 0.15 | -0.02 | 0.2 | -0.12 | 0 |  | 0.39 | 0.34 | 0.23 | 104.63 | 1514.703 | 2.56
D | 4002 | 2021-03-08 | 19 | ON | 124.62 | 7.26 | 1.25 | 0.12 | 7.28 | 0.21 | 0.22 | 0.08 | -0.48 | -0.12 | 0 |  | 0.39 | 0.34 | 0.23 | 141.4 | 1581.592 | 9.08
D | 4002 | 2021-03-08 | 20 | ON | 77.72 | 7.26 | 1.25 | 0.12 | 3.02 | 0.21 | 0.25 | 0.09 | -0.34 | -0.12 | 0 |  | 0.39 | 0.34 | 0.23 | 90.42 | 1527.605 | 4.85
D | 4002 | 2021-03-08 | 21 | ON | 62.66 | 7.26 | 1.25 | 0.12 | 0.21 | 0.22 | 0.17 | 0.12 | -0.15 | -0.12 | 0 |  | 0.39 | 0.34 | 0.23 | 72.7 | 1445.707 | 1.97
D | 4002 | 2021-03-08 | 22 | ON | 51.47 | 7.26 | 1.25 | 0.12 | 0.1 | 0.24 | 0.16 | 0.08 | -0.33 | -0.12 | 0 |  | 0.39 | 0.34 | 0.23 | 61.19 | 1340.069 | 1.87
D | 4002 | 2021-03-08 | 23 | ON | 51.63 | 7.26 | 1.25 | 0.12 | 0.2 | 0.26 | 0.07 | 0.05 | -0.3 | -0.12 | 0 |  | 0.39 | 0.34 | 0.23 | 61.38 | 1232.554 | 1.9
D | 4002 | 2021-03-08 | 24 | OFF | 39.78 | 7.26 | 1.25 | 0.12 | 0.18 | 0 | 0 | 0.06 | -0.19 | -0.12 | 0 |  | 0.39 | 0.34 | 0.23 | 49.3 | 1147.231 | 1.55
D | 4002 | 2021-03-09 | 1 | OFF | 33.23 | 7.26 | 0.51 | 0.04 | 0.09 | 0 | 0 | 0.08 | -0.3 | -0.12 | 0 |  | 0.39 | 0.34 | 0.23 | 41.75 | 1091.547 | 0.64
D | 4002 | 2021-03-09 | 2 | OFF | 38.67 | 7.26 | 0.51 | 0.04 | 0.08 | 0 | 0 | 0.04 | -0.26 | -0.12 | 0 |  | 0.39 | 0.34 | 0.23 | 47.18 | 1064.044 | 0.63
D | 4002 | 2021-03-09 | 3 | OFF | 38.23 | 7.26 | 0.51 | 0.04 | 0.08 | 0 | 0 | 0.06 | -0.26 | -0.12 | 0 |  | 0.39 | 0.34 | 0.23 | 46.76 | 1062.386 | 0.63
D | 4002 | 2021-03-09 | 4 | OFF | 37.3 | 7.26 | 0.51 | 0.04 | 0.06 | 0 | 0 | 0.04 | -0.28 | -0.12 | 0 |  | 0.39 | 0.34 | 0.23 | 45.77 | 1076.245 | 0.61
D | 4002 | 2021-03-09 | 5 | OFF | 36.19 | 7.26 | 0.51 | 0.04 | 0.05 | 0 | 0 | 0.13 | -0.21 | -0.12 | 0 |  | 0.39 | 0.34 | 0.23 | 44.81 | 1116.236 | 0.6
D | 4002 | 2021-03-09 | 6 | OFF | 45.46 | 7.26 | 0.51 | 0.04 | 0.35 | 0 | 0.3 | 0.11 | -0.28 | -0.12 | 0 |  | 0.39 | 0.34 | 0.23 | 54.59 | 1215.284 | 1.2
D | 4002 | 2021-03-09 | 7 | OFF | 59.73 | 7.26 | 0.51 | 0.04 | 0.59 | 0 | 0.33 | 0.02 | -0.5 | -0.12 | 0 |  | 0.39 | 0.34 | 0.23 | 68.82 | 1352.594 | 1.47
D | 4002 | 2021-03-09 | 8 | ON | 66.25 | 7.26 | 0.51 | 0.04 | 0.62 | 0.22 | 0.04 | 0.06 | -0.58 | -0.12 | 0 |  | 0.39 | 0.34 | 0.23 | 75.26 | 1433.23 | 1.43
D | 4002 | 2021-03-09 | 9 | ON | 53.7 | 7.26 | 0.51 | 0.04 | 0.3 | 0.26 | 0.14 | 0.04 | -0.35 | -0.12 | 0 |  | 0.39 | 0.34 | 0.23 | 62.74 | 1429.585 | 1.25
D | 4002 | 2021-03-09 | 10 | ON | 32.96 | 7.26 | 0.51 | 0.04 | 0.08 | 0.27 | 0 | 0.11 | -0.2 | -0.12 | 0 |  | 0.39 | 0.34 | 0.23 | 41.87 | 1393.457 | 0.9
D | 4002 | 2021-03-09 | 11 | ON | 25.95 | 7.26 | 0.51 | 0.04 | 0.05 | 0.28 | 0 | 0.07 | -0.23 | -0.12 | 0 |  | 0.39 | 0.34 | 0.23 | 34.77 | 1373.158 | 0.88
D | 4002 | 2021-03-09 | 12 | ON | 24.66 | 7.26 | 0.51 | 0.04 | 0.05 | 0.29 | 0 | 0.02 | -0.21 | -0.12 | 0 |  | 0.39 | 0.34 | 0.23 | 33.46 | 1359.13 | 0.89
D | 4002 | 2021-03-09 | 13 | ON | 24.11 | 7.26 | 0.51 | 0.04 | 0.05 | 0.29 | 0 | 0.03 | -0.21 | -0.12 | 0 |  | 0.39 | 0.34 | 0.23 | 32.92 | 1335.53 | 0.89
D | 4002 | 2021-03-09 | 14 | ON | 24.53 | 7.26 | 0.51 | 0.04 | 0.05 | 0.29 | 0 | 0.03 | -0.19 | -0.12 | 0 |  | 0.39 | 0.34 | 0.23 | 33.36 | 1323.724 | 0.89
D | 4002 | 2021-03-09 | 15 | ON | 25.57 | 7.26 | 0.51 | 0.04 | 0.05 | 0.29 | 0 | 0.03 | -0.2 | -0.12 | 0 |  | 0.39 | 0.34 | 0.23 | 34.39 | 1308.94 | 0.89
D | 4002 | 2021-03-09 | 16 | ON | 26.24 | 7.26 | 0.51 | 0.04 | 0.05 | 0.29 | 0 | 0.03 | -0.2 | -0.12 | 0 |  | 0.39 | 0.34 | 0.23 | 35.06 | 1318.604 | 0.89
D | 4002 | 2021-03-09 | 17 | ON | 26.76 | 7.26 | 0.51 | 0.04 | 0.05 | 0.27 | 0 | 0.03 | -0.19 | -0.12 | 0 |  | 0.39 | 0.34 | 0.23 | 35.57 | 1365.788 | 0.87
D | 4002 | 2021-03-09 | 18 | ON | 42.32 | 7.26 | 0.51 | 0.04 | 0.16 | 0.25 | 0.01 | 0.17 | -0.2 | -0.12 | 0 |  | 0.39 | 0.34 | 0.23 | 51.36 | 1457.283 | 0.97
D | 4002 | 2021-03-09 | 19 | ON | 42.99 | 7.26 | 0.51 | 0.04 | 0.1 | 0.24 | 0 | 0.11 | -0.51 | -0.12 | 0 |  | 0.39 | 0.34 | 0.23 | 51.58 | 1524.096 | 0.89
D | 4002 | 2021-03-09 | 20 | ON | 40.13 | 7.26 | 0.51 | 0.04 | 0.14 | 0.24 | 0.06 | 0 | -0.37 | -0.12 | 0 |  | 0.39 | 0.34 | 0.23 | 48.85 | 1468.1 | 0.99
D | 4002 | 2021-03-09 | 21 | ON | 40.95 | 7.26 | 0.51 | 0.04 | 0.24 | 0.25 | 0.07 | 0.01 | -0.29 | -0.12 | 0 |  | 0.39 | 0.34 | 0.23 | 49.88 | 1392.138 | 1.11
D | 4002 | 2021-03-09 | 22 | ON | 30.72 | 7.26 | 0.51 | 0.04 | 0.11 | 0.27 | 0 | -0.02 | -0.23 | -0.12 | 0 |  | 0.39 | 0.34 | 0.23 | 39.5 | 1292.21 | 0.93
D | 4002 | 2021-03-09 | 23 | ON | 27.67 | 7.26 | 0.51 | 0.04 | 0.09 | 0.29 | 0 | 0 | -0.19 | -0.12 | 0 |  | 0.39 | 0.34 | 0.23 | 36.51 | 1186.853 | 0.93
D | 4002 | 2021-03-09 | 24 | OFF | 24.7 | 7.26 | 0.51 | 0.04 | 0.14 | 0 | 0 | -0.01 | -0.18 | -0.12 | 0 |  | 0.39 | 0.34 | 0.23 | 33.3 | 1108.648 | 0.69
D | 4002 | 2021-03-10 | 1 | OFF | 22.45 | 7.26 | 0.25 | 0.02 | 0.1 | 0 | 0 | 0.02 | -0.18 | -0.12 | 0 |  | 0.39 | 0.34 | 0.23 | 30.76 | 1060.938 | 0.37
D | 4002 | 2021-03-10 | 2 | OFF | 22.59 | 7.26 | 0.25 | 0.02 | 0.06 | 0 | 0 | 0.01 | -0.18 | -0.12 | 0 |  | 0.39 | 0.34 | 0.23 | 30.85 | 1037.322 | 0.33
D | 4002 | 2021-03-10 | 3 | OFF | 22.58 | 7.26 | 0.25 | 0.02 | 0.05 | 0 | 0 | 0 | -0.18 | -0.12 | 0 |  | 0.39 | 0.34 | 0.23 | 30.82 | 1031.815 | 0.32
D | 4002 | 2021-03-10 | 4 | OFF | 22.78 | 7.26 | 0.25 | 0.02 | 0.05 | 0 | 0 | 0.04 | -0.19 | -0.12 | 0 |  | 0.39 | 0.34 | 0.23 | 31.05 | 1042.43 | 0.32
D | 4002 | 2021-03-10 | 5 | OFF | 24.41 | 7.26 | 0.25 | 0.02 | 0.05 | 0 | 0 | 0.06 | -0.22 | -0.12 | 0 |  | 0.39 | 0.34 | 0.23 | 32.67 | 1088.173 | 0.32
D | 4002 | 2021-03-10 | 6 | OFF | 26.88 | 7.26 | 0.25 | 0.02 | 0.16 | 0 | 0 | 0.07 | -0.21 | -0.12 | 0 |  | 0.39 | 0.34 | 0.23 | 35.27 | 1196.507 | 0.43
D | 4002 | 2021-03-10 | 7 | OFF | 33.06 | 7.26 | 0.25 | 0.02 | 0.26 | 0 | 0 | 0.08 | -0.36 | -0.12 | 0 |  | 0.39 | 0.34 | 0.23 | 41.41 | 1338.8 | 0.53
D | 4002 | 2021-03-10 | 8 | ON | 33.07 | 7.26 | 0.25 | 0.02 | 0.3 | 0.26 | 0 | 0.01 | -0.54 | -0.12 | 0 |  | 0.39 | 0.34 | 0.23 | 41.47 | 1402.541 | 0.83
D | 4002 | 2021-03-10 | 9 | ON | 26.68 | 7.26 | 0.25 | 0.02 | 0.13 | 0.27 | 0 | 0.02 | -0.43 | -0.12 | 0 |  | 0.39 | 0.34 | 0.23 | 35.04 | 1390.596 | 0.67
D | 4002 | 2021-03-10 | 10 | ON | 22.82 | 7.26 | 0.25 | 0.02 | 0.06 | 0.28 | 0 | 0.02 | -0.3 | -0.12 | 0 |  | 0.39 | 0.34 | 0.23 | 31.25 | 1357.251 | 0.61
D | 4002 | 2021-03-10 | 11 | ON | 22.79 | 7.26 | 0.25 | 0.02 | 0.06 | 0.29 | 0 | 0 | -0.23 | -0.12 | 0 |  | 0.39 | 0.34 | 0.23 | 31.28 | 1334.479 | 0.62
D | 4002 | 2021-03-10 | 12 | ON | 22.09 | 7.26 | 0.25 | 0.02 | 0.05 | 0.29 | 0 | 0.04 | -0.22 | -0.12 | 0 |  | 0.39 | 0.34 | 0.23 | 30.62 | 1316.557 | 0.61
D | 4002 | 2021-03-10 | 13 | ON | 22.02 | 7.26 | 0.25 | 0.02 | 0.05 | 0.3 | 0 | -0.01 | -0.22 | -0.12 | 0 |  | 0.39 | 0.34 | 0.23 | 30.51 | 1295.87 | 0.62
D | 4002 | 2021-03-10 | 14 | ON | 22.06 | 7.26 | 0.25 | 0.02 | 0.06 | 0.3 | 0 | 0.03 | -0.2 | -0.12 | 0 |  | 0.39 | 0.34 | 0.23 | 30.62 | 1280.869 | 0.63
D | 4002 | 2021-03-10 | 15 | ON | 22.49 | 7.26 | 0.25 | 0.02 | 0.06 | 0.3 | 0 | 0.02 | -0.18 | -0.12 | 0 |  | 0.39 | 0.34 | 0.23 | 31.06 | 1265.311 | 0.63
D | 4002 | 2021-03-10 | 16 | ON | 23.25 | 7.26 | 0.25 | 0.02 | 0.06 | 0.29 | 0 | 0.03 | -0.18 | -0.12 | 0 |  | 0.39 | 0.34 | 0.23 | 31.82 | 1275.638 | 0.62
D | 4002 | 2021-03-10 | 17 | ON | 26.36 | 7.26 | 0.25 | 0.02 | 0.07 | 0.27 | 0 | 0.05 | -0.17 | -0.12 | 0 |  | 0.39 | 0.34 | 0.23 | 34.95 | 1317.594 | 0.61
D | 4002 | 2021-03-10 | 18 | ON | 31.88 | 7.26 | 0.25 | 0.02 | 0.17 | 0.25 | 0 | 0.03 | -0.25 | -0.12 | 0 |  | 0.39 | 0.34 | 0.23 | 40.45 | 1409.801 | 0.69
D | 4002 | 2021-03-10 | 19 | ON | 37.12 | 7.26 | 0.25 | 0.02 | 0.11 | 0.24 | 0 | 0.03 | -0.41 | -0.12 | 0 |  | 0.39 | 0.34 | 0.23 | 45.46 | 1481.857 | 0.62
D | 4002 | 2021-03-10 | 20 | ON | 34.34 | 7.26 | 0.25 | 0.02 | 0.14 | 0.24 | 0 | 0.03 | -0.3 | -0.12 | 0 |  | 0.39 | 0.34 | 0.23 | 42.82 | 1439.951 | 0.65
D | 4002 | 2021-03-10 | 21 | ON | 28.96 | 7.26 | 0.25 | 0.02 | 0.2 | 0.25 | 0.01 | 0.01 | -0.2 | -0.12 | 0 |  | 0.39 | 0.34 | 0.23 | 37.6 | 1362.161 | 0.73
D | 4002 | 2021-03-10 | 22 | ON | 24.12 | 7.26 | 0.25 | 0.02 | 0.1 | 0.27 | 0 | 0.01 | -0.19 | -0.12 | 0 |  | 0.39 | 0.34 | 0.23 | 32.68 | 1264.881 | 0.64
D | 4002 | 2021-03-10 | 23 | ON | 22.74 | 7.26 | 0.25 | 0.02 | 0.13 | 0.29 | 0 | 0.02 | -0.16 | -0.12 | 0 |  | 0.39 | 0.34 | 0.23 | 31.39 | 1163.111 | 0.69
D | 4002 | 2021-03-10 | 24 | OFF | 21.74 | 7.26 | 0.25 | 0.02 | 0.14 | 0 | 0 | 0.03 | -0.16 | -0.12 | 0 |  | 0.39 | 0.34 | 0.23 | 30.12 | 1082.888 | 0.41
D | 4002 | 2021-03-11 | 1 | OFF | 20.02 | 7.26 | 0.46 | 0.1 | 0.04 | 0 | 0 | 0.04 | -0.16 | -0.12 | 0 |  | 0.39 | 0.34 | 0.23 | 28.6 | 1031.92 | 0.6
D | 4002 | 2021-03-11 | 2 | OFF | 20.19 | 7.26 | 0.46 | 0.1 | 0.05 | 0 | 0 | 0 | -0.15 | -0.12 | 0 |  | 0.39 | 0.34 | 0.23 | 28.75 | 1006.436 | 0.61
D | 4002 | 2021-03-11 | 3 | OFF | 19.45 | 7.26 | 0.46 | 0.1 | 0.04 | 0 | 0 | 0.02 | -0.16 | -0.12 | 0 |  | 0.39 | 0.34 | 0.23 | 28.01 | 1003.9 | 0.6
D | 4002 | 2021-03-11 | 4 | OFF | 19.61 | 7.26 | 0.46 | 0.1 | 0.06 | 0 | 0 | 0.03 | -0.13 | -0.12 | 0 |  | 0.39 | 0.34 | 0.23 | 28.23 | 1003.657 | 0.62
D | 4002 | 2021-03-11 | 5 | OFF | 21.05 | 7.26 | 0.46 | 0.1 | 0.09 | 0 | 0 | 0.04 | -0.14 | -0.12 | 0 |  | 0.39 | 0.34 | 0.23 | 29.7 | 1041.875 | 0.65
D | 4002 | 2021-03-11 | 6 | OFF | 21.06 | 7.26 | 0.46 | 0.1 | 0.16 | 0 | 0 | 0.05 | -0.11 | -0.12 | 0 |  | 0.39 | 0.34 | 0.23 | 29.82 | 1141.368 | 0.72
D | 4002 | 2021-03-11 | 7 | OFF | 36.29 | 7.26 | 0.46 | 0.1 | 0.41 | 0 | 0.01 | 0.04 | -0.06 | -0.12 | 0 |  | 0.39 | 0.34 | 0.23 | 45.35 | 1275.466 | 0.98
D | 4002 | 2021-03-11 | 8 | ON | 50.31 | 7.26 | 0.46 | 0.1 | 0.58 | 0.26 | 0.02 | 0.03 | -0.45 | -0.12 | 0 |  | 0.39 | 0.34 | 0.23 | 59.41 | 1362.436 | 1.42
D | 4002 | 2021-03-11 | 9 | ON | 52.04 | 7.26 | 0.46 | 0.1 | 0.29 | 0.26 | 0.02 | 0.05 | -0.29 | -0.12 | -0.1 |  | 0.39 | 0.34 | 0.23 | 60.93 | 1378.935 | 1.03
D | 4002 | 2021-03-11 | 10 | ON | 50.51 | 7.26 | 0.46 | 0.1 | 0.18 | 0.27 | 0.01 | 0.01 | -0.29 | -0.12 | -0.28 |  | 0.39 | 0.34 | 0.23 | 59.07 | 1354.272 | 0.74
D | 4002 | 2021-03-11 | 11 | ON | 40.03 | 7.26 | 0.46 | 0.1 | 0.19 | 0.28 | 0.31 | 0.1 | -0.16 | -0.12 | -0.04 |  | 0.39 | 0.34 | 0.23 | 49.37 | 1348.786 | 1.3
D | 4002 | 2021-03-11 | 12 | ON | 25.88 | 7.26 | 0.46 | 0.1 | 0.08 | 0.28 | 0.09 | 0.05 | -0.09 | -0.12 | 0 |  | 0.39 | 0.34 | 0.23 | 34.95 | 1334.476 | 1.01
D | 4002 | 2021-03-11 | 13 | ON | 21.4 | 7.26 | 0.46 | 0.1 | 0.07 | 0.29 | 0 | 0.05 | -0.09 | -0.12 | 0 |  | 0.39 | 0.34 | 0.23 | 30.38 | 1284.377 | 0.92
D | 4002 | 2021-03-11 | 14 | ON | 19.69 | 7.26 | 0.46 | 0.1 | 0.06 | 0.3 | 0 | 0.03 | -0.13 | -0.12 | 0 |  | 0.39 | 0.34 | 0.23 | 28.61 | 1265.134 | 0.92
D | 4002 | 2021-03-11 | 15 | ON | 18.66 | 7.26 | 0.46 | 0.1 | 0.05 | 0.3 | 0 | 0.02 | -0.12 | -0.12 | 0 |  | 0.39 | 0.34 | 0.23 | 27.57 | 1249.927 | 0.91
D | 4002 | 2021-03-11 | 16 | ON | 20.65 | 7.26 | 0.46 | 0.1 | 0.08 | 0.29 | 0 | 0.05 | -0.11 | -0.12 | 0 |  | 0.39 | 0.34 | 0.23 | 29.62 | 1259.871 | 0.93
D | 4002 | 2021-03-11 | 17 | ON | 25.4 | 7.26 | 0.46 | 0.1 | 0.08 | 0.28 | 0.08 | 0.04 | -0.03 | -0.12 | 0 |  | 0.39 | 0.34 | 0.23 | 34.51 | 1296.759 | 1
D | 4002 | 2021-03-11 | 18 | ON | 27.33 | 7.26 | 0.46 | 0.1 | 0.07 | 0.26 | 0.04 | 0.06 | -0.09 | -0.12 | 0 |  | 0.39 | 0.34 | 0.23 | 36.33 | 1364.715 | 0.93
D | 4002 | 2021-03-11 | 19 | ON | 30.92 | 7.26 | 0.46 | 0.1 | 0.13 | 0.25 | 0 | 0.04 | -0.28 | -0.12 | 0 |  | 0.39 | 0.34 | 0.23 | 39.72 | 1432.756 | 0.94
D | 4002 | 2021-03-11 | 20 | ON | 28.39 | 7.26 | 0.46 | 0.1 | 0.15 | 0.26 | 0.07 | 0.05 | -0.18 | -0.12 | 0 |  | 0.39 | 0.34 | 0.23 | 37.4 | 1386.708 | 1.04
D | 4002 | 2021-03-11 | 21 | ON | 33.54 | 7.26 | 0.46 | 0.1 | 0.15 | 0.27 | 0.01 | 0.04 | -0.09 | -0.12 | 0 |  | 0.39 | 0.34 | 0.23 | 42.58 | 1309.832 | 0.99
D | 4002 | 2021-03-11 | 22 | ON | 26.94 | 7.26 | 0.46 | 0.1 | 0.19 | 0.29 | 0 | 0.06 | -0.12 | -0.12 | 0 |  | 0.39 | 0.34 | 0.23 | 36.02 | 1202.741 | 1.04
D | 4002 | 2021-03-11 | 23 | ON | 20.24 | 7.26 | 0.46 | 0.1 | 0.32 | 0.31 | 0.01 | 0.03 | -0.15 | -0.12 | 0 |  | 0.39 | 0.34 | 0.23 | 29.42 | 1098.933 | 1.2
D | 4002 | 2021-03-11 | 24 | OFF | 18.93 | 7.26 | 0.46 | 0.1 | 0.2 | 0 | 0 | 0.04 | -0.14 | -0.12 | 0 |  | 0.39 | 0.34 | 0.23 | 27.69 | 1017.919 | 0.76
D | 4002 | 2021-03-12 | 1 | OFF | 18.58 | 7.26 | 0.18 | 0.05 | 0.06 | 0 | 0 | 0.03 | -0.19 | -0.12 | 0 |  | 0.39 | 0.34 | 0.23 | 26.81 | 960.902 | 0.29
D | 4002 | 2021-03-12 | 2 | OFF | 19.29 | 7.26 | 0.18 | 0.05 | 0.01 | 0 | 0 | 0.02 | -0.2 | -0.12 | 0 |  | 0.39 | 0.34 | 0.23 | 27.45 | 930.551 | 0.24
D | 4002 | 2021-03-12 | 3 | OFF | 18.37 | 7.26 | 0.18 | 0.05 | 0.04 | 0 | 0 | 0.03 | -0.22 | -0.12 | 0 |  | 0.39 | 0.34 | 0.23 | 26.55 | 915.112 | 0.27
D | 4002 | 2021-03-12 | 4 | OFF | 18.36 | 7.26 | 0.18 | 0.05 | 0.05 | 0 | 0 | 0.01 | -0.19 | -0.12 | 0 |  | 0.39 | 0.34 | 0.23 | 26.56 | 919.197 | 0.28
D | 4002 | 2021-03-12 | 5 | OFF | 18.46 | 7.26 | 0.18 | 0.05 | 0.04 | 0 | 0 | 0.03 | -0.22 | -0.12 | 0 |  | 0.39 | 0.34 | 0.23 | 26.64 | 950.855 | 0.27
D | 4002 | 2021-03-12 | 6 | OFF | 18.41 | 7.26 | 0.18 | 0.05 | 0.26 | 0 | 0 | 0.02 | -0.2 | -0.12 | 0 |  | 0.39 | 0.34 | 0.23 | 26.82 | 1042.368 | 0.49
D | 4002 | 2021-03-12 | 7 | OFF | 19.41 | 7.26 | 0.18 | 0.05 | 0.38 | 0 | 0 | 0.01 | -0.2 | -0.12 | 0 |  | 0.39 | 0.34 | 0.23 | 27.93 | 1165.348 | 0.61
D | 4002 | 2021-03-12 | 8 | ON | 19.39 | 7.26 | 0.18 | 0.05 | 0.41 | 0.29 | 0 | 0.02 | -0.27 | -0.12 | 0 |  | 0.39 | 0.34 | 0.23 | 28.17 | 1239.416 | 0.93
D | 4002 | 2021-03-12 | 9 | ON | 16.04 | 7.26 | 0.18 | 0.05 | 0.18 | 0.3 | 0 | 0.04 | -0.2 | -0.12 | 0 |  | 0.39 | 0.34 | 0.23 | 24.69 | 1256.492 | 0.71
D | 4002 | 2021-03-12 | 10 | ON | 5.59 | 7.26 | 0.18 | 0.05 | 0.17 | 0.31 | 0 | 0 | -0.18 | -0.12 | 0 |  | 0.39 | 0.34 | 0.23 | 14.22 | 1251.907 | 0.71
D | 4002 | 2021-03-12 | 11 | ON | 10.41 | 7.26 | 0.18 | 0.05 | 0.1 | 0.31 | 0 | 0.01 | -0.17 | -0.12 | 0 |  | 0.39 | 0.34 | 0.23 | 18.99 | 1248.596 | 0.64
D | 4002 | 2021-03-12 | 12 | ON | 2.89 | 7.26 | 0.18 | 0.05 | 0.14 | 0.32 | 0 | 0.01 | -0.14 | -0.12 | 0 |  | 0.39 | 0.34 | 0.23 | 11.55 | 1240.053 | 0.69
D | 4002 | 2021-03-12 | 13 | ON | 16.3 | 7.26 | 0.18 | 0.05 | 0.12 | 0.32 | 0 | 0.02 | -0.21 | -0.12 | 0 |  | 0.39 | 0.34 | 0.23 | 24.88 | 1220.979 | 0.67
D | 4002 | 2021-03-12 | 14 | ON | 14.06 | 7.26 | 0.18 | 0.05 | 0.13 | 0.32 | 0 | 0.01 | -0.2 | -0.12 | 0 |  | 0.39 | 0.34 | 0.23 | 22.65 | 1209.901 | 0.68
D | 4002 | 2021-03-12 | 15 | ON | 16.87 | 7.26 | 0.18 | 0.05 | 0.1 | 0.32 | 0 | 0.02 | -0.21 | -0.12 | 0 |  | 0.39 | 0.34 | 0.23 | 25.43 | 1194.733 | 0.65
D | 4002 | 2021-03-12 | 16 | ON | 17.87 | 7.26 | 0.18 | 0.05 | 0.1 | 0.31 | 0 | 0.02 | -0.18 | -0.12 | 0 |  | 0.39 | 0.34 | 0.23 | 26.45 | 1201.943 | 0.64
D | 4002 | 2021-03-12 | 17 | ON | 19.69 | 7.26 | 0.18 | 0.05 | 0.12 | 0.29 | 0 | 0.02 | -0.18 | -0.12 | 0 |  | 0.39 | 0.34 | 0.23 | 28.27 | 1241.198 | 0.64
D | 4002 | 2021-03-12 | 18 | ON | 22.9 | 7.26 | 0.18 | 0.05 | 0.08 | 0.27 | 0 | 0.03 | -0.21 | -0.12 | 0 |  | 0.39 | 0.34 | 0.23 | 31.4 | 1313.682 | 0.58
D | 4002 | 2021-03-12 | 19 | ON | 24.67 | 7.26 | 0.18 | 0.05 | 0.09 | 0.26 | 0 | 0.01 | -0.34 | -0.12 | 0 |  | 0.39 | 0.34 | 0.23 | 33.02 | 1372.222 | 0.58
D | 4002 | 2021-03-12 | 20 | ON | 24.35 | 7.26 | 0.18 | 0.05 | 0.08 | 0.27 | 0 | 0 | -0.25 | -0.12 | 0 |  | 0.39 | 0.34 | 0.23 | 32.78 | 1321.512 | 0.58
D | 4002 | 2021-03-12 | 21 | ON | 26.45 | 7.26 | 0.18 | 0.05 | 0.12 | 0.28 | 0.03 | 0.03 | -0.19 | -0.12 | 0 |  | 0.39 | 0.34 | 0.23 | 35.05 | 1262.01 | 0.66
D | 4002 | 2021-03-12 | 22 | ON | 22.04 | 7.26 | 0.18 | 0.05 | 0.07 | 0.29 | 0 | 0.04 | -0.19 | -0.12 | 0 |  | 0.39 | 0.34 | 0.23 | 30.58 | 1186.375 | 0.59
D | 4002 | 2021-03-12 | 23 | ON | 19.24 | 7.26 | 0.18 | 0.05 | 0.16 | 0.31 | 0 | 0.05 | -0.18 | -0.12 | 0 |  | 0.39 | 0.34 | 0.23 | 27.91 | 1098.197 | 0.7
D | 4002 | 2021-03-12 | 24 | OFF | 13.03 | 7.26 | 0.18 | 0.05 | 0.22 | 0 | 0 | 0 | -0.09 | -0.12 | 0 |  | 0.39 | 0.34 | 0.23 | 21.49 | 1028.797 | 0.45
D | 4002 | 2021-03-13 | 1 | OFF | 13.74 | 7.26 | 0.36 | 0.04 | 0.08 | 0 | 0 | 0.04 | -0.22 | -0.12 | 0 |  | 0.39 | 0.34 | 0.23 | 22.14 | 985.292 | 0.48
D | 4002 | 2021-03-13 | 2 | OFF | 15.59 | 7.26 | 0.36 | 0.04 | 0.07 | 0 | 0 | 0.01 | -0.2 | -0.12 | 0 |  | 0.39 | 0.34 | 0.23 | 23.97 | 968.927 | 0.47
D | 4002 | 2021-03-13 | 3 | OFF | 14.68 | 7.26 | 0.36 | 0.04 | 0.09 | 0 | 0 | 0.01 | -0.2 | -0.12 | 0 |  | 0.39 | 0.34 | 0.23 | 23.08 | 968.182 | 0.49
D | 4002 | 2021-03-13 | 4 | OFF | 14.74 | 7.26 | 0.36 | 0.04 | 0.03 | 0 | 0 | 0.02 | -0.21 | -0.12 | 0 |  | 0.39 | 0.34 | 0.23 | 23.08 | 975.343 | 0.43
D | 4002 | 2021-03-13 | 5 | OFF | 15.34 | 7.26 | 0.36 | 0.04 | 0.03 | 0 | 0 | 0.06 | -0.25 | -0.12 | 0 |  | 0.39 | 0.34 | 0.23 | 23.68 | 1007.997 | 0.43
D | 4002 | 2021-03-13 | 6 | OFF | 16.28 | 7.26 | 0.36 | 0.04 | 0.02 | 0 | 0 | 0.04 | -0.24 | -0.12 | 0 |  | 0.39 | 0.34 | 0.23 | 24.6 | 1062.013 | 0.42
D | 4002 | 2021-03-13 | 7 | OFF | 18.45 | 7.26 | 0.36 | 0.04 | 0.19 | 0 | 0 | -0.01 | -0.24 | -0.12 | 0 |  | 0.39 | 0.34 | 0.23 | 26.89 | 1131.337 | 0.59
D | 4002 | 2021-03-13 | 8 | OFF | 18.27 | 7.26 | 0.36 | 0.04 | 0.29 | 0 | 0 | 0 | -0.24 | -0.12 | 0 |  | 0.39 | 0.34 | 0.23 | 26.82 | 1203.16 | 0.69
D | 4002 | 2021-03-13 | 9 | OFF | 8.49 | 7.26 | 0.36 | 0.04 | 0.33 | 0 | 0 | 0.01 | -0.14 | -0.12 | 0 |  | 0.39 | 0.34 | 0.23 | 17.19 | 1246.284 | 0.73
D | 4002 | 2021-03-13 | 10 | OFF | 5.99 | 7.26 | 0.36 | 0.04 | 0.3 | 0 | 0 | 0 | -0.14 | -0.12 | 0 |  | 0.39 | 0.34 | 0.23 | 14.65 | 1263.58 | 0.7
D | 4002 | 2021-03-13 | 11 | OFF | 6.97 | 7.26 | 0.36 | 0.04 | 0.22 | 0 | 0 | 0 | -0.22 | -0.12 | 0 |  | 0.39 | 0.34 | 0.23 | 15.47 | 1261.657 | 0.62
D | 4002 | 2021-03-13 | 12 | OFF | 6.81 | 7.26 | 0.36 | 0.04 | 0.26 | 0 | 0 | 0 | -0.17 | -0.12 | 0 |  | 0.39 | 0.34 | 0.23 | 15.4 | 1243.832 | 0.66
D | 4002 | 2021-03-13 | 13 | OFF | -8.54 | 7.26 | 0.36 | 0.04 | 0.21 | 0 | 0 | -0.01 | -0.12 | -0.12 | 0 |  | 0.39 | 0.34 | 0.23 | 0.04 | 1218.2 | 0.61
D | 4002 | 2021-03-13 | 14 | OFF | -1.81 | 7.26 | 0.36 | 0.04 | 0.26 | 0 | 0 | 0 | -0.12 | -0.12 | 0 |  | 0.39 | 0.34 | 0.23 | 6.83 | 1193.592 | 0.66
D | 4002 | 2021-03-13 | 15 | OFF | 5.77 | 7.26 | 0.36 | 0.04 | 0.2 | 0 | 0 | 0 | -0.06 | -0.12 | 0 |  | 0.39 | 0.34 | 0.23 | 14.41 | 1176.79 | 0.6
D | 4002 | 2021-03-13 | 16 | OFF | 11.58 | 7.26 | 0.36 | 0.04 | 0.21 | 0 | 0 | 0.02 | -0.17 | -0.12 | 0 |  | 0.39 | 0.34 | 0.23 | 20.14 | 1194.453 | 0.61
D | 4002 | 2021-03-13 | 17 | OFF | 26.95 | 7.26 | 0.36 | 0.04 | 0.09 | 0 | 0.09 | 0.03 | -0.05 | -0.12 | 0 |  | 0.39 | 0.34 | 0.23 | 35.61 | 1249.902 | 0.58
D | 4002 | 2021-03-13 | 18 | OFF | 36.36 | 7.26 | 0.36 | 0.04 | 0.08 | 0 | 0.19 | 0.01 | -0.11 | -0.12 | 0 |  | 0.39 | 0.34 | 0.23 | 45.03 | 1339.919 | 0.67
D | 4002 | 2021-03-13 | 19 | OFF | 46.76 | 7.26 | 0.36 | 0.04 | 0.17 | 0 | 0.29 | 0.01 | -0.37 | -0.12 | 0 |  | 0.39 | 0.34 | 0.23 | 55.36 | 1401.586 | 0.86
D | 4002 | 2021-03-13 | 20 | OFF | 38.45 | 7.26 | 0.36 | 0.04 | 0.14 | 0 | 0 | 0.01 | -0.3 | -0.12 | 0 |  | 0.39 | 0.34 | 0.23 | 46.8 | 1363.083 | 0.54
D | 4002 | 2021-03-13 | 21 | OFF | 34.07 | 7.26 | 0.36 | 0.04 | 0.19 | 0 | 0 | 0.02 | -0.19 | -0.12 | 0 |  | 0.39 | 0.34 | 0.23 | 42.59 | 1301.285 | 0.59
D | 4002 | 2021-03-13 | 22 | OFF | 30.02 | 7.26 | 0.36 | 0.04 | 0.13 | 0 | 0 | 0.01 | -0.19 | -0.12 | 0 |  | 0.39 | 0.34 | 0.23 | 38.47 | 1227.974 | 0.53
D | 4002 | 2021-03-13 | 23 | OFF | 25.65 | 7.26 | 0.36 | 0.04 | 0.19 | 0 | 0 | 0.04 | -0.16 | -0.12 | 0 |  | 0.39 | 0.34 | 0.23 | 34.22 | 1145.878 | 0.59
D | 4002 | 2021-03-13 | 24 | OFF | 10.04 | 7.26 | 0.36 | 0.04 | 0.28 | 0 | 0 | 0.02 | -0.01 | -0.12 | 0 |  | 0.39 | 0.34 | 0.23 | 18.83 | 1073.461 | 0.68
D | 4002 | 2021-03-14 | 1 | OFF | 23.06 | 7.26 | 0.86 | 0.28 | 0.16 | 0 | 0 | 0.02 | -0.09 | -0.12 | 0 |  | 0.39 | 0.34 | 0.23 | 32.39 | 1018.909 | 1.3
D | 4002 | 2021-03-14 | 2 | OFF | 26.07 | 7.26 | 0.86 | 0.28 | 0.07 | 0 | 0 | -0.01 | -0.16 | -0.12 | 0 |  | 0.39 | 0.34 | 0.23 | 35.21 | 991.122 | 1.21
D | 4002 | 2021-03-14 | 4 | OFF | 25.53 | 7.26 | 0.86 | 0.28 | 0.06 | 0 | 0 | 0 | -0.09 | -0.12 | 0 |  | 0.39 | 0.34 | 0.23 | 34.74 | 981.547 | 1.2
D | 4002 | 2021-03-14 | 5 | OFF | 24.63 | 7.26 | 0.86 | 0.28 | 0.09 | 0 | 0 | 0.05 | -0.09 | -0.12 | 0 |  | 0.39 | 0.34 | 0.23 | 33.92 | 984.83 | 1.23
D | 4002 | 2021-03-14 | 6 | OFF | 25.14 | 7.26 | 0.86 | 0.28 | 0.06 | 0 | 0 | 0.02 | -0.11 | -0.12 | 0 |  | 0.39 | 0.34 | 0.23 | 34.35 | 1014.687 | 1.2
D | 4002 | 2021-03-14 | 7 | OFF | 58.89 | 7.26 | 0.86 | 0.28 | 0.75 | 0 | 0 | -0.02 | -0.19 | -0.12 | 0 |  | 0.39 | 0.34 | 0.23 | 68.67 | 1058.877 | 1.89
D | 4002 | 2021-03-14 | 8 | OFF | 55.87 | 7.26 | 0.86 | 0.28 | 0.35 | 0 | 0.88 | 0.1 | -0.12 | -0.12 | 0 |  | 0.39 | 0.34 | 0.23 | 66.32 | 1113.559 | 2.37
D | 4002 | 2021-03-14 | 9 | OFF | 51.49 | 7.26 | 0.86 | 0.28 | 0.29 | 0 | 0.79 | 0.06 | -0.07 | -0.12 | 0 |  | 0.39 | 0.34 | 0.23 | 61.8 | 1170.791 | 2.22
D | 4002 | 2021-03-14 | 10 | OFF | 25.33 | 7.26 | 0.86 | 0.28 | 0.09 | 0 | 0 | 0.02 | -0.17 | -0.12 | 0 |  | 0.39 | 0.34 | 0.23 | 34.51 | 1214.265 | 1.23
D | 4002 | 2021-03-14 | 11 | OFF | 26.38 | 7.26 | 0.86 | 0.28 | 0.06 | 0 | 0 | -0.01 | -0.15 | -0.12 | 0 |  | 0.39 | 0.34 | 0.23 | 35.52 | 1262.762 | 1.2
D | 4002 | 2021-03-14 | 12 | OFF | 29.46 | 7.26 | 0.86 | 0.28 | 0.06 | 0 | 0 | 0.02 | -0.18 | -0.12 | 0 |  | 0.39 | 0.34 | 0.23 | 38.6 | 1278.275 | 1.2
D | 4002 | 2021-03-14 | 13 | OFF | 44.45 | 7.26 | 0.86 | 0.28 | 0.19 | 0 | 0.68 | 0.1 | -0.28 | -0.12 | 0 |  | 0.39 | 0.34 | 0.23 | 54.38 | 1283.006 | 2.01
D | 4002 | 2021-03-14 | 14 | OFF | 33.93 | 7.26 | 0.86 | 0.28 | 0.09 | 0 | 0.14 | 0.03 | -0.24 | -0.12 | 0 |  | 0.39 | 0.34 | 0.23 | 43.19 | 1288.242 | 1.37
D | 4002 | 2021-03-14 | 15 | OFF | 37.98 | 7.26 | 0.86 | 0.28 | 0.08 | 0 | 0 | 0.08 | -0.21 | -0.12 | 0 |  | 0.39 | 0.34 | 0.23 | 47.17 | 1292.712 | 1.22
D | 4002 | 2021-03-14 | 16 | OFF | 41.8 | 7.26 | 0.86 | 0.28 | 0.06 | 0 | 0.35 | 0.02 | -0.22 | -0.12 | 0 |  | 0.39 | 0.34 | 0.23 | 51.25 | 1289.09 | 1.55
D | 4002 | 2021-03-14 | 17 | OFF | 41.2 | 7.26 | 0.86 | 0.28 | 0.05 | 0 | 0.33 | 0.07 | -0.24 | -0.12 | 0 |  | 0.39 | 0.34 | 0.23 | 50.65 | 1316.702 | 1.52
D | 4002 | 2021-03-14 | 18 | OFF | 59.31 | 7.26 | 0.86 | 0.28 | 0.15 | 0 | 0 | 0.04 | -0.08 | -0.12 | 0 |  | 0.39 | 0.34 | 0.23 | 68.66 | 1389.22 | 1.29
D | 4002 | 2021-03-14 | 19 | OFF | 73.46 | 7.26 | 0.86 | 0.28 | 0.21 | 0 | 0 | 0.08 | -0.02 | -0.12 | 0 |  | 0.39 | 0.34 | 0.23 | 82.97 | 1462.603 | 1.35
D | 4002 | 2021-03-14 | 20 | OFF | 112.85 | 7.26 | 0.86 | 0.28 | 0.32 | 0 | 0.56 | 0.11 | -0.54 | -0.12 | 0 |  | 0.39 | 0.34 | 0.23 | 122.54 | 1502.475 | 2.02
D | 4002 | 2021-03-14 | 21 | OFF | 109.09 | 7.26 | 0.86 | 0.28 | 0.6 | 0 | 0.04 | -0.03 | -0.53 | -0.12 | 0 |  | 0.39 | 0.34 | 0.23 | 118.41 | 1467.369 | 1.78
D | 4002 | 2021-03-14 | 22 | OFF | 79.71 | 7.26 | 0.86 | 0.28 | 0.56 | 0 | 0.03 | 0 | -0.34 | -0.12 | 0 |  | 0.39 | 0.34 | 0.23 | 89.2 | 1375.289 | 1.73
D | 4002 | 2021-03-14 | 23 | OFF | 61.22 | 7.26 | 0.86 | 0.28 | 0.67 | 0 | 0.02 | -0.03 | -0.3 | -0.12 | 0 |  | 0.39 | 0.34 | 0.23 | 70.82 | 1277.74 | 1.83
D | 4002 | 2021-03-14 | 24 | OFF | 52.25 | 7.26 | 0.86 | 0.28 | 0.44 | 0 | 0.06 | 0.01 | -0.26 | -0.12 | 0 |  | 0.39 | 0.34 | 0.23 | 61.74 | 1207.627 | 1.64
D | 4002 | 2021-03-15 | 1 | OFF | 41.64 | 7.26 | 0.88 | 0.31 | 0.23 | 0 | 0 | 0.03 | -0.3 | -0.12 | 0 |  | 0.39 | 0.34 | 0.23 | 50.89 | 1164.513 | 1.42
D | 4002 | 2021-03-15 | 2 | OFF | 41.74 | 7.26 | 0.88 | 0.31 | 0.09 | 0 | 0 | 0.03 | -0.24 | -0.12 | 0 |  | 0.39 | 0.34 | 0.23 | 50.91 | 1136.072 | 1.28
D | 4002 | 2021-03-15 | 3 | OFF | 39.54 | 7.26 | 0.88 | 0.31 | 0.07 | 0 | 0 | 0.04 | -0.26 | -0.12 | 0 |  | 0.39 | 0.34 | 0.23 | 48.68 | 1122.194 | 1.26
D | 4002 | 2021-03-15 | 4 | OFF | 37.07 | 7.26 | 0.88 | 0.31 | 0.1 | 0 | 0 | 0.05 | -0.27 | -0.12 | 0 |  | 0.39 | 0.34 | 0.23 | 46.24 | 1131.437 | 1.29
D | 4002 | 2021-03-15 | 5 | OFF | 35.04 | 7.26 | 0.88 | 0.31 | 0.08 | 0 | 0 | 0.04 | -0.25 | -0.12 | 0 |  | 0.39 | 0.34 | 0.23 | 44.2 | 1178.574 | 1.27
D | 4002 | 2021-03-15 | 6 | OFF | 51.45 | 7.26 | 0.88 | 0.31 | 0.55 | 0 | 0.16 | 0.07 | -0.14 | -0.12 | 0 |  | 0.39 | 0.34 | 0.23 | 61.38 | 1280.814 | 1.9
D | 4002 | 2021-03-15 | 7 | OFF | 88.49 | 7.26 | 0.88 | 0.31 | 1.35 | 0 | 0 | 0 | -0.57 | -0.12 | 0 |  | 0.39 | 0.34 | 0.23 | 98.56 | 1440.513 | 2.54
D | 4002 | 2021-03-15 | 8 | ON | 151.3 | 7.26 | 0.88 | 0.31 | 6.24 | 0.24 | 0 | 0.04 | -0.6 | -0.12 | 0 |  | 0.39 | 0.34 | 0.23 | 166.51 | 1551.172 | 7.67
D | 4002 | 2021-03-15 | 9 | ON | 149.39 | 7.26 | 0.88 | 0.31 | 7.1 | 0.24 | 0 | -0.05 | -0.65 | -0.12 | 0 |  | 0.39 | 0.34 | 0.23 | 165.32 | 1601.697 | 8.53
D | 4002 | 2021-03-15 | 10 | ON | 92.07 | 7.26 | 0.88 | 0.31 | 1.29 | 0.25 | 0 | 0 | -0.45 | -0.12 | 0 |  | 0.39 | 0.34 | 0.23 | 102.45 | 1597.627 | 2.73
D | 4002 | 2021-03-15 | 11 | ON | 80.77 | 7.26 | 0.88 | 0.31 | 0.19 | 0.25 | 0.45 | 0.07 | -0.45 | -0.12 | 0 |  | 0.39 | 0.34 | 0.23 | 90.57 | 1581.041 | 2.08
D | 4002 | 2021-03-15 | 12 | ON | 51.21 | 7.26 | 0.88 | 0.31 | 0.08 | 0.26 | 0.19 | 0.16 | -0.3 | -0.12 | 0 |  | 0.39 | 0.34 | 0.23 | 60.89 | 1564.638 | 1.72
D | 4002 | 2021-03-15 | 13 | ON | 41.97 | 7.26 | 0.88 | 0.31 | 0.15 | 0.26 | 0 | 0.07 | -0.25 | -0.12 | 0 |  | 0.39 | 0.34 | 0.23 | 51.49 | 1538.745 | 1.6
D | 4002 | 2021-03-15 | 14 | ON | 37.67 | 7.26 | 0.88 | 0.31 | 0.08 | 0.27 | 0 | 0.05 | -0.23 | -0.12 | 0 |  | 0.39 | 0.34 | 0.23 | 47.13 | 1510.681 | 1.54
D | 4002 | 2021-03-15 | 15 | ON | 28.36 | 7.26 | 0.88 | 0.31 | 0.04 | 0.28 | 0 | 0.03 | -0.23 | -0.12 | 0 |  | 0.39 | 0.34 | 0.23 | 37.77 | 1473.013 | 1.51
D | 4002 | 2021-03-15 | 16 | ON | 29.27 | 7.26 | 0.88 | 0.31 | 0.09 | 0.28 | 0 | 0.01 | -0.23 | -0.12 | 0 |  | 0.39 | 0.34 | 0.23 | 38.71 | 1462.953 | 1.56
D | 4002 | 2021-03-15 | 17 | ON | 41.91 | 7.26 | 0.88 | 0.31 | 0.08 | 0.27 | 0 | 0.05 | -0.25 | -0.12 | 0 |  | 0.39 | 0.34 | 0.23 | 51.35 | 1489.551 | 1.54
D | 4002 | 2021-03-15 | 18 | ON | 57.69 | 7.26 | 0.88 | 0.31 | 0.16 | 0.25 | 0 | 0.06 | -0.13 | -0.12 | 0 |  | 0.39 | 0.34 | 0.23 | 67.32 | 1560.555 | 1.6
D | 4002 | 2021-03-15 | 19 | ON | 77.06 | 7.26 | 0.88 | 0.31 | 0.22 | 0.23 | 0.01 | 0.22 | -0.35 | -0.12 | 0 |  | 0.39 | 0.34 | 0.23 | 86.68 | 1613.812 | 1.65
D | 4002 | 2021-03-15 | 20 | ON | 70.97 | 7.26 | 0.88 | 0.31 | 0.24 | 0.22 | 0.01 | 0.06 | -0.62 | -0.12 | 0 |  | 0.39 | 0.34 | 0.23 | 80.17 | 1642.356 | 1.66
D | 4002 | 2021-03-15 | 21 | ON | 66.67 | 7.26 | 0.88 | 0.31 | 0.28 | 0.24 | 0 | 0.06 | -0.41 | -0.12 | 0 |  | 0.39 | 0.34 | 0.23 | 76.13 | 1581.212 | 1.71
D | 4002 | 2021-03-15 | 22 | ON | 71.04 | 7.26 | 0.88 | 0.31 | 0.22 | 0.25 | 0 | 0.02 | -0.41 | -0.12 | 0 |  | 0.39 | 0.34 | 0.23 | 80.41 | 1480.933 | 1.66
D | 4002 | 2021-03-15 | 23 | ON | 64.64 | 7.26 | 0.88 | 0.31 | 0.37 | 0.27 | 0.07 | 0.06 | -0.42 | -0.12 | 0 |  | 0.39 | 0.34 | 0.23 | 74.28 | 1365.749 | 1.9
D | 4002 | 2021-03-15 | 24 | OFF | 56.08 | 7.26 | 0.88 | 0.31 | 0.48 | 0 | 0.11 | 0 | -0.29 | -0.12 | 0 |  | 0.39 | 0.34 | 0.23 | 65.67 | 1276.498 | 1.78
D | 4002 | 2021-03-16 | 1 | OFF | 51.3 | 7.26 | 0.84 | 0.04 | 0.05 | 0 | 0 | 0.03 | -0.47 | -0.12 | 0 |  | 0.39 | 0.34 | 0.23 | 59.89 | 1217.72 | 0.93
D | 4002 | 2021-03-16 | 2 | OFF | 49.2 | 7.26 | 0.84 | 0.04 | 0.07 | 0 | 0 | 0.06 | -0.41 | -0.12 | 0 |  | 0.39 | 0.34 | 0.23 | 57.9 | 1187.219 | 0.95
D | 4002 | 2021-03-16 | 3 | OFF | 53.92 | 7.26 | 0.84 | 0.04 | 0.13 | 0 | 0 | 0.04 | -0.4 | -0.12 | 0 |  | 0.39 | 0.34 | 0.23 | 62.67 | 1175.63 | 1.01
D | 4002 | 2021-03-16 | 4 | OFF | 47.86 | 7.26 | 0.84 | 0.04 | 0.15 | 0 | 0 | 0.16 | -0.36 | -0.12 | 0 |  | 0.39 | 0.34 | 0.23 | 56.79 | 1183.743 | 1.03
D | 4002 | 2021-03-16 | 5 | OFF | 46 | 7.26 | 0.84 | 0.04 | 0.19 | 0 | 0 | 0.1 | -0.46 | -0.12 | 0 |  | 0.39 | 0.34 | 0.23 | 54.81 | 1227.859 | 1.07
D | 4002 | 2021-03-16 | 6 | OFF | 47.2 | 7.26 | 0.84 | 0.04 | 0.34 | 0 | 0 | 0.1 | -0.43 | -0.12 | 0 |  | 0.39 | 0.34 | 0.23 | 56.19 | 1320.235 | 1.22
D | 4002 | 2021-03-16 | 7 | OFF | 75.87 | 7.26 | 0.84 | 0.04 | 0.56 | 0 | 0.01 | 0.04 | -0.34 | -0.12 | 0 |  | 0.39 | 0.34 | 0.23 | 85.12 | 1468.695 | 1.45
D | 4002 | 2021-03-16 | 8 | ON | 103.62 | 7.26 | 0.84 | 0.04 | 0.92 | 0.24 | 0.03 | 0.03 | -0.59 | -0.12 | 0 |  | 0.39 | 0.34 | 0.23 | 113.23 | 1563.953 | 2.07
D | 4002 | 2021-03-16 | 9 | ON | 77.61 | 7.26 | 0.84 | 0.04 | 0.42 | 0.24 | 0.01 | -0.05 | -0.3 | -0.12 | 0 |  | 0.39 | 0.34 | 0.23 | 86.91 | 1565.812 | 1.55
D | 4002 | 2021-03-16 | 10 | ON | 51.71 | 7.26 | 0.84 | 0.04 | 0.15 | 0.25 | 0.19 | 0.25 | -0.27 | -0.12 | 0 |  | 0.39 | 0.34 | 0.23 | 61.26 | 1535.641 | 1.47
D | 4002 | 2021-03-16 | 11 | ON | 43.09 | 7.26 | 0.84 | 0.04 | 0.13 | 0.25 | 0 | 0.06 | -0.29 | -0.12 | 0 |  | 0.39 | 0.34 | 0.23 | 52.22 | 1507.854 | 1.26
D | 4002 | 2021-03-16 | 12 | ON | 43.81 | 7.26 | 0.84 | 0.04 | 0.06 | 0.25 | 0 | 0 | -0.32 | -0.12 | 0 |  | 0.39 | 0.34 | 0.23 | 52.78 | 1473.495 | 1.19
D | 4002 | 2021-03-16 | 13 | ON | 43.97 | 7.26 | 0.84 | 0.04 | 0.05 | 0.26 | 0 | -0.04 | -0.27 | -0.12 | 0 |  | 0.39 | 0.34 | 0.23 | 52.95 | 1455.972 | 1.19
D | 4002 | 2021-03-16 | 14 | ON | 38.56 | 7.26 | 0.84 | 0.04 | 0.07 | 0.26 | 0 | 0.04 | -0.25 | -0.12 | 0 |  | 0.39 | 0.34 | 0.23 | 47.66 | 1442.766 | 1.21
D | 4002 | 2021-03-16 | 15 | ON | 33.82 | 7.26 | 0.84 | 0.04 | 0.08 | 0.27 | 0 | 0.09 | -0.27 | -0.12 | 0 |  | 0.39 | 0.34 | 0.23 | 42.97 | 1396.361 | 1.23
D | 4002 | 2021-03-16 | 16 | ON | 34.24 | 7.26 | 0.84 | 0.04 | 0.06 | 0.28 | 0 | 0 | -0.24 | -0.12 | 0 |  | 0.39 | 0.34 | 0.23 | 43.32 | 1361.763 | 1.22
D | 4002 | 2021-03-16 | 17 | ON | 41.95 | 7.26 | 0.84 | 0.04 | 0.09 | 0.27 | 0 | 0.07 | -0.18 | -0.12 | 0 |  | 0.39 | 0.34 | 0.23 | 51.18 | 1375.659 | 1.24
D | 4002 | 2021-03-16 | 18 | ON | 52.93 | 7.26 | 0.84 | 0.04 | 0.11 | 0.26 | 0.16 | 0.07 | -0.11 | -0.12 | 0 |  | 0.39 | 0.34 | 0.23 | 62.4 | 1444.09 | 1.41
D | 4002 | 2021-03-16 | 19 | ON | 59.57 | 7.26 | 0.84 | 0.04 | 0.24 | 0.25 | 0 | 0 | -0.28 | -0.12 | 0 |  | 0.39 | 0.34 | 0.23 | 68.76 | 1490.833 | 1.37
D | 4002 | 2021-03-16 | 20 | ON | 63.5 | 7.26 | 0.84 | 0.04 | 0.18 | 0.24 | 0 | 0.03 | -0.34 | -0.12 | 0 |  | 0.39 | 0.34 | 0.23 | 72.59 | 1515.099 | 1.3
D | 4002 | 2021-03-16 | 21 | ON | 52.92 | 7.26 | 0.84 | 0.04 | 0.15 | 0.25 | 0.01 | 0.05 | -0.17 | -0.12 | 0 |  | 0.39 | 0.34 | 0.23 | 62.19 | 1455.664 | 1.29
D | 4002 | 2021-03-16 | 22 | ON | 50.1 | 7.26 | 0.84 | 0.04 | 0.1 | 0.27 | 0 | 0.09 | -0.17 | -0.12 | 0 |  | 0.39 | 0.34 | 0.23 | 59.37 | 1353.433 | 1.25
D | 4002 | 2021-03-16 | 23 | ON | 37.14 | 7.26 | 0.84 | 0.04 | 0.31 | 0.29 | 0 | 0.05 | -0.28 | -0.12 | 0 |  | 0.39 | 0.34 | 0.23 | 46.49 | 1236.502 | 1.48
D | 4002 | 2021-03-16 | 24 | OFF | 32.92 | 7.26 | 0.84 | 0.04 | 0.23 | 0 | 0 | 0.02 | -0.3 | -0.12 | 0 |  | 0.39 | 0.34 | 0.23 | 41.85 | 1149.998 | 1.11
D | 4002 | 2021-03-17 | 1 | OFF | 30.19 | 7.26 | 0.41 | 0.04 | 0.1 | 0 | 0 | 0.03 | -0.27 | -0.12 | 0 |  | 0.39 | 0.34 | 0.23 | 38.6 | 1097.546 | 0.55
D | 4002 | 2021-03-17 | 2 | OFF | 29.48 | 7.26 | 0.41 | 0.04 | 0.05 | 0 | 0 | 0.02 | -0.23 | -0.12 | 0 |  | 0.39 | 0.34 | 0.23 | 37.87 | 1070.67 | 0.5
D | 4002 | 2021-03-17 | 3 | OFF | 28.8 | 7.26 | 0.41 | 0.04 | 0.09 | 0 | 0 | 0.01 | -0.22 | -0.12 | 0 |  | 0.39 | 0.34 | 0.23 | 37.23 | 1071.152 | 0.54
D | 4002 | 2021-03-17 | 4 | OFF | 28.97 | 7.26 | 0.41 | 0.04 | 0.09 | 0 | 0 | 0.04 | -0.22 | -0.12 | 0 |  | 0.39 | 0.34 | 0.23 | 37.43 | 1084.073 | 0.54
D | 4002 | 2021-03-17 | 5 | OFF | 30.11 | 7.26 | 0.41 | 0.04 | 0.06 | 0 | 0 | 0.09 | -0.28 | -0.12 | 0 |  | 0.39 | 0.34 | 0.23 | 38.53 | 1123.948 | 0.51
D | 4002 | 2021-03-17 | 6 | OFF | 40.35 | 7.26 | 0.41 | 0.04 | 0.28 | 0 | 0.15 | 0.16 | -0.19 | -0.12 | 0 |  | 0.39 | 0.34 | 0.23 | 49.3 | 1220.809 | 0.88
D | 4002 | 2021-03-17 | 7 | OFF | 44.54 | 7.26 | 0.41 | 0.04 | 0.47 | 0 | 0 | 0.05 | -0.32 | -0.12 | 0 |  | 0.39 | 0.34 | 0.23 | 53.29 | 1367.795 | 0.92
D | 4002 | 2021-03-17 | 8 | ON | 61.54 | 7.26 | 0.41 | 0.04 | 0.47 | 0.26 | 0.01 | -0.01 | -0.69 | -0.12 | 0 |  | 0.39 | 0.34 | 0.23 | 70.13 | 1462.103 | 1.19
D | 4002 | 2021-03-17 | 9 | ON | 77.59 | 7.26 | 0.41 | 0.04 | 0.3 | 0.26 | 0.02 | -0.13 | -0.68 | -0.12 | 0 |  | 0.39 | 0.34 | 0.23 | 85.91 | 1469.394 | 1.03
D | 4002 | 2021-03-17 | 10 | ON | 68.68 | 7.26 | 0.41 | 0.04 | 0.32 | 0.27 | 0.62 | -0.23 | -0.55 | -0.12 | 0 |  | 0.39 | 0.34 | 0.23 | 77.66 | 1432.857 | 1.66
D | 4002 | 2021-03-17 | 11 | ON | 48.2 | 7.26 | 0.41 | 0.04 | 0.2 | 0.28 | 0.5 | 0.03 | -0.1 | -0.12 | 0 |  | 0.39 | 0.34 | 0.23 | 57.66 | 1396.546 | 1.43
D | 4002 | 2021-03-17 | 12 | ON | 29.24 | 7.26 | 0.41 | 0.04 | 0.1 | 0.29 | 0.02 | 0.03 | -0.21 | -0.12 | 0 |  | 0.39 | 0.34 | 0.23 | 38.02 | 1363.449 | 0.86
D | 4002 | 2021-03-17 | 13 | ON | 26.06 | 7.26 | 0.41 | 0.04 | 0.06 | 0.3 | 0 | 0.02 | -0.22 | -0.12 | 0 |  | 0.39 | 0.34 | 0.23 | 34.77 | 1328.108 | 0.81
D | 4002 | 2021-03-17 | 14 | ON | 24.83 | 7.26 | 0.41 | 0.04 | 0.05 | 0.31 | 0 | -0.04 | -0.21 | -0.12 | 0 |  | 0.39 | 0.34 | 0.23 | 33.49 | 1298.142 | 0.81
D | 4002 | 2021-03-17 | 15 | ON | 24.39 | 7.26 | 0.41 | 0.04 | 0.06 | 0.31 | 0 | -0.01 | -0.22 | -0.12 | 0 |  | 0.39 | 0.34 | 0.23 | 33.08 | 1268.171 | 0.82
D | 4002 | 2021-03-17 | 16 | ON | 23.39 | 7.26 | 0.41 | 0.04 | 0.04 | 0.31 | 0 | -0.01 | -0.21 | -0.12 | 0 |  | 0.39 | 0.34 | 0.23 | 32.07 | 1255.051 | 0.8
D | 4002 | 2021-03-17 | 17 | ON | 23.68 | 7.26 | 0.41 | 0.04 | 0.06 | 0.3 | 0 | 0 | -0.19 | -0.12 | 0 |  | 0.39 | 0.34 | 0.23 | 32.4 | 1270.017 | 0.81
D | 4002 | 2021-03-17 | 18 | ON | 25.66 | 7.26 | 0.41 | 0.04 | 0.05 | 0.28 | 0 | 0.04 | -0.19 | -0.12 | 0 |  | 0.39 | 0.34 | 0.23 | 34.39 | 1316.392 | 0.78
D | 4002 | 2021-03-17 | 19 | ON | 24.07 | 7.26 | 0.41 | 0.04 | 0.06 | 0.27 | 0 | 0.05 | -0.24 | -0.12 | 0 |  | 0.39 | 0.34 | 0.23 | 32.76 | 1351.459 | 0.78
D | 4002 | 2021-03-17 | 20 | ON | 34.03 | 7.26 | 0.41 | 0.04 | 0.09 | 0.26 | 0.24 | 0.05 | -0.3 | -0.12 | 0 |  | 0.39 | 0.34 | 0.23 | 42.92 | 1391.646 | 1.04
D | 4002 | 2021-03-17 | 21 | ON | 23.8 | 7.26 | 0.41 | 0.04 | 0.04 | 0.27 | 0 | 0.03 | -0.22 | -0.12 | 0 |  | 0.39 | 0.34 | 0.23 | 32.47 | 1347.828 | 0.76
D | 4002 | 2021-03-17 | 22 | ON | 25.31 | 7.26 | 0.41 | 0.04 | 0.04 | 0.29 | 0.04 | 0.08 | -0.24 | -0.12 | 0 |  | 0.39 | 0.34 | 0.23 | 34.07 | 1260.612 | 0.82
D | 4002 | 2021-03-17 | 23 | ON | 30.16 | 7.26 | 0.41 | 0.04 | 0.15 | 0.31 | 0.28 | 0.05 | -0.18 | -0.12 | 0 |  | 0.39 | 0.34 | 0.23 | 39.32 | 1158.108 | 1.19
D | 4002 | 2021-03-17 | 24 | OFF | 22.41 | 7.26 | 0.41 | 0.04 | 0.14 | 0 | 0 | 0.03 | -0.18 | -0.12 | 0 |  | 0.39 | 0.34 | 0.23 | 30.95 | 1074.547 | 0.59
D | 4002 | 2021-03-18 | 1 | OFF | 23.46 | 7.26 | 0.31 | 0.04 | 0.06 | 0 | 0 | 0.02 | -0.15 | -0.12 | 0 |  | 0.39 | 0.34 | 0.23 | 31.84 | 1018.848 | 0.41
D | 4002 | 2021-03-18 | 2 | OFF | 23.94 | 7.26 | 0.31 | 0.04 | 0.05 | 0 | 0 | 0.05 | -0.16 | -0.12 | 0 |  | 0.39 | 0.34 | 0.23 | 32.33 | 995.073 | 0.4
D | 4002 | 2021-03-18 | 3 | OFF | 23.15 | 7.26 | 0.31 | 0.04 | 0.05 | 0 | 0 | 0.03 | -0.14 | -0.12 | 0 |  | 0.39 | 0.34 | 0.23 | 31.54 | 985.89 | 0.4
D | 4002 | 2021-03-18 | 4 | OFF | 23.63 | 7.26 | 0.31 | 0.04 | 0.05 | 0 | 0 | 0.05 | -0.16 | -0.12 | 0 |  | 0.39 | 0.34 | 0.23 | 32.02 | 993.584 | 0.4
D | 4002 | 2021-03-18 | 5 | OFF | 24.32 | 7.26 | 0.31 | 0.04 | 0.06 | 0 | 0 | 0.02 | -0.17 | -0.12 | 0 |  | 0.39 | 0.34 | 0.23 | 32.68 | 1031.08 | 0.41
D | 4002 | 2021-03-18 | 6 | OFF | 22.04 | 7.26 | 0.31 | 0.04 | 0.19 | 0 | 0 | 0.06 | -0.14 | -0.12 | 0 |  | 0.39 | 0.34 | 0.23 | 30.6 | 1125.718 | 0.54
D | 4002 | 2021-03-18 | 7 | OFF | 23.37 | 7.26 | 0.31 | 0.04 | 0.18 | 0 | 0 | 0.04 | -0.17 | -0.12 | 0 |  | 0.39 | 0.34 | 0.23 | 31.87 | 1276.111 | 0.53
D | 4002 | 2021-03-18 | 8 | ON | 24.79 | 7.26 | 0.31 | 0.04 | 0.15 | 0.28 | 0 | 0.03 | -0.22 | -0.12 | 0 |  | 0.39 | 0.34 | 0.23 | 33.48 | 1378.963 | 0.78
D | 4002 | 2021-03-18 | 9 | ON | 30.91 | 7.26 | 0.31 | 0.04 | 0.12 | 0.27 | 0.03 | -0.01 | -0.24 | -0.12 | 0 |  | 0.39 | 0.34 | 0.23 | 39.53 | 1423.022 | 0.77
D | 4002 | 2021-03-18 | 10 | ON | 48.31 | 7.26 | 0.31 | 0.04 | 0.38 | 0.27 | 0.11 | 0.02 | -0.28 | -0.12 | 0 |  | 0.39 | 0.34 | 0.23 | 57.26 | 1437.144 | 1.11
D | 4002 | 2021-03-18 | 11 | ON | 51.06 | 7.26 | 0.31 | 0.04 | 0.2 | 0.26 | 0.3 | 0.01 | -0.3 | -0.12 | 0 |  | 0.39 | 0.34 | 0.23 | 59.98 | 1440.945 | 1.11
D | 4002 | 2021-03-18 | 12 | ON | 49.29 | 7.26 | 0.31 | 0.04 | 0.19 | 0.26 | 0.2 | 0.01 | -0.21 | -0.12 | 0 |  | 0.39 | 0.34 | 0.23 | 58.19 | 1437.784 | 1
D | 4002 | 2021-03-18 | 13 | ON | 49 | 7.26 | 0.31 | 0.04 | 0.19 | 0.27 | 0 | 0.06 | -0.17 | -0.12 | 0 |  | 0.39 | 0.34 | 0.23 | 57.8 | 1425.484 | 0.81
D | 4002 | 2021-03-18 | 14 | ON | 37.75 | 7.26 | 0.31 | 0.04 | 0.15 | 0.27 | 0.03 | 0.03 | -0.17 | -0.12 | 0 |  | 0.39 | 0.34 | 0.23 | 46.51 | 1413.399 | 0.8
D | 4002 | 2021-03-18 | 15 | ON | 32.98 | 7.26 | 0.31 | 0.04 | 0.1 | 0.27 | 0.07 | 0.03 | -0.13 | -0.12 | 0 |  | 0.39 | 0.34 | 0.23 | 41.77 | 1405.284 | 0.79
D | 4002 | 2021-03-18 | 16 | ON | 34.36 | 7.26 | 0.31 | 0.04 | 0.11 | 0.27 | 0.17 | 0.01 | -0.14 | -0.12 | 0 |  | 0.39 | 0.34 | 0.23 | 43.23 | 1395.35 | 0.9
D | 4002 | 2021-03-18 | 17 | ON | 35.98 | 7.26 | 0.31 | 0.04 | 0.04 | 0.26 | 0.13 | -0.01 | -0.13 | -0.12 | 0 |  | 0.39 | 0.34 | 0.23 | 44.72 | 1407.611 | 0.78
D | 4002 | 2021-03-18 | 18 | ON | 42.68 | 7.26 | 0.31 | 0.04 | 0.1 | 0.26 | 0.08 | 0.04 | -0.16 | -0.12 | 0 |  | 0.39 | 0.34 | 0.23 | 51.45 | 1445.109 | 0.79
D | 4002 | 2021-03-18 | 19 | ON | 49.32 | 7.26 | 0.31 | 0.04 | 0.18 | 0.25 | 0.04 | 0.07 | -0.13 | -0.12 | 0 |  | 0.39 | 0.34 | 0.23 | 58.18 | 1459.099 | 0.82
D | 4002 | 2021-03-18 | 20 | ON | 37.06 | 7.26 | 0.31 | 0.04 | 0.15 | 0.26 | 0.01 | 0.08 | -0.16 | -0.12 | 0 |  | 0.39 | 0.34 | 0.23 | 45.85 | 1448.433 | 0.77
D | 4002 | 2021-03-18 | 21 | ON | 27.87 | 7.26 | 0.31 | 0.04 | 0.06 | 0.27 | 0 | 0.04 | -0.14 | -0.12 | 0 |  | 0.39 | 0.34 | 0.23 | 36.55 | 1383.34 | 0.68
D | 4002 | 2021-03-18 | 22 | ON | 30.45 | 7.26 | 0.31 | 0.04 | 0.11 | 0.28 | 0.17 | 0.02 | -0.21 | -0.12 | 0 |  | 0.39 | 0.34 | 0.23 | 39.27 | 1290.488 | 0.91
D | 4002 | 2021-03-18 | 23 | ON | 22.84 | 7.26 | 0.31 | 0.04 | 0.33 | 0.3 | 0 | 0.08 | -0.11 | -0.12 | 0 |  | 0.39 | 0.34 | 0.23 | 31.89 | 1185.709 | 0.98
D | 4002 | 2021-03-18 | 24 | OFF | 21.85 | 7.26 | 0.31 | 0.04 | 0.15 | 0 | 0 | 0.04 | -0.12 | -0.12 | 0 |  | 0.39 | 0.34 | 0.23 | 30.37 | 1098.73 | 0.5
D | 4002 | 2021-03-19 | 1 | OFF | 22.44 | 7.26 | 0.23 | 0.02 | 0.08 | 0 | 0 | 0.06 | -0.23 | -0.12 | 0 |  | 0.39 | 0.34 | 0.23 | 30.7 | 1046.948 | 0.33
D | 4002 | 2021-03-19 | 2 | OFF | 20.63 | 7.26 | 0.23 | 0.02 | 0.06 | 0 | 0 | 0.02 | -0.19 | -0.12 | 0 |  | 0.39 | 0.34 | 0.23 | 28.87 | 1024.809 | 0.31
D | 4002 | 2021-03-19 | 3 | OFF | 19.93 | 7.26 | 0.23 | 0.02 | 0.07 | 0 | 0 | 0.04 | -0.19 | -0.12 | 0 |  | 0.39 | 0.34 | 0.23 | 28.2 | 1019.441 | 0.32
D | 4002 | 2021-03-19 | 4 | OFF | 20.19 | 7.26 | 0.23 | 0.02 | 0.03 | 0 | 0 | 0.04 | -0.2 | -0.12 | 0 |  | 0.39 | 0.34 | 0.23 | 28.41 | 1031.688 | 0.28
D | 4002 | 2021-03-19 | 5 | OFF | 20.75 | 7.26 | 0.23 | 0.02 | 0.06 | 0 | 0 | 0.07 | -0.23 | -0.12 | 0 |  | 0.39 | 0.34 | 0.23 | 29 | 1075.215 | 0.31
D | 4002 | 2021-03-19 | 6 | OFF | 18.45 | 7.26 | 0.23 | 0.02 | 0.14 | 0 | 0 | 0.02 | -0.13 | -0.12 | 0 |  | 0.39 | 0.34 | 0.23 | 26.83 | 1175.496 | 0.39
D | 4002 | 2021-03-19 | 7 | OFF | 23.79 | 7.26 | 0.23 | 0.02 | 0.3 | 0 | 0 | -0.01 | -0.18 | -0.12 | 0 |  | 0.39 | 0.34 | 0.23 | 32.25 | 1327.172 | 0.55
D | 4002 | 2021-03-19 | 8 | ON | 29.54 | 7.26 | 0.23 | 0.02 | 0.21 | 0.26 | 0 | 0.02 | -0.28 | -0.12 | 0 |  | 0.39 | 0.34 | 0.23 | 38.1 | 1436.574 | 0.72
D | 4002 | 2021-03-19 | 9 | ON | 23.24 | 7.26 | 0.23 | 0.02 | 0.08 | 0.26 | 0 | 0.04 | -0.26 | -0.12 | 0 |  | 0.39 | 0.34 | 0.23 | 31.71 | 1466.682 | 0.59
D | 4002 | 2021-03-19 | 10 | ON | 17.02 | 7.26 | 0.23 | 0.02 | 0.13 | 0.27 | 0 | 0.01 | -0.19 | -0.12 | 0 |  | 0.39 | 0.34 | 0.23 | 25.59 | 1445.887 | 0.65
D | 4002 | 2021-03-19 | 11 | ON | 13.05 | 7.26 | 0.23 | 0.02 | 0.07 | 0.28 | 0 | 0 | -0.23 | -0.12 | 0 |  | 0.39 | 0.34 | 0.23 | 21.52 | 1424.573 | 0.6
D | 4002 | 2021-03-19 | 12 | ON | 14.55 | 7.26 | 0.23 | 0.02 | 0.23 | 0.29 | 0 | 0.01 | -0.22 | -0.12 | 0 |  | 0.39 | 0.34 | 0.23 | 23.21 | 1405.812 | 0.77
D | 4002 | 2021-03-19 | 13 | ON | 10.77 | 7.26 | 0.23 | 0.02 | 0.31 | 0.3 | 0 | 0.01 | -0.17 | -0.12 | 0 |  | 0.39 | 0.34 | 0.23 | 19.57 | 1369.301 | 0.86
D | 4002 | 2021-03-19 | 14 | ON | 9.19 | 7.26 | 0.23 | 0.02 | 0.28 | 0.3 | 0 | 0 | -0.15 | -0.12 | 0 |  | 0.39 | 0.34 | 0.23 | 17.97 | 1338.047 | 0.83
D | 4002 | 2021-03-19 | 15 | ON | 1.3 | 7.26 | 0.23 | 0.02 | 0.33 | 0.31 | 0 | 0 | -0.14 | -0.12 | 0 |  | 0.39 | 0.34 | 0.23 | 10.15 | 1300.771 | 0.89
D | 4002 | 2021-03-19 | 16 | ON | 6.66 | 7.26 | 0.23 | 0.02 | 0.21 | 0.31 | 0 | 0.01 | -0.16 | -0.12 | 0 |  | 0.39 | 0.34 | 0.23 | 15.38 | 1282.878 | 0.77
D | 4002 | 2021-03-19 | 17 | ON | 17.28 | 7.26 | 0.23 | 0.02 | 0.13 | 0.3 | 0 | -0.01 | -0.13 | -0.12 | 0 |  | 0.39 | 0.34 | 0.23 | 25.92 | 1299.61 | 0.68
D | 4002 | 2021-03-19 | 18 | ON | 24.75 | 7.26 | 0.23 | 0.02 | 0.06 | 0.28 | 0 | 0.04 | -0.22 | -0.12 | 0 |  | 0.39 | 0.34 | 0.23 | 33.26 | 1353.61 | 0.59
D | 4002 | 2021-03-19 | 19 | ON | 27.1 | 7.26 | 0.23 | 0.02 | 0.1 | 0.27 | 0 | 0.03 | -0.26 | -0.12 | 0 |  | 0.39 | 0.34 | 0.23 | 35.59 | 1399.715 | 0.62
D | 4002 | 2021-03-19 | 20 | ON | 29.8 | 7.26 | 0.23 | 0.02 | 0.08 | 0.26 | 0 | 0.07 | -0.31 | -0.12 | 0 |  | 0.39 | 0.34 | 0.23 | 38.25 | 1439.444 | 0.59
D | 4002 | 2021-03-19 | 21 | ON | 34.24 | 7.26 | 0.23 | 0.02 | 0.08 | 0.26 | 0 | -0.02 | -0.28 | -0.12 | 0 |  | 0.39 | 0.34 | 0.23 | 42.63 | 1400.485 | 0.59
D | 4002 | 2021-03-19 | 22 | ON | 28.28 | 7.26 | 0.23 | 0.02 | 0.09 | 0.27 | 0 | -0.01 | -0.21 | -0.12 | 0 |  | 0.39 | 0.34 | 0.23 | 36.77 | 1328.126 | 0.61
D | 4002 | 2021-03-19 | 23 | ON | 27.9 | 7.26 | 0.23 | 0.02 | 0.15 | 0.29 | 0 | 0.03 | -0.26 | -0.12 | 0 |  | 0.39 | 0.34 | 0.23 | 36.46 | 1235.543 | 0.69
D | 4002 | 2021-03-19 | 24 | OFF | 25.94 | 7.26 | 0.23 | 0.02 | 0.15 | 0 | 0 | 0.05 | -0.18 | -0.12 | 0 |  | 0.39 | 0.34 | 0.23 | 34.31 | 1149.38 | 0.4
D | 4002 | 2021-03-20 | 1 | OFF | 24.15 | 7.26 | 0.2 | 0.01 | 0.1 | 0 | 0 | 0.02 | -0.18 | -0.12 | 0 |  | 0.39 | 0.34 | 0.23 | 32.4 | 1090.113 | 0.31
D | 4002 | 2021-03-20 | 2 | OFF | 24.35 | 7.26 | 0.2 | 0.01 | 0.05 | 0 | 0 | 0.01 | -0.15 | -0.12 | 0 |  | 0.39 | 0.34 | 0.23 | 32.57 | 1062.217 | 0.26
D | 4002 | 2021-03-20 | 3 | OFF | 23.94 | 7.26 | 0.2 | 0.01 | 0.05 | 0 | 0 | 0.03 | -0.16 | -0.12 | 0 |  | 0.39 | 0.34 | 0.23 | 32.17 | 1045.847 | 0.26
D | 4002 | 2021-03-20 | 4 | OFF | 23.23 | 7.26 | 0.2 | 0.01 | 0.05 | 0 | 0 | 0.09 | -0.14 | -0.12 | 0 |  | 0.39 | 0.34 | 0.23 | 31.54 | 1045.782 | 0.26
D | 4002 | 2021-03-20 | 5 | OFF | 23.81 | 7.26 | 0.2 | 0.01 | 0.05 | 0 | 0 | 0.08 | -0.16 | -0.12 | 0 |  | 0.39 | 0.34 | 0.23 | 32.09 | 1063.594 | 0.26
D | 4002 | 2021-03-20 | 6 | OFF | 24.03 | 7.26 | 0.2 | 0.01 | 0.05 | 0 | 0 | 0.03 | -0.2 | -0.12 | 0 |  | 0.39 | 0.34 | 0.23 | 32.22 | 1108.766 | 0.26
D | 4002 | 2021-03-20 | 7 | OFF | 24.51 | 7.26 | 0.2 | 0.01 | 0.11 | 0 | 0 | 0.02 | -0.2 | -0.12 | 0 |  | 0.39 | 0.34 | 0.23 | 32.75 | 1182.559 | 0.32
D | 4002 | 2021-03-20 | 8 | OFF | 24.41 | 7.26 | 0.2 | 0.01 | 0.15 | 0 | 0 | 0.04 | -0.31 | -0.12 | 0 |  | 0.39 | 0.34 | 0.23 | 32.6 | 1260.165 | 0.36
D | 4002 | 2021-03-20 | 9 | OFF | 22.88 | 7.26 | 0.2 | 0.01 | 0.1 | 0 | 0 | 0 | -0.27 | -0.12 | 0 |  | 0.39 | 0.34 | 0.23 | 31.02 | 1303 | 0.31
D | 4002 | 2021-03-20 | 10 | OFF | 20.74 | 7.26 | 0.2 | 0.01 | 0.07 | 0 | 0 | 0 | -0.2 | -0.12 | 0 |  | 0.39 | 0.34 | 0.23 | 28.92 | 1305.475 | 0.28
D | 4002 | 2021-03-20 | 11 | OFF | 13.57 | 7.26 | 0.2 | 0.01 | 0.06 | 0 | 0 | 0.01 | -0.08 | -0.12 | 0 |  | 0.39 | 0.34 | 0.23 | 21.87 | 1276.596 | 0.27
D | 4002 | 2021-03-20 | 12 | OFF | 10.16 | 7.26 | 0.2 | 0.01 | 0.11 | 0 | 0 | 0.01 | -0.15 | -0.12 | 0 |  | 0.39 | 0.34 | 0.23 | 18.44 | 1233.768 | 0.32
D | 4002 | 2021-03-20 | 13 | OFF | 8.13 | 7.26 | 0.2 | 0.01 | 0.11 | 0 | 0 | 0 | -0.11 | -0.12 | 0 |  | 0.39 | 0.34 | 0.23 | 16.44 | 1190.397 | 0.32
D | 4002 | 2021-03-20 | 14 | OFF | -17.52 | 7.26 | 0.2 | 0.01 | 0.14 | 0 | 0 | -0.06 | -0.04 | -0.12 | 0 |  | 0.39 | 0.34 | 0.23 | -9.17 | 1146.305 | 0.35
D | 4002 | 2021-03-20 | 15 | OFF | -10.66 | 7.26 | 0.2 | 0.01 | 0.25 | 0 | 0 | 0 | -0.09 | -0.12 | 0 |  | 0.39 | 0.34 | 0.23 | -2.19 | 1112.012 | 0.46
D | 4002 | 2021-03-20 | 16 | OFF | 0.42 | 7.26 | 0.2 | 0.01 | 0.18 | 0 | 0 | 0 | -0.1 | -0.12 | 0 |  | 0.39 | 0.34 | 0.23 | 8.81 | 1106.263 | 0.39
D | 4002 | 2021-03-20 | 17 | OFF | 7.34 | 7.26 | 0.2 | 0.01 | 0.17 | 0 | 0 | 0.02 | 0.01 | -0.12 | 0 |  | 0.39 | 0.34 | 0.23 | 15.85 | 1132.341 | 0.38
D | 4002 | 2021-03-20 | 18 | OFF | 17.7 | 7.26 | 0.2 | 0.01 | 0.07 | 0 | 0 | 0.01 | -0.15 | -0.12 | 0 |  | 0.39 | 0.34 | 0.23 | 25.94 | 1193.947 | 0.28
D | 4002 | 2021-03-20 | 19 | OFF | 20.92 | 7.26 | 0.2 | 0.01 | 0.17 | 0 | 0 | 0.05 | -0.16 | -0.12 | 0 |  | 0.39 | 0.34 | 0.23 | 29.29 | 1236.296 | 0.38
D | 4002 | 2021-03-20 | 20 | OFF | 23.41 | 7.26 | 0.2 | 0.01 | 0.07 | 0 | 0 | 0.06 | -0.22 | -0.12 | 0 |  | 0.39 | 0.34 | 0.23 | 31.63 | 1277.645 | 0.28
D | 4002 | 2021-03-20 | 21 | OFF | 24.23 | 7.26 | 0.2 | 0.01 | 0.09 | 0 | 0 | 0 | -0.19 | -0.12 | 0 |  | 0.39 | 0.34 | 0.23 | 32.44 | 1250.132 | 0.3
D | 4002 | 2021-03-20 | 22 | OFF | 25.96 | 7.26 | 0.2 | 0.01 | 0.29 | 0 | 0.14 | -0.01 | -0.09 | -0.12 | 0 |  | 0.39 | 0.34 | 0.23 | 34.6 | 1188.52 | 0.64
D | 4002 | 2021-03-20 | 23 | OFF | 21.48 | 7.26 | 0.2 | 0.01 | 0.22 | 0 | 0.04 | 0.02 | -0.17 | -0.12 | 0 |  | 0.39 | 0.34 | 0.23 | 29.9 | 1111.945 | 0.47
D | 4002 | 2021-03-20 | 24 | OFF | 19.69 | 7.26 | 0.2 | 0.01 | 0.31 | 0 | 0 | 0.01 | -0.11 | -0.12 | 0 |  | 0.39 | 0.34 | 0.23 | 28.21 | 1042.074 | 0.52
D | 4002 | 2021-03-21 | 1 | OFF | 18.5 | 7.26 | 0.23 | 0.01 | 0.22 | 0 | 0 | 0.02 | -0.14 | -0.12 | 0 |  | 0.39 | 0.34 | 0.23 | 26.94 | 994.853 | 0.46
D | 4002 | 2021-03-21 | 2 | OFF | 17.58 | 7.26 | 0.23 | 0.01 | 0.1 | 0 | 0 | 0.03 | -0.12 | -0.12 | 0 |  | 0.39 | 0.34 | 0.23 | 25.93 | 968.446 | 0.34
D | 4002 | 2021-03-21 | 3 | OFF | 16.96 | 7.26 | 0.23 | 0.01 | 0.05 | 0 | 0 | 0.03 | -0.12 | -0.12 | 0 |  | 0.39 | 0.34 | 0.23 | 25.26 | 958.128 | 0.29
D | 4002 | 2021-03-21 | 4 | OFF | 17.41 | 7.26 | 0.23 | 0.01 | 0.05 | 0 | 0 | 0.03 | -0.11 | -0.12 | 0 |  | 0.39 | 0.34 | 0.23 | 25.72 | 958.503 | 0.29
D | 4002 | 2021-03-21 | 5 | OFF | 18.2 | 7.26 | 0.23 | 0.01 | 0.05 | 0 | 0 | 0.03 | -0.11 | -0.12 | 0 |  | 0.39 | 0.34 | 0.23 | 26.51 | 973.417 | 0.29
D | 4002 | 2021-03-21 | 6 | OFF | 21.2 | 7.26 | 0.23 | 0.01 | 0.07 | 0 | 0.11 | 0.07 | -0.11 | -0.12 | 0 |  | 0.39 | 0.34 | 0.23 | 29.68 | 1010.742 | 0.42
D | 4002 | 2021-03-21 | 7 | OFF | 21.9 | 7.26 | 0.23 | 0.01 | 0.16 | 0 | 0 | 0.02 | -0.14 | -0.12 | 0 |  | 0.39 | 0.34 | 0.23 | 30.28 | 1068.058 | 0.4
D | 4002 | 2021-03-21 | 8 | OFF | 22.4 | 7.26 | 0.23 | 0.01 | 0.26 | 0 | 0.01 | 0.04 | -0.18 | -0.12 | 0 |  | 0.39 | 0.34 | 0.23 | 30.87 | 1135.731 | 0.51
D | 4002 | 2021-03-21 | 9 | OFF | 23.24 | 7.26 | 0.23 | 0.01 | 0.21 | 0 | 0.18 | 0.03 | -0.12 | -0.12 | 0 |  | 0.39 | 0.34 | 0.23 | 31.88 | 1188.543 | 0.63
D | 4002 | 2021-03-21 | 10 | OFF | 17.77 | 7.26 | 0.23 | 0.01 | 0.1 | 0 | 0 | 0 | -0.13 | -0.12 | 0 |  | 0.39 | 0.34 | 0.23 | 26.08 | 1203.486 | 0.34
D | 4002 | 2021-03-21 | 11 | OFF | 11.02 | 7.26 | 0.23 | 0.01 | 0.07 | 0 | 0 | 0.02 | -0.06 | -0.12 | 0 |  | 0.39 | 0.34 | 0.23 | 19.39 | 1185.445 | 0.31
D | 4002 | 2021-03-21 | 12 | OFF | 9.66 | 7.26 | 0.23 | 0.01 | 0.13 | 0 | 0 | 0.02 | -0.11 | -0.12 | 0 |  | 0.39 | 0.34 | 0.23 | 18.04 | 1160.333 | 0.37
D | 4002 | 2021-03-21 | 13 | OFF | 9.62 | 7.26 | 0.23 | 0.01 | 0.11 | 0 | 0 | 0.02 | -0.08 | -0.12 | 0 |  | 0.39 | 0.34 | 0.23 | 18.01 | 1129.976 | 0.35
D | 4002 | 2021-03-21 | 14 | OFF | 7.05 | 7.26 | 0.23 | 0.01 | 0.16 | 0 | 0 | 0 | -0.11 | -0.12 | 0 |  | 0.39 | 0.34 | 0.23 | 15.44 | 1091.491 | 0.4
D | 4002 | 2021-03-21 | 15 | OFF | 5.35 | 7.26 | 0.23 | 0.01 | 0.19 | 0 | 0 | 0.01 | -0.11 | -0.12 | 0 |  | 0.39 | 0.34 | 0.23 | 13.78 | 1067.038 | 0.43
D | 4002 | 2021-03-21 | 16 | OFF | 7.09 | 7.26 | 0.23 | 0.01 | 0.15 | 0 | 0 | 0 | -0.08 | -0.12 | 0 |  | 0.39 | 0.34 | 0.23 | 15.5 | 1069.222 | 0.39
D | 4002 | 2021-03-21 | 17 | OFF | 12.01 | 7.26 | 0.23 | 0.01 | 0.1 | 0 | 0 | 0.03 | -0.06 | -0.12 | 0 |  | 0.39 | 0.34 | 0.23 | 20.42 | 1109.495 | 0.34
D | 4002 | 2021-03-21 | 18 | OFF | 17.36 | 7.26 | 0.23 | 0.01 | 0.1 | 0 | 0 | 0.01 | -0.12 | -0.12 | 0 |  | 0.39 | 0.34 | 0.23 | 25.69 | 1183.208 | 0.34
D | 4002 | 2021-03-21 | 19 | OFF | 25.37 | 7.26 | 0.23 | 0.01 | 0.08 | 0 | 0 | 0.08 | -0.13 | -0.12 | 0 |  | 0.39 | 0.34 | 0.23 | 33.74 | 1235.474 | 0.32
D | 4002 | 2021-03-21 | 20 | OFF | 25.44 | 7.26 | 0.23 | 0.01 | 0.05 | 0 | 0 | 0.06 | -0.23 | -0.12 | 0 |  | 0.39 | 0.34 | 0.23 | 33.66 | 1279.26 | 0.29
D | 4002 | 2021-03-21 | 21 | OFF | 26.03 | 7.26 | 0.23 | 0.01 | 0.08 | 0 | 0 | 0.05 | -0.17 | -0.12 | 0 |  | 0.39 | 0.34 | 0.23 | 34.33 | 1238.845 | 0.32
D | 4002 | 2021-03-21 | 22 | OFF | 22.68 | 7.26 | 0.23 | 0.01 | 0.1 | 0 | 0.02 | 0.05 | -0.07 | -0.12 | 0 |  | 0.39 | 0.34 | 0.23 | 31.12 | 1153.034 | 0.36
D | 4002 | 2021-03-21 | 23 | OFF | 21.71 | 7.26 | 0.23 | 0.01 | 0.42 | 0 | 0.18 | 0.01 | -0.13 | -0.12 | 0 |  | 0.39 | 0.34 | 0.23 | 30.53 | 1056.949 | 0.84
D | 4002 | 2021-03-21 | 24 | OFF | 17.71 | 7.26 | 0.23 | 0.01 | 0.47 | 0 | 0 | 0.02 | -0.11 | -0.12 | 0 |  | 0.39 | 0.34 | 0.23 | 26.43 | 985.107 | 0.71
D | 4002 | 2021-03-22 | 1 | OFF | 17.33 | 7.26 | 0.45 | 0.07 | 0.11 | 0 | 0 | 0.05 | -0.18 | -0.12 | 0 |  | 0.39 | 0.34 | 0.23 | 25.93 | 944.993 | 0.63
D | 4002 | 2021-03-22 | 2 | OFF | 17.37 | 7.26 | 0.45 | 0.07 | 0.1 | 0 | 0 | 0.04 | -0.14 | -0.12 | 0 |  | 0.39 | 0.34 | 0.23 | 25.99 | 927.53 | 0.62
D | 4002 | 2021-03-22 | 3 | OFF | 16.16 | 7.26 | 0.45 | 0.07 | 0.06 | 0 | 0 | 0.08 | -0.12 | -0.12 | 0 |  | 0.39 | 0.34 | 0.23 | 24.8 | 924.733 | 0.58
D | 4002 | 2021-03-22 | 4 | OFF | 16.72 | 7.26 | 0.45 | 0.07 | 0.11 | 0 | 0 | 0.04 | -0.1 | -0.12 | 0 |  | 0.39 | 0.34 | 0.23 | 25.39 | 942.599 | 0.63
D | 4002 | 2021-03-22 | 5 | OFF | 16.61 | 7.26 | 0.45 | 0.07 | 0.12 | 0 | 0 | 0.03 | -0.13 | -0.12 | 0 |  | 0.39 | 0.34 | 0.23 | 25.25 | 992.303 | 0.64
D | 4002 | 2021-03-22 | 6 | OFF | 28.4 | 7.26 | 0.45 | 0.07 | 0.28 | 0 | 0.17 | 0.02 | 0.03 | -0.12 | 0 |  | 0.39 | 0.34 | 0.23 | 37.52 | 1099.81 | 0.97
D | 4002 | 2021-03-22 | 7 | OFF | 57.57 | 7.26 | 0.45 | 0.07 | 0.94 | 0 | 0.22 | 0.14 | -0.03 | -0.12 | 0 |  | 0.39 | 0.34 | 0.23 | 67.46 | 1259.764 | 1.68
D | 4002 | 2021-03-22 | 8 | ON | 53.36 | 7.26 | 0.45 | 0.07 | 0.75 | 0.22 | 0.06 | 0.18 | -0.38 | -0.12 | 0 |  | 0.39 | 0.34 | 0.23 | 62.81 | 1354.806 | 1.55
D | 4002 | 2021-03-22 | 9 | ON | 27.93 | 7.26 | 0.45 | 0.07 | 0.3 | 0.23 | 0 | 0.01 | -0.13 | -0.12 | 0 |  | 0.39 | 0.34 | 0.23 | 36.96 | 1364.178 | 1.05
D | 4002 | 2021-03-22 | 10 | ON | 21.57 | 7.26 | 0.45 | 0.07 | 0.11 | 0.24 | 0 | 0.04 | -0.14 | -0.12 | 0 |  | 0.39 | 0.34 | 0.23 | 30.44 | 1332.472 | 0.87
D | 4002 | 2021-03-22 | 11 | ON | 19.4 | 7.26 | 0.45 | 0.07 | 0.07 | 0.25 | 0 | 0.03 | -0.12 | -0.12 | 0 |  | 0.39 | 0.34 | 0.23 | 28.25 | 1302.594 | 0.84
D | 4002 | 2021-03-22 | 12 | ON | 17.89 | 7.26 | 0.45 | 0.07 | 0.08 | 0.26 | 0 | 0.05 | -0.12 | -0.12 | 0 |  | 0.39 | 0.34 | 0.23 | 26.78 | 1278.917 | 0.86
D | 4002 | 2021-03-22 | 13 | ON | 17.16 | 7.26 | 0.45 | 0.07 | 0.07 | 0.26 | 0 | 0.04 | -0.13 | -0.12 | 0 |  | 0.39 | 0.34 | 0.23 | 26.02 | 1252.631 | 0.85
D | 4002 | 2021-03-22 | 14 | ON | 16.65 | 7.26 | 0.45 | 0.07 | 0.06 | 0.27 | 0 | 0.1 | -0.12 | -0.12 | 0 |  | 0.39 | 0.34 | 0.23 | 25.58 | 1231.931 | 0.85
D | 4002 | 2021-03-22 | 15 | ON | 15.7 | 7.26 | 0.45 | 0.07 | 0.07 | 0.27 | 0 | 0.06 | -0.13 | -0.12 | 0 |  | 0.39 | 0.34 | 0.23 | 24.59 | 1209.092 | 0.86
D | 4002 | 2021-03-22 | 16 | ON | 1.43 | 7.26 | 0.45 | 0.07 | 0.25 | 0.27 | 0 | 0.01 | -0.03 | -0.12 | 0 |  | 0.39 | 0.34 | 0.23 | 10.55 | 1199.431 | 1.04
D | 4002 | 2021-03-22 | 17 | ON | 17.75 | 7.26 | 0.45 | 0.07 | 0.11 | 0.26 | 0 | -0.02 | -0.13 | -0.12 | 0 |  | 0.39 | 0.34 | 0.23 | 26.59 | 1219.361 | 0.89
D | 4002 | 2021-03-22 | 18 | ON | 29.85 | 7.26 | 0.45 | 0.07 | 0.1 | 0.24 | 0.01 | -0.04 | 0.12 | -0.12 | 0 |  | 0.39 | 0.34 | 0.23 | 38.9 | 1283.724 | 0.87
D | 4002 | 2021-03-22 | 19 | ON | 51.49 | 7.26 | 0.45 | 0.07 | 0.28 | 0.23 | 0 | 0.22 | -0.32 | -0.12 | 0 |  | 0.39 | 0.34 | 0.23 | 60.52 | 1317.818 | 1.03
D | 4002 | 2021-03-22 | 20 | ON | 39.9 | 7.26 | 0.45 | 0.07 | 0.14 | 0.24 | 0 | 0.1 | -0.27 | -0.12 | 0 |  | 0.39 | 0.34 | 0.23 | 48.73 | 1348.962 | 0.9
D | 4002 | 2021-03-22 | 21 | ON | 39.77 | 7.26 | 0.45 | 0.07 | 0.19 | 0.24 | 0.22 | 0.07 | -0.18 | -0.12 | 0 |  | 0.39 | 0.34 | 0.23 | 48.93 | 1297.463 | 1.17
D | 4002 | 2021-03-22 | 22 | ON | 26.58 | 7.26 | 0.45 | 0.07 | 0.1 | 0.26 | 0.05 | 0.01 | -0.16 | -0.12 | 0 |  | 0.39 | 0.34 | 0.23 | 35.46 | 1198.299 | 0.93
D | 4002 | 2021-03-22 | 23 | ON | 20.21 | 7.26 | 0.45 | 0.07 | 0.12 | 0.28 | 0 | 0.04 | -0.14 | -0.12 | 0 |  | 0.39 | 0.34 | 0.23 | 29.13 | 1096.001 | 0.92
D | 4002 | 2021-03-22 | 24 | OFF | 19.62 | 7.26 | 0.45 | 0.07 | 0.16 | 0 | 0 | 0.01 | -0.1 | -0.12 | 0 |  | 0.39 | 0.34 | 0.23 | 28.31 | 1013.944 | 0.68
D | 4002 | 2021-03-23 | 1 | OFF | 18.37 | 7.26 | 0.18 | 0.18 | 0.05 | 0 | 0 | 0.02 | -0.12 | -0.12 | 0 |  | 0.39 | 0.34 | 0.23 | 26.78 | 967.342 | 0.41
D | 4002 | 2021-03-23 | 2 | OFF | 18.51 | 7.26 | 0.18 | 0.18 | 0.05 | 0 | 0 | 0.01 | -0.1 | -0.12 | 0 |  | 0.39 | 0.34 | 0.23 | 26.93 | 944.54 | 0.41
D | 4002 | 2021-03-23 | 3 | OFF | 17.83 | 7.26 | 0.18 | 0.18 | 0.09 | 0 | 0 | 0.02 | -0.1 | -0.12 | 0 |  | 0.39 | 0.34 | 0.23 | 26.3 | 940.054 | 0.45
D | 4002 | 2021-03-23 | 4 | OFF | 18.13 | 7.26 | 0.18 | 0.18 | 0.07 | 0 | 0 | 0 | -0.09 | -0.12 | 0 |  | 0.39 | 0.34 | 0.23 | 26.57 | 953.196 | 0.43
D | 4002 | 2021-03-23 | 5 | OFF | 19.09 | 7.26 | 0.18 | 0.18 | 0.07 | 0 | 0 | 0.05 | -0.09 | -0.12 | 0 |  | 0.39 | 0.34 | 0.23 | 27.58 | 998.107 | 0.43
D | 4002 | 2021-03-23 | 6 | OFF | 30.77 | 7.26 | 0.18 | 0.18 | 0.42 | 0 | 0.25 | 0.05 | 0.06 | -0.12 | 0 |  | 0.39 | 0.34 | 0.23 | 40.01 | 1103.726 | 1.03
D | 4002 | 2021-03-23 | 7 | OFF | 46.81 | 7.26 | 0.18 | 0.18 | 0.52 | 0 | 0 | -0.01 | -0.18 | -0.12 | 0 |  | 0.39 | 0.34 | 0.23 | 55.6 | 1259.045 | 0.88
D | 4002 | 2021-03-23 | 8 | ON | 53.19 | 7.26 | 0.18 | 0.18 | 1.02 | 0.27 | 0.04 | 0.04 | -0.29 | -0.12 | 0 |  | 0.39 | 0.34 | 0.23 | 62.73 | 1350.367 | 1.69
D | 4002 | 2021-03-23 | 9 | ON | 40.65 | 7.26 | 0.18 | 0.18 | 0.47 | 0.27 | 0 | 0.05 | -0.11 | -0.12 | 0 |  | 0.39 | 0.34 | 0.23 | 49.79 | 1355.608 | 1.1
D | 4002 | 2021-03-23 | 10 | ON | 35.24 | 7.26 | 0.18 | 0.18 | 0.18 | 0.28 | 0 | 0.03 | -0.06 | -0.12 | 0 |  | 0.39 | 0.34 | 0.23 | 44.13 | 1318.157 | 0.82
D | 4002 | 2021-03-23 | 11 | ON | 22.48 | 7.26 | 0.18 | 0.18 | 0.11 | 0.29 | 0.06 | 0.04 | -0.07 | -0.12 | 0 |  | 0.39 | 0.34 | 0.23 | 31.37 | 1285.468 | 0.82
D | 4002 | 2021-03-23 | 12 | ON | 20.23 | 7.26 | 0.18 | 0.18 | 0.05 | 0.3 | 0 | 0.07 | -0.09 | -0.12 | 0 |  | 0.39 | 0.34 | 0.23 | 29.02 | 1265.211 | 0.71
D | 4002 | 2021-03-23 | 13 | ON | 19.7 | 7.26 | 0.18 | 0.18 | 0.05 | 0.3 | 0 | 0.04 | -0.1 | -0.12 | 0 |  | 0.39 | 0.34 | 0.23 | 28.45 | 1239.313 | 0.71
D | 4002 | 2021-03-23 | 14 | ON | 18.37 | 7.26 | 0.18 | 0.18 | 0.06 | 0.32 | 0 | 0.03 | -0.09 | -0.12 | 0 |  | 0.39 | 0.34 | 0.23 | 27.15 | 1220.293 | 0.74
D | 4002 | 2021-03-23 | 15 | ON | 18.05 | 7.26 | 0.18 | 0.18 | 0.07 | 0.32 | 0 | 0.06 | -0.08 | -0.12 | 0 |  | 0.39 | 0.34 | 0.23 | 26.88 | 1197.431 | 0.75
D | 4002 | 2021-03-23 | 16 | ON | 18.19 | 7.26 | 0.18 | 0.18 | 0.08 | 0.31 | 0 | 0.04 | -0.08 | -0.12 | 0 |  | 0.39 | 0.34 | 0.23 | 27 | 1193.159 | 0.75
D | 4002 | 2021-03-23 | 17 | ON | 20.55 | 7.26 | 0.18 | 0.18 | 0.07 | 0.3 | 0 | 0.03 | -0.1 | -0.12 | 0 |  | 0.39 | 0.34 | 0.23 | 29.31 | 1220.295 | 0.73
D | 4002 | 2021-03-23 | 18 | ON | 27.7 | 7.26 | 0.18 | 0.18 | 0.09 | 0.28 | 0 | 0.09 | 0 | -0.12 | 0 |  | 0.39 | 0.34 | 0.23 | 36.62 | 1277.412 | 0.73
D | 4002 | 2021-03-23 | 19 | ON | 25.48 | 7.26 | 0.18 | 0.18 | 0.07 | 0.27 | 0 | 0.05 | -0.22 | -0.12 | 0 |  | 0.39 | 0.34 | 0.23 | 34.11 | 1307.362 | 0.7
D | 4002 | 2021-03-23 | 20 | ON | 26.04 | 7.26 | 0.18 | 0.18 | 0.08 | 0.26 | 0 | 0.03 | -0.25 | -0.12 | 0 |  | 0.39 | 0.34 | 0.23 | 34.62 | 1341.539 | 0.7
D | 4002 | 2021-03-23 | 21 | ON | 23.52 | 7.26 | 0.18 | 0.18 | 0.07 | 0.27 | 0 | 0.05 | -0.17 | -0.12 | 0 |  | 0.39 | 0.34 | 0.23 | 32.2 | 1287.989 | 0.7
D | 4002 | 2021-03-23 | 22 | ON | 26.94 | 7.26 | 0.18 | 0.18 | 0.11 | 0.29 | 0.21 | -0.02 | -0.07 | -0.12 | 0 |  | 0.39 | 0.34 | 0.23 | 35.92 | 1189.533 | 0.97
D | 4002 | 2021-03-23 | 23 | ON | 21.59 | 7.26 | 0.18 | 0.18 | 0.16 | 0.31 | 0.07 | 0 | -0.14 | -0.12 | 0 |  | 0.39 | 0.34 | 0.23 | 30.45 | 1079.504 | 0.9
D | 4002 | 2021-03-23 | 24 | OFF | 19.43 | 7.26 | 0.18 | 0.18 | 0.14 | 0 | 0 | -0.01 | -0.09 | -0.12 | 0 |  | 0.39 | 0.34 | 0.23 | 27.93 | 995.484 | 0.5
D | 4002 | 2021-03-24 | 1 | OFF | 18.24 | 7.26 | 0.17 | 0.33 | 0.09 | 0 | 0 | 0.03 | -0.11 | -0.12 | 0 |  | 0.39 | 0.34 | 0.23 | 26.85 | 943.289 | 0.59
D | 4002 | 2021-03-24 | 2 | OFF | 17.83 | 7.26 | 0.17 | 0.33 | 0.02 | 0 | 0 | 0.01 | -0.11 | -0.12 | 0 |  | 0.39 | 0.34 | 0.23 | 26.35 | 920.562 | 0.52
D | 4002 | 2021-03-24 | 3 | OFF | 17.62 | 7.26 | 0.17 | 0.33 | 0.02 | 0 | 0 | -0.01 | -0.13 | -0.12 | 0 |  | 0.39 | 0.34 | 0.23 | 26.1 | 911.69 | 0.52
D | 4002 | 2021-03-24 | 4 | OFF | 17.84 | 7.26 | 0.17 | 0.33 | 0.02 | 0 | 0 | -0.01 | -0.12 | -0.12 | 0 |  | 0.39 | 0.34 | 0.23 | 26.33 | 922.48 | 0.52
D | 4002 | 2021-03-24 | 5 | OFF | 17.62 | 7.26 | 0.17 | 0.33 | 0.04 | 0 | 0 | 0.06 | -0.13 | -0.12 | 0 |  | 0.39 | 0.34 | 0.23 | 26.19 | 963.147 | 0.54
D | 4002 | 2021-03-24 | 6 | OFF | 16.66 | 7.26 | 0.17 | 0.33 | 0.13 | 0 | 0 | 0.02 | -0.12 | -0.12 | 0 |  | 0.39 | 0.34 | 0.23 | 25.29 | 1063.337 | 0.63
D | 4002 | 2021-03-24 | 7 | OFF | 17.31 | 7.26 | 0.17 | 0.33 | 0.18 | 0 | 0 | 0.03 | -0.13 | -0.12 | 0 |  | 0.39 | 0.34 | 0.23 | 25.99 | 1215.733 | 0.68
D | 4002 | 2021-03-24 | 8 | ON | 18.1 | 7.26 | 0.17 | 0.33 | 0.21 | 0.27 | 0 | -0.02 | -0.17 | -0.12 | 0 |  | 0.39 | 0.34 | 0.23 | 26.99 | 1311.159 | 0.98
D | 4002 | 2021-03-24 | 9 | ON | 19.76 | 7.26 | 0.17 | 0.33 | 0.14 | 0.26 | 0 | 0.02 | -0.19 | -0.12 | 0 |  | 0.39 | 0.34 | 0.23 | 28.59 | 1339.085 | 0.9
D | 4002 | 2021-03-24 | 10 | ON | 20.08 | 7.26 | 0.17 | 0.33 | 0.04 | 0.27 | 0 | 0.01 | -0.13 | -0.12 | 0 |  | 0.39 | 0.34 | 0.23 | 28.87 | 1332.289 | 0.81
D | 4002 | 2021-03-24 | 11 | ON | 22.39 | 7.26 | 0.17 | 0.33 | 0.05 | 0.28 | 0 | -0.02 | -0.16 | -0.12 | 0 |  | 0.39 | 0.34 | 0.23 | 31.14 | 1330.419 | 0.83
D | 4002 | 2021-03-24 | 12 | ON | 21.24 | 7.26 | 0.17 | 0.33 | 0.04 | 0.28 | 0 | 0.02 | -0.15 | -0.12 | 0 |  | 0.39 | 0.34 | 0.23 | 30.03 | 1332.366 | 0.82
D | 4002 | 2021-03-24 | 13 | ON | 18.78 | 7.26 | 0.17 | 0.33 | 0.05 | 0.29 | 0 | 0.02 | -0.12 | -0.12 | 0 |  | 0.39 | 0.34 | 0.23 | 27.62 | 1323.262 | 0.84
D | 4002 | 2021-03-24 | 14 | ON | 18.8 | 7.26 | 0.17 | 0.33 | 0.07 | 0.29 | 0 | 0 | -0.13 | -0.12 | 0 |  | 0.39 | 0.34 | 0.23 | 27.63 | 1300.697 | 0.86
D | 4002 | 2021-03-24 | 15 | ON | 17.82 | 7.26 | 0.17 | 0.33 | 0.07 | 0.29 | 0 | -0.01 | -0.14 | -0.12 | 0 |  | 0.39 | 0.34 | 0.23 | 26.63 | 1282.568 | 0.86
D | 4002 | 2021-03-24 | 16 | ON | 19.86 | 7.26 | 0.17 | 0.33 | 0.05 | 0.29 | 0 | -0.01 | -0.12 | -0.12 | 0 |  | 0.39 | 0.34 | 0.23 | 28.67 | 1259.941 | 0.84
D | 4002 | 2021-03-24 | 17 | ON | 22.29 | 7.26 | 0.17 | 0.33 | 0.06 | 0.28 | 0.04 | 0.06 | -0.1 | -0.12 | 0 |  | 0.39 | 0.34 | 0.23 | 31.23 | 1270.076 | 0.88
D | 4002 | 2021-03-24 | 18 | ON | 26.46 | 7.26 | 0.17 | 0.33 | 0.07 | 0.26 | 0.04 | 0.04 | -0.11 | -0.12 | 0 |  | 0.39 | 0.34 | 0.23 | 35.36 | 1321.381 | 0.87
D | 4002 | 2021-03-24 | 19 | ON | 22.19 | 7.26 | 0.17 | 0.33 | 0.08 | 0.26 | 0 | 0.04 | -0.18 | -0.12 | 0 |  | 0.39 | 0.34 | 0.23 | 30.99 | 1351.562 | 0.84
D | 4002 | 2021-03-24 | 20 | ON | 28.83 | 7.26 | 0.17 | 0.33 | 0.1 | 0.26 | 0.03 | 0.03 | -0.18 | -0.12 | 0 |  | 0.39 | 0.34 | 0.23 | 37.67 | 1362.059 | 0.89
D | 4002 | 2021-03-24 | 21 | ON | 27.81 | 7.26 | 0.17 | 0.33 | 0.12 | 0.27 | 0.08 | 0.01 | -0.11 | -0.12 | 0 |  | 0.39 | 0.34 | 0.23 | 36.78 | 1302.373 | 0.97
D | 4002 | 2021-03-24 | 22 | ON | 20.09 | 7.26 | 0.17 | 0.33 | 0.05 | 0.28 | 0 | -0.01 | -0.12 | -0.12 | 0 |  | 0.39 | 0.34 | 0.23 | 28.89 | 1198.383 | 0.83
D | 4002 | 2021-03-24 | 23 | ON | 18.02 | 7.26 | 0.17 | 0.33 | 0.16 | 0.31 | 0 | 0 | -0.13 | -0.12 | 0 |  | 0.39 | 0.34 | 0.23 | 26.96 | 1089.502 | 0.97
D | 4002 | 2021-03-24 | 24 | OFF | 17.23 | 7.26 | 0.17 | 0.33 | 0.2 | 0 | 0 | -0.02 | -0.1 | -0.12 | 0 |  | 0.39 | 0.34 | 0.23 | 25.91 | 1000.908 | 0.7
D | 4002 | 2021-03-25 | 1 | OFF | 18.52 | 7.26 | 0.22 | 0.15 | 0.07 | 0 | 0 | 0.01 | -0.13 | -0.12 | 0 |  | 0.39 | 0.34 | 0.23 | 26.94 | 947.65 | 0.44
D | 4002 | 2021-03-25 | 2 | OFF | 18.19 | 7.26 | 0.22 | 0.15 | 0.04 | 0 | 0 | 0.01 | -0.09 | -0.12 | 0 |  | 0.39 | 0.34 | 0.23 | 26.62 | 916.347 | 0.41
D | 4002 | 2021-03-25 | 3 | OFF | 17.08 | 7.26 | 0.22 | 0.15 | 0.03 | 0 | 0 | 0.02 | -0.09 | -0.12 | 0 |  | 0.39 | 0.34 | 0.23 | 25.51 | 901.525 | 0.4
D | 4002 | 2021-03-25 | 4 | OFF | 17.09 | 7.26 | 0.22 | 0.15 | 0.03 | 0 | 0 | 0.02 | -0.09 | -0.12 | 0 |  | 0.39 | 0.34 | 0.23 | 25.52 | 905.244 | 0.4
D | 4002 | 2021-03-25 | 5 | OFF | 17.46 | 7.26 | 0.22 | 0.15 | 0.03 | 0 | 0 | 0.02 | -0.08 | -0.12 | 0 |  | 0.39 | 0.34 | 0.23 | 25.9 | 938.999 | 0.4
D | 4002 | 2021-03-25 | 6 | OFF | 16.92 | 7.26 | 0.22 | 0.15 | 0.15 | 0 | 0 | 0.07 | -0.09 | -0.12 | 0 |  | 0.39 | 0.34 | 0.23 | 25.52 | 1031.21 | 0.52
D | 4002 | 2021-03-25 | 7 | OFF | 22.77 | 7.26 | 0.22 | 0.15 | 0.28 | 0 | 0 | 0.02 | 0.03 | -0.12 | 0 |  | 0.39 | 0.34 | 0.23 | 31.57 | 1176.093 | 0.65
D | 4002 | 2021-03-25 | 8 | ON | 32.05 | 7.26 | 0.22 | 0.15 | 0.29 | 0.28 | 0.23 | 0.02 | -0.13 | -0.12 | 0 |  | 0.39 | 0.34 | 0.23 | 41.21 | 1279.306 | 1.17
D | 4002 | 2021-03-25 | 9 | ON | 35.72 | 7.26 | 0.22 | 0.15 | 0.22 | 0.27 | 0 | 0.01 | -0.16 | -0.12 | 0 |  | 0.39 | 0.34 | 0.23 | 44.53 | 1325.701 | 0.86
D | 4002 | 2021-03-25 | 10 | ON | 34.01 | 7.26 | 0.22 | 0.15 | 0.09 | 0.27 | 0.2 | 0.01 | -0.15 | -0.12 | 0 |  | 0.39 | 0.34 | 0.23 | 42.9 | 1340.133 | 0.93
D | 4002 | 2021-03-25 | 11 | ON | 30.02 | 7.26 | 0.22 | 0.15 | 0.1 | 0.27 | 0.27 | 0.02 | -0.13 | -0.12 | 0 |  | 0.39 | 0.34 | 0.23 | 39.02 | 1341.487 | 1.01
D | 4002 | 2021-03-25 | 12 | ON | 30.16 | 7.26 | 0.22 | 0.15 | 0.11 | 0.27 | 0.09 | 0.01 | -0.1 | -0.12 | 0 |  | 0.39 | 0.34 | 0.23 | 39.01 | 1333.964 | 0.84
D | 4002 | 2021-03-25 | 13 | ON | 32.41 | 7.26 | 0.22 | 0.15 | 0.11 | 0.28 | 0.02 | 0.02 | -0.1 | -0.12 | 0 |  | 0.39 | 0.34 | 0.23 | 41.21 | 1311.79 | 0.78
D | 4002 | 2021-03-25 | 14 | ON | 21.53 | 7.26 | 0.22 | 0.15 | 0.06 | 0.29 | 0.02 | 0.05 | -0.06 | -0.12 | 0 |  | 0.39 | 0.34 | 0.23 | 30.36 | 1284.586 | 0.74
D | 4002 | 2021-03-25 | 15 | ON | 16.35 | 7.26 | 0.22 | 0.15 | 0.06 | 0.3 | 0 | 0.03 | -0.11 | -0.12 | 0 |  | 0.39 | 0.34 | 0.23 | 25.1 | 1257.308 | 0.73
D | 4002 | 2021-03-25 | 16 | ON | 15.88 | 7.26 | 0.22 | 0.15 | 0.06 | 0.3 | 0 | 0.03 | -0.11 | -0.12 | 0 |  | 0.39 | 0.34 | 0.23 | 24.63 | 1237.327 | 0.73
D | 4002 | 2021-03-25 | 17 | ON | 16.91 | 7.26 | 0.22 | 0.15 | 0.06 | 0.29 | 0 | -0.01 | -0.09 | -0.12 | 0 |  | 0.39 | 0.34 | 0.23 | 25.63 | 1242.734 | 0.72
D | 4002 | 2021-03-25 | 18 | ON | 26.82 | 7.26 | 0.22 | 0.15 | 0.05 | 0.27 | 0 | 0.02 | -0.04 | -0.12 | 0 |  | 0.39 | 0.34 | 0.23 | 35.59 | 1279.944 | 0.69
D | 4002 | 2021-03-25 | 19 | ON | 35.74 | 7.26 | 0.22 | 0.15 | 0.2 | 0.26 | 0.02 | 0.04 | -0.21 | -0.12 | 0 |  | 0.39 | 0.34 | 0.23 | 44.52 | 1311.361 | 0.85
D | 4002 | 2021-03-25 | 20 | ON | 34.04 | 7.26 | 0.22 | 0.15 | 0.14 | 0.26 | 0.02 | 0.02 | -0.21 | -0.12 | 0 |  | 0.39 | 0.34 | 0.23 | 42.74 | 1339.622 | 0.79
D | 4002 | 2021-03-25 | 21 | ON | 30.88 | 7.26 | 0.22 | 0.15 | 0.18 | 0.26 | 0.03 | 0.02 | -0.14 | -0.12 | 0 |  | 0.39 | 0.34 | 0.23 | 39.7 | 1287.684 | 0.84
D | 4002 | 2021-03-25 | 22 | ON | 24.05 | 7.26 | 0.22 | 0.15 | 0.08 | 0.28 | 0.12 | 0.01 | -0.11 | -0.12 | 0 |  | 0.39 | 0.34 | 0.23 | 32.9 | 1189.08 | 0.85
D | 4002 | 2021-03-25 | 23 | ON | 19.46 | 7.26 | 0.22 | 0.15 | 0.08 | 0.31 | 0 | 0 | -0.13 | -0.12 | 0 |  | 0.39 | 0.34 | 0.23 | 28.19 | 1079.836 | 0.76
D | 4002 | 2021-03-25 | 24 | OFF | 19.26 | 7.26 | 0.22 | 0.15 | 0.19 | 0 | 0.06 | 0 | -0.05 | -0.12 | 0 |  | 0.39 | 0.34 | 0.23 | 27.93 | 990.026 | 0.62
D | 4002 | 2021-03-26 | 1 | OFF | 20.5 | 7.26 | 0.41 | 0.03 | 0.06 | 0 | 0 | 0.01 | -0.12 | -0.12 | 0 |  | 0.39 | 0.34 | 0.23 | 28.99 | 930.691 | 0.5
D | 4002 | 2021-03-26 | 2 | OFF | 18.63 | 7.26 | 0.41 | 0.03 | 0.03 | 0 | 0 | 0.01 | -0.11 | -0.12 | 0 |  | 0.39 | 0.34 | 0.23 | 27.1 | 898.152 | 0.47
D | 4002 | 2021-03-26 | 3 | OFF | 17.05 | 7.26 | 0.41 | 0.03 | 0.03 | 0 | 0 | 0.01 | -0.1 | -0.12 | 0 |  | 0.39 | 0.34 | 0.23 | 25.53 | 882.103 | 0.47
D | 4002 | 2021-03-26 | 4 | OFF | 16.36 | 7.26 | 0.41 | 0.03 | 0.05 | 0 | 0 | 0.02 | -0.08 | -0.12 | 0 |  | 0.39 | 0.34 | 0.23 | 24.89 | 885.222 | 0.49
D | 4002 | 2021-03-26 | 5 | OFF | 16.97 | 7.26 | 0.41 | 0.03 | 0.04 | 0 | 0 | 0.02 | -0.11 | -0.12 | 0 |  | 0.39 | 0.34 | 0.23 | 25.46 | 917.261 | 0.48
D | 4002 | 2021-03-26 | 6 | OFF | 15.93 | 7.26 | 0.41 | 0.03 | 0.14 | 0 | 0 | 0.02 | -0.08 | -0.12 | 0 |  | 0.39 | 0.34 | 0.23 | 24.55 | 1000.817 | 0.58
D | 4002 | 2021-03-26 | 7 | OFF | 23.4 | 7.26 | 0.41 | 0.03 | 0.45 | 0 | 0.04 | 0.04 | 0.04 | -0.12 | 0 |  | 0.39 | 0.34 | 0.23 | 32.51 | 1136.347 | 0.93
D | 4002 | 2021-03-26 | 8 | ON | 29.82 | 7.26 | 0.41 | 0.03 | 0.44 | 0.28 | 0 | 0.02 | -0.23 | -0.12 | 0 |  | 0.39 | 0.34 | 0.23 | 38.87 | 1238.681 | 1.16
D | 4002 | 2021-03-26 | 9 | ON | 37.7 | 7.26 | 0.41 | 0.03 | 0.25 | 0.27 | 0.07 | -0.01 | -0.18 | -0.12 | 0 |  | 0.39 | 0.34 | 0.23 | 46.64 | 1299.325 | 1.03
D | 4002 | 2021-03-26 | 10 | ON | 33.77 | 7.26 | 0.41 | 0.03 | 0.13 | 0.26 | 0.04 | 0 | -0.17 | -0.12 | 0 |  | 0.39 | 0.34 | 0.23 | 42.57 | 1331.806 | 0.87
D | 4002 | 2021-03-26 | 11 | ON | 39.53 | 7.26 | 0.41 | 0.03 | 0.19 | 0.26 | 0.14 | 0.1 | -0.15 | -0.12 | 0 |  | 0.39 | 0.34 | 0.23 | 48.61 | 1352.605 | 1.03
D | 4002 | 2021-03-26 | 12 | ON | 33.21 | 7.26 | 0.41 | 0.03 | 0.09 | 0.26 | 0.13 | 0.03 | -0.14 | -0.12 | 0 |  | 0.39 | 0.34 | 0.23 | 42.12 | 1362.822 | 0.92
D | 4002 | 2021-03-26 | 13 | ON | 25.28 | 7.26 | 0.41 | 0.03 | 0.1 | 0.26 | 0.03 | 0.04 | -0.13 | -0.12 | 0 |  | 0.39 | 0.34 | 0.23 | 34.12 | 1353.972 | 0.83
D | 4002 | 2021-03-26 | 14 | ON | 23.17 | 7.26 | 0.41 | 0.03 | 0.07 | 0.28 | 0.14 | 0.01 | -0.09 | -0.12 | 0 |  | 0.39 | 0.34 | 0.23 | 32.12 | 1323.732 | 0.93
D | 4002 | 2021-03-26 | 15 | ON | 23.11 | 7.26 | 0.41 | 0.03 | 0.07 | 0.3 | 0.03 | 0.02 | -0.12 | -0.12 | 0 |  | 0.39 | 0.34 | 0.23 | 31.95 | 1274.527 | 0.84
D | 4002 | 2021-03-26 | 16 | ON | 18.73 | 7.26 | 0.41 | 0.03 | 0.05 | 0.3 | 0 | 0.06 | -0.11 | -0.12 | 0 |  | 0.39 | 0.34 | 0.23 | 27.57 | 1247.173 | 0.79
D | 4002 | 2021-03-26 | 17 | ON | 16.96 | 7.26 | 0.41 | 0.03 | 0.06 | 0.3 | 0 | 0.03 | -0.1 | -0.12 | 0 |  | 0.39 | 0.34 | 0.23 | 25.79 | 1263.256 | 0.8
D | 4002 | 2021-03-26 | 18 | ON | 23.15 | 7.26 | 0.41 | 0.03 | 0.08 | 0.29 | 0.14 | 0.02 | -0.06 | -0.12 | 0 |  | 0.39 | 0.34 | 0.23 | 32.16 | 1286.407 | 0.95
D | 4002 | 2021-03-26 | 19 | ON | 24.56 | 7.26 | 0.41 | 0.03 | 0.13 | 0.29 | 0.05 | 0.02 | -0.14 | -0.12 | 0 |  | 0.39 | 0.34 | 0.23 | 33.45 | 1288.787 | 0.91
D | 4002 | 2021-03-26 | 20 | ON | 25.36 | 7.26 | 0.41 | 0.03 | 0.12 | 0.28 | 0.06 | 0.01 | -0.14 | -0.12 | 0 |  | 0.39 | 0.34 | 0.23 | 34.23 | 1295.425 | 0.9
D | 4002 | 2021-03-26 | 21 | ON | 24.87 | 7.26 | 0.41 | 0.03 | 0.08 | 0.29 | 0.22 | 0 | -0.13 | -0.12 | 0 |  | 0.39 | 0.34 | 0.23 | 33.87 | 1244.969 | 1.03
D | 4002 | 2021-03-26 | 22 | ON | 18.74 | 7.26 | 0.41 | 0.03 | 0.07 | 0.31 | 0.05 | 0.01 | -0.15 | -0.12 | 0 |  | 0.39 | 0.34 | 0.23 | 27.57 | 1157.262 | 0.87
D | 4002 | 2021-03-26 | 23 | ON | 18.5 | 7.26 | 0.41 | 0.03 | 0.16 | 0.33 | 0.06 | 0 | -0.12 | -0.12 | 0 |  | 0.39 | 0.34 | 0.23 | 27.47 | 1063.203 | 0.99
D | 4002 | 2021-03-26 | 24 | OFF | 17.57 | 7.26 | 0.41 | 0.03 | 0.29 | 0 | 0.08 | 0 | -0.14 | -0.12 | 0 |  | 0.39 | 0.34 | 0.23 | 26.34 | 979.777 | 0.81
D | 4002 | 2021-03-27 | 1 | OFF | 15.85 | 7.26 | 0.32 | 0.03 | 0.07 | 0 | 0.02 | 0.02 | -0.15 | -0.12 | 0 |  | 0.39 | 0.34 | 0.23 | 24.26 | 922.017 | 0.44
D | 4002 | 2021-03-27 | 2 | OFF | 15.79 | 7.26 | 0.32 | 0.03 | 0.05 | 0 | 0 | -0.08 | 0.01 | -0.12 | 0 |  | 0.39 | 0.34 | 0.23 | 24.22 | 888.605 | 0.4
D | 4002 | 2021-03-27 | 3 | OFF | 15.04 | 7.26 | 0.32 | 0.03 | 0.05 | 0 | 0 | 0 | -0.16 | -0.12 | 0 |  | 0.39 | 0.34 | 0.23 | 23.38 | 870.336 | 0.4
D | 4002 | 2021-03-27 | 4 | OFF | 15.03 | 7.26 | 0.32 | 0.03 | 0.06 | 0 | 0 | 0.02 | -0.17 | -0.12 | 0 |  | 0.39 | 0.34 | 0.23 | 23.39 | 868.353 | 0.41
D | 4002 | 2021-03-27 | 5 | OFF | 15.88 | 7.26 | 0.32 | 0.03 | 0.05 | 0 | 0 | 0.01 | -0.17 | -0.12 | 0 |  | 0.39 | 0.34 | 0.23 | 24.22 | 883.557 | 0.4
D | 4002 | 2021-03-27 | 6 | OFF | 17.08 | 7.26 | 0.32 | 0.03 | 0.05 | 0 | 0 | 0 | -0.15 | -0.12 | 0 |  | 0.39 | 0.34 | 0.23 | 25.43 | 925.038 | 0.4
D | 4002 | 2021-03-27 | 7 | OFF | 26.18 | 7.26 | 0.32 | 0.03 | 0.14 | 0 | 0 | 0.01 | -0.14 | -0.12 | 0 |  | 0.39 | 0.34 | 0.23 | 34.64 | 992.836 | 0.49
D | 4002 | 2021-03-27 | 8 | OFF | 28.01 | 7.26 | 0.32 | 0.03 | 0.27 | 0 | 0.3 | 0.03 | -0.26 | -0.12 | 0 |  | 0.39 | 0.34 | 0.23 | 36.8 | 1065.37 | 0.92
D | 4002 | 2021-03-27 | 9 | OFF | 29.78 | 7.26 | 0.32 | 0.03 | 0.49 | 0 | 0.62 | 0 | -0.21 | -0.12 | 0 |  | 0.39 | 0.34 | 0.23 | 39.13 | 1130.791 | 1.46
D | 4002 | 2021-03-27 | 10 | OFF | 20.82 | 7.26 | 0.32 | 0.03 | 0.16 | 0 | 0.22 | -0.02 | -0.13 | -0.12 | 0 |  | 0.39 | 0.34 | 0.23 | 29.5 | 1159.853 | 0.73
D | 4002 | 2021-03-27 | 11 | OFF | 14.9 | 7.26 | 0.32 | 0.03 | 0.07 | 0 | 0 | 0.01 | -0.15 | -0.12 | 0 |  | 0.39 | 0.34 | 0.23 | 23.28 | 1150.794 | 0.42
D | 4002 | 2021-03-27 | 12 | OFF | 14.87 | 7.26 | 0.32 | 0.03 | 0.07 | 0 | 0 | 0.02 | -0.12 | -0.12 | 0 |  | 0.39 | 0.34 | 0.23 | 23.29 | 1123.261 | 0.42
D | 4002 | 2021-03-27 | 13 | OFF | 15.31 | 7.26 | 0.32 | 0.03 | 0.06 | 0 | 0 | 0.01 | -0.13 | -0.12 | 0 |  | 0.39 | 0.34 | 0.23 | 23.7 | 1095.434 | 0.41
D | 4002 | 2021-03-27 | 14 | OFF | 15.46 | 7.26 | 0.32 | 0.03 | 0.06 | 0 | 0 | 0 | -0.13 | -0.12 | 0 |  | 0.39 | 0.34 | 0.23 | 23.84 | 1066.697 | 0.41
D | 4002 | 2021-03-27 | 15 | OFF | 15.71 | 7.26 | 0.32 | 0.03 | 0.06 | 0 | 0 | 0.02 | -0.13 | -0.12 | 0 |  | 0.39 | 0.34 | 0.23 | 24.11 | 1044.46 | 0.41
D | 4002 | 2021-03-27 | 16 | OFF | 15.67 | 7.26 | 0.32 | 0.03 | 0.07 | 0 | 0 | 0.01 | -0.1 | -0.12 | 0 |  | 0.39 | 0.34 | 0.23 | 24.1 | 1043.57 | 0.42
D | 4002 | 2021-03-27 | 17 | OFF | 17.35 | 7.26 | 0.32 | 0.03 | 0.07 | 0 | 0 | 0.01 | -0.06 | -0.12 | 0 |  | 0.39 | 0.34 | 0.23 | 25.82 | 1075.791 | 0.42
D | 4002 | 2021-03-27 | 18 | OFF | 27.74 | 7.26 | 0.32 | 0.03 | 0.11 | 0 | 0.43 | 0.06 | 0.02 | -0.12 | 0 |  | 0.39 | 0.34 | 0.23 | 36.81 | 1133.578 | 0.89
D | 4002 | 2021-03-27 | 19 | OFF | 30.56 | 7.26 | 0.32 | 0.03 | 0.1 | 0 | 0.03 | -0.03 | -0.12 | -0.12 | 0 |  | 0.39 | 0.34 | 0.23 | 38.99 | 1168.305 | 0.48
D | 4002 | 2021-03-27 | 20 | OFF | 33.55 | 7.26 | 0.32 | 0.03 | 0.17 | 0 | 0 | 0.01 | -0.31 | -0.12 | 0 |  | 0.39 | 0.34 | 0.23 | 41.87 | 1201.641 | 0.52
D | 4002 | 2021-03-27 | 21 | OFF | 35.35 | 7.26 | 0.32 | 0.03 | 0.23 | 0 | 0.43 | -0.01 | -0.23 | -0.12 | 0 |  | 0.39 | 0.34 | 0.23 | 44.22 | 1175.662 | 1.01
D | 4002 | 2021-03-27 | 22 | OFF | 24.53 | 7.26 | 0.32 | 0.03 | 0.23 | 0 | 0.25 | 0.01 | -0.09 | -0.12 | 0 |  | 0.39 | 0.34 | 0.23 | 33.38 | 1111.427 | 0.83
D | 4002 | 2021-03-27 | 23 | OFF | 19.87 | 7.26 | 0.32 | 0.03 | 0.3 | 0 | 0.17 | 0 | -0.06 | -0.12 | 0 |  | 0.39 | 0.34 | 0.23 | 28.73 | 1034.488 | 0.82
D | 4002 | 2021-03-27 | 24 | OFF | 17.65 | 7.26 | 0.32 | 0.03 | 0.34 | 0 | 0.06 | 0.01 | -0.09 | -0.12 | 0 |  | 0.39 | 0.34 | 0.23 | 26.42 | 960.463 | 0.75
D | 4002 | 2021-03-28 | 1 | OFF | 16.43 | 7.26 | 0.28 | 0.11 | 0.13 | 0 | 0 | -0.01 | -0.1 | -0.12 | 0 |  | 0.39 | 0.34 | 0.23 | 24.94 | 909.112 | 0.52
D | 4002 | 2021-03-28 | 2 | OFF | 15.78 | 7.26 | 0.28 | 0.11 | 0.07 | 0 | 0 | 0.01 | -0.08 | -0.12 | 0 |  | 0.39 | 0.34 | 0.23 | 24.27 | 879.905 | 0.46
D | 4002 | 2021-03-28 | 3 | OFF | 15.69 | 7.26 | 0.28 | 0.11 | 0.06 | 0 | 0 | 0.01 | -0.09 | -0.12 | 0 |  | 0.39 | 0.34 | 0.23 | 24.16 | 863.075 | 0.45
D | 4002 | 2021-03-28 | 4 | OFF | 15.78 | 7.26 | 0.28 | 0.11 | 0.06 | 0 | 0 | -0.01 | -0.09 | -0.12 | 0 |  | 0.39 | 0.34 | 0.23 | 24.23 | 857.176 | 0.45
D | 4002 | 2021-03-28 | 5 | OFF | 15.9 | 7.26 | 0.28 | 0.11 | 0.07 | 0 | 0 | 0.01 | -0.1 | -0.12 | 0 |  | 0.39 | 0.34 | 0.23 | 24.37 | 866.916 | 0.46
D | 4002 | 2021-03-28 | 6 | OFF | 15.35 | 7.26 | 0.28 | 0.11 | 0.07 | 0 | 0 | 0.02 | -0.1 | -0.12 | 0 |  | 0.39 | 0.34 | 0.23 | 23.83 | 931.275 | 0.46
D | 4002 | 2021-03-28 | 7 | OFF | 15.68 | 7.26 | 0.28 | 0.11 | 0.09 | 0 | 0 | 0.01 | -0.11 | -0.12 | 0 |  | 0.39 | 0.34 | 0.23 | 24.16 | 1040.119 | 0.48
D | 4002 | 2021-03-28 | 8 | OFF | 13.76 | 7.26 | 0.28 | 0.11 | 0.14 | 0 | 0 | 0 | -0.1 | -0.12 | 0 |  | 0.39 | 0.34 | 0.23 | 22.29 | 1031.888 | 0.53
D | 4002 | 2021-03-28 | 9 | OFF | 15.35 | 7.26 | 0.28 | 0.11 | 0.15 | 0 | 0 | 0.02 | -0.11 | -0.12 | 0 |  | 0.39 | 0.34 | 0.23 | 23.9 | 1125.058 | 0.54
D | 4002 | 2021-03-28 | 10 | OFF | 22.57 | 7.26 | 0.28 | 0.11 | 0.09 | 0 | 0.01 | 0.04 | -0.07 | -0.12 | 0 |  | 0.39 | 0.34 | 0.23 | 31.13 | 1211.327 | 0.49
D | 4002 | 2021-03-28 | 11 | OFF | 31.1 | 7.26 | 0.28 | 0.11 | 0.09 | 0 | 0.16 | 0.02 | -0.11 | -0.12 | 0 |  | 0.39 | 0.34 | 0.23 | 39.75 | 1266.651 | 0.64
D | 4002 | 2021-03-28 | 12 | OFF | 38.64 | 7.26 | 0.28 | 0.11 | 0.15 | 0 | 0.3 | 0.01 | -0.16 | -0.12 | 0 |  | 0.39 | 0.34 | 0.23 | 47.43 | 1306.331 | 0.84
D | 4002 | 2021-03-28 | 13 | OFF | 35.32 | 7.26 | 0.28 | 0.11 | 0.14 | 0 | 0 | 0.01 | -0.13 | -0.12 | 0 |  | 0.39 | 0.34 | 0.23 | 43.83 | 1334.302 | 0.53
D | 4002 | 2021-03-28 | 14 | OFF | 36.18 | 7.26 | 0.28 | 0.11 | 0.16 | 0 | 0.04 | 0.03 | -0.11 | -0.12 | 0 |  | 0.39 | 0.34 | 0.23 | 44.79 | 1335.424 | 0.59
D | 4002 | 2021-03-28 | 15 | OFF | 34.85 | 7.26 | 0.28 | 0.11 | 0.14 | 0 | 0.04 | 0.04 | -0.12 | -0.12 | 0 |  | 0.39 | 0.34 | 0.23 | 43.44 | 1323.625 | 0.57
D | 4002 | 2021-03-28 | 16 | OFF | 34.74 | 7.26 | 0.28 | 0.11 | 0.22 | 0 | 0.03 | 0 | -0.09 | -0.12 | 0 |  | 0.39 | 0.34 | 0.23 | 43.39 | 1300.823 | 0.64
D | 4002 | 2021-03-28 | 17 | OFF | 37.74 | 7.26 | 0.28 | 0.11 | 0.33 | 0 | 0.07 | 0 | -0.12 | -0.12 | 0 |  | 0.39 | 0.34 | 0.23 | 46.51 | 1238.353 | 0.79
D | 4002 | 2021-03-28 | 18 | OFF | 40.52 | 7.26 | 0.28 | 0.11 | 0.14 | 0 | 0 | 0.04 | -0.15 | -0.12 | 0 |  | 0.39 | 0.34 | 0.23 | 49.04 | 1379.848 | 0.53
D | 4002 | 2021-03-28 | 19 | OFF | 34.17 | 7.26 | 0.28 | 0.11 | 0.19 | 0 | 0.02 | 0.01 | -0.16 | -0.12 | 0 |  | 0.39 | 0.34 | 0.23 | 42.72 | 1358.785 | 0.6
D | 4002 | 2021-03-28 | 20 | OFF | 36.53 | 7.26 | 0.28 | 0.11 | 0.15 | 0 | 0.21 | 0.01 | -0.21 | -0.12 | 0 |  | 0.39 | 0.34 | 0.23 | 45.18 | 1324.526 | 0.75
D | 4002 | 2021-03-28 | 21 | OFF | 32.21 | 7.26 | 0.28 | 0.11 | 0.14 | 0 | 0.13 | -0.08 | -0.13 | -0.12 | 0 |  | 0.39 | 0.34 | 0.23 | 40.76 | 1255.759 | 0.66
D | 4002 | 2021-03-28 | 22 | OFF | 24.91 | 7.26 | 0.28 | 0.11 | 0.13 | 0 | 0.2 | -0.07 | -0.03 | -0.12 | 0 |  | 0.39 | 0.34 | 0.23 | 33.63 | 1163.315 | 0.72
D | 4002 | 2021-03-28 | 23 | OFF | 29.66 | 7.26 | 0.28 | 0.11 | 0.5 | 0 | 0.42 | -0.06 | -0.06 | -0.12 | 0 |  | 0.39 | 0.34 | 0.23 | 38.95 | 1063.652 | 1.31
D | 4002 | 2021-03-28 | 24 | OFF | 18.07 | 7.26 | 0.28 | 0.11 | 0.21 | 0 | 0 | 0 | -0.08 | -0.12 | 0 |  | 0.39 | 0.34 | 0.23 | 26.69 | 985.649 | 0.6
D | 4002 | 2021-03-29 | 1 | OFF | 17.97 | 7.26 | 0.14 | 0.06 | 0.07 | 0 | 0 | 0 | -0.11 | -0.12 | 0 |  | 0.39 | 0.34 | 0.23 | 26.23 | 935.264 | 0.27
D | 4002 | 2021-03-29 | 2 | OFF | 17.58 | 7.26 | 0.14 | 0.06 | 0.06 | 0 | 0 | 0 | -0.13 | -0.12 | 0 |  | 0.39 | 0.34 | 0.23 | 25.81 | 906.473 | 0.26
D | 4002 | 2021-03-29 | 3 | OFF | 17.02 | 7.26 | 0.14 | 0.06 | 0.05 | 0 | 0 | 0.01 | -0.13 | -0.12 | 0 |  | 0.39 | 0.34 | 0.23 | 25.25 | 896.436 | 0.25
D | 4002 | 2021-03-29 | 4 | OFF | 16.58 | 7.26 | 0.14 | 0.06 | 0.05 | 0 | 0 | 0.02 | -0.12 | -0.12 | 0 |  | 0.39 | 0.34 | 0.23 | 24.83 | 909.794 | 0.25
D | 4002 | 2021-03-29 | 5 | OFF | 17.57 | 7.26 | 0.14 | 0.06 | 0.03 | 0 | 0 | 0.03 | -0.14 | -0.12 | 0 |  | 0.39 | 0.34 | 0.23 | 25.79 | 958.538 | 0.23
D | 4002 | 2021-03-29 | 6 | OFF | 17.82 | 7.26 | 0.14 | 0.06 | 0.13 | 0 | 0 | 0.04 | -0.1 | -0.12 | 0 |  | 0.39 | 0.34 | 0.23 | 26.19 | 1059.684 | 0.33
D | 4002 | 2021-03-29 | 7 | OFF | 30.4 | 7.26 | 0.14 | 0.06 | 0.42 | 0 | 0.19 | 0.03 | -0.1 | -0.12 | 0 |  | 0.39 | 0.34 | 0.23 | 39.24 | 1210.331 | 0.81
D | 4002 | 2021-03-29 | 8 | ON | 36.31 | 7.26 | 0.14 | 0.06 | 0.5 | 0.29 | 0.01 | 0.04 | -0.24 | -0.12 | 0 |  | 0.39 | 0.34 | 0.23 | 45.21 | 1303.699 | 1
D | 4002 | 2021-03-29 | 9 | ON | 33.31 | 7.26 | 0.14 | 0.06 | 0.3 | 0.27 | 0.01 | 0.01 | -0.19 | -0.12 | 0 |  | 0.39 | 0.34 | 0.23 | 42.01 | 1341.668 | 0.78
D | 4002 | 2021-03-29 | 10 | ON | 19.28 | 7.26 | 0.14 | 0.06 | 0.06 | 0.28 | 0 | -0.02 | -0.12 | -0.12 | 0 |  | 0.39 | 0.34 | 0.23 | 27.78 | 1336.965 | 0.54
D | 4002 | 2021-03-29 | 11 | ON | 27.41 | 7.26 | 0.14 | 0.06 | 0.14 | 0.29 | 0.37 | 0.03 | -0.19 | -0.12 | 0 |  | 0.39 | 0.34 | 0.23 | 36.35 | 1320.235 | 1
D | 4002 | 2021-03-29 | 12 | ON | 18.15 | 7.26 | 0.14 | 0.06 | 0.12 | 0.28 | 0 | 0.01 | -0.15 | -0.12 | 0 |  | 0.39 | 0.34 | 0.23 | 26.71 | 1301.557 | 0.6
D | 4002 | 2021-03-29 | 13 | ON | 16.94 | 7.26 | 0.14 | 0.06 | 0.06 | 0.31 | 0 | -0.06 | 0.03 | -0.12 | 0 |  | 0.39 | 0.34 | 0.23 | 25.58 | 1281.986 | 0.57
D | 4002 | 2021-03-29 | 14 | ON | 13.62 | 7.26 | 0.14 | 0.06 | 0.11 | 0.32 | 0 | 0.02 | -0.11 | -0.12 | 0 |  | 0.39 | 0.34 | 0.23 | 22.26 | 1249.318 | 0.63
D | 4002 | 2021-03-29 | 15 | ON | -8.95 | 7.26 | 0.14 | 0.06 | 0.26 | 0.34 | 0 | -0.02 | -0.05 | -0.12 | 0 |  | 0.39 | 0.34 | 0.23 | -0.12 | 1222.075 | 0.8
D | 4002 | 2021-03-29 | 16 | ON | 14.13 | 7.26 | 0.14 | 0.06 | 0.08 | 0.34 | 0 | 0.01 | -0.14 | -0.12 | 0 |  | 0.39 | 0.34 | 0.23 | 22.72 | 1212.454 | 0.62
D | 4002 | 2021-03-29 | 17 | ON | 15.19 | 7.26 | 0.14 | 0.06 | 0.16 | 0.32 | 0 | 0.02 | -0.16 | -0.12 | 0 |  | 0.39 | 0.34 | 0.23 | 23.83 | 1243.84 | 0.68
D | 4002 | 2021-03-29 | 18 | ON | 20.53 | 7.26 | 0.14 | 0.06 | 0.09 | 0.3 | 0.04 | 0.03 | -0.11 | -0.12 | 0 |  | 0.39 | 0.34 | 0.23 | 29.18 | 1307.368 | 0.63
D | 4002 | 2021-03-29 | 19 | ON | 33.72 | 7.26 | 0.14 | 0.06 | 0.13 | 0.28 | 0.11 | 0.03 | -0.27 | -0.12 | 0 |  | 0.39 | 0.34 | 0.23 | 42.3 | 1348.488 | 0.72
D | 4002 | 2021-03-29 | 20 | ON | 24.87 | 7.26 | 0.14 | 0.06 | 0.08 | 0.27 | 0.02 | 0 | -0.29 | -0.12 | 0 |  | 0.39 | 0.34 | 0.23 | 33.25 | 1381.918 | 0.57
D | 4002 | 2021-03-29 | 21 | ON | 28.64 | 7.26 | 0.14 | 0.06 | 0.2 | 0.28 | 0.12 | -0.01 | -0.29 | -0.12 | 0 |  | 0.39 | 0.34 | 0.23 | 37.24 | 1345.676 | 0.8
D | 4002 | 2021-03-29 | 22 | ON | 25.89 | 7.26 | 0.14 | 0.06 | 0.19 | 0.29 | 0.16 | 0.03 | -0.2 | -0.12 | 0 |  | 0.39 | 0.34 | 0.23 | 34.66 | 1254.071 | 0.84
D | 4002 | 2021-03-29 | 23 | ON | 15.54 | 7.26 | 0.14 | 0.06 | 0.26 | 0.32 | 0 | -0.01 | -0.25 | -0.12 | 0 |  | 0.39 | 0.34 | 0.23 | 24.16 | 1145.472 | 0.78
D | 4002 | 2021-03-29 | 24 | OFF | 14.99 | 7.26 | 0.14 | 0.06 | 0.19 | 0 | 0 | 0.01 | -0.23 | -0.12 | 0 |  | 0.39 | 0.34 | 0.23 | 23.26 | 1062.123 | 0.39
D | 4002 | 2021-03-30 | 1 | OFF | 15.88 | 7.26 | 0.31 | 0.02 | 0.07 | 0 | 0 | -0.07 | -0.01 | -0.12 | 0 |  | 0.39 | 0.34 | 0.23 | 24.3 | 1013.185 | 0.4
D | 4002 | 2021-03-30 | 2 | OFF | 14.65 | 7.26 | 0.31 | 0.02 | 0.06 | 0 | 0 | 0 | -0.15 | -0.12 | 0 |  | 0.39 | 0.34 | 0.23 | 22.99 | 989.114 | 0.39
D | 4002 | 2021-03-30 | 3 | OFF | 15.63 | 7.26 | 0.31 | 0.02 | 0.04 | 0 | 0 | 0.04 | -0.15 | -0.12 | 0 |  | 0.39 | 0.34 | 0.23 | 23.99 | 979.83 | 0.37
D | 4002 | 2021-03-30 | 4 | OFF | 16.92 | 7.26 | 0.31 | 0.02 | 0.05 | 0 | 0 | 0 | -0.14 | -0.12 | 0 |  | 0.39 | 0.34 | 0.23 | 25.26 | 991.959 | 0.38
D | 4002 | 2021-03-30 | 5 | OFF | 18.13 | 7.26 | 0.31 | 0.02 | 0.05 | 0 | 0 | 0.02 | -0.14 | -0.12 | 0 |  | 0.39 | 0.34 | 0.23 | 26.49 | 1035.401 | 0.38
D | 4002 | 2021-03-30 | 6 | OFF | 22.71 | 7.26 | 0.31 | 0.02 | 0.17 | 0 | 0.16 | 0.03 | -0.06 | -0.12 | 0 |  | 0.39 | 0.34 | 0.23 | 31.44 | 1136.234 | 0.66
D | 4002 | 2021-03-30 | 7 | OFF | 32.62 | 7.26 | 0.31 | 0.02 | 0.48 | 0 | 0.13 | 0.02 | -0.22 | -0.12 | 0 |  | 0.39 | 0.34 | 0.23 | 41.46 | 1285.113 | 0.94
D | 4002 | 2021-03-30 | 8 | ON | 31.67 | 7.26 | 0.31 | 0.02 | 0.54 | 0.28 | 0.01 | 0.03 | -0.24 | -0.12 | 0 |  | 0.39 | 0.34 | 0.23 | 40.72 | 1362.471 | 1.16
D | 4002 | 2021-03-30 | 9 | ON | 23.29 | 7.26 | 0.31 | 0.02 | 0.18 | 0.29 | 0 | 0.01 | -0.1 | -0.12 | 0 |  | 0.39 | 0.34 | 0.23 | 32.1 | 1358.458 | 0.8
D | 4002 | 2021-03-30 | 10 | ON | 16.63 | 7.26 | 0.31 | 0.02 | 0.06 | 0.3 | 0 | 0.02 | -0.11 | -0.12 | 0 |  | 0.39 | 0.34 | 0.23 | 25.33 | 1323.249 | 0.69
D | 4002 | 2021-03-30 | 11 | ON | 15.24 | 7.26 | 0.31 | 0.02 | 0.06 | 0.32 | 0 | 0.01 | -0.11 | -0.12 | 0 |  | 0.39 | 0.34 | 0.23 | 23.95 | 1288.808 | 0.71
D | 4002 | 2021-03-30 | 12 | ON | 14.43 | 7.26 | 0.31 | 0.02 | 0.06 | 0.33 | 0 | 0.01 | -0.11 | -0.12 | 0 |  | 0.39 | 0.34 | 0.23 | 23.15 | 1262.913 | 0.72
D | 4002 | 2021-03-30 | 13 | ON | 10.14 | 7.26 | 0.31 | 0.02 | 0.07 | 0.34 | 0 | 0.02 | -0.08 | -0.12 | 0 |  | 0.39 | 0.34 | 0.23 | 18.92 | 1236.278 | 0.74
D | 4002 | 2021-03-30 | 14 | ON | -10.38 | 7.26 | 0.31 | 0.02 | 0.18 | 0.34 | 0 | -0.02 | 0 | -0.12 | 0 |  | 0.39 | 0.34 | 0.23 | -1.45 | 1214.969 | 0.85
D | 4002 | 2021-03-30 | 15 | ON | -25.54 | 7.26 | 0.31 | 0.02 | 0.34 | 0.35 | 0 | -0.09 | -0.04 | -0.12 | 0 |  | 0.39 | 0.34 | 0.23 | -16.55 | 1191.656 | 1.02
D | 4002 | 2021-03-30 | 16 | ON | -12.57 | 7.26 | 0.31 | 0.02 | 0.32 | 0.34 | 0 | -0.02 | 0 | -0.12 | 0 |  | 0.39 | 0.34 | 0.23 | -3.5 | 1184.122 | 0.99
D | 4002 | 2021-03-30 | 17 | ON | 3.73 | 7.26 | 0.31 | 0.02 | 0.31 | 0.33 | 0 | 0.01 | -0.03 | -0.12 | 0 |  | 0.39 | 0.34 | 0.23 | 12.78 | 1206.983 | 0.97
D | 4002 | 2021-03-30 | 18 | ON | 15.45 | 7.26 | 0.31 | 0.02 | 0.08 | 0.31 | 0 | 0.02 | -0.09 | -0.12 | 0 |  | 0.39 | 0.34 | 0.23 | 24.2 | 1264.533 | 0.72
D | 4002 | 2021-03-30 | 19 | ON | 19.44 | 7.26 | 0.31 | 0.02 | 0.05 | 0.29 | 0 | 0.03 | -0.28 | -0.12 | 0 |  | 0.39 | 0.34 | 0.23 | 27.96 | 1301.934 | 0.67
D | 4002 | 2021-03-30 | 20 | ON | 25.72 | 7.26 | 0.31 | 0.02 | 0.05 | 0.28 | 0.04 | 0.03 | -0.23 | -0.12 | 0 |  | 0.39 | 0.34 | 0.23 | 34.32 | 1335.829 | 0.7
D | 4002 | 2021-03-30 | 21 | ON | 20.23 | 7.26 | 0.31 | 0.02 | 0.04 | 0.29 | 0 | 0.02 | -0.23 | -0.12 | 0 |  | 0.39 | 0.34 | 0.23 | 28.78 | 1296.853 | 0.66
D | 4002 | 2021-03-30 | 22 | ON | 18.41 | 7.26 | 0.31 | 0.02 | 0.05 | 0.3 | 0 | 0.02 | -0.19 | -0.12 | 0 |  | 0.39 | 0.34 | 0.23 | 27.02 | 1200.962 | 0.68
D | 4002 | 2021-03-30 | 23 | ON | 18.78 | 7.26 | 0.31 | 0.02 | 0.16 | 0.33 | 0 | -0.12 | 0.14 | -0.12 | 0 |  | 0.39 | 0.34 | 0.23 | 27.72 | 1092.349 | 0.82
D | 4002 | 2021-03-30 | 24 | OFF | 16.21 | 7.26 | 0.31 | 0.02 | 0.17 | 0 | 0 | 0.05 | -0.16 | -0.12 | 0 |  | 0.39 | 0.34 | 0.23 | 24.7 | 1006.731 | 0.5
D | 4002 | 2021-03-31 | 1 | OFF | 16.71 | 7.26 | 0.24 | 0.05 | 0.07 | 0 | 0 | 0.01 | -0.15 | -0.12 | 0 |  | 0.39 | 0.34 | 0.23 | 25.03 | 952.803 | 0.36
D | 4002 | 2021-03-31 | 2 | OFF | 15.26 | 7.26 | 0.24 | 0.05 | 0.06 | 0 | 0 | 0.01 | -0.13 | -0.12 | 0 |  | 0.39 | 0.34 | 0.23 | 23.59 | 927.065 | 0.35
D | 4002 | 2021-03-31 | 3 | OFF | 15.87 | 7.26 | 0.24 | 0.05 | 0.06 | 0 | 0 | 0.01 | -0.14 | -0.12 | 0 |  | 0.39 | 0.34 | 0.23 | 24.19 | 909.53 | 0.35
D | 4002 | 2021-03-31 | 4 | OFF | 15.28 | 7.26 | 0.24 | 0.05 | 0.05 | 0 | 0 | 0.03 | -0.17 | -0.12 | 0 |  | 0.39 | 0.34 | 0.23 | 23.58 | 915.705 | 0.34
D | 4002 | 2021-03-31 | 5 | OFF | 15.34 | 7.26 | 0.24 | 0.05 | 0.07 | 0 | 0 | 0.02 | -0.15 | -0.12 | 0 |  | 0.39 | 0.34 | 0.23 | 23.67 | 957.067 | 0.36
D | 4002 | 2021-03-31 | 6 | OFF | 17.04 | 7.26 | 0.24 | 0.05 | 0.15 | 0 | 0 | 0.03 | -0.15 | -0.12 | 0 |  | 0.39 | 0.34 | 0.23 | 25.46 | 1054.761 | 0.44
D | 4002 | 2021-03-31 | 7 | OFF | 16.27 | 7.26 | 0.24 | 0.05 | 0.2 | 0 | 0 | 0.01 | -0.13 | -0.12 | 0 |  | 0.39 | 0.34 | 0.23 | 24.74 | 1198.265 | 0.49
D | 4002 | 2021-03-31 | 8 | ON | 18.9 | 7.26 | 0.24 | 0.05 | 0.2 | 0.3 | 0 | 0.02 | -0.11 | -0.12 | 0 |  | 0.39 | 0.34 | 0.23 | 27.7 | 1286.277 | 0.79
D | 4002 | 2021-03-31 | 9 | ON | 20.45 | 7.26 | 0.24 | 0.05 | 0.08 | 0.3 | 0 | 0.03 | -0.15 | -0.12 | 0 |  | 0.39 | 0.34 | 0.23 | 29.1 | 1318.542 | 0.67
D | 4002 | 2021-03-31 | 10 | ON | 20.05 | 7.26 | 0.24 | 0.05 | 0.06 | 0.3 | 0 | 0.04 | -0.13 | -0.12 | 0 |  | 0.39 | 0.34 | 0.23 | 28.71 | 1329.996 | 0.65
D | 4002 | 2021-03-31 | 11 | ON | 20.45 | 7.26 | 0.24 | 0.05 | 0.13 | 0.3 | 0.07 | 0.04 | -0.15 | -0.12 | 0 |  | 0.39 | 0.34 | 0.23 | 29.23 | 1332.867 | 0.79
D | 4002 | 2021-03-31 | 12 | ON | 21.76 | 7.26 | 0.24 | 0.05 | 0.1 | 0.3 | 0.09 | 0.02 | -0.14 | -0.12 | 0 |  | 0.39 | 0.34 | 0.23 | 30.52 | 1330.373 | 0.78
D | 4002 | 2021-03-31 | 13 | ON | 20.01 | 7.26 | 0.24 | 0.05 | 0.02 | 0.3 | 0.02 | 0.03 | -0.13 | -0.12 | 0 |  | 0.39 | 0.34 | 0.23 | 28.64 | 1325.017 | 0.63
D | 4002 | 2021-03-31 | 14 | ON | 19.35 | 7.26 | 0.24 | 0.05 | 0.04 | 0.3 | 0 | 0 | -0.1 | -0.12 | 0 |  | 0.39 | 0.34 | 0.23 | 27.98 | 1316.187 | 0.63
D | 4002 | 2021-03-31 | 15 | ON | 21.56 | 7.26 | 0.24 | 0.05 | 0.06 | 0.3 | 0.06 | -0.01 | -0.07 | -0.12 | 0 |  | 0.39 | 0.34 | 0.23 | 30.29 | 1306.748 | 0.71
D | 4002 | 2021-03-31 | 16 | ON | 25.49 | 7.26 | 0.24 | 0.05 | 0.13 | 0.3 | 0.16 | 0 | -0.11 | -0.12 | 0 |  | 0.39 | 0.34 | 0.23 | 34.36 | 1296.216 | 0.88
D | 4002 | 2021-03-31 | 17 | ON | 27.66 | 7.26 | 0.24 | 0.05 | 0.11 | 0.3 | 0.05 | 0.02 | -0.05 | -0.12 | 0 |  | 0.39 | 0.34 | 0.23 | 36.48 | 1310.167 | 0.75
D | 4002 | 2021-03-31 | 18 | ON | 35.39 | 7.26 | 0.24 | 0.05 | 0.16 | 0.29 | 0.19 | 0.12 | -0.12 | -0.12 | 0 |  | 0.39 | 0.34 | 0.23 | 44.42 | 1348.913 | 0.93
D | 4002 | 2021-03-31 | 19 | ON | 31.28 | 7.26 | 0.24 | 0.05 | 0.17 | 0.28 | 0 | 0.03 | -0.28 | -0.12 | 0 |  | 0.39 | 0.34 | 0.23 | 39.87 | 1361.675 | 0.74
D | 4002 | 2021-03-31 | 20 | ON | 33.6 | 7.26 | 0.24 | 0.05 | 0.13 | 0.28 | 0 | 0.04 | -0.24 | -0.12 | 0 |  | 0.39 | 0.34 | 0.23 | 42.2 | 1349.067 | 0.7
D | 4002 | 2021-03-31 | 21 | ON | 28.88 | 7.26 | 0.24 | 0.05 | 0.17 | 0.29 | 0.02 | 0.06 | -0.17 | -0.12 | 0 |  | 0.39 | 0.34 | 0.23 | 37.64 | 1284.098 | 0.77
D | 4002 | 2021-03-31 | 22 | ON | 22.34 | 7.26 | 0.24 | 0.05 | 0.08 | 0.31 | 0.08 | -0.01 | -0.2 | -0.12 | 0 |  | 0.39 | 0.34 | 0.23 | 30.99 | 1181.616 | 0.76
D | 4002 | 2021-03-31 | 23 | ON | 20.95 | 7.26 | 0.24 | 0.05 | 0.22 | 0.34 | 0.06 | 0.03 | -0.03 | -0.12 | 0 |  | 0.39 | 0.34 | 0.23 | 29.96 | 1074.198 | 0.91
D | 4002 | 2021-03-31 | 24 | OFF | 17.01 | 7.26 | 0.24 | 0.05 | 0.21 | 0 | 0 | 0 | -0.11 | -0.12 | 0 |  | 0.39 | 0.34 | 0.23 | 25.5 | 990.451 | 0.5
743 lines