## 4-15-2015 Avoided Costs
Relevant
Rule(s)
Avoided Energy Cost (All but Solar PV) |  | 49.8533 | MWh | Puc 903.02 (i)(2) & (i)(6) a. | (See "AC calc" tab)
Avoided Energy Cost (Solar PV) |  | 52.8896 | MWh | Puc 903.02 (i)(2) & (i)(7) b. | (See "AC calc" tab)
Avoided Capacity Costs |  | 2.9635 | kW-month | Puc 903.02 (i)(3) | (See "Capacity" tab)
Portion of Surplus Generation During Peak Hour |  | 0.01142% |  | Puc 903.02 (i)(6) b. | (See "Capacity" tab)
(All but Solar PV)
Portion of Surplus Generation During Peak Hour |  | 0.02122% |  | Puc 903.02 (i)(7) c. | (See "Capacity" tab)
(Solar PV)

## AC calc
Calculation of Avoided Energy Costs for Surplus Net Metered Generation Pursuant to Puc 903.02 | [9 empty] | Data Sources:
Generation Other than Solar Average Costs for LMP & Regulation = I18 | [8 empty] | 48.1116
Average Distribution System Line Loss Multiplier = | [8 empty] | 1.0362
Avg. Hourly Avoided Costs Grossed up for Dist. Line Losses | [8 empty] | 49.8533
Solar Weighted Average Costs for LMP & Regulation = (J18/D18) | [8 empty] | 51.0419
Average Distribution System Line Loss Multiplier = | [8 empty] | 1.0362
Solar Wtd. Avg. Cost Grossed up for Dist. Line Losses | [8 empty] | 52.8896
Average Distribution System Line Loss Multiplier = | [8 empty] | 1.0362 | See "Losses" tab
In $/MWH (megawatt hours)
[6 empty] | NH LZ | Gen. rel.** | G+H*** | D*I
"Month" | "Day" | "Hour" | "AC Power (W)" | Date | Hour | RTLMP* | Anc. Svcs. | Total Cost | Weighted Cost
|  | SUM or Average: | 4942643 |  |  | 47.1116 | 1 | 48.1116 | 252281782.74
4 | 1 | 01:00 | 0 | 2014-04-01 | 1 | 135.38 | 1 | 136.38 | 0
4 | 1 | 02:00 | 0 | 2014-04-01 | 2 | 101.88 | 1 | 102.88 | 0 | * NH LZ RTLMP = New Hampshire Load Zone Real Time Locational Marginal Price
4 | 1 | 03:00 | 0 | 2014-04-01 | 3 | 100.56 | 1 | 101.56 | 0 | ** Generation Related Ancillary Services info not readily available.
4 | 1 | 04:00 | 0 | 2014-04-01 | 4 | 71.1 | 1 | 72.1 | 0 | Used simplifying assumption of $1.00/MWh
4 | 1 | 05:00 | 0 | 2014-04-01 | 5 | 63.67 | 1 | 64.67 | 0 | ***Puc 903.02 (i)(6) b. uses 8760 hours
4 | 1 | 06:00 | 0 | 2014-04-01 | 6 | 83.39 | 1 | 84.39 | 0
4 | 1 | 07:00 | 29 | 2014-04-01 | 7 | 109.03 | 1 | 110.03 | 3190.87
4 | 1 | 08:00 | 466 | 2014-04-01 | 8 | 72.15 | 1 | 73.15 | 34087.9
4 | 1 | 09:00 | 778 | 2014-04-01 | 9 | 62.27 | 1 | 63.27 | 49224.06
4 | 1 | 10:00 | 1102 | 2014-04-01 | 10 | 48.34 | 1 | 49.34 | 54372.68
4 | 1 | 11:00 | 1140 | 2014-04-01 | 11 | 52.12 | 1 | 53.12 | 60556.8
4 | 1 | 12:00 | 744 | 2014-04-01 | 12 | 48.93 | 1 | 49.93 | 37147.92
4 | 1 | 13:00 | 723 | 2014-04-01 | 13 | 43.54 | 1 | 44.54 | 32202.42
4 | 1 | 14:00 | 647 | 2014-04-01 | 14 | 44.63 | 1 | 45.63 | 29522.61
4 | 1 | 15:00 | 1070 | 2014-04-01 | 15 | 41.36 | 1 | 42.36 | 45325.2
4 | 1 | 16:00 | 667 | 2014-04-01 | 16 | 43.23 | 1 | 44.23 | 29501.41
4 | 1 | 17:00 | 41 | 2014-04-01 | 17 | 41.69 | 1 | 42.69 | 1750.29
4 | 1 | 18:00 | 0 | 2014-04-01 | 18 | 42.39 | 1 | 43.39 | 0
4 | 1 | 19:00 | 0 | 2014-04-01 | 19 | 45.43 | 1 | 46.43 | 0
4 | 1 | 20:00 | 0 | 2014-04-01 | 20 | 52.54 | 1 | 53.54 | 0
4 | 1 | 21:00 | 0 | 2014-04-01 | 21 | 50.01 | 1 | 51.01 | 0
4 | 1 | 22:00 | 0 | 2014-04-01 | 22 | 43.96 | 1 | 44.96 | 0
4 | 1 | 23:00 | 0 | 2014-04-01 | 23 | 18.16 | 1 | 19.16 | 0
4 | 1 | 24:00 | 0 | 2014-04-01 | 24 | 23.86 | 1 | 24.86 | 0
4 | 2 | 01:00 | 0 | 2014-04-02 | 1 | 34.61 | 1 | 35.61 | 0
4 | 2 | 02:00 | 0 | 2014-04-02 | 2 | 36.66 | 1 | 37.66 | 0
4 | 2 | 03:00 | 0 | 2014-04-02 | 3 | 36.35 | 1 | 37.35 | 0
4 | 2 | 04:00 | 0 | 2014-04-02 | 4 | 36.75 | 1 | 37.75 | 0
4 | 2 | 05:00 | 0 | 2014-04-02 | 5 | 38.15 | 1 | 39.15 | 0
4 | 2 | 06:00 | 0 | 2014-04-02 | 6 | 37.29 | 1 | 38.29 | 0
4 | 2 | 07:00 | 39 | 2014-04-02 | 7 | 47.9 | 1 | 48.9 | 1907.1
4 | 2 | 08:00 | 802 | 2014-04-02 | 8 | 44.49 | 1 | 45.49 | 36482.98
4 | 2 | 09:00 | 1182 | 2014-04-02 | 9 | 43.55 | 1 | 44.55 | 52658.1
4 | 2 | 10:00 | 1723 | 2014-04-02 | 10 | 47.42 | 1 | 48.42 | 83427.66
4 | 2 | 11:00 | 2058 | 2014-04-02 | 11 | 50.18 | 1 | 51.18 | 105328.44
4 | 2 | 12:00 | 606 | 2014-04-02 | 12 | 56.47 | 1 | 57.47 | 34826.82
4 | 2 | 13:00 | 1134 | 2014-04-02 | 13 | 56.67 | 1 | 57.67 | 65397.78
4 | 2 | 14:00 | 955 | 2014-04-02 | 14 | 47.89 | 1 | 48.89 | 46689.95
4 | 2 | 15:00 | 778 | 2014-04-02 | 15 | 41.81 | 1 | 42.81 | 33306.18
4 | 2 | 16:00 | 601 | 2014-04-02 | 16 | 37.43 | 1 | 38.43 | 23096.43
4 | 2 | 17:00 | 237 | 2014-04-02 | 17 | 39.21 | 1 | 40.21 | 9529.77
4 | 2 | 18:00 | 4 | 2014-04-02 | 18 | 39.43 | 1 | 40.43 | 161.72
4 | 2 | 19:00 | 0 | 2014-04-02 | 19 | 41.51 | 1 | 42.51 | 0
4 | 2 | 20:00 | 0 | 2014-04-02 | 20 | 44.48 | 1 | 45.48 | 0
4 | 2 | 21:00 | 0 | 2014-04-02 | 21 | 45.51 | 1 | 46.51 | 0
4 | 2 | 22:00 | 0 | 2014-04-02 | 22 | 46.99 | 1 | 47.99 | 0
4 | 2 | 23:00 | 0 | 2014-04-02 | 23 | 41.06 | 1 | 42.06 | 0
4 | 2 | 24:00 | 0 | 2014-04-02 | 24 | 36.51 | 1 | 37.51 | 0
4 | 3 | 01:00 | 0 | 2014-04-03 | 1 | 32.15 | 1 | 33.15 | 0
4 | 3 | 02:00 | 0 | 2014-04-03 | 2 | 28.59 | 1 | 29.59 | 0
4 | 3 | 03:00 | 0 | 2014-04-03 | 3 | 19.56 | 1 | 20.56 | 0
4 | 3 | 04:00 | 0 | 2014-04-03 | 4 | 26.34 | 1 | 27.34 | 0
4 | 3 | 05:00 | 0 | 2014-04-03 | 5 | 35.64 | 1 | 36.64 | 0
4 | 3 | 06:00 | 0 | 2014-04-03 | 6 | 40.65 | 1 | 41.65 | 0
4 | 3 | 07:00 | 152 | 2014-04-03 | 7 | 47.31 | 1 | 48.31 | 7343.12
4 | 3 | 08:00 | 1137 | 2014-04-03 | 8 | 48.74 | 1 | 49.74 | 56554.38
4 | 3 | 09:00 | 1908 | 2014-04-03 | 9 | 43.11 | 1 | 44.11 | 84161.88
4 | 3 | 10:00 | 2348 | 2014-04-03 | 10 | 41.26 | 1 | 42.26 | 99226.48
4 | 3 | 11:00 | 2542 | 2014-04-03 | 11 | 46.05 | 1 | 47.05 | 119601.1
4 | 3 | 12:00 | 1279 | 2014-04-03 | 12 | 44.96 | 1 | 45.96 | 58782.84
4 | 3 | 13:00 | 1039 | 2014-04-03 | 13 | 36.73 | 1 | 37.73 | 39201.47
4 | 3 | 14:00 | 679 | 2014-04-03 | 14 | 35.53 | 1 | 36.53 | 24803.87
4 | 3 | 15:00 | 677 | 2014-04-03 | 15 | 39.22 | 1 | 40.22 | 27228.94
4 | 3 | 16:00 | 536 | 2014-04-03 | 16 | 42.23 | 1 | 43.23 | 23171.28
4 | 3 | 17:00 | 48 | 2014-04-03 | 17 | 45.66 | 1 | 46.66 | 2239.68
4 | 3 | 18:00 | 0 | 2014-04-03 | 18 | 46.16 | 1 | 47.16 | 0
4 | 3 | 19:00 | 0 | 2014-04-03 | 19 | 44.06 | 1 | 45.06 | 0
4 | 3 | 20:00 | 0 | 2014-04-03 | 20 | 53.82 | 1 | 54.82 | 0
4 | 3 | 21:00 | 0 | 2014-04-03 | 21 | 53.87 | 1 | 54.87 | 0
4 | 3 | 22:00 | 0 | 2014-04-03 | 22 | 49.79 | 1 | 50.79 | 0
4 | 3 | 23:00 | 0 | 2014-04-03 | 23 | 44.74 | 1 | 45.74 | 0
4 | 3 | 24:00 | 0 | 2014-04-03 | 24 | 35.74 | 1 | 36.74 | 0
4 | 4 | 01:00 | 0 | 2014-04-04 | 1 | 34.17 | 1 | 35.17 | 0
4 | 4 | 02:00 | 0 | 2014-04-04 | 2 | 33.45 | 1 | 34.45 | 0
4 | 4 | 03:00 | 0 | 2014-04-04 | 3 | 33.78 | 1 | 34.78 | 0
4 | 4 | 04:00 | 0 | 2014-04-04 | 4 | 33.18 | 1 | 34.18 | 0
4 | 4 | 05:00 | 0 | 2014-04-04 | 5 | 35.42 | 1 | 36.42 | 0
4 | 4 | 06:00 | 0 | 2014-04-04 | 6 | 34.3 | 1 | 35.3 | 0
4 | 4 | 07:00 | 51 | 2014-04-04 | 7 | 39.4 | 1 | 40.4 | 2060.4
4 | 4 | 08:00 | 870 | 2014-04-04 | 8 | 48.86 | 1 | 49.86 | 43378.2
4 | 4 | 09:00 | 1197 | 2014-04-04 | 9 | 46.8 | 1 | 47.8 | 57216.6
4 | 4 | 10:00 | 1693 | 2014-04-04 | 10 | 43.69 | 1 | 44.69 | 75660.17
4 | 4 | 11:00 | 2636 | 2014-04-04 | 11 | 50.42 | 1 | 51.42 | 135543.12
4 | 4 | 12:00 | 2175 | 2014-04-04 | 12 | 50.96 | 1 | 51.96 | 113013
4 | 4 | 13:00 | 1591 | 2014-04-04 | 13 | 44.95 | 1 | 45.95 | 73106.45
4 | 4 | 14:00 | 1170 | 2014-04-04 | 14 | 46.07 | 1 | 47.07 | 55071.9
4 | 4 | 15:00 | 689 | 2014-04-04 | 15 | 44.86 | 1 | 45.86 | 31597.54
4 | 4 | 16:00 | 632 | 2014-04-04 | 16 | 40.12 | 1 | 41.12 | 25987.84
4 | 4 | 17:00 | 550 | 2014-04-04 | 17 | 42.15 | 1 | 43.15 | 23732.5
4 | 4 | 18:00 | 4 | 2014-04-04 | 18 | 45.82 | 1 | 46.82 | 187.28
4 | 4 | 19:00 | 0 | 2014-04-04 | 19 | 44.94 | 1 | 45.94 | 0
4 | 4 | 20:00 | 0 | 2014-04-04 | 20 | 46.94 | 1 | 47.94 | 0
4 | 4 | 21:00 | 0 | 2014-04-04 | 21 | 47 | 1 | 48 | 0
4 | 4 | 22:00 | 0 | 2014-04-04 | 22 | 40.02 | 1 | 41.02 | 0
4 | 4 | 23:00 | 0 | 2014-04-04 | 23 | 39.28 | 1 | 40.28 | 0
4 | 4 | 24:00 | 0 | 2014-04-04 | 24 | 40.63 | 1 | 41.63 | 0
4 | 5 | 01:00 | 0 | 2014-04-05 | 1 | 38.74 | 1 | 39.74 | 0
4 | 5 | 02:00 | 0 | 2014-04-05 | 2 | 37.3 | 1 | 38.3 | 0
4 | 5 | 03:00 | 0 | 2014-04-05 | 3 | 33.64 | 1 | 34.64 | 0
4 | 5 | 04:00 | 0 | 2014-04-05 | 4 | 33.13 | 1 | 34.13 | 0
4 | 5 | 05:00 | 0 | 2014-04-05 | 5 | 33.08 | 1 | 34.08 | 0
4 | 5 | 06:00 | 0 | 2014-04-05 | 6 | 35.96 | 1 | 36.96 | 0
4 | 5 | 07:00 | 6 | 2014-04-05 | 7 | 45.39 | 1 | 46.39 | 278.34
4 | 5 | 08:00 | 150 | 2014-04-05 | 8 | 41.61 | 1 | 42.61 | 6391.5
4 | 5 | 09:00 | 773 | 2014-04-05 | 9 | 38.84 | 1 | 39.84 | 30796.32
4 | 5 | 10:00 | 975 | 2014-04-05 | 10 | 43.73 | 1 | 44.73 | 43611.75
4 | 5 | 11:00 | 866 | 2014-04-05 | 11 | 40.63 | 1 | 41.63 | 36051.58
4 | 5 | 12:00 | 908 | 2014-04-05 | 12 | 37.71 | 1 | 38.71 | 35148.68
4 | 5 | 13:00 | 1217 | 2014-04-05 | 13 | 37.98 | 1 | 38.98 | 47438.66
4 | 5 | 14:00 | 888 | 2014-04-05 | 14 | 35.26 | 1 | 36.26 | 32198.88
4 | 5 | 15:00 | 781 | 2014-04-05 | 15 | 35.11 | 1 | 36.11 | 28201.91
4 | 5 | 16:00 | 585 | 2014-04-05 | 16 | 34.79 | 1 | 35.79 | 20937.15
4 | 5 | 17:00 | 292 | 2014-04-05 | 17 | 36.46 | 1 | 37.46 | 10938.32
4 | 5 | 18:00 | 4 | 2014-04-05 | 18 | 38.69 | 1 | 39.69 | 158.76
4 | 5 | 19:00 | 0 | 2014-04-05 | 19 | 37.85 | 1 | 38.85 | 0
4 | 5 | 20:00 | 0 | 2014-04-05 | 20 | 49.33 | 1 | 50.33 | 0
4 | 5 | 21:00 | 0 | 2014-04-05 | 21 | 53.69 | 1 | 54.69 | 0
4 | 5 | 22:00 | 0 | 2014-04-05 | 22 | 46.85 | 1 | 47.85 | 0
4 | 5 | 23:00 | 0 | 2014-04-05 | 23 | 42.07 | 1 | 43.07 | 0
4 | 5 | 24:00 | 0 | 2014-04-05 | 24 | 40.88 | 1 | 41.88 | 0
4 | 6 | 01:00 | 0 | 2014-04-06 | 1 | 37.08 | 1 | 38.08 | 0
4 | 6 | 02:00 | 0 | 2014-04-06 | 2 | 33.24 | 1 | 34.24 | 0
4 | 6 | 03:00 | 0 | 2014-04-06 | 3 | 34.5 | 1 | 35.5 | 0
4 | 6 | 04:00 | 0 | 2014-04-06 | 4 | 35.44 | 1 | 36.44 | 0
4 | 6 | 05:00 | 0 | 2014-04-06 | 5 | 34.54 | 1 | 35.54 | 0
4 | 6 | 06:00 | 0 | 2014-04-06 | 6 | 34.01 | 1 | 35.01 | 0
4 | 6 | 07:00 | 4 | 2014-04-06 | 7 | 35.62 | 1 | 36.62 | 146.48
4 | 6 | 08:00 | 83 | 2014-04-06 | 8 | 38.45 | 1 | 39.45 | 3274.35
4 | 6 | 09:00 | 745 | 2014-04-06 | 9 | 40.83 | 1 | 41.83 | 31163.35
4 | 6 | 10:00 | 501 | 2014-04-06 | 10 | 39.83 | 1 | 40.83 | 20455.83
4 | 6 | 11:00 | 1006 | 2014-04-06 | 11 | 42.68 | 1 | 43.68 | 43942.08
4 | 6 | 12:00 | 618 | 2014-04-06 | 12 | 39.78 | 1 | 40.78 | 25202.04
4 | 6 | 13:00 | 622 | 2014-04-06 | 13 | 36.86 | 1 | 37.86 | 23548.92
4 | 6 | 14:00 | 1319 | 2014-04-06 | 14 | 36.73 | 1 | 37.73 | 49765.87
4 | 6 | 15:00 | 1412 | 2014-04-06 | 15 | 35.82 | 1 | 36.82 | 51989.84
4 | 6 | 16:00 | 1415 | 2014-04-06 | 16 | 33.93 | 1 | 34.93 | 49425.95
4 | 6 | 17:00 | 712 | 2014-04-06 | 17 | 35.2 | 1 | 36.2 | 25774.4
4 | 6 | 18:00 | 6 | 2014-04-06 | 18 | 34.51 | 1 | 35.51 | 213.06
4 | 6 | 19:00 | 0 | 2014-04-06 | 19 | 22.99 | 1 | 23.99 | 0
4 | 6 | 20:00 | 0 | 2014-04-06 | 20 | 51.75 | 1 | 52.75 | 0
4 | 6 | 21:00 | 0 | 2014-04-06 | 21 | 74.05 | 1 | 75.05 | 0
4 | 6 | 22:00 | 0 | 2014-04-06 | 22 | 43.89 | 1 | 44.89 | 0
4 | 6 | 23:00 | 0 | 2014-04-06 | 23 | 30.03 | 1 | 31.03 | 0
4 | 6 | 24:00 | 0 | 2014-04-06 | 24 | 32.67 | 1 | 33.67 | 0
4 | 7 | 01:00 | 0 | 2014-04-07 | 1 | 34.24 | 1 | 35.24 | 0
4 | 7 | 02:00 | 0 | 2014-04-07 | 2 | 29.45 | 1 | 30.45 | 0
4 | 7 | 03:00 | 0 | 2014-04-07 | 3 | 32.45 | 1 | 33.45 | 0
4 | 7 | 04:00 | 0 | 2014-04-07 | 4 | 35.72 | 1 | 36.72 | 0
4 | 7 | 05:00 | 0 | 2014-04-07 | 5 | 38.62 | 1 | 39.62 | 0
4 | 7 | 06:00 | 0 | 2014-04-07 | 6 | 39.25 | 1 | 40.25 | 0
4 | 7 | 07:00 | 69 | 2014-04-07 | 7 | 54.48 | 1 | 55.48 | 3828.12
4 | 7 | 08:00 | 987 | 2014-04-07 | 8 | 60.81 | 1 | 61.81 | 61006.47
4 | 7 | 09:00 | 1844 | 2014-04-07 | 9 | 64.37 | 1 | 65.37 | 120542.28
4 | 7 | 10:00 | 2492 | 2014-04-07 | 10 | 46.79 | 1 | 47.79 | 119092.68
4 | 7 | 11:00 | 2934 | 2014-04-07 | 11 | 47.58 | 1 | 48.58 | 142533.72
4 | 7 | 12:00 | 3026 | 2014-04-07 | 12 | 56.19 | 1 | 57.19 | 173056.94
4 | 7 | 13:00 | 2880 | 2014-04-07 | 13 | 52.3 | 1 | 53.3 | 153504
4 | 7 | 14:00 | 2707 | 2014-04-07 | 14 | 53.07 | 1 | 54.07 | 146367.49
4 | 7 | 15:00 | 2079 | 2014-04-07 | 15 | 46.95 | 1 | 47.95 | 99688.05
4 | 7 | 16:00 | 1577 | 2014-04-07 | 16 | 64.35 | 1 | 65.35 | 103056.95
4 | 7 | 17:00 | 661 | 2014-04-07 | 17 | 61.96 | 1 | 62.96 | 41616.56
4 | 7 | 18:00 | 10 | 2014-04-07 | 18 | 60.45 | 1 | 61.45 | 614.5
4 | 7 | 19:00 | 0 | 2014-04-07 | 19 | 64.9 | 1 | 65.9 | 0
4 | 7 | 20:00 | 0 | 2014-04-07 | 20 | 69.28 | 1 | 70.28 | 0
4 | 7 | 21:00 | 0 | 2014-04-07 | 21 | 60.89 | 1 | 61.89 | 0
4 | 7 | 22:00 | 0 | 2014-04-07 | 22 | 54.91 | 1 | 55.91 | 0
4 | 7 | 23:00 | 0 | 2014-04-07 | 23 | 41.13 | 1 | 42.13 | 0
4 | 7 | 24:00 | 0 | 2014-04-07 | 24 | 39.95 | 1 | 40.95 | 0
4 | 8 | 01:00 | 0 | 2014-04-08 | 1 | 35.1 | 1 | 36.1 | 0
4 | 8 | 02:00 | 0 | 2014-04-08 | 2 | 33.6 | 1 | 34.6 | 0
4 | 8 | 03:00 | 0 | 2014-04-08 | 3 | 33.44 | 1 | 34.44 | 0
4 | 8 | 04:00 | 0 | 2014-04-08 | 4 | 33.91 | 1 | 34.91 | 0
4 | 8 | 05:00 | 0 | 2014-04-08 | 5 | 36.9 | 1 | 37.9 | 0
4 | 8 | 06:00 | 0 | 2014-04-08 | 6 | 33.54 | 1 | 34.54 | 0
4 | 8 | 07:00 | 21 | 2014-04-08 | 7 | 42.47 | 1 | 43.47 | 912.87
4 | 8 | 08:00 | 1079 | 2014-04-08 | 8 | 44.56 | 1 | 45.56 | 49159.24
4 | 8 | 09:00 | 1853 | 2014-04-08 | 9 | 48.31 | 1 | 49.31 | 91371.43
4 | 8 | 10:00 | 2519 | 2014-04-08 | 10 | 58.15 | 1 | 59.15 | 148998.85
4 | 8 | 11:00 | 2841 | 2014-04-08 | 11 | 68.5 | 1 | 69.5 | 197449.5
4 | 8 | 12:00 | 2899 | 2014-04-08 | 12 | 60.53 | 1 | 61.53 | 178375.47
4 | 8 | 13:00 | 2344 | 2014-04-08 | 13 | 59.62 | 1 | 60.62 | 142093.28
4 | 8 | 14:00 | 2413 | 2014-04-08 | 14 | 53.18 | 1 | 54.18 | 130736.34
4 | 8 | 15:00 | 681 | 2014-04-08 | 15 | 46.5 | 1 | 47.5 | 32347.5
4 | 8 | 16:00 | 1277 | 2014-04-08 | 16 | 51.79 | 1 | 52.79 | 67412.83
4 | 8 | 17:00 | 583 | 2014-04-08 | 17 | 53.79 | 1 | 54.79 | 31942.57
4 | 8 | 18:00 | 1 | 2014-04-08 | 18 | 55.22 | 1 | 56.22 | 56.22
4 | 8 | 19:00 | 0 | 2014-04-08 | 19 | 48.63 | 1 | 49.63 | 0
4 | 8 | 20:00 | 0 | 2014-04-08 | 20 | 62.85 | 1 | 63.85 | 0
4 | 8 | 21:00 | 0 | 2014-04-08 | 21 | 57.56 | 1 | 58.56 | 0
4 | 8 | 22:00 | 0 | 2014-04-08 | 22 | 50.49 | 1 | 51.49 | 0
4 | 8 | 23:00 | 0 | 2014-04-08 | 23 | 37.57 | 1 | 38.57 | 0
4 | 8 | 24:00 | 0 | 2014-04-08 | 24 | 36.53 | 1 | 37.53 | 0
4 | 9 | 01:00 | 0 | 2014-04-09 | 1 | 38.28 | 1 | 39.28 | 0
4 | 9 | 02:00 | 0 | 2014-04-09 | 2 | 37.73 | 1 | 38.73 | 0
4 | 9 | 03:00 | 0 | 2014-04-09 | 3 | 41.24 | 1 | 42.24 | 0
4 | 9 | 04:00 | 0 | 2014-04-09 | 4 | 38.77 | 1 | 39.77 | 0
4 | 9 | 05:00 | 0 | 2014-04-09 | 5 | 37.53 | 1 | 38.53 | 0
4 | 9 | 06:00 | 0 | 2014-04-09 | 6 | 39.82 | 1 | 40.82 | 0
4 | 9 | 07:00 | 280 | 2014-04-09 | 7 | 53.34 | 1 | 54.34 | 15215.2
4 | 9 | 08:00 | 1292 | 2014-04-09 | 8 | 69.51 | 1 | 70.51 | 91098.92
4 | 9 | 09:00 | 2082 | 2014-04-09 | 9 | 63.83 | 1 | 64.83 | 134976.06
4 | 9 | 10:00 | 2473 | 2014-04-09 | 10 | 64.1 | 1 | 65.1 | 160992.3
4 | 9 | 11:00 | 3049 | 2014-04-09 | 11 | 59.68 | 1 | 60.68 | 185013.32
4 | 9 | 12:00 | 3133 | 2014-04-09 | 12 | 43.91 | 1 | 44.91 | 140703.03
4 | 9 | 13:00 | 2557 | 2014-04-09 | 13 | 40.52 | 1 | 41.52 | 106166.64
4 | 9 | 14:00 | 1962 | 2014-04-09 | 14 | 40.82 | 1 | 41.82 | 82050.84
4 | 9 | 15:00 | 1940 | 2014-04-09 | 15 | 39.01 | 1 | 40.01 | 77619.4
4 | 9 | 16:00 | 1696 | 2014-04-09 | 16 | 38.79 | 1 | 39.79 | 67483.84
4 | 9 | 17:00 | 638 | 2014-04-09 | 17 | 40.23 | 1 | 41.23 | 26304.74
4 | 9 | 18:00 | 5 | 2014-04-09 | 18 | 39.87 | 1 | 40.87 | 204.35
4 | 9 | 19:00 | 0 | 2014-04-09 | 19 | 40.16 | 1 | 41.16 | 0
4 | 9 | 20:00 | 0 | 2014-04-09 | 20 | 52.07 | 1 | 53.07 | 0
4 | 9 | 21:00 | 0 | 2014-04-09 | 21 | 46.27 | 1 | 47.27 | 0
4 | 9 | 22:00 | 0 | 2014-04-09 | 22 | 41.93 | 1 | 42.93 | 0
4 | 9 | 23:00 | 0 | 2014-04-09 | 23 | 35.68 | 1 | 36.68 | 0
4 | 9 | 24:00 | 0 | 2014-04-09 | 24 | 34.35 | 1 | 35.35 | 0
4 | 10 | 01:00 | 0 | 2014-04-10 | 1 | 33 | 1 | 34 | 0
4 | 10 | 02:00 | 0 | 2014-04-10 | 2 | 32.63 | 1 | 33.63 | 0
4 | 10 | 03:00 | 0 | 2014-04-10 | 3 | 33.88 | 1 | 34.88 | 0
4 | 10 | 04:00 | 0 | 2014-04-10 | 4 | 35.41 | 1 | 36.41 | 0
4 | 10 | 05:00 | 0 | 2014-04-10 | 5 | 33.96 | 1 | 34.96 | 0
4 | 10 | 06:00 | 0 | 2014-04-10 | 6 | 30.72 | 1 | 31.72 | 0
4 | 10 | 07:00 | 334 | 2014-04-10 | 7 | 38.46 | 1 | 39.46 | 13179.64
4 | 10 | 08:00 | 1334 | 2014-04-10 | 8 | 40.75 | 1 | 41.75 | 55694.5
4 | 10 | 09:00 | 2224 | 2014-04-10 | 9 | 38.53 | 1 | 39.53 | 87914.72
4 | 10 | 10:00 | 2825 | 2014-04-10 | 10 | 40.63 | 1 | 41.63 | 117604.75
4 | 10 | 11:00 | 3190 | 2014-04-10 | 11 | 42.98 | 1 | 43.98 | 140296.2
4 | 10 | 12:00 | 3147 | 2014-04-10 | 12 | 43.92 | 1 | 44.92 | 141363.24
4 | 10 | 13:00 | 3071 | 2014-04-10 | 13 | 36.1 | 1 | 37.1 | 113934.1
4 | 10 | 14:00 | 2940 | 2014-04-10 | 14 | 33.94 | 1 | 34.94 | 102723.6
4 | 10 | 15:00 | 2249 | 2014-04-10 | 15 | 32.84 | 1 | 33.84 | 76106.16
4 | 10 | 16:00 | 1617 | 2014-04-10 | 16 | 35.84 | 1 | 36.84 | 59570.28
4 | 10 | 17:00 | 790 | 2014-04-10 | 17 | 34.72 | 1 | 35.72 | 28218.8
4 | 10 | 18:00 | 4 | 2014-04-10 | 18 | 34.58 | 1 | 35.58 | 142.32
4 | 10 | 19:00 | 0 | 2014-04-10 | 19 | 33.48 | 1 | 34.48 | 0
4 | 10 | 20:00 | 0 | 2014-04-10 | 20 | 36.42 | 1 | 37.42 | 0
4 | 10 | 21:00 | 0 | 2014-04-10 | 21 | 38.16 | 1 | 39.16 | 0
4 | 10 | 22:00 | 0 | 2014-04-10 | 22 | 35.69 | 1 | 36.69 | 0
4 | 10 | 23:00 | 0 | 2014-04-10 | 23 | 34.94 | 1 | 35.94 | 0
4 | 10 | 24:00 | 0 | 2014-04-10 | 24 | 29.16 | 1 | 30.16 | 0
4 | 11 | 01:00 | 0 | 2014-04-11 | 1 | 31.53 | 1 | 32.53 | 0
4 | 11 | 02:00 | 0 | 2014-04-11 | 2 | 29.93 | 1 | 30.93 | 0
4 | 11 | 03:00 | 0 | 2014-04-11 | 3 | 29.17 | 1 | 30.17 | 0
4 | 11 | 04:00 | 0 | 2014-04-11 | 4 | 30.75 | 1 | 31.75 | 0
4 | 11 | 05:00 | 0 | 2014-04-11 | 5 | 31.13 | 1 | 32.13 | 0
4 | 11 | 06:00 | 0 | 2014-04-11 | 6 | 33.85 | 1 | 34.85 | 0
4 | 11 | 07:00 | 93 | 2014-04-11 | 7 | 39.65 | 1 | 40.65 | 3780.45
4 | 11 | 08:00 | 1201 | 2014-04-11 | 8 | 42.87 | 1 | 43.87 | 52687.87
4 | 11 | 09:00 | 1949 | 2014-04-11 | 9 | 41.81 | 1 | 42.81 | 83436.69
4 | 11 | 10:00 | 2497 | 2014-04-11 | 10 | 39.98 | 1 | 40.98 | 102327.06
4 | 11 | 11:00 | 2524 | 2014-04-11 | 11 | 37.57 | 1 | 38.57 | 97350.68
4 | 11 | 12:00 | 2633 | 2014-04-11 | 12 | 37.59 | 1 | 38.59 | 101607.47
4 | 11 | 13:00 | 2783 | 2014-04-11 | 13 | 39.29 | 1 | 40.29 | 112127.07
4 | 11 | 14:00 | 2063 | 2014-04-11 | 14 | 41.15 | 1 | 42.15 | 86955.45
4 | 11 | 15:00 | 1689 | 2014-04-11 | 15 | 40.28 | 1 | 41.28 | 69721.92
4 | 11 | 16:00 | 945 | 2014-04-11 | 16 | 40.09 | 1 | 41.09 | 38830.05
4 | 11 | 17:00 | 427 | 2014-04-11 | 17 | 40.78 | 1 | 41.78 | 17840.06
4 | 11 | 18:00 | 0 | 2014-04-11 | 18 | 45.86 | 1 | 46.86 | 0
4 | 11 | 19:00 | 0 | 2014-04-11 | 19 | 39.82 | 1 | 40.82 | 0
4 | 11 | 20:00 | 0 | 2014-04-11 | 20 | 43.68 | 1 | 44.68 | 0
4 | 11 | 21:00 | 0 | 2014-04-11 | 21 | 39.09 | 1 | 40.09 | 0
4 | 11 | 22:00 | 0 | 2014-04-11 | 22 | 38.82 | 1 | 39.82 | 0
4 | 11 | 23:00 | 0 | 2014-04-11 | 23 | 39.76 | 1 | 40.76 | 0
4 | 11 | 24:00 | 0 | 2014-04-11 | 24 | 37.6 | 1 | 38.6 | 0
4 | 12 | 01:00 | 0 | 2014-04-12 | 1 | 37.45 | 1 | 38.45 | 0
4 | 12 | 02:00 | 0 | 2014-04-12 | 2 | 36.76 | 1 | 37.76 | 0
4 | 12 | 03:00 | 0 | 2014-04-12 | 3 | 33.73 | 1 | 34.73 | 0
4 | 12 | 04:00 | 0 | 2014-04-12 | 4 | 30.42 | 1 | 31.42 | 0
4 | 12 | 05:00 | 0 | 2014-04-12 | 5 | 30.48 | 1 | 31.48 | 0
4 | 12 | 06:00 | 0 | 2014-04-12 | 6 | 31.36 | 1 | 32.36 | 0
4 | 12 | 07:00 | 341 | 2014-04-12 | 7 | 39.42 | 1 | 40.42 | 13783.22
4 | 12 | 08:00 | 1277 | 2014-04-12 | 8 | 52 | 1 | 53 | 67681
4 | 12 | 09:00 | 2134 | 2014-04-12 | 9 | 34.5 | 1 | 35.5 | 75757
4 | 12 | 10:00 | 2782 | 2014-04-12 | 10 | 43.49 | 1 | 44.49 | 123771.18
4 | 12 | 11:00 | 3124 | 2014-04-12 | 11 | 36.57 | 1 | 37.57 | 117368.68
4 | 12 | 12:00 | 3308 | 2014-04-12 | 12 | 35.01 | 1 | 36.01 | 119121.08
4 | 12 | 13:00 | 3296 | 2014-04-12 | 13 | 34.07 | 1 | 35.07 | 115590.72
4 | 12 | 14:00 | 2944 | 2014-04-12 | 14 | 32.84 | 1 | 33.84 | 99624.96
4 | 12 | 15:00 | 2473 | 2014-04-12 | 15 | 33.2 | 1 | 34.2 | 84576.6
4 | 12 | 16:00 | 1743 | 2014-04-12 | 16 | 34.88 | 1 | 35.88 | 62538.84
4 | 12 | 17:00 | 826 | 2014-04-12 | 17 | 32.15 | 1 | 33.15 | 27381.9
4 | 12 | 18:00 | 5 | 2014-04-12 | 18 | 29.89 | 1 | 30.89 | 154.45
4 | 12 | 19:00 | 0 | 2014-04-12 | 19 | 31.76 | 1 | 32.76 | 0
4 | 12 | 20:00 | 0 | 2014-04-12 | 20 | 43.39 | 1 | 44.39 | 0
4 | 12 | 21:00 | 0 | 2014-04-12 | 21 | 35.28 | 1 | 36.28 | 0
4 | 12 | 22:00 | 0 | 2014-04-12 | 22 | 38.41 | 1 | 39.41 | 0
4 | 12 | 23:00 | 0 | 2014-04-12 | 23 | 37.14 | 1 | 38.14 | 0
4 | 12 | 24:00 | 0 | 2014-04-12 | 24 | 29.54 | 1 | 30.54 | 0
4 | 13 | 01:00 | 0 | 2014-04-13 | 1 | 28.03 | 1 | 29.03 | 0
4 | 13 | 02:00 | 0 | 2014-04-13 | 2 | 25.71 | 1 | 26.71 | 0
4 | 13 | 03:00 | 0 | 2014-04-13 | 3 | 25.34 | 1 | 26.34 | 0
4 | 13 | 04:00 | 0 | 2014-04-13 | 4 | 27.16 | 1 | 28.16 | 0
4 | 13 | 05:00 | 0 | 2014-04-13 | 5 | 26.05 | 1 | 27.05 | 0
4 | 13 | 06:00 | 0 | 2014-04-13 | 6 | 24.11 | 1 | 25.11 | 0
4 | 13 | 07:00 | 276 | 2014-04-13 | 7 | 21.38 | 1 | 22.38 | 6176.88
4 | 13 | 08:00 | 1093 | 2014-04-13 | 8 | 29.43 | 1 | 30.43 | 33259.99
4 | 13 | 09:00 | 1976 | 2014-04-13 | 9 | 28.52 | 1 | 29.52 | 58331.52
4 | 13 | 10:00 | 2362 | 2014-04-13 | 10 | 32.54 | 1 | 33.54 | 79221.48
4 | 13 | 11:00 | 2797 | 2014-04-13 | 11 | 35.99 | 1 | 36.99 | 103461.03
4 | 13 | 12:00 | 2522 | 2014-04-13 | 12 | 35.42 | 1 | 36.42 | 91851.24
4 | 13 | 13:00 | 2421 | 2014-04-13 | 13 | 38.47 | 1 | 39.47 | 95556.87
4 | 13 | 14:00 | 2380 | 2014-04-13 | 14 | 33.81 | 1 | 34.81 | 82847.8
4 | 13 | 15:00 | 1771 | 2014-04-13 | 15 | 30.59 | 1 | 31.59 | 55945.89
4 | 13 | 16:00 | 1209 | 2014-04-13 | 16 | 29.75 | 1 | 30.75 | 37176.75
4 | 13 | 17:00 | 35 | 2014-04-13 | 17 | 30.78 | 1 | 31.78 | 1112.3
4 | 13 | 18:00 | 0 | 2014-04-13 | 18 | 34.69 | 1 | 35.69 | 0
4 | 13 | 19:00 | 0 | 2014-04-13 | 19 | 37 | 1 | 38 | 0
4 | 13 | 20:00 | 0 | 2014-04-13 | 20 | 111.49 | 1 | 112.49 | 0
4 | 13 | 21:00 | 0 | 2014-04-13 | 21 | 77.81 | 1 | 78.81 | 0
4 | 13 | 22:00 | 0 | 2014-04-13 | 22 | 33.23 | 1 | 34.23 | 0
4 | 13 | 23:00 | 0 | 2014-04-13 | 23 | 34.88 | 1 | 35.88 | 0
4 | 13 | 24:00 | 0 | 2014-04-13 | 24 | 27.8 | 1 | 28.8 | 0
4 | 14 | 01:00 | 0 | 2014-04-14 | 1 | 28.08 | 1 | 29.08 | 0
4 | 14 | 02:00 | 0 | 2014-04-14 | 2 | 25.03 | 1 | 26.03 | 0
4 | 14 | 03:00 | 0 | 2014-04-14 | 3 | 27.73 | 1 | 28.73 | 0
4 | 14 | 04:00 | 0 | 2014-04-14 | 4 | 1.99 | 1 | 2.99 | 0
4 | 14 | 05:00 | 0 | 2014-04-14 | 5 | 0 | 1 | 1 | 0
4 | 14 | 06:00 | 0 | 2014-04-14 | 6 | 15.81 | 1 | 16.81 | 0
4 | 14 | 07:00 | 23 | 2014-04-14 | 7 | 45.82 | 1 | 46.82 | 1076.86
4 | 14 | 08:00 | 387 | 2014-04-14 | 8 | 43.18 | 1 | 44.18 | 17097.66
4 | 14 | 09:00 | 655 | 2014-04-14 | 9 | 39.59 | 1 | 40.59 | 26586.45
4 | 14 | 10:00 | 972 | 2014-04-14 | 10 | 38.48 | 1 | 39.48 | 38374.56
4 | 14 | 11:00 | 1044 | 2014-04-14 | 11 | 39.55 | 1 | 40.55 | 42334.2
4 | 14 | 12:00 | 1111 | 2014-04-14 | 12 | 46.64 | 1 | 47.64 | 52928.04
4 | 14 | 13:00 | 1142 | 2014-04-14 | 13 | 42.27 | 1 | 43.27 | 49414.34
4 | 14 | 14:00 | 1004 | 2014-04-14 | 14 | 38.72 | 1 | 39.72 | 39878.88
4 | 14 | 15:00 | 506 | 2014-04-14 | 15 | 39.89 | 1 | 40.89 | 20690.34
4 | 14 | 16:00 | 689 | 2014-04-14 | 16 | 39 | 1 | 40 | 27560
4 | 14 | 17:00 | 264 | 2014-04-14 | 17 | 38.6 | 1 | 39.6 | 10454.4
4 | 14 | 18:00 | 6 | 2014-04-14 | 18 | 35.9 | 1 | 36.9 | 221.4
4 | 14 | 19:00 | 0 | 2014-04-14 | 19 | 32.81 | 1 | 33.81 | 0
4 | 14 | 20:00 | 0 | 2014-04-14 | 20 | 39.4 | 1 | 40.4 | 0
4 | 14 | 21:00 | 0 | 2014-04-14 | 21 | 42.36 | 1 | 43.36 | 0
4 | 14 | 22:00 | 0 | 2014-04-14 | 22 | 34.8 | 1 | 35.8 | 0
4 | 14 | 23:00 | 0 | 2014-04-14 | 23 | 27.96 | 1 | 28.96 | 0
4 | 14 | 24:00 | 0 | 2014-04-14 | 24 | 32.31 | 1 | 33.31 | 0
4 | 15 | 01:00 | 0 | 2014-04-15 | 1 | 33.58 | 1 | 34.58 | 0
4 | 15 | 02:00 | 0 | 2014-04-15 | 2 | 28.2 | 1 | 29.2 | 0
4 | 15 | 03:00 | 0 | 2014-04-15 | 3 | 27.8 | 1 | 28.8 | 0
4 | 15 | 04:00 | 0 | 2014-04-15 | 4 | 27.85 | 1 | 28.85 | 0
4 | 15 | 05:00 | 0 | 2014-04-15 | 5 | 27.7 | 1 | 28.7 | 0
4 | 15 | 06:00 | 0 | 2014-04-15 | 6 | 24.31 | 1 | 25.31 | 0
4 | 15 | 07:00 | 108 | 2014-04-15 | 7 | 33.03 | 1 | 34.03 | 3675.24
4 | 15 | 08:00 | 396 | 2014-04-15 | 8 | 39.23 | 1 | 40.23 | 15931.08
4 | 15 | 09:00 | 906 | 2014-04-15 | 9 | 39.84 | 1 | 40.84 | 37001.04
4 | 15 | 10:00 | 1644 | 2014-04-15 | 10 | 43.84 | 1 | 44.84 | 73716.96
4 | 15 | 11:00 | 1364 | 2014-04-15 | 11 | 45.82 | 1 | 46.82 | 63862.48
4 | 15 | 12:00 | 1272 | 2014-04-15 | 12 | 51.29 | 1 | 52.29 | 66512.88
4 | 15 | 13:00 | 1771 | 2014-04-15 | 13 | 59.9 | 1 | 60.9 | 107853.9
4 | 15 | 14:00 | 1972 | 2014-04-15 | 14 | 57.77 | 1 | 58.77 | 115894.44
4 | 15 | 15:00 | 1087 | 2014-04-15 | 15 | 42.42 | 1 | 43.42 | 47197.54
4 | 15 | 16:00 | 609 | 2014-04-15 | 16 | 44.31 | 1 | 45.31 | 27593.79
4 | 15 | 17:00 | 541 | 2014-04-15 | 17 | 65.26 | 1 | 66.26 | 35846.66
4 | 15 | 18:00 | 2 | 2014-04-15 | 18 | 67.34 | 1 | 68.34 | 136.68
4 | 15 | 19:00 | 0 | 2014-04-15 | 19 | 50.36 | 1 | 51.36 | 0
4 | 15 | 20:00 | 0 | 2014-04-15 | 20 | 53.28 | 1 | 54.28 | 0
4 | 15 | 21:00 | 0 | 2014-04-15 | 21 | 52.71 | 1 | 53.71 | 0
4 | 15 | 22:00 | 0 | 2014-04-15 | 22 | 29.88 | 1 | 30.88 | 0
4 | 15 | 23:00 | 0 | 2014-04-15 | 23 | 30 | 1 | 31 | 0
4 | 15 | 24:00 | 0 | 2014-04-15 | 24 | 40.81 | 1 | 41.81 | 0
4 | 16 | 01:00 | 0 | 2014-04-16 | 1 | 35.71 | 1 | 36.71 | 0
4 | 16 | 02:00 | 0 | 2014-04-16 | 2 | 35.14 | 1 | 36.14 | 0
4 | 16 | 03:00 | 0 | 2014-04-16 | 3 | 39.6 | 1 | 40.6 | 0
4 | 16 | 04:00 | 0 | 2014-04-16 | 4 | 41.73 | 1 | 42.73 | 0
4 | 16 | 05:00 | 0 | 2014-04-16 | 5 | 35.33 | 1 | 36.33 | 0
4 | 16 | 06:00 | 0 | 2014-04-16 | 6 | 41.19 | 1 | 42.19 | 0
4 | 16 | 07:00 | 37 | 2014-04-16 | 7 | 62.33 | 1 | 63.33 | 2343.21
4 | 16 | 08:00 | 478 | 2014-04-16 | 8 | 75.28 | 1 | 76.28 | 36461.84
4 | 16 | 09:00 | 996 | 2014-04-16 | 9 | 62.42 | 1 | 63.42 | 63166.32
4 | 16 | 10:00 | 2039 | 2014-04-16 | 10 | 59.21 | 1 | 60.21 | 122768.19
4 | 16 | 11:00 | 1494 | 2014-04-16 | 11 | 51 | 1 | 52 | 77688
4 | 16 | 12:00 | 2030 | 2014-04-16 | 12 | 47.25 | 1 | 48.25 | 97947.5
4 | 16 | 13:00 | 2079 | 2014-04-16 | 13 | 45.94 | 1 | 46.94 | 97588.26
4 | 16 | 14:00 | 1485 | 2014-04-16 | 14 | 47.71 | 1 | 48.71 | 72334.35
4 | 16 | 15:00 | 1720 | 2014-04-16 | 15 | 46.92 | 1 | 47.92 | 82422.4
4 | 16 | 16:00 | 1235 | 2014-04-16 | 16 | 40.77 | 1 | 41.77 | 51585.95
4 | 16 | 17:00 | 279 | 2014-04-16 | 17 | 43.29 | 1 | 44.29 | 12356.91
4 | 16 | 18:00 | 3 | 2014-04-16 | 18 | 41.88 | 1 | 42.88 | 128.64
4 | 16 | 19:00 | 0 | 2014-04-16 | 19 | 45.84 | 1 | 46.84 | 0
4 | 16 | 20:00 | 0 | 2014-04-16 | 20 | 64.31 | 1 | 65.31 | 0
4 | 16 | 21:00 | 0 | 2014-04-16 | 21 | 71.18 | 1 | 72.18 | 0
4 | 16 | 22:00 | 0 | 2014-04-16 | 22 | 47.24 | 1 | 48.24 | 0
4 | 16 | 23:00 | 0 | 2014-04-16 | 23 | 49.42 | 1 | 50.42 | 0
4 | 16 | 24:00 | 0 | 2014-04-16 | 24 | 43.31 | 1 | 44.31 | 0
4 | 17 | 01:00 | 0 | 2014-04-17 | 1 | 40.87 | 1 | 41.87 | 0
4 | 17 | 02:00 | 0 | 2014-04-17 | 2 | 37.81 | 1 | 38.81 | 0
4 | 17 | 03:00 | 0 | 2014-04-17 | 3 | 35.47 | 1 | 36.47 | 0
4 | 17 | 04:00 | 0 | 2014-04-17 | 4 | 38.22 | 1 | 39.22 | 0
4 | 17 | 05:00 | 0 | 2014-04-17 | 5 | 45.67 | 1 | 46.67 | 0
4 | 17 | 06:00 | 0 | 2014-04-17 | 6 | 43.12 | 1 | 44.12 | 0
4 | 17 | 07:00 | 367 | 2014-04-17 | 7 | 57.95 | 1 | 58.95 | 21634.65
4 | 17 | 08:00 | 1237 | 2014-04-17 | 8 | 73.67 | 1 | 74.67 | 92366.79
4 | 17 | 09:00 | 2136 | 2014-04-17 | 9 | 64.06 | 1 | 65.06 | 138968.16
4 | 17 | 10:00 | 2749 | 2014-04-17 | 10 | 56.55 | 1 | 57.55 | 158204.95
4 | 17 | 11:00 | 3156 | 2014-04-17 | 11 | 48.05 | 1 | 49.05 | 154801.8
4 | 17 | 12:00 | 3307 | 2014-04-17 | 12 | 51.27 | 1 | 52.27 | 172856.89
4 | 17 | 13:00 | 3236 | 2014-04-17 | 13 | 42.68 | 1 | 43.68 | 141348.48
4 | 17 | 14:00 | 2949 | 2014-04-17 | 14 | 39.77 | 1 | 40.77 | 120230.73
4 | 17 | 15:00 | 2429 | 2014-04-17 | 15 | 39.07 | 1 | 40.07 | 97330.03
4 | 17 | 16:00 | 1658 | 2014-04-17 | 16 | 41.07 | 1 | 42.07 | 69752.06
4 | 17 | 17:00 | 764 | 2014-04-17 | 17 | 35.16 | 1 | 36.16 | 27626.24
4 | 17 | 18:00 | 12 | 2014-04-17 | 18 | 34.75 | 1 | 35.75 | 429
4 | 17 | 19:00 | 0 | 2014-04-17 | 19 | 33.67 | 1 | 34.67 | 0
4 | 17 | 20:00 | 0 | 2014-04-17 | 20 | 46.84 | 1 | 47.84 | 0
4 | 17 | 21:00 | 0 | 2014-04-17 | 21 | 52.46 | 1 | 53.46 | 0
4 | 17 | 22:00 | 0 | 2014-04-17 | 22 | 39.51 | 1 | 40.51 | 0
4 | 17 | 23:00 | 0 | 2014-04-17 | 23 | 29.34 | 1 | 30.34 | 0
4 | 17 | 24:00 | 0 | 2014-04-17 | 24 | 34.88 | 1 | 35.88 | 0
4 | 18 | 01:00 | 0 | 2014-04-18 | 1 | 36.64 | 1 | 37.64 | 0
4 | 18 | 02:00 | 0 | 2014-04-18 | 2 | 32.24 | 1 | 33.24 | 0
4 | 18 | 03:00 | 0 | 2014-04-18 | 3 | 31.4 | 1 | 32.4 | 0
4 | 18 | 04:00 | 0 | 2014-04-18 | 4 | 31.22 | 1 | 32.22 | 0
4 | 18 | 05:00 | 0 | 2014-04-18 | 5 | 35.08 | 1 | 36.08 | 0
4 | 18 | 06:00 | 0 | 2014-04-18 | 6 | 41.13 | 1 | 42.13 | 0
4 | 18 | 07:00 | 16 | 2014-04-18 | 7 | 45 | 1 | 46 | 736
4 | 18 | 08:00 | 232 | 2014-04-18 | 8 | 41.22 | 1 | 42.22 | 9795.04
4 | 18 | 09:00 | 542 | 2014-04-18 | 9 | 40.76 | 1 | 41.76 | 22633.92
4 | 18 | 10:00 | 979 | 2014-04-18 | 10 | 44.05 | 1 | 45.05 | 44103.95
4 | 18 | 11:00 | 977 | 2014-04-18 | 11 | 42.75 | 1 | 43.75 | 42743.75
4 | 18 | 12:00 | 1172 | 2014-04-18 | 12 | 40.92 | 1 | 41.92 | 49130.24
4 | 18 | 13:00 | 927 | 2014-04-18 | 13 | 34.34 | 1 | 35.34 | 32760.18
4 | 18 | 14:00 | 1039 | 2014-04-18 | 14 | 36.4 | 1 | 37.4 | 38858.6
4 | 18 | 15:00 | 885 | 2014-04-18 | 15 | 37.09 | 1 | 38.09 | 33709.65
4 | 18 | 16:00 | 604 | 2014-04-18 | 16 | 37.4 | 1 | 38.4 | 23193.6
4 | 18 | 17:00 | 264 | 2014-04-18 | 17 | 36.72 | 1 | 37.72 | 9958.08
4 | 18 | 18:00 | 2 | 2014-04-18 | 18 | 36.74 | 1 | 37.74 | 75.48
4 | 18 | 19:00 | 0 | 2014-04-18 | 19 | 39.38 | 1 | 40.38 | 0
4 | 18 | 20:00 | 0 | 2014-04-18 | 20 | 43.15 | 1 | 44.15 | 0
4 | 18 | 21:00 | 0 | 2014-04-18 | 21 | 45.32 | 1 | 46.32 | 0
4 | 18 | 22:00 | 0 | 2014-04-18 | 22 | 37.49 | 1 | 38.49 | 0
4 | 18 | 23:00 | 0 | 2014-04-18 | 23 | 30.41 | 1 | 31.41 | 0
4 | 18 | 24:00 | 0 | 2014-04-18 | 24 | 33.14 | 1 | 34.14 | 0
4 | 19 | 01:00 | 0 | 2014-04-19 | 1 | 38.14 | 1 | 39.14 | 0
4 | 19 | 02:00 | 0 | 2014-04-19 | 2 | 37.11 | 1 | 38.11 | 0
4 | 19 | 03:00 | 0 | 2014-04-19 | 3 | 34.65 | 1 | 35.65 | 0
4 | 19 | 04:00 | 0 | 2014-04-19 | 4 | 33.64 | 1 | 34.64 | 0
4 | 19 | 05:00 | 0 | 2014-04-19 | 5 | 39.76 | 1 | 40.76 | 0
4 | 19 | 06:00 | 0 | 2014-04-19 | 6 | 38.39 | 1 | 39.39 | 0
4 | 19 | 07:00 | 57 | 2014-04-19 | 7 | 34.55 | 1 | 35.55 | 2026.35
4 | 19 | 08:00 | 437 | 2014-04-19 | 8 | 48.2 | 1 | 49.2 | 21500.4
4 | 19 | 09:00 | 748 | 2014-04-19 | 9 | 35.54 | 1 | 36.54 | 27331.92
4 | 19 | 10:00 | 855 | 2014-04-19 | 10 | 36.42 | 1 | 37.42 | 31994.1
4 | 19 | 11:00 | 1485 | 2014-04-19 | 11 | 38.12 | 1 | 39.12 | 58093.2
4 | 19 | 12:00 | 1685 | 2014-04-19 | 12 | 32.43 | 1 | 33.43 | 56329.55
4 | 19 | 13:00 | 2318 | 2014-04-19 | 13 | 29.79 | 1 | 30.79 | 71371.22
4 | 19 | 14:00 | 707 | 2014-04-19 | 14 | 31.83 | 1 | 32.83 | 23210.81
4 | 19 | 15:00 | 840 | 2014-04-19 | 15 | 35.11 | 1 | 36.11 | 30332.4
4 | 19 | 16:00 | 448 | 2014-04-19 | 16 | 35.21 | 1 | 36.21 | 16222.08
4 | 19 | 17:00 | 29 | 2014-04-19 | 17 | 26.44 | 1 | 27.44 | 795.76
4 | 19 | 18:00 | 3 | 2014-04-19 | 18 | 30.42 | 1 | 31.42 | 94.26
4 | 19 | 19:00 | 0 | 2014-04-19 | 19 | 35.69 | 1 | 36.69 | 0
4 | 19 | 20:00 | 0 | 2014-04-19 | 20 | 42.59 | 1 | 43.59 | 0
4 | 19 | 21:00 | 0 | 2014-04-19 | 21 | 42.62 | 1 | 43.62 | 0
4 | 19 | 22:00 | 0 | 2014-04-19 | 22 | 42.83 | 1 | 43.83 | 0
4 | 19 | 23:00 | 0 | 2014-04-19 | 23 | 34.37 | 1 | 35.37 | 0
4 | 19 | 24:00 | 0 | 2014-04-19 | 24 | 13.83 | 1 | 14.83 | 0
4 | 20 | 01:00 | 0 | 2014-04-20 | 1 | 17.68 | 1 | 18.68 | 0
4 | 20 | 02:00 | 0 | 2014-04-20 | 2 | 31.22 | 1 | 32.22 | 0
4 | 20 | 03:00 | 0 | 2014-04-20 | 3 | 30.99 | 1 | 31.99 | 0
4 | 20 | 04:00 | 0 | 2014-04-20 | 4 | 31.68 | 1 | 32.68 | 0
4 | 20 | 05:00 | 0 | 2014-04-20 | 5 | 30.81 | 1 | 31.81 | 0
4 | 20 | 06:00 | 1 | 2014-04-20 | 6 | 34.98 | 1 | 35.98 | 35.98
4 | 20 | 07:00 | 388 | 2014-04-20 | 7 | 39.28 | 1 | 40.28 | 15628.64
4 | 20 | 08:00 | 1111 | 2014-04-20 | 8 | 33.99 | 1 | 34.99 | 38873.89
4 | 20 | 09:00 | 1864 | 2014-04-20 | 9 | 31.59 | 1 | 32.59 | 60747.76
4 | 20 | 10:00 | 2486 | 2014-04-20 | 10 | 35.54 | 1 | 36.54 | 90838.44
4 | 20 | 11:00 | 2570 | 2014-04-20 | 11 | 34.5 | 1 | 35.5 | 91235
4 | 20 | 12:00 | 2630 | 2014-04-20 | 12 | 34.28 | 1 | 35.28 | 92786.4
4 | 20 | 13:00 | 2806 | 2014-04-20 | 13 | 34.57 | 1 | 35.57 | 99809.42
4 | 20 | 14:00 | 2593 | 2014-04-20 | 14 | 31.95 | 1 | 32.95 | 85439.35
4 | 20 | 15:00 | 2044 | 2014-04-20 | 15 | 27.03 | 1 | 28.03 | 57293.32
4 | 20 | 16:00 | 1426 | 2014-04-20 | 16 | 17.44 | 1 | 18.44 | 26295.44
4 | 20 | 17:00 | 722 | 2014-04-20 | 17 | 18 | 1 | 19 | 13718
4 | 20 | 18:00 | 11 | 2014-04-20 | 18 | 3.44 | 1 | 4.44 | 48.84
4 | 20 | 19:00 | 0 | 2014-04-20 | 19 | 0 | 1 | 1 | 0
4 | 20 | 20:00 | 0 | 2014-04-20 | 20 | 0 | 1 | 1 | 0
4 | 20 | 21:00 | 0 | 2014-04-20 | 21 | 40.74 | 1 | 41.74 | 0
4 | 20 | 22:00 | 0 | 2014-04-20 | 22 | 39.06 | 1 | 40.06 | 0
4 | 20 | 23:00 | 0 | 2014-04-20 | 23 | 34.47 | 1 | 35.47 | 0
4 | 20 | 24:00 | 0 | 2014-04-20 | 24 | 3.02 | 1 | 4.02 | 0
4 | 21 | 01:00 | 0 | 2014-04-21 | 1 | 0 | 1 | 1 | 0
4 | 21 | 02:00 | 0 | 2014-04-21 | 2 | 0 | 1 | 1 | 0
4 | 21 | 03:00 | 0 | 2014-04-21 | 3 | 0 | 1 | 1 | 0
4 | 21 | 04:00 | 0 | 2014-04-21 | 4 | 0 | 1 | 1 | 0
4 | 21 | 05:00 | 0 | 2014-04-21 | 5 | 0 | 1 | 1 | 0
4 | 21 | 06:00 | 0 | 2014-04-21 | 6 | 42.76 | 1 | 43.76 | 0
4 | 21 | 07:00 | 104 | 2014-04-21 | 7 | 47.96 | 1 | 48.96 | 5091.84
4 | 21 | 08:00 | 464 | 2014-04-21 | 8 | 42.13 | 1 | 43.13 | 20012.32
4 | 21 | 09:00 | 564 | 2014-04-21 | 9 | 38.3 | 1 | 39.3 | 22165.2
4 | 21 | 10:00 | 2136 | 2014-04-21 | 10 | 38.12 | 1 | 39.12 | 83560.32
4 | 21 | 11:00 | 2361 | 2014-04-21 | 11 | 42.02 | 1 | 43.02 | 101570.22
4 | 21 | 12:00 | 2807 | 2014-04-21 | 12 | 47.43 | 1 | 48.43 | 135943.01
4 | 21 | 13:00 | 2661 | 2014-04-21 | 13 | 40.44 | 1 | 41.44 | 110271.84
4 | 21 | 14:00 | 2069 | 2014-04-21 | 14 | 32.6 | 1 | 33.6 | 69518.4
4 | 21 | 15:00 | 2071 | 2014-04-21 | 15 | 31.91 | 1 | 32.91 | 68156.61
4 | 21 | 16:00 | 1354 | 2014-04-21 | 16 | 35.98 | 1 | 36.98 | 50070.92
4 | 21 | 17:00 | 664 | 2014-04-21 | 17 | 39.83 | 1 | 40.83 | 27111.12
4 | 21 | 18:00 | 10 | 2014-04-21 | 18 | 38.2 | 1 | 39.2 | 392
4 | 21 | 19:00 | 0 | 2014-04-21 | 19 | 35.4 | 1 | 36.4 | 0
4 | 21 | 20:00 | 0 | 2014-04-21 | 20 | 40.97 | 1 | 41.97 | 0
4 | 21 | 21:00 | 0 | 2014-04-21 | 21 | 40.45 | 1 | 41.45 | 0
4 | 21 | 22:00 | 0 | 2014-04-21 | 22 | 35.66 | 1 | 36.66 | 0
4 | 21 | 23:00 | 0 | 2014-04-21 | 23 | 22.38 | 1 | 23.38 | 0
4 | 21 | 24:00 | 0 | 2014-04-21 | 24 | 29.62 | 1 | 30.62 | 0
4 | 22 | 01:00 | 0 | 2014-04-22 | 1 | 38.5 | 1 | 39.5 | 0
4 | 22 | 02:00 | 0 | 2014-04-22 | 2 | 30.7 | 1 | 31.7 | 0
4 | 22 | 03:00 | 0 | 2014-04-22 | 3 | 28.16 | 1 | 29.16 | 0
4 | 22 | 04:00 | 0 | 2014-04-22 | 4 | 27.44 | 1 | 28.44 | 0
4 | 22 | 05:00 | 0 | 2014-04-22 | 5 | 29.72 | 1 | 30.72 | 0
4 | 22 | 06:00 | 0 | 2014-04-22 | 6 | 31.77 | 1 | 32.77 | 0
4 | 22 | 07:00 | 99 | 2014-04-22 | 7 | 35.2 | 1 | 36.2 | 3583.8
4 | 22 | 08:00 | 731 | 2014-04-22 | 8 | 47.53 | 1 | 48.53 | 35475.43
4 | 22 | 09:00 | 917 | 2014-04-22 | 9 | 56.2 | 1 | 57.2 | 52452.4
4 | 22 | 10:00 | 683 | 2014-04-22 | 10 | 54.49 | 1 | 55.49 | 37899.67
4 | 22 | 11:00 | 502 | 2014-04-22 | 11 | 54.94 | 1 | 55.94 | 28081.88
4 | 22 | 12:00 | 1079 | 2014-04-22 | 12 | 70.51 | 1 | 71.51 | 77159.29
4 | 22 | 13:00 | 812 | 2014-04-22 | 13 | 61.96 | 1 | 62.96 | 51123.52
4 | 22 | 14:00 | 932 | 2014-04-22 | 14 | 62.01 | 1 | 63.01 | 58725.32
4 | 22 | 15:00 | 688 | 2014-04-22 | 15 | 61.73 | 1 | 62.73 | 43158.24
4 | 22 | 16:00 | 1322 | 2014-04-22 | 16 | 62.07 | 1 | 63.07 | 83378.54
4 | 22 | 17:00 | 699 | 2014-04-22 | 17 | 61.34 | 1 | 62.34 | 43575.66
4 | 22 | 18:00 | 8 | 2014-04-22 | 18 | 61.11 | 1 | 62.11 | 496.88
4 | 22 | 19:00 | 0 | 2014-04-22 | 19 | 59 | 1 | 60 | 0
4 | 22 | 20:00 | 0 | 2014-04-22 | 20 | 65.87 | 1 | 66.87 | 0
4 | 22 | 21:00 | 0 | 2014-04-22 | 21 | 60.88 | 1 | 61.88 | 0
4 | 22 | 22:00 | 0 | 2014-04-22 | 22 | 46.41 | 1 | 47.41 | 0
4 | 22 | 23:00 | 0 | 2014-04-22 | 23 | 26.48 | 1 | 27.48 | 0
4 | 22 | 24:00 | 0 | 2014-04-22 | 24 | 32.49 | 1 | 33.49 | 0
4 | 23 | 01:00 | 0 | 2014-04-23 | 1 | 33.74 | 1 | 34.74 | 0
4 | 23 | 02:00 | 0 | 2014-04-23 | 2 | 31.77 | 1 | 32.77 | 0
4 | 23 | 03:00 | 0 | 2014-04-23 | 3 | 31.28 | 1 | 32.28 | 0
4 | 23 | 04:00 | 0 | 2014-04-23 | 4 | 31.25 | 1 | 32.25 | 0
4 | 23 | 05:00 | 0 | 2014-04-23 | 5 | 31.16 | 1 | 32.16 | 0
4 | 23 | 06:00 | 1 | 2014-04-23 | 6 | 30.27 | 1 | 31.27 | 31.27
4 | 23 | 07:00 | 122 | 2014-04-23 | 7 | 34.28 | 1 | 35.28 | 4304.16
4 | 23 | 08:00 | 308 | 2014-04-23 | 8 | 53.22 | 1 | 54.22 | 16699.76
4 | 23 | 09:00 | 766 | 2014-04-23 | 9 | 64.12 | 1 | 65.12 | 49881.92
4 | 23 | 10:00 | 1173 | 2014-04-23 | 10 | 61.33 | 1 | 62.33 | 73113.09
4 | 23 | 11:00 | 1258 | 2014-04-23 | 11 | 58.93 | 1 | 59.93 | 75391.94
4 | 23 | 12:00 | 1148 | 2014-04-23 | 12 | 79.12 | 1 | 80.12 | 91977.76
4 | 23 | 13:00 | 2442 | 2014-04-23 | 13 | 74.93 | 1 | 75.93 | 185421.06
4 | 23 | 14:00 | 2665 | 2014-04-23 | 14 | 72.34 | 1 | 73.34 | 195451.1
4 | 23 | 15:00 | 2000 | 2014-04-23 | 15 | 66.73 | 1 | 67.73 | 135460
4 | 23 | 16:00 | 1434 | 2014-04-23 | 16 | 70.32 | 1 | 71.32 | 102272.88
4 | 23 | 17:00 | 735 | 2014-04-23 | 17 | 83.19 | 1 | 84.19 | 61879.65
4 | 23 | 18:00 | 13 | 2014-04-23 | 18 | 55.21 | 1 | 56.21 | 730.73
4 | 23 | 19:00 | 0 | 2014-04-23 | 19 | 66.63 | 1 | 67.63 | 0
4 | 23 | 20:00 | 0 | 2014-04-23 | 20 | 63.88 | 1 | 64.88 | 0
4 | 23 | 21:00 | 0 | 2014-04-23 | 21 | 71.57 | 1 | 72.57 | 0
4 | 23 | 22:00 | 0 | 2014-04-23 | 22 | 55.09 | 1 | 56.09 | 0
4 | 23 | 23:00 | 0 | 2014-04-23 | 23 | 36.33 | 1 | 37.33 | 0
4 | 23 | 24:00 | 0 | 2014-04-23 | 24 | 42.72 | 1 | 43.72 | 0
4 | 24 | 01:00 | 0 | 2014-04-24 | 1 | 37.2 | 1 | 38.2 | 0
4 | 24 | 02:00 | 0 | 2014-04-24 | 2 | 34.8 | 1 | 35.8 | 0
4 | 24 | 03:00 | 0 | 2014-04-24 | 3 | 34.31 | 1 | 35.31 | 0
4 | 24 | 04:00 | 0 | 2014-04-24 | 4 | 34.74 | 1 | 35.74 | 0
4 | 24 | 05:00 | 0 | 2014-04-24 | 5 | 36.03 | 1 | 37.03 | 0
4 | 24 | 06:00 | 0 | 2014-04-24 | 6 | 34.62 | 1 | 35.62 | 0
4 | 24 | 07:00 | 13 | 2014-04-24 | 7 | 35.2 | 1 | 36.2 | 470.6
4 | 24 | 08:00 | 555 | 2014-04-24 | 8 | 39.3 | 1 | 40.3 | 22366.5
4 | 24 | 09:00 | 709 | 2014-04-24 | 9 | 43.79 | 1 | 44.79 | 31756.11
4 | 24 | 10:00 | 876 | 2014-04-24 | 10 | 40.3 | 1 | 41.3 | 36178.8
4 | 24 | 11:00 | 1073 | 2014-04-24 | 11 | 53.12 | 1 | 54.12 | 58070.76
4 | 24 | 12:00 | 1069 | 2014-04-24 | 12 | 48.52 | 1 | 49.52 | 52936.88
4 | 24 | 13:00 | 2580 | 2014-04-24 | 13 | 38.64 | 1 | 39.64 | 102271.2
4 | 24 | 14:00 | 2657 | 2014-04-24 | 14 | 43.1 | 1 | 44.1 | 117173.7
4 | 24 | 15:00 | 2205 | 2014-04-24 | 15 | 43.87 | 1 | 44.87 | 98938.35
4 | 24 | 16:00 | 1500 | 2014-04-24 | 16 | 37.12 | 1 | 38.12 | 57180
4 | 24 | 17:00 | 695 | 2014-04-24 | 17 | 39.19 | 1 | 40.19 | 27932.05
4 | 24 | 18:00 | 16 | 2014-04-24 | 18 | 50.69 | 1 | 51.69 | 827.04
4 | 24 | 19:00 | 0 | 2014-04-24 | 19 | 41.36 | 1 | 42.36 | 0
4 | 24 | 20:00 | 0 | 2014-04-24 | 20 | 43.89 | 1 | 44.89 | 0
4 | 24 | 21:00 | 0 | 2014-04-24 | 21 | 58.86 | 1 | 59.86 | 0
4 | 24 | 22:00 | 0 | 2014-04-24 | 22 | 48.9 | 1 | 49.9 | 0
4 | 24 | 23:00 | 0 | 2014-04-24 | 23 | 48.87 | 1 | 49.87 | 0
4 | 24 | 24:00 | 0 | 2014-04-24 | 24 | 41.64 | 1 | 42.64 | 0
4 | 25 | 01:00 | 0 | 2014-04-25 | 1 | 35.34 | 1 | 36.34 | 0
4 | 25 | 02:00 | 0 | 2014-04-25 | 2 | 34.36 | 1 | 35.36 | 0
4 | 25 | 03:00 | 0 | 2014-04-25 | 3 | 34.56 | 1 | 35.56 | 0
4 | 25 | 04:00 | 0 | 2014-04-25 | 4 | 33.64 | 1 | 34.64 | 0
4 | 25 | 05:00 | 0 | 2014-04-25 | 5 | 33.53 | 1 | 34.53 | 0
4 | 25 | 06:00 | 1 | 2014-04-25 | 6 | 33.71 | 1 | 34.71 | 34.71
4 | 25 | 07:00 | 423 | 2014-04-25 | 7 | 36.19 | 1 | 37.19 | 15731.37
4 | 25 | 08:00 | 1191 | 2014-04-25 | 8 | 44.03 | 1 | 45.03 | 53630.73
4 | 25 | 09:00 | 1957 | 2014-04-25 | 9 | 39.32 | 1 | 40.32 | 78906.24
4 | 25 | 10:00 | 2465 | 2014-04-25 | 10 | 45.59 | 1 | 46.59 | 114844.35
4 | 25 | 11:00 | 2757 | 2014-04-25 | 11 | 55.01 | 1 | 56.01 | 154419.57
4 | 25 | 12:00 | 2883 | 2014-04-25 | 12 | 55.37 | 1 | 56.37 | 162514.71
4 | 25 | 13:00 | 2480 | 2014-04-25 | 13 | 38.84 | 1 | 39.84 | 98803.2
4 | 25 | 14:00 | 2278 | 2014-04-25 | 14 | 41.87 | 1 | 42.87 | 97657.86
4 | 25 | 15:00 | 1984 | 2014-04-25 | 15 | 39.89 | 1 | 40.89 | 81125.76
4 | 25 | 16:00 | 1332 | 2014-04-25 | 16 | 41.5 | 1 | 42.5 | 56610
4 | 25 | 17:00 | 575 | 2014-04-25 | 17 | 41.03 | 1 | 42.03 | 24167.25
4 | 25 | 18:00 | 22 | 2014-04-25 | 18 | 38.6 | 1 | 39.6 | 871.2
4 | 25 | 19:00 | 0 | 2014-04-25 | 19 | 38.47 | 1 | 39.47 | 0
4 | 25 | 20:00 | 0 | 2014-04-25 | 20 | 41.39 | 1 | 42.39 | 0
4 | 25 | 21:00 | 0 | 2014-04-25 | 21 | 43.63 | 1 | 44.63 | 0
4 | 25 | 22:00 | 0 | 2014-04-25 | 22 | 34.77 | 1 | 35.77 | 0
4 | 25 | 23:00 | 0 | 2014-04-25 | 23 | 34.43 | 1 | 35.43 | 0
4 | 25 | 24:00 | 0 | 2014-04-25 | 24 | 38.8 | 1 | 39.8 | 0
4 | 26 | 01:00 | 0 | 2014-04-26 | 1 | 32.57 | 1 | 33.57 | 0
4 | 26 | 02:00 | 0 | 2014-04-26 | 2 | 31.63 | 1 | 32.63 | 0
4 | 26 | 03:00 | 0 | 2014-04-26 | 3 | 32.32 | 1 | 33.32 | 0
4 | 26 | 04:00 | 0 | 2014-04-26 | 4 | 31.09 | 1 | 32.09 | 0
4 | 26 | 05:00 | 0 | 2014-04-26 | 5 | 30.76 | 1 | 31.76 | 0
4 | 26 | 06:00 | 1 | 2014-04-26 | 6 | 32.68 | 1 | 33.68 | 33.68
4 | 26 | 07:00 | 370 | 2014-04-26 | 7 | 29.84 | 1 | 30.84 | 11410.8
4 | 26 | 08:00 | 1125 | 2014-04-26 | 8 | 27.51 | 1 | 28.51 | 32073.75
4 | 26 | 09:00 | 1793 | 2014-04-26 | 9 | 33.53 | 1 | 34.53 | 61912.29
4 | 26 | 10:00 | 2398 | 2014-04-26 | 10 | 39.33 | 1 | 40.33 | 96711.34
4 | 26 | 11:00 | 2865 | 2014-04-26 | 11 | 39.41 | 1 | 40.41 | 115774.65
4 | 26 | 12:00 | 2999 | 2014-04-26 | 12 | 46.87 | 1 | 47.87 | 143562.13
4 | 26 | 13:00 | 2823 | 2014-04-26 | 13 | 41.45 | 1 | 42.45 | 119836.35
4 | 26 | 14:00 | 2422 | 2014-04-26 | 14 | 49.09 | 1 | 50.09 | 121317.98
4 | 26 | 15:00 | 1436 | 2014-04-26 | 15 | 44.02 | 1 | 45.02 | 64648.72
4 | 26 | 16:00 | 1038 | 2014-04-26 | 16 | 39.3 | 1 | 40.3 | 41831.4
4 | 26 | 17:00 | 607 | 2014-04-26 | 17 | 37.48 | 1 | 38.48 | 23357.36
4 | 26 | 18:00 | 9 | 2014-04-26 | 18 | 37.61 | 1 | 38.61 | 347.49
4 | 26 | 19:00 | 0 | 2014-04-26 | 19 | 37.68 | 1 | 38.68 | 0
4 | 26 | 20:00 | 0 | 2014-04-26 | 20 | 35.55 | 1 | 36.55 | 0
4 | 26 | 21:00 | 0 | 2014-04-26 | 21 | 33.36 | 1 | 34.36 | 0
4 | 26 | 22:00 | 0 | 2014-04-26 | 22 | 31.39 | 1 | 32.39 | 0
4 | 26 | 23:00 | 0 | 2014-04-26 | 23 | 35.81 | 1 | 36.81 | 0
4 | 26 | 24:00 | 0 | 2014-04-26 | 24 | 39.67 | 1 | 40.67 | 0
4 | 27 | 01:00 | 0 | 2014-04-27 | 1 | 33.97 | 1 | 34.97 | 0
4 | 27 | 02:00 | 0 | 2014-04-27 | 2 | 30.06 | 1 | 31.06 | 0
4 | 27 | 03:00 | 0 | 2014-04-27 | 3 | 27.44 | 1 | 28.44 | 0
4 | 27 | 04:00 | 0 | 2014-04-27 | 4 | 26.78 | 1 | 27.78 | 0
4 | 27 | 05:00 | 0 | 2014-04-27 | 5 | 31.44 | 1 | 32.44 | 0
4 | 27 | 06:00 | 0 | 2014-04-27 | 6 | 31.76 | 1 | 32.76 | 0
4 | 27 | 07:00 | 249 | 2014-04-27 | 7 | 62.72 | 1 | 63.72 | 15866.28
4 | 27 | 08:00 | 731 | 2014-04-27 | 8 | 56.08 | 1 | 57.08 | 41725.48
4 | 27 | 09:00 | 1088 | 2014-04-27 | 9 | 58.4 | 1 | 59.4 | 64627.2
4 | 27 | 10:00 | 1116 | 2014-04-27 | 10 | 56.68 | 1 | 57.68 | 64370.88
4 | 27 | 11:00 | 2056 | 2014-04-27 | 11 | 61.89 | 1 | 62.89 | 129301.84
4 | 27 | 12:00 | 2249 | 2014-04-27 | 12 | 71.9 | 1 | 72.9 | 163952.1
4 | 27 | 13:00 | 1322 | 2014-04-27 | 13 | 66.71 | 1 | 67.71 | 89512.62
4 | 27 | 14:00 | 2602 | 2014-04-27 | 14 | 38.92 | 1 | 39.92 | 103871.84
4 | 27 | 15:00 | 2071 | 2014-04-27 | 15 | 42.9 | 1 | 43.9 | 90916.9
4 | 27 | 16:00 | 1620 | 2014-04-27 | 16 | 43.45 | 1 | 44.45 | 72009
4 | 27 | 17:00 | 761 | 2014-04-27 | 17 | 44.63 | 1 | 45.63 | 34724.43
4 | 27 | 18:00 | 6 | 2014-04-27 | 18 | 49.95 | 1 | 50.95 | 305.7
4 | 27 | 19:00 | 0 | 2014-04-27 | 19 | 49.53 | 1 | 50.53 | 0
4 | 27 | 20:00 | 0 | 2014-04-27 | 20 | 116.19 | 1 | 117.19 | 0
4 | 27 | 21:00 | 0 | 2014-04-27 | 21 | 141.74 | 1 | 142.74 | 0
4 | 27 | 22:00 | 0 | 2014-04-27 | 22 | 33.78 | 1 | 34.78 | 0
4 | 27 | 23:00 | 0 | 2014-04-27 | 23 | 33.12 | 1 | 34.12 | 0
4 | 27 | 24:00 | 0 | 2014-04-27 | 24 | 31.98 | 1 | 32.98 | 0
4 | 28 | 01:00 | 0 | 2014-04-28 | 1 | 33.75 | 1 | 34.75 | 0
4 | 28 | 02:00 | 0 | 2014-04-28 | 2 | 33.49 | 1 | 34.49 | 0
4 | 28 | 03:00 | 0 | 2014-04-28 | 3 | 29.67 | 1 | 30.67 | 0
4 | 28 | 04:00 | 0 | 2014-04-28 | 4 | 30.23 | 1 | 31.23 | 0
4 | 28 | 05:00 | 0 | 2014-04-28 | 5 | 32.17 | 1 | 33.17 | 0
4 | 28 | 06:00 | 3 | 2014-04-28 | 6 | 32.53 | 1 | 33.53 | 100.59
4 | 28 | 07:00 | 396 | 2014-04-28 | 7 | 32.23 | 1 | 33.23 | 13159.08
4 | 28 | 08:00 | 893 | 2014-04-28 | 8 | 34.45 | 1 | 35.45 | 31656.85
4 | 28 | 09:00 | 1266 | 2014-04-28 | 9 | 32.27 | 1 | 33.27 | 42119.82
4 | 28 | 10:00 | 1214 | 2014-04-28 | 10 | 34.36 | 1 | 35.36 | 42927.04
4 | 28 | 11:00 | 1851 | 2014-04-28 | 11 | 36.59 | 1 | 37.59 | 69579.09
4 | 28 | 12:00 | 1857 | 2014-04-28 | 12 | 38.76 | 1 | 39.76 | 73834.32
4 | 28 | 13:00 | 774 | 2014-04-28 | 13 | 36.73 | 1 | 37.73 | 29203.02
4 | 28 | 14:00 | 760 | 2014-04-28 | 14 | 39.03 | 1 | 40.03 | 30422.8
4 | 28 | 15:00 | 400 | 2014-04-28 | 15 | 37.26 | 1 | 38.26 | 15304
4 | 28 | 16:00 | 132 | 2014-04-28 | 16 | 34.76 | 1 | 35.76 | 4720.32
4 | 28 | 17:00 | 29 | 2014-04-28 | 17 | 34.51 | 1 | 35.51 | 1029.79
4 | 28 | 18:00 | 2 | 2014-04-28 | 18 | 38.24 | 1 | 39.24 | 78.48
4 | 28 | 19:00 | 0 | 2014-04-28 | 19 | 33.74 | 1 | 34.74 | 0
4 | 28 | 20:00 | 0 | 2014-04-28 | 20 | 39.63 | 1 | 40.63 | 0
4 | 28 | 21:00 | 0 | 2014-04-28 | 21 | 40.5 | 1 | 41.5 | 0
4 | 28 | 22:00 | 0 | 2014-04-28 | 22 | 35.7 | 1 | 36.7 | 0
4 | 28 | 23:00 | 0 | 2014-04-28 | 23 | 31.56 | 1 | 32.56 | 0
4 | 28 | 24:00 | 0 | 2014-04-28 | 24 | 28.61 | 1 | 29.61 | 0
4 | 29 | 01:00 | 0 | 2014-04-29 | 1 | 30.68 | 1 | 31.68 | 0
4 | 29 | 02:00 | 0 | 2014-04-29 | 2 | 30.75 | 1 | 31.75 | 0
4 | 29 | 03:00 | 0 | 2014-04-29 | 3 | 30.29 | 1 | 31.29 | 0
4 | 29 | 04:00 | 0 | 2014-04-29 | 4 | 29.42 | 1 | 30.42 | 0
4 | 29 | 05:00 | 0 | 2014-04-29 | 5 | 32.11 | 1 | 33.11 | 0
4 | 29 | 06:00 | 1 | 2014-04-29 | 6 | 33.01 | 1 | 34.01 | 34.01
4 | 29 | 07:00 | 287 | 2014-04-29 | 7 | 38.49 | 1 | 39.49 | 11333.63
4 | 29 | 08:00 | 1134 | 2014-04-29 | 8 | 45.33 | 1 | 46.33 | 52538.22
4 | 29 | 09:00 | 1857 | 2014-04-29 | 9 | 53.65 | 1 | 54.65 | 101485.05
4 | 29 | 10:00 | 2495 | 2014-04-29 | 10 | 42.24 | 1 | 43.24 | 107883.8
4 | 29 | 11:00 | 2828 | 2014-04-29 | 11 | 42.43 | 1 | 43.43 | 122820.04
4 | 29 | 12:00 | 2939 | 2014-04-29 | 12 | 51.62 | 1 | 52.62 | 154650.18
4 | 29 | 13:00 | 2858 | 2014-04-29 | 13 | 38.69 | 1 | 39.69 | 113434.02
4 | 29 | 14:00 | 2682 | 2014-04-29 | 14 | 39.16 | 1 | 40.16 | 107709.12
4 | 29 | 15:00 | 2295 | 2014-04-29 | 15 | 37.35 | 1 | 38.35 | 88013.25
4 | 29 | 16:00 | 1567 | 2014-04-29 | 16 | 35.32 | 1 | 36.32 | 56913.44
4 | 29 | 17:00 | 735 | 2014-04-29 | 17 | 37.42 | 1 | 38.42 | 28238.7
4 | 29 | 18:00 | 8 | 2014-04-29 | 18 | 63.71 | 1 | 64.71 | 517.68
4 | 29 | 19:00 | 0 | 2014-04-29 | 19 | 52.41 | 1 | 53.41 | 0
4 | 29 | 20:00 | 0 | 2014-04-29 | 20 | 56.17 | 1 | 57.17 | 0
4 | 29 | 21:00 | 0 | 2014-04-29 | 21 | 45.31 | 1 | 46.31 | 0
4 | 29 | 22:00 | 0 | 2014-04-29 | 22 | 39.86 | 1 | 40.86 | 0
4 | 29 | 23:00 | 0 | 2014-04-29 | 23 | 31.88 | 1 | 32.88 | 0
4 | 29 | 24:00 | 0 | 2014-04-29 | 24 | 30.89 | 1 | 31.89 | 0
4 | 30 | 01:00 | 0 | 2014-04-30 | 1 | 30.83 | 1 | 31.83 | 0
4 | 30 | 02:00 | 0 | 2014-04-30 | 2 | 35.85 | 1 | 36.85 | 0
4 | 30 | 03:00 | 0 | 2014-04-30 | 3 | 32.89 | 1 | 33.89 | 0
4 | 30 | 04:00 | 0 | 2014-04-30 | 4 | 29.21 | 1 | 30.21 | 0
4 | 30 | 05:00 | 0 | 2014-04-30 | 5 | 31.74 | 1 | 32.74 | 0
4 | 30 | 06:00 | 1 | 2014-04-30 | 6 | 29.58 | 1 | 30.58 | 30.58
4 | 30 | 07:00 | 420 | 2014-04-30 | 7 | 36.89 | 1 | 37.89 | 15913.8
4 | 30 | 08:00 | 1177 | 2014-04-30 | 8 | 36.98 | 1 | 37.98 | 44702.46
4 | 30 | 09:00 | 1925 | 2014-04-30 | 9 | 40.64 | 1 | 41.64 | 80157
4 | 30 | 10:00 | 2147 | 2014-04-30 | 10 | 40.35 | 1 | 41.35 | 88778.45
4 | 30 | 11:00 | 2612 | 2014-04-30 | 11 | 47.29 | 1 | 48.29 | 126133.48
4 | 30 | 12:00 | 2428 | 2014-04-30 | 12 | 42.68 | 1 | 43.68 | 106055.04
4 | 30 | 13:00 | 2009 | 2014-04-30 | 13 | 39.58 | 1 | 40.58 | 81525.22
4 | 30 | 14:00 | 2561 | 2014-04-30 | 14 | 41.94 | 1 | 42.94 | 109969.34
4 | 30 | 15:00 | 2180 | 2014-04-30 | 15 | 42.64 | 1 | 43.64 | 95135.2
4 | 30 | 16:00 | 1495 | 2014-04-30 | 16 | 52.16 | 1 | 53.16 | 79474.2
4 | 30 | 17:00 | 700 | 2014-04-30 | 17 | 47.89 | 1 | 48.89 | 34223
4 | 30 | 18:00 | 32 | 2014-04-30 | 18 | 42.4 | 1 | 43.4 | 1388.8
4 | 30 | 19:00 | 0 | 2014-04-30 | 19 | 42.17 | 1 | 43.17 | 0
4 | 30 | 20:00 | 0 | 2014-04-30 | 20 | 39.81 | 1 | 40.81 | 0
4 | 30 | 21:00 | 0 | 2014-04-30 | 21 | 36.88 | 1 | 37.88 | 0
4 | 30 | 22:00 | 0 | 2014-04-30 | 22 | 35.56 | 1 | 36.56 | 0
4 | 30 | 23:00 | 0 | 2014-04-30 | 23 | 32.73 | 1 | 33.73 | 0
4 | 30 | 24:00 | 0 | 2014-04-30 | 24 | 30.53 | 1 | 31.53 | 0
5 | 1 | 01:00 | 0 | 2014-05-01 | 1 | 31.81 | 1 | 32.81 | 0
5 | 1 | 02:00 | 0 | 2014-05-01 | 2 | 32.45 | 1 | 33.45 | 0
5 | 1 | 03:00 | 0 | 2014-05-01 | 3 | 33.46 | 1 | 34.46 | 0
5 | 1 | 04:00 | 0 | 2014-05-01 | 4 | 31.7 | 1 | 32.7 | 0
5 | 1 | 05:00 | 0 | 2014-05-01 | 5 | 35.38 | 1 | 36.38 | 0
5 | 1 | 06:00 | 2 | 2014-05-01 | 6 | 38.94 | 1 | 39.94 | 79.88
5 | 1 | 07:00 | 417 | 2014-05-01 | 7 | 46.14 | 1 | 47.14 | 19657.38
5 | 1 | 08:00 | 974 | 2014-05-01 | 8 | 43.98 | 1 | 44.98 | 43810.52
5 | 1 | 09:00 | 1919 | 2014-05-01 | 9 | 41.89 | 1 | 42.89 | 82305.91
5 | 1 | 10:00 | 2412 | 2014-05-01 | 10 | 43.75 | 1 | 44.75 | 107937
5 | 1 | 11:00 | 2504 | 2014-05-01 | 11 | 42.6 | 1 | 43.6 | 109174.4
5 | 1 | 12:00 | 2863 | 2014-05-01 | 12 | 39.57 | 1 | 40.57 | 116151.91
5 | 1 | 13:00 | 1995 | 2014-05-01 | 13 | 36.34 | 1 | 37.34 | 74493.3
5 | 1 | 14:00 | 2250 | 2014-05-01 | 14 | 38.62 | 1 | 39.62 | 89145
5 | 1 | 15:00 | 1335 | 2014-05-01 | 15 | 36.66 | 1 | 37.66 | 50276.1
5 | 1 | 16:00 | 977 | 2014-05-01 | 16 | 35.06 | 1 | 36.06 | 35230.62
5 | 1 | 17:00 | 754 | 2014-05-01 | 17 | 35.7 | 1 | 36.7 | 27671.8
5 | 1 | 18:00 | 24 | 2014-05-01 | 18 | 37.36 | 1 | 38.36 | 920.64
5 | 1 | 19:00 | 0 | 2014-05-01 | 19 | 35.66 | 1 | 36.66 | 0
5 | 1 | 20:00 | 0 | 2014-05-01 | 20 | 35.45 | 1 | 36.45 | 0
5 | 1 | 21:00 | 0 | 2014-05-01 | 21 | 44.83 | 1 | 45.83 | 0
5 | 1 | 22:00 | 0 | 2014-05-01 | 22 | 36.08 | 1 | 37.08 | 0
5 | 1 | 23:00 | 0 | 2014-05-01 | 23 | 36.91 | 1 | 37.91 | 0
5 | 1 | 24:00 | 0 | 2014-05-01 | 24 | 30.59 | 1 | 31.59 | 0
5 | 2 | 01:00 | 0 | 2014-05-02 | 1 | 31.56 | 1 | 32.56 | 0
5 | 2 | 02:00 | 0 | 2014-05-02 | 2 | 29.27 | 1 | 30.27 | 0
5 | 2 | 03:00 | 0 | 2014-05-02 | 3 | 24.21 | 1 | 25.21 | 0
5 | 2 | 04:00 | 0 | 2014-05-02 | 4 | 22.03 | 1 | 23.03 | 0
5 | 2 | 05:00 | 0 | 2014-05-02 | 5 | 29.82 | 1 | 30.82 | 0
5 | 2 | 06:00 | 3 | 2014-05-02 | 6 | 24.16 | 1 | 25.16 | 75.48
5 | 2 | 07:00 | 430 | 2014-05-02 | 7 | 51.81 | 1 | 52.81 | 22708.3
5 | 2 | 08:00 | 1241 | 2014-05-02 | 8 | 46.55 | 1 | 47.55 | 59009.55
5 | 2 | 09:00 | 2029 | 2014-05-02 | 9 | 70.29 | 1 | 71.29 | 144647.41
5 | 2 | 10:00 | 2507 | 2014-05-02 | 10 | 41.02 | 1 | 42.02 | 105344.14
5 | 2 | 11:00 | 2613 | 2014-05-02 | 11 | 38.53 | 1 | 39.53 | 103291.89
5 | 2 | 12:00 | 2997 | 2014-05-02 | 12 | 54.62 | 1 | 55.62 | 166693.14
5 | 2 | 13:00 | 2192 | 2014-05-02 | 13 | 39.95 | 1 | 40.95 | 89762.4
5 | 2 | 14:00 | 2404 | 2014-05-02 | 14 | 41.55 | 1 | 42.55 | 102290.2
5 | 2 | 15:00 | 1464 | 2014-05-02 | 15 | 38.2 | 1 | 39.2 | 57388.8
5 | 2 | 16:00 | 1019 | 2014-05-02 | 16 | 34.75 | 1 | 35.75 | 36429.25
5 | 2 | 17:00 | 535 | 2014-05-02 | 17 | 33.49 | 1 | 34.49 | 18452.15
5 | 2 | 18:00 | 43 | 2014-05-02 | 18 | 33.04 | 1 | 34.04 | 1463.72
5 | 2 | 19:00 | 0 | 2014-05-02 | 19 | 29.73 | 1 | 30.73 | 0
5 | 2 | 20:00 | 0 | 2014-05-02 | 20 | 29.07 | 1 | 30.07 | 0
5 | 2 | 21:00 | 0 | 2014-05-02 | 21 | 32.55 | 1 | 33.55 | 0
5 | 2 | 22:00 | 0 | 2014-05-02 | 22 | 35.81 | 1 | 36.81 | 0
5 | 2 | 23:00 | 0 | 2014-05-02 | 23 | 36.06 | 1 | 37.06 | 0
5 | 2 | 24:00 | 0 | 2014-05-02 | 24 | 33.92 | 1 | 34.92 | 0
5 | 3 | 01:00 | 0 | 2014-05-03 | 1 | 24.65 | 1 | 25.65 | 0
5 | 3 | 02:00 | 0 | 2014-05-03 | 2 | 25.93 | 1 | 26.93 | 0
5 | 3 | 03:00 | 0 | 2014-05-03 | 3 | 25.8 | 1 | 26.8 | 0
5 | 3 | 04:00 | 0 | 2014-05-03 | 4 | 24.17 | 1 | 25.17 | 0
5 | 3 | 05:00 | 0 | 2014-05-03 | 5 | 25.36 | 1 | 26.36 | 0
5 | 3 | 06:00 | 3 | 2014-05-03 | 6 | 28.97 | 1 | 29.97 | 89.91
5 | 3 | 07:00 | 444 | 2014-05-03 | 7 | 29.37 | 1 | 30.37 | 13484.28
5 | 3 | 08:00 | 692 | 2014-05-03 | 8 | 33.24 | 1 | 34.24 | 23694.08
5 | 3 | 09:00 | 1521 | 2014-05-03 | 9 | 37.32 | 1 | 38.32 | 58284.72
5 | 3 | 10:00 | 2184 | 2014-05-03 | 10 | 34.13 | 1 | 35.13 | 76723.92
5 | 3 | 11:00 | 2161 | 2014-05-03 | 11 | 29.84 | 1 | 30.84 | 66645.24
5 | 3 | 12:00 | 1506 | 2014-05-03 | 12 | 32.6 | 1 | 33.6 | 50601.6
5 | 3 | 13:00 | 1182 | 2014-05-03 | 13 | 35.37 | 1 | 36.37 | 42989.34
5 | 3 | 14:00 | 1269 | 2014-05-03 | 14 | 35.46 | 1 | 36.46 | 46267.74
5 | 3 | 15:00 | 485 | 2014-05-03 | 15 | 33.84 | 1 | 34.84 | 16897.4
5 | 3 | 16:00 | 505 | 2014-05-03 | 16 | 37.98 | 1 | 38.98 | 19684.9
5 | 3 | 17:00 | 200 | 2014-05-03 | 17 | 33.66 | 1 | 34.66 | 6932
5 | 3 | 18:00 | 12 | 2014-05-03 | 18 | 37.79 | 1 | 38.79 | 465.48
5 | 3 | 19:00 | 0 | 2014-05-03 | 19 | 39.36 | 1 | 40.36 | 0
5 | 3 | 20:00 | 0 | 2014-05-03 | 20 | 43.12 | 1 | 44.12 | 0
5 | 3 | 21:00 | 0 | 2014-05-03 | 21 | 36.35 | 1 | 37.35 | 0
5 | 3 | 22:00 | 0 | 2014-05-03 | 22 | 37.01 | 1 | 38.01 | 0
5 | 3 | 23:00 | 0 | 2014-05-03 | 23 | 40.76 | 1 | 41.76 | 0
5 | 3 | 24:00 | 0 | 2014-05-03 | 24 | 35.95 | 1 | 36.95 | 0
5 | 4 | 01:00 | 0 | 2014-05-04 | 1 | 21.22 | 1 | 22.22 | 0
5 | 4 | 02:00 | 0 | 2014-05-04 | 2 | 19.71 | 1 | 20.71 | 0
5 | 4 | 03:00 | 0 | 2014-05-04 | 3 | 22.31 | 1 | 23.31 | 0
5 | 4 | 04:00 | 0 | 2014-05-04 | 4 | 22.03 | 1 | 23.03 | 0
5 | 4 | 05:00 | 0 | 2014-05-04 | 5 | 18.53 | 1 | 19.53 | 0
5 | 4 | 06:00 | 1 | 2014-05-04 | 6 | 25.61 | 1 | 26.61 | 26.61
5 | 4 | 07:00 | 453 | 2014-05-04 | 7 | 24.09 | 1 | 25.09 | 11365.77
5 | 4 | 08:00 | 877 | 2014-05-04 | 8 | 26.96 | 1 | 27.96 | 24520.92
5 | 4 | 09:00 | 1556 | 2014-05-04 | 9 | 28.23 | 1 | 29.23 | 45481.88
5 | 4 | 10:00 | 1787 | 2014-05-04 | 10 | 28.1 | 1 | 29.1 | 52001.7
5 | 4 | 11:00 | 1846 | 2014-05-04 | 11 | 34.67 | 1 | 35.67 | 65846.82
5 | 4 | 12:00 | 1970 | 2014-05-04 | 12 | 32.22 | 1 | 33.22 | 65443.4
5 | 4 | 13:00 | 2307 | 2014-05-04 | 13 | 31.21 | 1 | 32.21 | 74308.47
5 | 4 | 14:00 | 1799 | 2014-05-04 | 14 | 28.65 | 1 | 29.65 | 53340.35
5 | 4 | 15:00 | 1274 | 2014-05-04 | 15 | 31 | 1 | 32 | 40768
5 | 4 | 16:00 | 801 | 2014-05-04 | 16 | 34.29 | 1 | 35.29 | 28267.29
5 | 4 | 17:00 | 308 | 2014-05-04 | 17 | 33.26 | 1 | 34.26 | 10552.08
5 | 4 | 18:00 | 12 | 2014-05-04 | 18 | 41.05 | 1 | 42.05 | 504.6
5 | 4 | 19:00 | 0 | 2014-05-04 | 19 | 35.45 | 1 | 36.45 | 0
5 | 4 | 20:00 | 0 | 2014-05-04 | 20 | 115.47 | 1 | 116.47 | 0
5 | 4 | 21:00 | 0 | 2014-05-04 | 21 | 73.1 | 1 | 74.1 | 0
5 | 4 | 22:00 | 0 | 2014-05-04 | 22 | 30.44 | 1 | 31.44 | 0
5 | 4 | 23:00 | 0 | 2014-05-04 | 23 | 25.87 | 1 | 26.87 | 0
5 | 4 | 24:00 | 0 | 2014-05-04 | 24 | 24.29 | 1 | 25.29 | 0
5 | 5 | 01:00 | 0 | 2014-05-05 | 1 | 30.7 | 1 | 31.7 | 0
5 | 5 | 02:00 | 0 | 2014-05-05 | 2 | 30.7 | 1 | 31.7 | 0
5 | 5 | 03:00 | 0 | 2014-05-05 | 3 | 26.35 | 1 | 27.35 | 0
5 | 5 | 04:00 | 0 | 2014-05-05 | 4 | 25.68 | 1 | 26.68 | 0
5 | 5 | 05:00 | 0 | 2014-05-05 | 5 | 28.45 | 1 | 29.45 | 0
5 | 5 | 06:00 | 0 | 2014-05-05 | 6 | 24.09 | 1 | 25.09 | 0
5 | 5 | 07:00 | 20 | 2014-05-05 | 7 | 39.12 | 1 | 40.12 | 802.4
5 | 5 | 08:00 | 195 | 2014-05-05 | 8 | 46.05 | 1 | 47.05 | 9174.75
5 | 5 | 09:00 | 532 | 2014-05-05 | 9 | 37.5 | 1 | 38.5 | 20482
5 | 5 | 10:00 | 624 | 2014-05-05 | 10 | 36.58 | 1 | 37.58 | 23449.92
5 | 5 | 11:00 | 646 | 2014-05-05 | 11 | 35.62 | 1 | 36.62 | 23656.52
5 | 5 | 12:00 | 775 | 2014-05-05 | 12 | 36.74 | 1 | 37.74 | 29248.5
5 | 5 | 13:00 | 693 | 2014-05-05 | 13 | 36.8 | 1 | 37.8 | 26195.4
5 | 5 | 14:00 | 678 | 2014-05-05 | 14 | 31.43 | 1 | 32.43 | 21987.54
5 | 5 | 15:00 | 524 | 2014-05-05 | 15 | 31.71 | 1 | 32.71 | 17140.04
5 | 5 | 16:00 | 416 | 2014-05-05 | 16 | 37.96 | 1 | 38.96 | 16207.36
5 | 5 | 17:00 | 127 | 2014-05-05 | 17 | 47.07 | 1 | 48.07 | 6104.89
5 | 5 | 18:00 | 6 | 2014-05-05 | 18 | 38.92 | 1 | 39.92 | 239.52
5 | 5 | 19:00 | 0 | 2014-05-05 | 19 | 34.09 | 1 | 35.09 | 0
5 | 5 | 20:00 | 0 | 2014-05-05 | 20 | 30.02 | 1 | 31.02 | 0
5 | 5 | 21:00 | 0 | 2014-05-05 | 21 | 45.31 | 1 | 46.31 | 0
5 | 5 | 22:00 | 0 | 2014-05-05 | 22 | 36.73 | 1 | 37.73 | 0
5 | 5 | 23:00 | 0 | 2014-05-05 | 23 | 32.19 | 1 | 33.19 | 0
5 | 5 | 24:00 | 0 | 2014-05-05 | 24 | 32.78 | 1 | 33.78 | 0
5 | 6 | 01:00 | 0 | 2014-05-06 | 1 | 36.24 | 1 | 37.24 | 0
5 | 6 | 02:00 | 0 | 2014-05-06 | 2 | 37.63 | 1 | 38.63 | 0
5 | 6 | 03:00 | 0 | 2014-05-06 | 3 | 31.69 | 1 | 32.69 | 0
5 | 6 | 04:00 | 0 | 2014-05-06 | 4 | 28.56 | 1 | 29.56 | 0
5 | 6 | 05:00 | 0 | 2014-05-06 | 5 | 9.89 | 1 | 10.89 | 0
5 | 6 | 06:00 | 7 | 2014-05-06 | 6 | 31.29 | 1 | 32.29 | 226.03
5 | 6 | 07:00 | 274 | 2014-05-06 | 7 | 38.52 | 1 | 39.52 | 10828.48
5 | 6 | 08:00 | 560 | 2014-05-06 | 8 | 35.85 | 1 | 36.85 | 20636
5 | 6 | 09:00 | 859 | 2014-05-06 | 9 | 34.16 | 1 | 35.16 | 30202.44
5 | 6 | 10:00 | 1070 | 2014-05-06 | 10 | 34.2 | 1 | 35.2 | 37664
5 | 6 | 11:00 | 1118 | 2014-05-06 | 11 | 26.92 | 1 | 27.92 | 31214.56
5 | 6 | 12:00 | 690 | 2014-05-06 | 12 | 34.99 | 1 | 35.99 | 24833.1
5 | 6 | 13:00 | 1136 | 2014-05-06 | 13 | 36.75 | 1 | 37.75 | 42884
5 | 6 | 14:00 | 593 | 2014-05-06 | 14 | 34.73 | 1 | 35.73 | 21187.89
5 | 6 | 15:00 | 541 | 2014-05-06 | 15 | 35.1 | 1 | 36.1 | 19530.1
5 | 6 | 16:00 | 406 | 2014-05-06 | 16 | 31.72 | 1 | 32.72 | 13284.32
5 | 6 | 17:00 | 92 | 2014-05-06 | 17 | 33.02 | 1 | 34.02 | 3129.84
5 | 6 | 18:00 | 31 | 2014-05-06 | 18 | 34.25 | 1 | 35.25 | 1092.75
5 | 6 | 19:00 | 0 | 2014-05-06 | 19 | 32.43 | 1 | 33.43 | 0
5 | 6 | 20:00 | 0 | 2014-05-06 | 20 | 28.77 | 1 | 29.77 | 0
5 | 6 | 21:00 | 0 | 2014-05-06 | 21 | 37.35 | 1 | 38.35 | 0
5 | 6 | 22:00 | 0 | 2014-05-06 | 22 | 34.25 | 1 | 35.25 | 0
5 | 6 | 23:00 | 0 | 2014-05-06 | 23 | 21.52 | 1 | 22.52 | 0
5 | 6 | 24:00 | 0 | 2014-05-06 | 24 | 21.96 | 1 | 22.96 | 0
5 | 7 | 01:00 | 0 | 2014-05-07 | 1 | 35.98 | 1 | 36.98 | 0
5 | 7 | 02:00 | 0 | 2014-05-07 | 2 | 35.32 | 1 | 36.32 | 0
5 | 7 | 03:00 | 0 | 2014-05-07 | 3 | 31.66 | 1 | 32.66 | 0
5 | 7 | 04:00 | 0 | 2014-05-07 | 4 | 35.1 | 1 | 36.1 | 0
5 | 7 | 05:00 | 0 | 2014-05-07 | 5 | 41.24 | 1 | 42.24 | 0
5 | 7 | 06:00 | 11 | 2014-05-07 | 6 | 33.73 | 1 | 34.73 | 382.03
5 | 7 | 07:00 | 460 | 2014-05-07 | 7 | 43.22 | 1 | 44.22 | 20341.2
5 | 7 | 08:00 | 797 | 2014-05-07 | 8 | 55.31 | 1 | 56.31 | 44879.07
5 | 7 | 09:00 | 1719 | 2014-05-07 | 9 | 58.13 | 1 | 59.13 | 101644.47
5 | 7 | 10:00 | 2182 | 2014-05-07 | 10 | 39.14 | 1 | 40.14 | 87585.48
5 | 7 | 11:00 | 2507 | 2014-05-07 | 11 | 40.82 | 1 | 41.82 | 104842.74
5 | 7 | 12:00 | 2386 | 2014-05-07 | 12 | 42.08 | 1 | 43.08 | 102788.88
5 | 7 | 13:00 | 2637 | 2014-05-07 | 13 | 39.93 | 1 | 40.93 | 107932.41
5 | 7 | 14:00 | 2287 | 2014-05-07 | 14 | 35.57 | 1 | 36.57 | 83635.59
5 | 7 | 15:00 | 1900 | 2014-05-07 | 15 | 46.06 | 1 | 47.06 | 89414
5 | 7 | 16:00 | 1273 | 2014-05-07 | 16 | 51.8 | 1 | 52.8 | 67214.4
5 | 7 | 17:00 | 420 | 2014-05-07 | 17 | 36.14 | 1 | 37.14 | 15598.8
5 | 7 | 18:00 | 22 | 2014-05-07 | 18 | 36.23 | 1 | 37.23 | 819.06
5 | 7 | 19:00 | 0 | 2014-05-07 | 19 | 36.8 | 1 | 37.8 | 0
5 | 7 | 20:00 | 0 | 2014-05-07 | 20 | 35.55 | 1 | 36.55 | 0
5 | 7 | 21:00 | 0 | 2014-05-07 | 21 | 38.95 | 1 | 39.95 | 0
5 | 7 | 22:00 | 0 | 2014-05-07 | 22 | 39.68 | 1 | 40.68 | 0
5 | 7 | 23:00 | 0 | 2014-05-07 | 23 | 29.96 | 1 | 30.96 | 0
5 | 7 | 24:00 | 0 | 2014-05-07 | 24 | 30.25 | 1 | 31.25 | 0
5 | 8 | 01:00 | 0 | 2014-05-08 | 1 | 28.58 | 1 | 29.58 | 0
5 | 8 | 02:00 | 0 | 2014-05-08 | 2 | 27.35 | 1 | 28.35 | 0
5 | 8 | 03:00 | 0 | 2014-05-08 | 3 | 27.77 | 1 | 28.77 | 0
5 | 8 | 04:00 | 0 | 2014-05-08 | 4 | 27.03 | 1 | 28.03 | 0
5 | 8 | 05:00 | 0 | 2014-05-08 | 5 | 27.71 | 1 | 28.71 | 0
5 | 8 | 06:00 | 6 | 2014-05-08 | 6 | 29.03 | 1 | 30.03 | 180.18
5 | 8 | 07:00 | 480 | 2014-05-08 | 7 | 41.41 | 1 | 42.41 | 20356.8
5 | 8 | 08:00 | 952 | 2014-05-08 | 8 | 34.08 | 1 | 35.08 | 33396.16
5 | 8 | 09:00 | 1656 | 2014-05-08 | 9 | 33.92 | 1 | 34.92 | 57827.52
5 | 8 | 10:00 | 2371 | 2014-05-08 | 10 | 41.65 | 1 | 42.65 | 101123.15
5 | 8 | 11:00 | 2518 | 2014-05-08 | 11 | 55.27 | 1 | 56.27 | 141687.86
5 | 8 | 12:00 | 2702 | 2014-05-08 | 12 | 48.01 | 1 | 49.01 | 132425.02
5 | 8 | 13:00 | 2597 | 2014-05-08 | 13 | 34.43 | 1 | 35.43 | 92011.71
5 | 8 | 14:00 | 2477 | 2014-05-08 | 14 | 40.81 | 1 | 41.81 | 103563.37
5 | 8 | 15:00 | 2097 | 2014-05-08 | 15 | 36.71 | 1 | 37.71 | 79077.87
5 | 8 | 16:00 | 1436 | 2014-05-08 | 16 | 38.5 | 1 | 39.5 | 56722
5 | 8 | 17:00 | 571 | 2014-05-08 | 17 | 36.76 | 1 | 37.76 | 21560.96
5 | 8 | 18:00 | 9 | 2014-05-08 | 18 | 36.61 | 1 | 37.61 | 338.49
5 | 8 | 19:00 | 0 | 2014-05-08 | 19 | 37.26 | 1 | 38.26 | 0
5 | 8 | 20:00 | 0 | 2014-05-08 | 20 | 33.04 | 1 | 34.04 | 0
5 | 8 | 21:00 | 0 | 2014-05-08 | 21 | 33.8 | 1 | 34.8 | 0
5 | 8 | 22:00 | 0 | 2014-05-08 | 22 | 36.9 | 1 | 37.9 | 0
5 | 8 | 23:00 | 0 | 2014-05-08 | 23 | 28.04 | 1 | 29.04 | 0
5 | 8 | 24:00 | 0 | 2014-05-08 | 24 | 24.68 | 1 | 25.68 | 0
5 | 9 | 01:00 | 0 | 2014-05-09 | 1 | 11.04 | 1 | 12.04 | 0
5 | 9 | 02:00 | 0 | 2014-05-09 | 2 | 15.03 | 1 | 16.03 | 0
5 | 9 | 03:00 | 0 | 2014-05-09 | 3 | 19.16 | 1 | 20.16 | 0
5 | 9 | 04:00 | 0 | 2014-05-09 | 4 | 17.65 | 1 | 18.65 | 0
5 | 9 | 05:00 | 0 | 2014-05-09 | 5 | 8.09 | 1 | 9.09 | 0
5 | 9 | 06:00 | 1 | 2014-05-09 | 6 | 20.59 | 1 | 21.59 | 21.59
5 | 9 | 07:00 | 452 | 2014-05-09 | 7 | 26.8 | 1 | 27.8 | 12565.6
5 | 9 | 08:00 | 1167 | 2014-05-09 | 8 | 32.49 | 1 | 33.49 | 39082.83
5 | 9 | 09:00 | 1821 | 2014-05-09 | 9 | 33.93 | 1 | 34.93 | 63607.53
5 | 9 | 10:00 | 2408 | 2014-05-09 | 10 | 39.11 | 1 | 40.11 | 96584.88
5 | 9 | 11:00 | 1548 | 2014-05-09 | 11 | 37.65 | 1 | 38.65 | 59830.2
5 | 9 | 12:00 | 2290 | 2014-05-09 | 12 | 43.76 | 1 | 44.76 | 102500.4
5 | 9 | 13:00 | 2365 | 2014-05-09 | 13 | 33.52 | 1 | 34.52 | 81639.8
5 | 9 | 14:00 | 1593 | 2014-05-09 | 14 | 34 | 1 | 35 | 55755
5 | 9 | 15:00 | 1129 | 2014-05-09 | 15 | 37.91 | 1 | 38.91 | 43929.39
5 | 9 | 16:00 | 1467 | 2014-05-09 | 16 | 32.73 | 1 | 33.73 | 49481.91
5 | 9 | 17:00 | 726 | 2014-05-09 | 17 | 38.11 | 1 | 39.11 | 28393.86
5 | 9 | 18:00 | 10 | 2014-05-09 | 18 | 37.71 | 1 | 38.71 | 387.1
5 | 9 | 19:00 | 0 | 2014-05-09 | 19 | 32.44 | 1 | 33.44 | 0
5 | 9 | 20:00 | 0 | 2014-05-09 | 20 | 36.33 | 1 | 37.33 | 0
5 | 9 | 21:00 | 0 | 2014-05-09 | 21 | 35.7 | 1 | 36.7 | 0
5 | 9 | 22:00 | 0 | 2014-05-09 | 22 | 30.9 | 1 | 31.9 | 0
5 | 9 | 23:00 | 0 | 2014-05-09 | 23 | 28.5 | 1 | 29.5 | 0
5 | 9 | 24:00 | 0 | 2014-05-09 | 24 | 28.92 | 1 | 29.92 | 0
5 | 10 | 01:00 | 0 | 2014-05-10 | 1 | 25.95 | 1 | 26.95 | 0
5 | 10 | 02:00 | 0 | 2014-05-10 | 2 | 25.28 | 1 | 26.28 | 0
5 | 10 | 03:00 | 0 | 2014-05-10 | 3 | 26.49 | 1 | 27.49 | 0
5 | 10 | 04:00 | 0 | 2014-05-10 | 4 | 24.99 | 1 | 25.99 | 0
5 | 10 | 05:00 | 0 | 2014-05-10 | 5 | 26.61 | 1 | 27.61 | 0
5 | 10 | 06:00 | 8 | 2014-05-10 | 6 | 26.25 | 1 | 27.25 | 218
5 | 10 | 07:00 | 476 | 2014-05-10 | 7 | 30.1 | 1 | 31.1 | 14803.6
5 | 10 | 08:00 | 1029 | 2014-05-10 | 8 | 32.34 | 1 | 33.34 | 34306.86
5 | 10 | 09:00 | 1669 | 2014-05-10 | 9 | 35.7 | 1 | 36.7 | 61252.3
5 | 10 | 10:00 | 2206 | 2014-05-10 | 10 | 29.78 | 1 | 30.78 | 67900.68
5 | 10 | 11:00 | 2205 | 2014-05-10 | 11 | 34.21 | 1 | 35.21 | 77638.05
5 | 10 | 12:00 | 2791 | 2014-05-10 | 12 | 29.43 | 1 | 30.43 | 84930.13
5 | 10 | 13:00 | 2540 | 2014-05-10 | 13 | 26.99 | 1 | 27.99 | 71094.6
5 | 10 | 14:00 | 2410 | 2014-05-10 | 14 | 41.91 | 1 | 42.91 | 103413.1
5 | 10 | 15:00 | 1952 | 2014-05-10 | 15 | 29.6 | 1 | 30.6 | 59731.2
5 | 10 | 16:00 | 1358 | 2014-05-10 | 16 | 29.13 | 1 | 30.13 | 40916.54
5 | 10 | 17:00 | 644 | 2014-05-10 | 17 | 37.62 | 1 | 38.62 | 24871.28
5 | 10 | 18:00 | 30 | 2014-05-10 | 18 | 36.25 | 1 | 37.25 | 1117.5
5 | 10 | 19:00 | 0 | 2014-05-10 | 19 | 26.88 | 1 | 27.88 | 0
5 | 10 | 20:00 | 0 | 2014-05-10 | 20 | 30.11 | 1 | 31.11 | 0
5 | 10 | 21:00 | 0 | 2014-05-10 | 21 | 40.18 | 1 | 41.18 | 0
5 | 10 | 22:00 | 0 | 2014-05-10 | 22 | 38.64 | 1 | 39.64 | 0
5 | 10 | 23:00 | 0 | 2014-05-10 | 23 | 36.7 | 1 | 37.7 | 0
5 | 10 | 24:00 | 0 | 2014-05-10 | 24 | 28.19 | 1 | 29.19 | 0
5 | 11 | 01:00 | 0 | 2014-05-11 | 1 | 34.67 | 1 | 35.67 | 0
5 | 11 | 02:00 | 0 | 2014-05-11 | 2 | 27.66 | 1 | 28.66 | 0
5 | 11 | 03:00 | 0 | 2014-05-11 | 3 | 24.94 | 1 | 25.94 | 0
5 | 11 | 04:00 | 0 | 2014-05-11 | 4 | 22.85 | 1 | 23.85 | 0
5 | 11 | 05:00 | 0 | 2014-05-11 | 5 | 22.79 | 1 | 23.79 | 0
5 | 11 | 06:00 | 3 | 2014-05-11 | 6 | 26.65 | 1 | 27.65 | 82.95
5 | 11 | 07:00 | 448 | 2014-05-11 | 7 | 26.3 | 1 | 27.3 | 12230.4
5 | 11 | 08:00 | 1247 | 2014-05-11 | 8 | 26.03 | 1 | 27.03 | 33706.41
5 | 11 | 09:00 | 2023 | 2014-05-11 | 9 | 23.75 | 1 | 24.75 | 50069.25
5 | 11 | 10:00 | 2335 | 2014-05-11 | 10 | 25.65 | 1 | 26.65 | 62227.75
5 | 11 | 11:00 | 2843 | 2014-05-11 | 11 | 26.1 | 1 | 27.1 | 77045.3
5 | 11 | 12:00 | 2405 | 2014-05-11 | 12 | 25.93 | 1 | 26.93 | 64766.65
5 | 11 | 13:00 | 2212 | 2014-05-11 | 13 | 25.21 | 1 | 26.21 | 57976.52
5 | 11 | 14:00 | 2455 | 2014-05-11 | 14 | 23.63 | 1 | 24.63 | 60466.65
5 | 11 | 15:00 | 2038 | 2014-05-11 | 15 | 22.18 | 1 | 23.18 | 47240.84
5 | 11 | 16:00 | 1434 | 2014-05-11 | 16 | 25.8 | 1 | 26.8 | 38431.2
5 | 11 | 17:00 | 666 | 2014-05-11 | 17 | 26.3 | 1 | 27.3 | 18181.8
5 | 11 | 18:00 | 46 | 2014-05-11 | 18 | 26.2 | 1 | 27.2 | 1251.2
5 | 11 | 19:00 | 0 | 2014-05-11 | 19 | 22.65 | 1 | 23.65 | 0
5 | 11 | 20:00 | 0 | 2014-05-11 | 20 | 22.99 | 1 | 23.99 | 0
5 | 11 | 21:00 | 0 | 2014-05-11 | 21 | 39.86 | 1 | 40.86 | 0
5 | 11 | 22:00 | 0 | 2014-05-11 | 22 | 29.47 | 1 | 30.47 | 0
5 | 11 | 23:00 | 0 | 2014-05-11 | 23 | 24.99 | 1 | 25.99 | 0
5 | 11 | 24:00 | 0 | 2014-05-11 | 24 | 15.82 | 1 | 16.82 | 0
5 | 12 | 01:00 | 0 | 2014-05-12 | 1 | 25.66 | 1 | 26.66 | 0
5 | 12 | 02:00 | 0 | 2014-05-12 | 2 | 20.84 | 1 | 21.84 | 0
5 | 12 | 03:00 | 0 | 2014-05-12 | 3 | 2.16 | 1 | 3.16 | 0
5 | 12 | 04:00 | 0 | 2014-05-12 | 4 | 0 | 1 | 1 | 0
5 | 12 | 05:00 | 0 | 2014-05-12 | 5 | 0 | 1 | 1 | 0
5 | 12 | 06:00 | 5 | 2014-05-12 | 6 | 0 | 1 | 1 | 5
5 | 12 | 07:00 | 481 | 2014-05-12 | 7 | 32.03 | 1 | 33.03 | 15887.43
5 | 12 | 08:00 | 97 | 2014-05-12 | 8 | 35.07 | 1 | 36.07 | 3498.79
5 | 12 | 09:00 | 399 | 2014-05-12 | 9 | 42.18 | 1 | 43.18 | 17228.82
5 | 12 | 10:00 | 568 | 2014-05-12 | 10 | 46.45 | 1 | 47.45 | 26951.6
5 | 12 | 11:00 | 441 | 2014-05-12 | 11 | 54.48 | 1 | 55.48 | 24466.68
5 | 12 | 12:00 | 1043 | 2014-05-12 | 12 | 57.7 | 1 | 58.7 | 61224.1
5 | 12 | 13:00 | 1070 | 2014-05-12 | 13 | 40.56 | 1 | 41.56 | 44469.2
5 | 12 | 14:00 | 2416 | 2014-05-12 | 14 | 42.35 | 1 | 43.35 | 104733.6
5 | 12 | 15:00 | 1639 | 2014-05-12 | 15 | 52.06 | 1 | 53.06 | 86965.34
5 | 12 | 16:00 | 1400 | 2014-05-12 | 16 | 54 | 1 | 55 | 77000
5 | 12 | 17:00 | 718 | 2014-05-12 | 17 | 54.94 | 1 | 55.94 | 40164.92
5 | 12 | 18:00 | 30 | 2014-05-12 | 18 | 56.99 | 1 | 57.99 | 1739.7
5 | 12 | 19:00 | 0 | 2014-05-12 | 19 | 53.58 | 1 | 54.58 | 0
5 | 12 | 20:00 | 0 | 2014-05-12 | 20 | 59.8 | 1 | 60.8 | 0
5 | 12 | 21:00 | 0 | 2014-05-12 | 21 | 76.93 | 1 | 77.93 | 0
5 | 12 | 22:00 | 0 | 2014-05-12 | 22 | 46.16 | 1 | 47.16 | 0
5 | 12 | 23:00 | 0 | 2014-05-12 | 23 | 33.6 | 1 | 34.6 | 0
5 | 12 | 24:00 | 0 | 2014-05-12 | 24 | 31.18 | 1 | 32.18 | 0
5 | 13 | 01:00 | 0 | 2014-05-13 | 1 | 35.09 | 1 | 36.09 | 0
5 | 13 | 02:00 | 0 | 2014-05-13 | 2 | 29.26 | 1 | 30.26 | 0
5 | 13 | 03:00 | 0 | 2014-05-13 | 3 | 20.79 | 1 | 21.79 | 0
5 | 13 | 04:00 | 0 | 2014-05-13 | 4 | 17.54 | 1 | 18.54 | 0
5 | 13 | 05:00 | 0 | 2014-05-13 | 5 | 28.83 | 1 | 29.83 | 0
5 | 13 | 06:00 | 1 | 2014-05-13 | 6 | 35.69 | 1 | 36.69 | 36.69
5 | 13 | 07:00 | 462 | 2014-05-13 | 7 | 34.62 | 1 | 35.62 | 16456.44
5 | 13 | 08:00 | 1288 | 2014-05-13 | 8 | 34.72 | 1 | 35.72 | 46007.36
5 | 13 | 09:00 | 2052 | 2014-05-13 | 9 | 28.92 | 1 | 29.92 | 61395.84
5 | 13 | 10:00 | 2501 | 2014-05-13 | 10 | 26.9 | 1 | 27.9 | 69777.9
5 | 13 | 11:00 | 2841 | 2014-05-13 | 11 | 39.35 | 1 | 40.35 | 114634.35
5 | 13 | 12:00 | 2835 | 2014-05-13 | 12 | 48.5 | 1 | 49.5 | 140332.5
5 | 13 | 13:00 | 2611 | 2014-05-13 | 13 | 36.95 | 1 | 37.95 | 99087.45
5 | 13 | 14:00 | 2499 | 2014-05-13 | 14 | 35.3 | 1 | 36.3 | 90713.7
5 | 13 | 15:00 | 2072 | 2014-05-13 | 15 | 34.67 | 1 | 35.67 | 73908.24
5 | 13 | 16:00 | 1512 | 2014-05-13 | 16 | 33.13 | 1 | 34.13 | 51604.56
5 | 13 | 17:00 | 749 | 2014-05-13 | 17 | 34.39 | 1 | 35.39 | 26507.11
5 | 13 | 18:00 | 14 | 2014-05-13 | 18 | 34.92 | 1 | 35.92 | 502.88
5 | 13 | 19:00 | 0 | 2014-05-13 | 19 | 33.59 | 1 | 34.59 | 0
5 | 13 | 20:00 | 0 | 2014-05-13 | 20 | 33.49 | 1 | 34.49 | 0
5 | 13 | 21:00 | 0 | 2014-05-13 | 21 | 44.05 | 1 | 45.05 | 0
5 | 13 | 22:00 | 0 | 2014-05-13 | 22 | 39.02 | 1 | 40.02 | 0
5 | 13 | 23:00 | 0 | 2014-05-13 | 23 | 31.87 | 1 | 32.87 | 0
5 | 13 | 24:00 | 0 | 2014-05-13 | 24 | 32.16 | 1 | 33.16 | 0
5 | 14 | 01:00 | 0 | 2014-05-14 | 1 | 30.09 | 1 | 31.09 | 0
5 | 14 | 02:00 | 0 | 2014-05-14 | 2 | 27.83 | 1 | 28.83 | 0
5 | 14 | 03:00 | 0 | 2014-05-14 | 3 | 27.28 | 1 | 28.28 | 0
5 | 14 | 04:00 | 0 | 2014-05-14 | 4 | 26.76 | 1 | 27.76 | 0
5 | 14 | 05:00 | 0 | 2014-05-14 | 5 | 28.95 | 1 | 29.95 | 0
5 | 14 | 06:00 | 6 | 2014-05-14 | 6 | 32.59 | 1 | 33.59 | 201.54
5 | 14 | 07:00 | 466 | 2014-05-14 | 7 | 33.38 | 1 | 34.38 | 16021.08
5 | 14 | 08:00 | 1218 | 2014-05-14 | 8 | 48.92 | 1 | 49.92 | 60802.56
5 | 14 | 09:00 | 1957 | 2014-05-14 | 9 | 50.52 | 1 | 51.52 | 100824.64
5 | 14 | 10:00 | 2474 | 2014-05-14 | 10 | 50.85 | 1 | 51.85 | 128276.9
5 | 14 | 11:00 | 2827 | 2014-05-14 | 11 | 53.44 | 1 | 54.44 | 153901.88
5 | 14 | 12:00 | 2963 | 2014-05-14 | 12 | 46.81 | 1 | 47.81 | 141661.03
5 | 14 | 13:00 | 2906 | 2014-05-14 | 13 | 49.27 | 1 | 50.27 | 146084.62
5 | 14 | 14:00 | 2612 | 2014-05-14 | 14 | 50.54 | 1 | 51.54 | 134622.48
5 | 14 | 15:00 | 2152 | 2014-05-14 | 15 | 46.68 | 1 | 47.68 | 102607.36
5 | 14 | 16:00 | 1482 | 2014-05-14 | 16 | 50.29 | 1 | 51.29 | 76011.78
5 | 14 | 17:00 | 721 | 2014-05-14 | 17 | 54.94 | 1 | 55.94 | 40332.74
5 | 14 | 18:00 | 26 | 2014-05-14 | 18 | 48.07 | 1 | 49.07 | 1275.82
5 | 14 | 19:00 | 0 | 2014-05-14 | 19 | 53.31 | 1 | 54.31 | 0
5 | 14 | 20:00 | 0 | 2014-05-14 | 20 | 48.1 | 1 | 49.1 | 0
5 | 14 | 21:00 | 0 | 2014-05-14 | 21 | 47.26 | 1 | 48.26 | 0
5 | 14 | 22:00 | 0 | 2014-05-14 | 22 | 37.94 | 1 | 38.94 | 0
5 | 14 | 23:00 | 0 | 2014-05-14 | 23 | 46.61 | 1 | 47.61 | 0
5 | 14 | 24:00 | 0 | 2014-05-14 | 24 | 28.71 | 1 | 29.71 | 0
5 | 15 | 01:00 | 0 | 2014-05-15 | 1 | 36.08 | 1 | 37.08 | 0
5 | 15 | 02:00 | 0 | 2014-05-15 | 2 | 32.62 | 1 | 33.62 | 0
5 | 15 | 03:00 | 0 | 2014-05-15 | 3 | 32.41 | 1 | 33.41 | 0
5 | 15 | 04:00 | 0 | 2014-05-15 | 4 | 32.76 | 1 | 33.76 | 0
5 | 15 | 05:00 | 0 | 2014-05-15 | 5 | 35.19 | 1 | 36.19 | 0
5 | 15 | 06:00 | 5 | 2014-05-15 | 6 | 36 | 1 | 37 | 185
5 | 15 | 07:00 | 11 | 2014-05-15 | 7 | 35.16 | 1 | 36.16 | 397.76
5 | 15 | 08:00 | 147 | 2014-05-15 | 8 | 42.63 | 1 | 43.63 | 6413.61
5 | 15 | 09:00 | 699 | 2014-05-15 | 9 | 39.76 | 1 | 40.76 | 28491.24
5 | 15 | 10:00 | 932 | 2014-05-15 | 10 | 46.47 | 1 | 47.47 | 44242.04
5 | 15 | 11:00 | 1020 | 2014-05-15 | 11 | 62.87 | 1 | 63.87 | 65147.4
5 | 15 | 12:00 | 1161 | 2014-05-15 | 12 | 55.22 | 1 | 56.22 | 65271.42
5 | 15 | 13:00 | 1451 | 2014-05-15 | 13 | 57.22 | 1 | 58.22 | 84477.22
5 | 15 | 14:00 | 2621 | 2014-05-15 | 14 | 56.76 | 1 | 57.76 | 151388.96
5 | 15 | 15:00 | 2138 | 2014-05-15 | 15 | 55.25 | 1 | 56.25 | 120262.5
5 | 15 | 16:00 | 1388 | 2014-05-15 | 16 | 55.08 | 1 | 56.08 | 77839.04
5 | 15 | 17:00 | 725 | 2014-05-15 | 17 | 54.72 | 1 | 55.72 | 40397
5 | 15 | 18:00 | 23 | 2014-05-15 | 18 | 55.33 | 1 | 56.33 | 1295.59
5 | 15 | 19:00 | 0 | 2014-05-15 | 19 | 55.25 | 1 | 56.25 | 0
5 | 15 | 20:00 | 0 | 2014-05-15 | 20 | 57.53 | 1 | 58.53 | 0
5 | 15 | 21:00 | 0 | 2014-05-15 | 21 | 56.67 | 1 | 57.67 | 0
5 | 15 | 22:00 | 0 | 2014-05-15 | 22 | 41.64 | 1 | 42.64 | 0
5 | 15 | 23:00 | 0 | 2014-05-15 | 23 | 30.31 | 1 | 31.31 | 0
5 | 15 | 24:00 | 0 | 2014-05-15 | 24 | 30.21 | 1 | 31.21 | 0
5 | 16 | 01:00 | 0 | 2014-05-16 | 1 | 32.04 | 1 | 33.04 | 0
5 | 16 | 02:00 | 0 | 2014-05-16 | 2 | 30.39 | 1 | 31.39 | 0
5 | 16 | 03:00 | 0 | 2014-05-16 | 3 | 31.67 | 1 | 32.67 | 0
5 | 16 | 04:00 | 0 | 2014-05-16 | 4 | 30.56 | 1 | 31.56 | 0
5 | 16 | 05:00 | 0 | 2014-05-16 | 5 | 29.89 | 1 | 30.89 | 0
5 | 16 | 06:00 | 1 | 2014-05-16 | 6 | 32.5 | 1 | 33.5 | 33.5
5 | 16 | 07:00 | 475 | 2014-05-16 | 7 | 33.99 | 1 | 34.99 | 16620.25
5 | 16 | 08:00 | 1344 | 2014-05-16 | 8 | 38.2 | 1 | 39.2 | 52684.8
5 | 16 | 09:00 | 2078 | 2014-05-16 | 9 | 57.34 | 1 | 58.34 | 121230.52
5 | 16 | 10:00 | 2578 | 2014-05-16 | 10 | 47.91 | 1 | 48.91 | 126089.98
5 | 16 | 11:00 | 2907 | 2014-05-16 | 11 | 58.66 | 1 | 59.66 | 173431.62
5 | 16 | 12:00 | 3087 | 2014-05-16 | 12 | 60.49 | 1 | 61.49 | 189819.63
5 | 16 | 13:00 | 3006 | 2014-05-16 | 13 | 59.67 | 1 | 60.67 | 182374.02
5 | 16 | 14:00 | 2721 | 2014-05-16 | 14 | 54.28 | 1 | 55.28 | 150416.88
5 | 16 | 15:00 | 2238 | 2014-05-16 | 15 | 52.68 | 1 | 53.68 | 120135.84
5 | 16 | 16:00 | 1442 | 2014-05-16 | 16 | 45.16 | 1 | 46.16 | 66562.72
5 | 16 | 17:00 | 747 | 2014-05-16 | 17 | 59.8 | 1 | 60.8 | 45417.6
5 | 16 | 18:00 | 12 | 2014-05-16 | 18 | 48.5 | 1 | 49.5 | 594
5 | 16 | 19:00 | 0 | 2014-05-16 | 19 | 49.48 | 1 | 50.48 | 0
5 | 16 | 20:00 | 0 | 2014-05-16 | 20 | 53.43 | 1 | 54.43 | 0
5 | 16 | 21:00 | 0 | 2014-05-16 | 21 | 45.23 | 1 | 46.23 | 0
5 | 16 | 22:00 | 0 | 2014-05-16 | 22 | 37.98 | 1 | 38.98 | 0
5 | 16 | 23:00 | 0 | 2014-05-16 | 23 | 37.42 | 1 | 38.42 | 0
5 | 16 | 24:00 | 0 | 2014-05-16 | 24 | 39.88 | 1 | 40.88 | 0
5 | 17 | 01:00 | 0 | 2014-05-17 | 1 | 41.15 | 1 | 42.15 | 0
5 | 17 | 02:00 | 0 | 2014-05-17 | 2 | 34.74 | 1 | 35.74 | 0
5 | 17 | 03:00 | 0 | 2014-05-17 | 3 | 40.3 | 1 | 41.3 | 0
5 | 17 | 04:00 | 0 | 2014-05-17 | 4 | 42.44 | 1 | 43.44 | 0
5 | 17 | 05:00 | 0 | 2014-05-17 | 5 | 31.21 | 1 | 32.21 | 0
5 | 17 | 06:00 | 9 | 2014-05-17 | 6 | 36.74 | 1 | 37.74 | 339.66
5 | 17 | 07:00 | 24 | 2014-05-17 | 7 | 38.66 | 1 | 39.66 | 951.84
5 | 17 | 08:00 | 644 | 2014-05-17 | 8 | 46.29 | 1 | 47.29 | 30454.76
5 | 17 | 09:00 | 708 | 2014-05-17 | 9 | 54.18 | 1 | 55.18 | 39067.44
5 | 17 | 10:00 | 751 | 2014-05-17 | 10 | 48.96 | 1 | 49.96 | 37519.96
5 | 17 | 11:00 | 2270 | 2014-05-17 | 11 | 46.33 | 1 | 47.33 | 107439.1
5 | 17 | 12:00 | 2094 | 2014-05-17 | 12 | 49.83 | 1 | 50.83 | 106438.02
5 | 17 | 13:00 | 744 | 2014-05-17 | 13 | 48.33 | 1 | 49.33 | 36701.52
5 | 17 | 14:00 | 666 | 2014-05-17 | 14 | 39.92 | 1 | 40.92 | 27252.72
5 | 17 | 15:00 | 694 | 2014-05-17 | 15 | 45.52 | 1 | 46.52 | 32284.88
5 | 17 | 16:00 | 774 | 2014-05-17 | 16 | 41.29 | 1 | 42.29 | 32732.46
5 | 17 | 17:00 | 402 | 2014-05-17 | 17 | 44.01 | 1 | 45.01 | 18094.02
5 | 17 | 18:00 | 32 | 2014-05-17 | 18 | 44.74 | 1 | 45.74 | 1463.68
5 | 17 | 19:00 | 0 | 2014-05-17 | 19 | 62.08 | 1 | 63.08 | 0
5 | 17 | 20:00 | 0 | 2014-05-17 | 20 | 48.24 | 1 | 49.24 | 0
5 | 17 | 21:00 | 0 | 2014-05-17 | 21 | 46.14 | 1 | 47.14 | 0
5 | 17 | 22:00 | 0 | 2014-05-17 | 22 | 44.38 | 1 | 45.38 | 0
5 | 17 | 23:00 | 0 | 2014-05-17 | 23 | 40.74 | 1 | 41.74 | 0
5 | 17 | 24:00 | 0 | 2014-05-17 | 24 | 32.09 | 1 | 33.09 | 0
5 | 18 | 01:00 | 0 | 2014-05-18 | 1 | 28.57 | 1 | 29.57 | 0
5 | 18 | 02:00 | 0 | 2014-05-18 | 2 | 28.38 | 1 | 29.38 | 0
5 | 18 | 03:00 | 0 | 2014-05-18 | 3 | 28.12 | 1 | 29.12 | 0
5 | 18 | 04:00 | 0 | 2014-05-18 | 4 | 25.4 | 1 | 26.4 | 0
5 | 18 | 05:00 | 0 | 2014-05-18 | 5 | 29.26 | 1 | 30.26 | 0
5 | 18 | 06:00 | 12 | 2014-05-18 | 6 | 33.64 | 1 | 34.64 | 415.68
5 | 18 | 07:00 | 387 | 2014-05-18 | 7 | 40.22 | 1 | 41.22 | 15952.14
5 | 18 | 08:00 | 655 | 2014-05-18 | 8 | 47.74 | 1 | 48.74 | 31924.7
5 | 18 | 09:00 | 847 | 2014-05-18 | 9 | 46.85 | 1 | 47.85 | 40528.95
5 | 18 | 10:00 | 1058 | 2014-05-18 | 10 | 44.49 | 1 | 45.49 | 48128.42
5 | 18 | 11:00 | 1141 | 2014-05-18 | 11 | 45.15 | 1 | 46.15 | 52657.15
5 | 18 | 12:00 | 1131 | 2014-05-18 | 12 | 46.05 | 1 | 47.05 | 53213.55
5 | 18 | 13:00 | 2312 | 2014-05-18 | 13 | 27.98 | 1 | 28.98 | 67001.76
5 | 18 | 14:00 | 2157 | 2014-05-18 | 14 | 27.26 | 1 | 28.26 | 60956.82
5 | 18 | 15:00 | 757 | 2014-05-18 | 15 | 35.06 | 1 | 36.06 | 27297.42
5 | 18 | 16:00 | 615 | 2014-05-18 | 16 | 36.21 | 1 | 37.21 | 22884.15
5 | 18 | 17:00 | 364 | 2014-05-18 | 17 | 46.13 | 1 | 47.13 | 17155.32
5 | 18 | 18:00 | 39 | 2014-05-18 | 18 | 43.3 | 1 | 44.3 | 1727.7
5 | 18 | 19:00 | 0 | 2014-05-18 | 19 | 41.46 | 1 | 42.46 | 0
5 | 18 | 20:00 | 0 | 2014-05-18 | 20 | 39.81 | 1 | 40.81 | 0
5 | 18 | 21:00 | 0 | 2014-05-18 | 21 | 47.66 | 1 | 48.66 | 0
5 | 18 | 22:00 | 0 | 2014-05-18 | 22 | 42.43 | 1 | 43.43 | 0
5 | 18 | 23:00 | 0 | 2014-05-18 | 23 | 30.37 | 1 | 31.37 | 0
5 | 18 | 24:00 | 0 | 2014-05-18 | 24 | 26.42 | 1 | 27.42 | 0
5 | 19 | 01:00 | 0 | 2014-05-19 | 1 | 23.48 | 1 | 24.48 | 0
5 | 19 | 02:00 | 0 | 2014-05-19 | 2 | 20.14 | 1 | 21.14 | 0
5 | 19 | 03:00 | 0 | 2014-05-19 | 3 | 0.69 | 1 | 1.69 | 0
5 | 19 | 04:00 | 0 | 2014-05-19 | 4 | 0 | 1 | 1 | 0
5 | 19 | 05:00 | 0 | 2014-05-19 | 5 | 0 | 1 | 1 | 0
5 | 19 | 06:00 | 6 | 2014-05-19 | 6 | 23.56 | 1 | 24.56 | 147.36
5 | 19 | 07:00 | 465 | 2014-05-19 | 7 | 28.33 | 1 | 29.33 | 13638.45
5 | 19 | 08:00 | 1225 | 2014-05-19 | 8 | 27.02 | 1 | 28.02 | 34324.5
5 | 19 | 09:00 | 1974 | 2014-05-19 | 9 | 25.35 | 1 | 26.35 | 52014.9
5 | 19 | 10:00 | 2335 | 2014-05-19 | 10 | 26.25 | 1 | 27.25 | 63628.75
5 | 19 | 11:00 | 2631 | 2014-05-19 | 11 | 28.61 | 1 | 29.61 | 77903.91
5 | 19 | 12:00 | 2662 | 2014-05-19 | 12 | 27.2 | 1 | 28.2 | 75068.4
5 | 19 | 13:00 | 2366 | 2014-05-19 | 13 | 31.33 | 1 | 32.33 | 76492.78
5 | 19 | 14:00 | 2512 | 2014-05-19 | 14 | 31.18 | 1 | 32.18 | 80836.16
5 | 19 | 15:00 | 2067 | 2014-05-19 | 15 | 27.57 | 1 | 28.57 | 59054.19
5 | 19 | 16:00 | 1460 | 2014-05-19 | 16 | 27.04 | 1 | 28.04 | 40938.4
5 | 19 | 17:00 | 754 | 2014-05-19 | 17 | 34.58 | 1 | 35.58 | 26827.32
5 | 19 | 18:00 | 47 | 2014-05-19 | 18 | 30.63 | 1 | 31.63 | 1486.61
5 | 19 | 19:00 | 0 | 2014-05-19 | 19 | 28.98 | 1 | 29.98 | 0
5 | 19 | 20:00 | 0 | 2014-05-19 | 20 | 27.92 | 1 | 28.92 | 0
5 | 19 | 21:00 | 0 | 2014-05-19 | 21 | 28.67 | 1 | 29.67 | 0
5 | 19 | 22:00 | 0 | 2014-05-19 | 22 | 23.06 | 1 | 24.06 | 0
5 | 19 | 23:00 | 0 | 2014-05-19 | 23 | 23.64 | 1 | 24.64 | 0
5 | 19 | 24:00 | 0 | 2014-05-19 | 24 | 27.1 | 1 | 28.1 | 0
5 | 20 | 01:00 | 0 | 2014-05-20 | 1 | 25.88 | 1 | 26.88 | 0
5 | 20 | 02:00 | 0 | 2014-05-20 | 2 | 25.24 | 1 | 26.24 | 0
5 | 20 | 03:00 | 0 | 2014-05-20 | 3 | 23.49 | 1 | 24.49 | 0
5 | 20 | 04:00 | 0 | 2014-05-20 | 4 | 19.59 | 1 | 20.59 | 0
5 | 20 | 05:00 | 0 | 2014-05-20 | 5 | 25.32 | 1 | 26.32 | 0
5 | 20 | 06:00 | 9 | 2014-05-20 | 6 | 16.14 | 1 | 17.14 | 154.26
5 | 20 | 07:00 | 451 | 2014-05-20 | 7 | 30.67 | 1 | 31.67 | 14283.17
5 | 20 | 08:00 | 1131 | 2014-05-20 | 8 | 32.44 | 1 | 33.44 | 37820.64
5 | 20 | 09:00 | 1824 | 2014-05-20 | 9 | 33.32 | 1 | 34.32 | 62599.68
5 | 20 | 10:00 | 1723 | 2014-05-20 | 10 | 45.39 | 1 | 46.39 | 79929.97
5 | 20 | 11:00 | 2248 | 2014-05-20 | 11 | 40.61 | 1 | 41.61 | 93539.28
5 | 20 | 12:00 | 1418 | 2014-05-20 | 12 | 31.13 | 1 | 32.13 | 45560.34
5 | 20 | 13:00 | 1677 | 2014-05-20 | 13 | 33.83 | 1 | 34.83 | 58409.91
5 | 20 | 14:00 | 2019 | 2014-05-20 | 14 | 43.1 | 1 | 44.1 | 89037.9
5 | 20 | 15:00 | 745 | 2014-05-20 | 15 | 51.49 | 1 | 52.49 | 39105.05
5 | 20 | 16:00 | 493 | 2014-05-20 | 16 | 41.19 | 1 | 42.19 | 20799.67
5 | 20 | 17:00 | 545 | 2014-05-20 | 17 | 51.14 | 1 | 52.14 | 28416.3
5 | 20 | 18:00 | 70 | 2014-05-20 | 18 | 50.91 | 1 | 51.91 | 3633.7
5 | 20 | 19:00 | 1 | 2014-05-20 | 19 | 50.74 | 1 | 51.74 | 51.74
5 | 20 | 20:00 | 0 | 2014-05-20 | 20 | 46.7 | 1 | 47.7 | 0
5 | 20 | 21:00 | 0 | 2014-05-20 | 21 | 42.11 | 1 | 43.11 | 0
5 | 20 | 22:00 | 0 | 2014-05-20 | 22 | 40.08 | 1 | 41.08 | 0
5 | 20 | 23:00 | 0 | 2014-05-20 | 23 | 29.83 | 1 | 30.83 | 0
5 | 20 | 24:00 | 0 | 2014-05-20 | 24 | 38.02 | 1 | 39.02 | 0
5 | 21 | 01:00 | 0 | 2014-05-21 | 1 | 36.19 | 1 | 37.19 | 0
5 | 21 | 02:00 | 0 | 2014-05-21 | 2 | 31.76 | 1 | 32.76 | 0
5 | 21 | 03:00 | 0 | 2014-05-21 | 3 | 26.82 | 1 | 27.82 | 0
5 | 21 | 04:00 | 0 | 2014-05-21 | 4 | 27.83 | 1 | 28.83 | 0
5 | 21 | 05:00 | 0 | 2014-05-21 | 5 | 30.9 | 1 | 31.9 | 0
5 | 21 | 06:00 | 27 | 2014-05-21 | 6 | 26.28 | 1 | 27.28 | 736.56
5 | 21 | 07:00 | 45 | 2014-05-21 | 7 | 46.7 | 1 | 47.7 | 2146.5
5 | 21 | 08:00 | 610 | 2014-05-21 | 8 | 34.51 | 1 | 35.51 | 21661.1
5 | 21 | 09:00 | 678 | 2014-05-21 | 9 | 47.31 | 1 | 48.31 | 32754.18
5 | 21 | 10:00 | 766 | 2014-05-21 | 10 | 39.7 | 1 | 40.7 | 31176.2
5 | 21 | 11:00 | 905 | 2014-05-21 | 11 | 43.72 | 1 | 44.72 | 40471.6
5 | 21 | 12:00 | 1730 | 2014-05-21 | 12 | 36.5 | 1 | 37.5 | 64875
5 | 21 | 13:00 | 1210 | 2014-05-21 | 13 | 49.23 | 1 | 50.23 | 60778.3
5 | 21 | 14:00 | 921 | 2014-05-21 | 14 | 47.85 | 1 | 48.85 | 44990.85
5 | 21 | 15:00 | 683 | 2014-05-21 | 15 | 49.52 | 1 | 50.52 | 34505.16
5 | 21 | 16:00 | 618 | 2014-05-21 | 16 | 46.48 | 1 | 47.48 | 29342.64
5 | 21 | 17:00 | 404 | 2014-05-21 | 17 | 55.95 | 1 | 56.95 | 23007.8
5 | 21 | 18:00 | 24 | 2014-05-21 | 18 | 54.61 | 1 | 55.61 | 1334.64
5 | 21 | 19:00 | 0 | 2014-05-21 | 19 | 46.76 | 1 | 47.76 | 0
5 | 21 | 20:00 | 0 | 2014-05-21 | 20 | 41.61 | 1 | 42.61 | 0
5 | 21 | 21:00 | 0 | 2014-05-21 | 21 | 64.51 | 1 | 65.51 | 0
5 | 21 | 22:00 | 0 | 2014-05-21 | 22 | 45.95 | 1 | 46.95 | 0
5 | 21 | 23:00 | 0 | 2014-05-21 | 23 | 28.15 | 1 | 29.15 | 0
5 | 21 | 24:00 | 0 | 2014-05-21 | 24 | 28.94 | 1 | 29.94 | 0
5 | 22 | 01:00 | 0 | 2014-05-22 | 1 | 28.78 | 1 | 29.78 | 0
5 | 22 | 02:00 | 0 | 2014-05-22 | 2 | 28.1 | 1 | 29.1 | 0
5 | 22 | 03:00 | 0 | 2014-05-22 | 3 | 28.01 | 1 | 29.01 | 0
5 | 22 | 04:00 | 0 | 2014-05-22 | 4 | 25.94 | 1 | 26.94 | 0
5 | 22 | 05:00 | 0 | 2014-05-22 | 5 | 26.82 | 1 | 27.82 | 0
5 | 22 | 06:00 | 22 | 2014-05-22 | 6 | 28.63 | 1 | 29.63 | 651.86
5 | 22 | 07:00 | 457 | 2014-05-22 | 7 | 37.77 | 1 | 38.77 | 17717.89
5 | 22 | 08:00 | 1088 | 2014-05-22 | 8 | 40.3 | 1 | 41.3 | 44934.4
5 | 22 | 09:00 | 1702 | 2014-05-22 | 9 | 36.51 | 1 | 37.51 | 63842.02
5 | 22 | 10:00 | 2020 | 2014-05-22 | 10 | 38.23 | 1 | 39.23 | 79244.6
5 | 22 | 11:00 | 2571 | 2014-05-22 | 11 | 42.27 | 1 | 43.27 | 111247.17
5 | 22 | 12:00 | 2660 | 2014-05-22 | 12 | 56.29 | 1 | 57.29 | 152391.4
5 | 22 | 13:00 | 2179 | 2014-05-22 | 13 | 42.74 | 1 | 43.74 | 95309.46
5 | 22 | 14:00 | 2251 | 2014-05-22 | 14 | 39.85 | 1 | 40.85 | 91953.35
5 | 22 | 15:00 | 1880 | 2014-05-22 | 15 | 58.91 | 1 | 59.91 | 112630.8
5 | 22 | 16:00 | 967 | 2014-05-22 | 16 | 52.85 | 1 | 53.85 | 52072.95
5 | 22 | 17:00 | 618 | 2014-05-22 | 17 | 45.34 | 1 | 46.34 | 28638.12
5 | 22 | 18:00 | 33 | 2014-05-22 | 18 | 42.91 | 1 | 43.91 | 1449.03
5 | 22 | 19:00 | 0 | 2014-05-22 | 19 | 39.45 | 1 | 40.45 | 0
5 | 22 | 20:00 | 0 | 2014-05-22 | 20 | 50.71 | 1 | 51.71 | 0
5 | 22 | 21:00 | 0 | 2014-05-22 | 21 | 37.86 | 1 | 38.86 | 0
5 | 22 | 22:00 | 0 | 2014-05-22 | 22 | 32.3 | 1 | 33.3 | 0
5 | 22 | 23:00 | 0 | 2014-05-22 | 23 | 21.44 | 1 | 22.44 | 0
5 | 22 | 24:00 | 0 | 2014-05-22 | 24 | 22.87 | 1 | 23.87 | 0
5 | 23 | 01:00 | 0 | 2014-05-23 | 1 | 28.17 | 1 | 29.17 | 0
5 | 23 | 02:00 | 0 | 2014-05-23 | 2 | 28.59 | 1 | 29.59 | 0
5 | 23 | 03:00 | 0 | 2014-05-23 | 3 | 25.67 | 1 | 26.67 | 0
5 | 23 | 04:00 | 0 | 2014-05-23 | 4 | 23.86 | 1 | 24.86 | 0
5 | 23 | 05:00 | 0 | 2014-05-23 | 5 | 24.91 | 1 | 25.91 | 0
5 | 23 | 06:00 | 6 | 2014-05-23 | 6 | 24.14 | 1 | 25.14 | 150.84
5 | 23 | 07:00 | 212 | 2014-05-23 | 7 | 27.83 | 1 | 28.83 | 6111.96
5 | 23 | 08:00 | 540 | 2014-05-23 | 8 | 27.35 | 1 | 28.35 | 15309
5 | 23 | 09:00 | 1020 | 2014-05-23 | 9 | 29.49 | 1 | 30.49 | 31099.8
5 | 23 | 10:00 | 624 | 2014-05-23 | 10 | 29.38 | 1 | 30.38 | 18957.12
5 | 23 | 11:00 | 849 | 2014-05-23 | 11 | 32.59 | 1 | 33.59 | 28517.91
5 | 23 | 12:00 | 1213 | 2014-05-23 | 12 | 35.13 | 1 | 36.13 | 43825.69
5 | 23 | 13:00 | 1307 | 2014-05-23 | 13 | 36.41 | 1 | 37.41 | 48894.87
5 | 23 | 14:00 | 960 | 2014-05-23 | 14 | 35.84 | 1 | 36.84 | 35366.4
5 | 23 | 15:00 | 803 | 2014-05-23 | 15 | 40 | 1 | 41 | 32923
5 | 23 | 16:00 | 752 | 2014-05-23 | 16 | 42.41 | 1 | 43.41 | 32644.32
5 | 23 | 17:00 | 425 | 2014-05-23 | 17 | 36.85 | 1 | 37.85 | 16086.25
5 | 23 | 18:00 | 66 | 2014-05-23 | 18 | 31.55 | 1 | 32.55 | 2148.3
5 | 23 | 19:00 | 0 | 2014-05-23 | 19 | 28.07 | 1 | 29.07 | 0
5 | 23 | 20:00 | 0 | 2014-05-23 | 20 | 27.69 | 1 | 28.69 | 0
5 | 23 | 21:00 | 0 | 2014-05-23 | 21 | 28.31 | 1 | 29.31 | 0
5 | 23 | 22:00 | 0 | 2014-05-23 | 22 | 27.46 | 1 | 28.46 | 0
5 | 23 | 23:00 | 0 | 2014-05-23 | 23 | 17.64 | 1 | 18.64 | 0
5 | 23 | 24:00 | 0 | 2014-05-23 | 24 | 15.53 | 1 | 16.53 | 0
5 | 24 | 01:00 | 0 | 2014-05-24 | 1 | 18.06 | 1 | 19.06 | 0
5 | 24 | 02:00 | 0 | 2014-05-24 | 2 | 23.48 | 1 | 24.48 | 0
5 | 24 | 03:00 | 0 | 2014-05-24 | 3 | 26.62 | 1 | 27.62 | 0
5 | 24 | 04:00 | 0 | 2014-05-24 | 4 | 21.46 | 1 | 22.46 | 0
5 | 24 | 05:00 | 0 | 2014-05-24 | 5 | 19.66 | 1 | 20.66 | 0
5 | 24 | 06:00 | 1 | 2014-05-24 | 6 | 19.25 | 1 | 20.25 | 20.25
5 | 24 | 07:00 | 60 | 2014-05-24 | 7 | 13.84 | 1 | 14.84 | 890.4
5 | 24 | 08:00 | 371 | 2014-05-24 | 8 | 13.26 | 1 | 14.26 | 5290.46
5 | 24 | 09:00 | 831 | 2014-05-24 | 9 | 25.73 | 1 | 26.73 | 22212.63
5 | 24 | 10:00 | 622 | 2014-05-24 | 10 | 22.98 | 1 | 23.98 | 14915.56
5 | 24 | 11:00 | 1519 | 2014-05-24 | 11 | 23.59 | 1 | 24.59 | 37352.21
5 | 24 | 12:00 | 1496 | 2014-05-24 | 12 | 25.3 | 1 | 26.3 | 39344.8
5 | 24 | 13:00 | 1014 | 2014-05-24 | 13 | 25.95 | 1 | 26.95 | 27327.3
5 | 24 | 14:00 | 1040 | 2014-05-24 | 14 | 24.59 | 1 | 25.59 | 26613.6
5 | 24 | 15:00 | 820 | 2014-05-24 | 15 | 21.14 | 1 | 22.14 | 18154.8
5 | 24 | 16:00 | 611 | 2014-05-24 | 16 | 20.89 | 1 | 21.89 | 13374.79
5 | 24 | 17:00 | 467 | 2014-05-24 | 17 | 25.78 | 1 | 26.78 | 12506.26
5 | 24 | 18:00 | 42 | 2014-05-24 | 18 | 26.5 | 1 | 27.5 | 1155
5 | 24 | 19:00 | 0 | 2014-05-24 | 19 | 25.9 | 1 | 26.9 | 0
5 | 24 | 20:00 | 0 | 2014-05-24 | 20 | 26.31 | 1 | 27.31 | 0
5 | 24 | 21:00 | 0 | 2014-05-24 | 21 | 23.98 | 1 | 24.98 | 0
5 | 24 | 22:00 | 0 | 2014-05-24 | 22 | 21.41 | 1 | 22.41 | 0
5 | 24 | 23:00 | 0 | 2014-05-24 | 23 | 24.15 | 1 | 25.15 | 0
5 | 24 | 24:00 | 0 | 2014-05-24 | 24 | 31.92 | 1 | 32.92 | 0
5 | 25 | 01:00 | 0 | 2014-05-25 | 1 | 32.84 | 1 | 33.84 | 0
5 | 25 | 02:00 | 0 | 2014-05-25 | 2 | 29.02 | 1 | 30.02 | 0
5 | 25 | 03:00 | 0 | 2014-05-25 | 3 | 21.17 | 1 | 22.17 | 0
5 | 25 | 04:00 | 0 | 2014-05-25 | 4 | 24.27 | 1 | 25.27 | 0
5 | 25 | 05:00 | 0 | 2014-05-25 | 5 | 18.76 | 1 | 19.76 | 0
5 | 25 | 06:00 | 18 | 2014-05-25 | 6 | 14.84 | 1 | 15.84 | 285.12
5 | 25 | 07:00 | 380 | 2014-05-25 | 7 | 11.06 | 1 | 12.06 | 4582.8
5 | 25 | 08:00 | 589 | 2014-05-25 | 8 | 46.3 | 1 | 47.3 | 27859.7
5 | 25 | 09:00 | 904 | 2014-05-25 | 9 | 60.51 | 1 | 61.51 | 55605.04
5 | 25 | 10:00 | 1098 | 2014-05-25 | 10 | 43.09 | 1 | 44.09 | 48410.82
5 | 25 | 11:00 | 1112 | 2014-05-25 | 11 | 41.13 | 1 | 42.13 | 46848.56
5 | 25 | 12:00 | 1086 | 2014-05-25 | 12 | 37.77 | 1 | 38.77 | 42104.22
5 | 25 | 13:00 | 1073 | 2014-05-25 | 13 | 30.09 | 1 | 31.09 | 33359.57
5 | 25 | 14:00 | 1157 | 2014-05-25 | 14 | 31.17 | 1 | 32.17 | 37220.69
5 | 25 | 15:00 | 855 | 2014-05-25 | 15 | 27.6 | 1 | 28.6 | 24453
5 | 25 | 16:00 | 680 | 2014-05-25 | 16 | 32.77 | 1 | 33.77 | 22963.6
5 | 25 | 17:00 | 424 | 2014-05-25 | 17 | 36.37 | 1 | 37.37 | 15844.88
5 | 25 | 18:00 | 47 | 2014-05-25 | 18 | 41.54 | 1 | 42.54 | 1999.38
5 | 25 | 19:00 | 1 | 2014-05-25 | 19 | 38.98 | 1 | 39.98 | 39.98
5 | 25 | 20:00 | 0 | 2014-05-25 | 20 | 36.21 | 1 | 37.21 | 0
5 | 25 | 21:00 | 0 | 2014-05-25 | 21 | 44.42 | 1 | 45.42 | 0
5 | 25 | 22:00 | 0 | 2014-05-25 | 22 | 43.4 | 1 | 44.4 | 0
5 | 25 | 23:00 | 0 | 2014-05-25 | 23 | 46.86 | 1 | 47.86 | 0
5 | 25 | 24:00 | 0 | 2014-05-25 | 24 | 92.6 | 1 | 93.6 | 0
5 | 26 | 01:00 | 0 | 2014-05-26 | 1 | 40 | 1 | 41 | 0
5 | 26 | 02:00 | 0 | 2014-05-26 | 2 | 30.23 | 1 | 31.23 | 0
5 | 26 | 03:00 | 0 | 2014-05-26 | 3 | 27.7 | 1 | 28.7 | 0
5 | 26 | 04:00 | 0 | 2014-05-26 | 4 | 26.23 | 1 | 27.23 | 0
5 | 26 | 05:00 | 0 | 2014-05-26 | 5 | 26.92 | 1 | 27.92 | 0
5 | 26 | 06:00 | 14 | 2014-05-26 | 6 | 23.77 | 1 | 24.77 | 346.78
5 | 26 | 07:00 | 82 | 2014-05-26 | 7 | 22.78 | 1 | 23.78 | 1949.96
5 | 26 | 08:00 | 1200 | 2014-05-26 | 8 | 25.17 | 1 | 26.17 | 31404
5 | 26 | 09:00 | 1809 | 2014-05-26 | 9 | 25.91 | 1 | 26.91 | 48680.19
5 | 26 | 10:00 | 2096 | 2014-05-26 | 10 | 25.9 | 1 | 26.9 | 56382.4
5 | 26 | 11:00 | 2395 | 2014-05-26 | 11 | 30.9 | 1 | 31.9 | 76400.5
5 | 26 | 12:00 | 2407 | 2014-05-26 | 12 | 38.28 | 1 | 39.28 | 94546.96
5 | 26 | 13:00 | 2642 | 2014-05-26 | 13 | 38.69 | 1 | 39.69 | 104860.98
5 | 26 | 14:00 | 2388 | 2014-05-26 | 14 | 25.5 | 1 | 26.5 | 63282
5 | 26 | 15:00 | 2085 | 2014-05-26 | 15 | 26.5 | 1 | 27.5 | 57337.5
5 | 26 | 16:00 | 1251 | 2014-05-26 | 16 | 27.35 | 1 | 28.35 | 35465.85
5 | 26 | 17:00 | 654 | 2014-05-26 | 17 | 32.29 | 1 | 33.29 | 21771.66
5 | 26 | 18:00 | 41 | 2014-05-26 | 18 | 29.71 | 1 | 30.71 | 1259.11
5 | 26 | 19:00 | 0 | 2014-05-26 | 19 | 29.87 | 1 | 30.87 | 0
5 | 26 | 20:00 | 0 | 2014-05-26 | 20 | 43.24 | 1 | 44.24 | 0
5 | 26 | 21:00 | 0 | 2014-05-26 | 21 | 45.73 | 1 | 46.73 | 0
5 | 26 | 22:00 | 0 | 2014-05-26 | 22 | 36.46 | 1 | 37.46 | 0
5 | 26 | 23:00 | 0 | 2014-05-26 | 23 | 29.33 | 1 | 30.33 | 0
5 | 26 | 24:00 | 0 | 2014-05-26 | 24 | 30.75 | 1 | 31.75 | 0
5 | 27 | 01:00 | 0 | 2014-05-27 | 1 | 23.88 | 1 | 24.88 | 0
5 | 27 | 02:00 | 0 | 2014-05-27 | 2 | 28.97 | 1 | 29.97 | 0
5 | 27 | 03:00 | 0 | 2014-05-27 | 3 | 28.85 | 1 | 29.85 | 0
5 | 27 | 04:00 | 0 | 2014-05-27 | 4 | 26.39 | 1 | 27.39 | 0
5 | 27 | 05:00 | 0 | 2014-05-27 | 5 | 25.6 | 1 | 26.6 | 0
5 | 27 | 06:00 | 18 | 2014-05-27 | 6 | 25.19 | 1 | 26.19 | 471.42
5 | 27 | 07:00 | 198 | 2014-05-27 | 7 | 30.32 | 1 | 31.32 | 6201.36
5 | 27 | 08:00 | 637 | 2014-05-27 | 8 | 49.28 | 1 | 50.28 | 32028.36
5 | 27 | 09:00 | 869 | 2014-05-27 | 9 | 46.66 | 1 | 47.66 | 41416.54
5 | 27 | 10:00 | 1216 | 2014-05-27 | 10 | 58.45 | 1 | 59.45 | 72291.2
5 | 27 | 11:00 | 1827 | 2014-05-27 | 11 | 55.03 | 1 | 56.03 | 102366.81
5 | 27 | 12:00 | 1734 | 2014-05-27 | 12 | 52.75 | 1 | 53.75 | 93202.5
5 | 27 | 13:00 | 2266 | 2014-05-27 | 13 | 56 | 1 | 57 | 129162
5 | 27 | 14:00 | 873 | 2014-05-27 | 14 | 59.52 | 1 | 60.52 | 52833.96
5 | 27 | 15:00 | 719 | 2014-05-27 | 15 | 68.37 | 1 | 69.37 | 49877.03
5 | 27 | 16:00 | 634 | 2014-05-27 | 16 | 60.38 | 1 | 61.38 | 38914.92
5 | 27 | 17:00 | 389 | 2014-05-27 | 17 | 52.59 | 1 | 53.59 | 20846.51
5 | 27 | 18:00 | 16 | 2014-05-27 | 18 | 48.05 | 1 | 49.05 | 784.8
5 | 27 | 19:00 | 1 | 2014-05-27 | 19 | 48.22 | 1 | 49.22 | 49.22
5 | 27 | 20:00 | 0 | 2014-05-27 | 20 | 40.12 | 1 | 41.12 | 0
5 | 27 | 21:00 | 0 | 2014-05-27 | 21 | 46.78 | 1 | 47.78 | 0
5 | 27 | 22:00 | 0 | 2014-05-27 | 22 | 34.68 | 1 | 35.68 | 0
5 | 27 | 23:00 | 0 | 2014-05-27 | 23 | 30.27 | 1 | 31.27 | 0
5 | 27 | 24:00 | 0 | 2014-05-27 | 24 | 30.57 | 1 | 31.57 | 0
5 | 28 | 01:00 | 0 | 2014-05-28 | 1 | 30.46 | 1 | 31.46 | 0
5 | 28 | 02:00 | 0 | 2014-05-28 | 2 | 29.06 | 1 | 30.06 | 0
5 | 28 | 03:00 | 0 | 2014-05-28 | 3 | 27.04 | 1 | 28.04 | 0
5 | 28 | 04:00 | 0 | 2014-05-28 | 4 | 26.26 | 1 | 27.26 | 0
5 | 28 | 05:00 | 0 | 2014-05-28 | 5 | 26.46 | 1 | 27.46 | 0
5 | 28 | 06:00 | 40 | 2014-05-28 | 6 | 29.05 | 1 | 30.05 | 1202
5 | 28 | 07:00 | 429 | 2014-05-28 | 7 | 31.43 | 1 | 32.43 | 13912.47
5 | 28 | 08:00 | 1109 | 2014-05-28 | 8 | 32.23 | 1 | 33.23 | 36852.07
5 | 28 | 09:00 | 1652 | 2014-05-28 | 9 | 33.86 | 1 | 34.86 | 57588.72
5 | 28 | 10:00 | 1832 | 2014-05-28 | 10 | 33.19 | 1 | 34.19 | 62636.08
5 | 28 | 11:00 | 1910 | 2014-05-28 | 11 | 36.32 | 1 | 37.32 | 71281.2
5 | 28 | 12:00 | 2217 | 2014-05-28 | 12 | 37.2 | 1 | 38.2 | 84689.4
5 | 28 | 13:00 | 2293 | 2014-05-28 | 13 | 36.18 | 1 | 37.18 | 85253.74
5 | 28 | 14:00 | 2260 | 2014-05-28 | 14 | 40.24 | 1 | 41.24 | 93202.4
5 | 28 | 15:00 | 1898 | 2014-05-28 | 15 | 34.23 | 1 | 35.23 | 66866.54
5 | 28 | 16:00 | 975 | 2014-05-28 | 16 | 30.13 | 1 | 31.13 | 30351.75
5 | 28 | 17:00 | 672 | 2014-05-28 | 17 | 31.06 | 1 | 32.06 | 21544.32
5 | 28 | 18:00 | 22 | 2014-05-28 | 18 | 36.11 | 1 | 37.11 | 816.42
5 | 28 | 19:00 | 0 | 2014-05-28 | 19 | 36.34 | 1 | 37.34 | 0
5 | 28 | 20:00 | 0 | 2014-05-28 | 20 | 35.79 | 1 | 36.79 | 0
5 | 28 | 21:00 | 0 | 2014-05-28 | 21 | 32.35 | 1 | 33.35 | 0
5 | 28 | 22:00 | 0 | 2014-05-28 | 22 | 30.55 | 1 | 31.55 | 0
5 | 28 | 23:00 | 0 | 2014-05-28 | 23 | 22.68 | 1 | 23.68 | 0
5 | 28 | 24:00 | 0 | 2014-05-28 | 24 | 24.89 | 1 | 25.89 | 0
5 | 29 | 01:00 | 0 | 2014-05-29 | 1 | 23.67 | 1 | 24.67 | 0
5 | 29 | 02:00 | 0 | 2014-05-29 | 2 | 22.31 | 1 | 23.31 | 0
5 | 29 | 03:00 | 0 | 2014-05-29 | 3 | 25.29 | 1 | 26.29 | 0
5 | 29 | 04:00 | 0 | 2014-05-29 | 4 | 23.34 | 1 | 24.34 | 0
5 | 29 | 05:00 | 0 | 2014-05-29 | 5 | 26.36 | 1 | 27.36 | 0
5 | 29 | 06:00 | 10 | 2014-05-29 | 6 | 26.86 | 1 | 27.86 | 278.6
5 | 29 | 07:00 | 408 | 2014-05-29 | 7 | 36.56 | 1 | 37.56 | 15324.48
5 | 29 | 08:00 | 1100 | 2014-05-29 | 8 | 33.36 | 1 | 34.36 | 37796
5 | 29 | 09:00 | 1698 | 2014-05-29 | 9 | 30.87 | 1 | 31.87 | 54115.26
5 | 29 | 10:00 | 2155 | 2014-05-29 | 10 | 30.54 | 1 | 31.54 | 67968.7
5 | 29 | 11:00 | 2004 | 2014-05-29 | 11 | 29.28 | 1 | 30.28 | 60681.12
5 | 29 | 12:00 | 2577 | 2014-05-29 | 12 | 30.9 | 1 | 31.9 | 82206.3
5 | 29 | 13:00 | 2197 | 2014-05-29 | 13 | 31.44 | 1 | 32.44 | 71270.68
5 | 29 | 14:00 | 1963 | 2014-05-29 | 14 | 32.35 | 1 | 33.35 | 65466.05
5 | 29 | 15:00 | 1898 | 2014-05-29 | 15 | 29.74 | 1 | 30.74 | 58344.52
5 | 29 | 16:00 | 1213 | 2014-05-29 | 16 | 27.78 | 1 | 28.78 | 34910.14
5 | 29 | 17:00 | 391 | 2014-05-29 | 17 | 28.5 | 1 | 29.5 | 11534.5
5 | 29 | 18:00 | 68 | 2014-05-29 | 18 | 30.51 | 1 | 31.51 | 2142.68
5 | 29 | 19:00 | 1 | 2014-05-29 | 19 | 29.55 | 1 | 30.55 | 30.55
5 | 29 | 20:00 | 0 | 2014-05-29 | 20 | 19.51 | 1 | 20.51 | 0
5 | 29 | 21:00 | 0 | 2014-05-29 | 21 | 18.73 | 1 | 19.73 | 0
5 | 29 | 22:00 | 0 | 2014-05-29 | 22 | 29.21 | 1 | 30.21 | 0
5 | 29 | 23:00 | 0 | 2014-05-29 | 23 | 27.79 | 1 | 28.79 | 0
5 | 29 | 24:00 | 0 | 2014-05-29 | 24 | 31.96 | 1 | 32.96 | 0
5 | 30 | 01:00 | 0 | 2014-05-30 | 1 | 25.23 | 1 | 26.23 | 0
5 | 30 | 02:00 | 0 | 2014-05-30 | 2 | 22.08 | 1 | 23.08 | 0
5 | 30 | 03:00 | 0 | 2014-05-30 | 3 | 23.02 | 1 | 24.02 | 0
5 | 30 | 04:00 | 0 | 2014-05-30 | 4 | 22.62 | 1 | 23.62 | 0
5 | 30 | 05:00 | 0 | 2014-05-30 | 5 | 22.32 | 1 | 23.32 | 0
5 | 30 | 06:00 | 1 | 2014-05-30 | 6 | 21.86 | 1 | 22.86 | 22.86
5 | 30 | 07:00 | 402 | 2014-05-30 | 7 | 39.2 | 1 | 40.2 | 16160.4
5 | 30 | 08:00 | 1136 | 2014-05-30 | 8 | 40.58 | 1 | 41.58 | 47234.88
5 | 30 | 09:00 | 1814 | 2014-05-30 | 9 | 48.72 | 1 | 49.72 | 90192.08
5 | 30 | 10:00 | 2114 | 2014-05-30 | 10 | 44.39 | 1 | 45.39 | 95954.46
5 | 30 | 11:00 | 2420 | 2014-05-30 | 11 | 45.42 | 1 | 46.42 | 112336.4
5 | 30 | 12:00 | 2518 | 2014-05-30 | 12 | 55.58 | 1 | 56.58 | 142468.44
5 | 30 | 13:00 | 2484 | 2014-05-30 | 13 | 66.55 | 1 | 67.55 | 167794.2
5 | 30 | 14:00 | 2255 | 2014-05-30 | 14 | 33.75 | 1 | 34.75 | 78361.25
5 | 30 | 15:00 | 1907 | 2014-05-30 | 15 | 54.07 | 1 | 55.07 | 105018.49
5 | 30 | 16:00 | 1414 | 2014-05-30 | 16 | 43.73 | 1 | 44.73 | 63248.22
5 | 30 | 17:00 | 645 | 2014-05-30 | 17 | 40.87 | 1 | 41.87 | 27006.15
5 | 30 | 18:00 | 7 | 2014-05-30 | 18 | 41.5 | 1 | 42.5 | 297.5
5 | 30 | 19:00 | 0 | 2014-05-30 | 19 | 54.97 | 1 | 55.97 | 0
5 | 30 | 20:00 | 0 | 2014-05-30 | 20 | 60.5 | 1 | 61.5 | 0
5 | 30 | 21:00 | 0 | 2014-05-30 | 21 | 58.24 | 1 | 59.24 | 0
5 | 30 | 22:00 | 0 | 2014-05-30 | 22 | 61.82 | 1 | 62.82 | 0
5 | 30 | 23:00 | 0 | 2014-05-30 | 23 | 60.07 | 1 | 61.07 | 0
5 | 30 | 24:00 | 0 | 2014-05-30 | 24 | 28.58 | 1 | 29.58 | 0
5 | 31 | 01:00 | 0 | 2014-05-31 | 1 | 30.64 | 1 | 31.64 | 0
5 | 31 | 02:00 | 0 | 2014-05-31 | 2 | 35.59 | 1 | 36.59 | 0
5 | 31 | 03:00 | 0 | 2014-05-31 | 3 | 29.2 | 1 | 30.2 | 0
5 | 31 | 04:00 | 0 | 2014-05-31 | 4 | 26.26 | 1 | 27.26 | 0
5 | 31 | 05:00 | 0 | 2014-05-31 | 5 | 31.59 | 1 | 32.59 | 0
5 | 31 | 06:00 | 3 | 2014-05-31 | 6 | 26.67 | 1 | 27.67 | 83.01
5 | 31 | 07:00 | 414 | 2014-05-31 | 7 | 28.19 | 1 | 29.19 | 12084.66
5 | 31 | 08:00 | 1102 | 2014-05-31 | 8 | 26.02 | 1 | 27.02 | 29776.04
5 | 31 | 09:00 | 1747 | 2014-05-31 | 9 | 31.33 | 1 | 32.33 | 56480.51
5 | 31 | 10:00 | 2217 | 2014-05-31 | 10 | 39.82 | 1 | 40.82 | 90497.94
5 | 31 | 11:00 | 2484 | 2014-05-31 | 11 | 33.34 | 1 | 34.34 | 85300.56
5 | 31 | 12:00 | 2578 | 2014-05-31 | 12 | 29.63 | 1 | 30.63 | 78964.14
5 | 31 | 13:00 | 2395 | 2014-05-31 | 13 | 28.65 | 1 | 29.65 | 71011.75
5 | 31 | 14:00 | 2317 | 2014-05-31 | 14 | 30.39 | 1 | 31.39 | 72730.63
5 | 31 | 15:00 | 1876 | 2014-05-31 | 15 | 30.56 | 1 | 31.56 | 59206.56
5 | 31 | 16:00 | 1349 | 2014-05-31 | 16 | 32.03 | 1 | 33.03 | 44557.47
5 | 31 | 17:00 | 698 | 2014-05-31 | 17 | 31.25 | 1 | 32.25 | 22510.5
5 | 31 | 18:00 | 21 | 2014-05-31 | 18 | 36.87 | 1 | 37.87 | 795.27
5 | 31 | 19:00 | 1 | 2014-05-31 | 19 | 37.26 | 1 | 38.26 | 38.26
5 | 31 | 20:00 | 0 | 2014-05-31 | 20 | 34.8 | 1 | 35.8 | 0
5 | 31 | 21:00 | 0 | 2014-05-31 | 21 | 29.1 | 1 | 30.1 | 0
5 | 31 | 22:00 | 0 | 2014-05-31 | 22 | 32.57 | 1 | 33.57 | 0
5 | 31 | 23:00 | 0 | 2014-05-31 | 23 | 32.47 | 1 | 33.47 | 0
5 | 31 | 24:00 | 0 | 2014-05-31 | 24 | 28.77 | 1 | 29.77 | 0
6 | 1 | 01:00 | 0 | 2014-06-01 | 1 | 26.02 | 1 | 27.02 | 0
6 | 1 | 02:00 | 0 | 2014-06-01 | 2 | 24.05 | 1 | 25.05 | 0
6 | 1 | 03:00 | 0 | 2014-06-01 | 3 | 26.74 | 1 | 27.74 | 0
6 | 1 | 04:00 | 0 | 2014-06-01 | 4 | 26.91 | 1 | 27.91 | 0
6 | 1 | 05:00 | 0 | 2014-06-01 | 5 | 27.97 | 1 | 28.97 | 0
6 | 1 | 06:00 | 11 | 2014-06-01 | 6 | 24.31 | 1 | 25.31 | 278.41
6 | 1 | 07:00 | 311 | 2014-06-01 | 7 | 23.58 | 1 | 24.58 | 7644.38
6 | 1 | 08:00 | 625 | 2014-06-01 | 8 | 23.86 | 1 | 24.86 | 15537.5
6 | 1 | 09:00 | 954 | 2014-06-01 | 9 | 27.35 | 1 | 28.35 | 27045.9
6 | 1 | 10:00 | 719 | 2014-06-01 | 10 | 25.78 | 1 | 26.78 | 19254.82
6 | 1 | 11:00 | 1742 | 2014-06-01 | 11 | 29.48 | 1 | 30.48 | 53096.16
6 | 1 | 12:00 | 1785 | 2014-06-01 | 12 | 28.43 | 1 | 29.43 | 52532.55
6 | 1 | 13:00 | 2228 | 2014-06-01 | 13 | 28.01 | 1 | 29.01 | 64634.28
6 | 1 | 14:00 | 1745 | 2014-06-01 | 14 | 29.31 | 1 | 30.31 | 52890.95
6 | 1 | 15:00 | 1199 | 2014-06-01 | 15 | 30.73 | 1 | 31.73 | 38044.27
6 | 1 | 16:00 | 1286 | 2014-06-01 | 16 | 31.36 | 1 | 32.36 | 41614.96
6 | 1 | 17:00 | 552 | 2014-06-01 | 17 | 33.24 | 1 | 34.24 | 18900.48
6 | 1 | 18:00 | 54 | 2014-06-01 | 18 | 37.85 | 1 | 38.85 | 2097.9
6 | 1 | 19:00 | 3 | 2014-06-01 | 19 | 34.57 | 1 | 35.57 | 106.71
6 | 1 | 20:00 | 0 | 2014-06-01 | 20 | 33.42 | 1 | 34.42 | 0
6 | 1 | 21:00 | 0 | 2014-06-01 | 21 | 31.78 | 1 | 32.78 | 0
6 | 1 | 22:00 | 0 | 2014-06-01 | 22 | 35.93 | 1 | 36.93 | 0
6 | 1 | 23:00 | 0 | 2014-06-01 | 23 | 19.65 | 1 | 20.65 | 0
6 | 1 | 24:00 | 0 | 2014-06-01 | 24 | 20.1 | 1 | 21.1 | 0
6 | 2 | 01:00 | 0 | 2014-06-02 | 1 | 0 | 1 | 1 | 0
6 | 2 | 02:00 | 0 | 2014-06-02 | 2 | 0 | 1 | 1 | 0
6 | 2 | 03:00 | 0 | 2014-06-02 | 3 | 0 | 1 | 1 | 0
6 | 2 | 04:00 | 0 | 2014-06-02 | 4 | 38.58 | 1 | 39.58 | 0
6 | 2 | 05:00 | 0 | 2014-06-02 | 5 | 31.51 | 1 | 32.51 | 0
6 | 2 | 06:00 | 2 | 2014-06-02 | 6 | 23.11 | 1 | 24.11 | 48.22
6 | 2 | 07:00 | 387 | 2014-06-02 | 7 | 28.32 | 1 | 29.32 | 11346.84
6 | 2 | 08:00 | 1130 | 2014-06-02 | 8 | 32.08 | 1 | 33.08 | 37380.4
6 | 2 | 09:00 | 1779 | 2014-06-02 | 9 | 32.66 | 1 | 33.66 | 59881.14
6 | 2 | 10:00 | 2241 | 2014-06-02 | 10 | 33.02 | 1 | 34.02 | 76238.82
6 | 2 | 11:00 | 2400 | 2014-06-02 | 11 | 33.9 | 1 | 34.9 | 83760
6 | 2 | 12:00 | 2350 | 2014-06-02 | 12 | 33.45 | 1 | 34.45 | 80957.5
6 | 2 | 13:00 | 2396 | 2014-06-02 | 13 | 37.44 | 1 | 38.44 | 92102.24
6 | 2 | 14:00 | 2361 | 2014-06-02 | 14 | 35.5 | 1 | 36.5 | 86176.5
6 | 2 | 15:00 | 1682 | 2014-06-02 | 15 | 37.65 | 1 | 38.65 | 65009.3
6 | 2 | 16:00 | 1322 | 2014-06-02 | 16 | 36.24 | 1 | 37.24 | 49231.28
6 | 2 | 17:00 | 689 | 2014-06-02 | 17 | 39.77 | 1 | 40.77 | 28090.53
6 | 2 | 18:00 | 9 | 2014-06-02 | 18 | 41.79 | 1 | 42.79 | 385.11
6 | 2 | 19:00 | 0 | 2014-06-02 | 19 | 46.71 | 1 | 47.71 | 0
6 | 2 | 20:00 | 0 | 2014-06-02 | 20 | 37.11 | 1 | 38.11 | 0
6 | 2 | 21:00 | 0 | 2014-06-02 | 21 | 36.92 | 1 | 37.92 | 0
6 | 2 | 22:00 | 0 | 2014-06-02 | 22 | 40.23 | 1 | 41.23 | 0
6 | 2 | 23:00 | 0 | 2014-06-02 | 23 | 31.94 | 1 | 32.94 | 0
6 | 2 | 24:00 | 0 | 2014-06-02 | 24 | 38.34 | 1 | 39.34 | 0
6 | 3 | 01:00 | 0 | 2014-06-03 | 1 | 30.06 | 1 | 31.06 | 0
6 | 3 | 02:00 | 0 | 2014-06-03 | 2 | 23.49 | 1 | 24.49 | 0
6 | 3 | 03:00 | 0 | 2014-06-03 | 3 | 24.66 | 1 | 25.66 | 0
6 | 3 | 04:00 | 0 | 2014-06-03 | 4 | 25.05 | 1 | 26.05 | 0
6 | 3 | 05:00 | 0 | 2014-06-03 | 5 | 26.8 | 1 | 27.8 | 0
6 | 3 | 06:00 | 11 | 2014-06-03 | 6 | 25.69 | 1 | 26.69 | 293.59
6 | 3 | 07:00 | 101 | 2014-06-03 | 7 | 24.95 | 1 | 25.95 | 2620.95
6 | 3 | 08:00 | 686 | 2014-06-03 | 8 | 25.97 | 1 | 26.97 | 18501.42
6 | 3 | 09:00 | 982 | 2014-06-03 | 9 | 34.16 | 1 | 35.16 | 34527.12
6 | 3 | 10:00 | 1232 | 2014-06-03 | 10 | 45.58 | 1 | 46.58 | 57386.56
6 | 3 | 11:00 | 1466 | 2014-06-03 | 11 | 48.9 | 1 | 49.9 | 73153.4
6 | 3 | 12:00 | 1556 | 2014-06-03 | 12 | 64.66 | 1 | 65.66 | 102166.96
6 | 3 | 13:00 | 1765 | 2014-06-03 | 13 | 45.22 | 1 | 46.22 | 81578.3
6 | 3 | 14:00 | 1239 | 2014-06-03 | 14 | 38.29 | 1 | 39.29 | 48680.31
6 | 3 | 15:00 | 922 | 2014-06-03 | 15 | 42.57 | 1 | 43.57 | 40171.54
6 | 3 | 16:00 | 124 | 2014-06-03 | 16 | 49.05 | 1 | 50.05 | 6206.2
6 | 3 | 17:00 | 504 | 2014-06-03 | 17 | 44.46 | 1 | 45.46 | 22911.84
6 | 3 | 18:00 | 28 | 2014-06-03 | 18 | 39.78 | 1 | 40.78 | 1141.84
6 | 3 | 19:00 | 1 | 2014-06-03 | 19 | 34.07 | 1 | 35.07 | 35.07
6 | 3 | 20:00 | 0 | 2014-06-03 | 20 | 31.68 | 1 | 32.68 | 0
6 | 3 | 21:00 | 0 | 2014-06-03 | 21 | 28.96 | 1 | 29.96 | 0
6 | 3 | 22:00 | 0 | 2014-06-03 | 22 | 25.21 | 1 | 26.21 | 0
6 | 3 | 23:00 | 0 | 2014-06-03 | 23 | 28.18 | 1 | 29.18 | 0
6 | 3 | 24:00 | 0 | 2014-06-03 | 24 | 31.75 | 1 | 32.75 | 0
6 | 4 | 01:00 | 0 | 2014-06-04 | 1 | 30.57 | 1 | 31.57 | 0
6 | 4 | 02:00 | 0 | 2014-06-04 | 2 | 27.89 | 1 | 28.89 | 0
6 | 4 | 03:00 | 0 | 2014-06-04 | 3 | 21.69 | 1 | 22.69 | 0
6 | 4 | 04:00 | 0 | 2014-06-04 | 4 | 22.17 | 1 | 23.17 | 0
6 | 4 | 05:00 | 0 | 2014-06-04 | 5 | 18.38 | 1 | 19.38 | 0
6 | 4 | 06:00 | 9 | 2014-06-04 | 6 | 25.32 | 1 | 26.32 | 236.88
6 | 4 | 07:00 | 387 | 2014-06-04 | 7 | 39.53 | 1 | 40.53 | 15685.11
6 | 4 | 08:00 | 970 | 2014-06-04 | 8 | 28.48 | 1 | 29.48 | 28595.6
6 | 4 | 09:00 | 1172 | 2014-06-04 | 9 | 33.25 | 1 | 34.25 | 40141
6 | 4 | 10:00 | 820 | 2014-06-04 | 10 | 30.64 | 1 | 31.64 | 25944.8
6 | 4 | 11:00 | 1954 | 2014-06-04 | 11 | 34.53 | 1 | 35.53 | 69425.62
6 | 4 | 12:00 | 2489 | 2014-06-04 | 12 | 29.72 | 1 | 30.72 | 76462.08
6 | 4 | 13:00 | 2428 | 2014-06-04 | 13 | 29.32 | 1 | 30.32 | 73616.96
6 | 4 | 14:00 | 2379 | 2014-06-04 | 14 | 32.44 | 1 | 33.44 | 79553.76
6 | 4 | 15:00 | 1970 | 2014-06-04 | 15 | 36.07 | 1 | 37.07 | 73027.9
6 | 4 | 16:00 | 1350 | 2014-06-04 | 16 | 38.78 | 1 | 39.78 | 53703
6 | 4 | 17:00 | 660 | 2014-06-04 | 17 | 37.28 | 1 | 38.28 | 25264.8
6 | 4 | 18:00 | 70 | 2014-06-04 | 18 | 34.51 | 1 | 35.51 | 2485.7
6 | 4 | 19:00 | 1 | 2014-06-04 | 19 | 31.14 | 1 | 32.14 | 32.14
6 | 4 | 20:00 | 0 | 2014-06-04 | 20 | 40.79 | 1 | 41.79 | 0
6 | 4 | 21:00 | 0 | 2014-06-04 | 21 | 38.12 | 1 | 39.12 | 0
6 | 4 | 22:00 | 0 | 2014-06-04 | 22 | 36.26 | 1 | 37.26 | 0
6 | 4 | 23:00 | 0 | 2014-06-04 | 23 | 28.43 | 1 | 29.43 | 0
6 | 4 | 24:00 | 0 | 2014-06-04 | 24 | 28.87 | 1 | 29.87 | 0
6 | 5 | 01:00 | 0 | 2014-06-05 | 1 | 34.71 | 1 | 35.71 | 0
6 | 5 | 02:00 | 0 | 2014-06-05 | 2 | 33.72 | 1 | 34.72 | 0
6 | 5 | 03:00 | 0 | 2014-06-05 | 3 | 31.28 | 1 | 32.28 | 0
6 | 5 | 04:00 | 0 | 2014-06-05 | 4 | 31.2 | 1 | 32.2 | 0
6 | 5 | 05:00 | 0 | 2014-06-05 | 5 | 26.83 | 1 | 27.83 | 0
6 | 5 | 06:00 | 16 | 2014-06-05 | 6 | 32.84 | 1 | 33.84 | 541.44
6 | 5 | 07:00 | 480 | 2014-06-05 | 7 | 27.52 | 1 | 28.52 | 13689.6
6 | 5 | 08:00 | 759 | 2014-06-05 | 8 | 48.05 | 1 | 49.05 | 37228.95
6 | 5 | 09:00 | 1000 | 2014-06-05 | 9 | 47.22 | 1 | 48.22 | 48220
6 | 5 | 10:00 | 2191 | 2014-06-05 | 10 | 45.83 | 1 | 46.83 | 102604.53
6 | 5 | 11:00 | 2351 | 2014-06-05 | 11 | 43.67 | 1 | 44.67 | 105019.17
6 | 5 | 12:00 | 1226 | 2014-06-05 | 12 | 42.59 | 1 | 43.59 | 53441.34
6 | 5 | 13:00 | 613 | 2014-06-05 | 13 | 39.43 | 1 | 40.43 | 24783.59
6 | 5 | 14:00 | 748 | 2014-06-05 | 14 | 40.4 | 1 | 41.4 | 30967.2
6 | 5 | 15:00 | 968 | 2014-06-05 | 15 | 37.01 | 1 | 38.01 | 36793.68
6 | 5 | 16:00 | 631 | 2014-06-05 | 16 | 33.72 | 1 | 34.72 | 21908.32
6 | 5 | 17:00 | 495 | 2014-06-05 | 17 | 36.1 | 1 | 37.1 | 18364.5
6 | 5 | 18:00 | 153 | 2014-06-05 | 18 | 35.13 | 1 | 36.13 | 5527.89
6 | 5 | 19:00 | 1 | 2014-06-05 | 19 | 34.09 | 1 | 35.09 | 35.09
6 | 5 | 20:00 | 0 | 2014-06-05 | 20 | 33.52 | 1 | 34.52 | 0
6 | 5 | 21:00 | 0 | 2014-06-05 | 21 | 33.59 | 1 | 34.59 | 0
6 | 5 | 22:00 | 0 | 2014-06-05 | 22 | 32.4 | 1 | 33.4 | 0
6 | 5 | 23:00 | 0 | 2014-06-05 | 23 | 32.33 | 1 | 33.33 | 0
6 | 5 | 24:00 | 0 | 2014-06-05 | 24 | 25.21 | 1 | 26.21 | 0
6 | 6 | 01:00 | 0 | 2014-06-06 | 1 | 23.85 | 1 | 24.85 | 0
6 | 6 | 02:00 | 0 | 2014-06-06 | 2 | 14.19 | 1 | 15.19 | 0
6 | 6 | 03:00 | 0 | 2014-06-06 | 3 | 23.3 | 1 | 24.3 | 0
6 | 6 | 04:00 | 0 | 2014-06-06 | 4 | 23.28 | 1 | 24.28 | 0
6 | 6 | 05:00 | 0 | 2014-06-06 | 5 | 23.75 | 1 | 24.75 | 0
6 | 6 | 06:00 | 15 | 2014-06-06 | 6 | 14.74 | 1 | 15.74 | 236.1
6 | 6 | 07:00 | 15 | 2014-06-06 | 7 | 40.07 | 1 | 41.07 | 616.05
6 | 6 | 08:00 | 524 | 2014-06-06 | 8 | 42.56 | 1 | 43.56 | 22825.44
6 | 6 | 09:00 | 723 | 2014-06-06 | 9 | 35.14 | 1 | 36.14 | 26129.22
6 | 6 | 10:00 | 1023 | 2014-06-06 | 10 | 41.37 | 1 | 42.37 | 43344.51
6 | 6 | 11:00 | 1132 | 2014-06-06 | 11 | 31.72 | 1 | 32.72 | 37039.04
6 | 6 | 12:00 | 1129 | 2014-06-06 | 12 | 31.4 | 1 | 32.4 | 36579.6
6 | 6 | 13:00 | 1103 | 2014-06-06 | 13 | 28.18 | 1 | 29.18 | 32185.54
6 | 6 | 14:00 | 1137 | 2014-06-06 | 14 | 28.46 | 1 | 29.46 | 33496.02
6 | 6 | 15:00 | 889 | 2014-06-06 | 15 | 29.9 | 1 | 30.9 | 27470.1
6 | 6 | 16:00 | 795 | 2014-06-06 | 16 | 28.73 | 1 | 29.73 | 23635.35
6 | 6 | 17:00 | 528 | 2014-06-06 | 17 | 28.95 | 1 | 29.95 | 15813.6
6 | 6 | 18:00 | 115 | 2014-06-06 | 18 | 29.3 | 1 | 30.3 | 3484.5
6 | 6 | 19:00 | 0 | 2014-06-06 | 19 | 26.2 | 1 | 27.2 | 0
6 | 6 | 20:00 | 0 | 2014-06-06 | 20 | 26.31 | 1 | 27.31 | 0
6 | 6 | 21:00 | 0 | 2014-06-06 | 21 | 22.62 | 1 | 23.62 | 0
6 | 6 | 22:00 | 0 | 2014-06-06 | 22 | 28.58 | 1 | 29.58 | 0
6 | 6 | 23:00 | 0 | 2014-06-06 | 23 | 26.81 | 1 | 27.81 | 0
6 | 6 | 24:00 | 0 | 2014-06-06 | 24 | 28.49 | 1 | 29.49 | 0
6 | 7 | 01:00 | 0 | 2014-06-07 | 1 | 26.61 | 1 | 27.61 | 0
6 | 7 | 02:00 | 0 | 2014-06-07 | 2 | 27.68 | 1 | 28.68 | 0
6 | 7 | 03:00 | 0 | 2014-06-07 | 3 | 24.91 | 1 | 25.91 | 0
6 | 7 | 04:00 | 0 | 2014-06-07 | 4 | 24.43 | 1 | 25.43 | 0
6 | 7 | 05:00 | 0 | 2014-06-07 | 5 | 23.74 | 1 | 24.74 | 0
6 | 7 | 06:00 | 33 | 2014-06-07 | 6 | 20.49 | 1 | 21.49 | 709.17
6 | 7 | 07:00 | 76 | 2014-06-07 | 7 | 2.03 | 1 | 3.03 | 230.28
6 | 7 | 08:00 | 677 | 2014-06-07 | 8 | 16.87 | 1 | 17.87 | 12097.99
6 | 7 | 09:00 | 884 | 2014-06-07 | 9 | 28.24 | 1 | 29.24 | 25848.16
6 | 7 | 10:00 | 1067 | 2014-06-07 | 10 | 25.85 | 1 | 26.85 | 28648.95
6 | 7 | 11:00 | 1342 | 2014-06-07 | 11 | 26.3 | 1 | 27.3 | 36636.6
6 | 7 | 12:00 | 835 | 2014-06-07 | 12 | 27.56 | 1 | 28.56 | 23847.6
6 | 7 | 13:00 | 713 | 2014-06-07 | 13 | 31.01 | 1 | 32.01 | 22823.13
6 | 7 | 14:00 | 1947 | 2014-06-07 | 14 | 29.97 | 1 | 30.97 | 60298.59
6 | 7 | 15:00 | 1905 | 2014-06-07 | 15 | 28.09 | 1 | 29.09 | 55416.45
6 | 7 | 16:00 | 1409 | 2014-06-07 | 16 | 32.41 | 1 | 33.41 | 47074.69
6 | 7 | 17:00 | 704 | 2014-06-07 | 17 | 41.94 | 1 | 42.94 | 30229.76
6 | 7 | 18:00 | 29 | 2014-06-07 | 18 | 30.04 | 1 | 31.04 | 900.16
6 | 7 | 19:00 | 2 | 2014-06-07 | 19 | 26.73 | 1 | 27.73 | 55.46
6 | 7 | 20:00 | 0 | 2014-06-07 | 20 | 25.26 | 1 | 26.26 | 0
6 | 7 | 21:00 | 0 | 2014-06-07 | 21 | 27.23 | 1 | 28.23 | 0
6 | 7 | 22:00 | 0 | 2014-06-07 | 22 | 30.89 | 1 | 31.89 | 0
6 | 7 | 23:00 | 0 | 2014-06-07 | 23 | 32.82 | 1 | 33.82 | 0
6 | 7 | 24:00 | 0 | 2014-06-07 | 24 | 31.58 | 1 | 32.58 | 0
6 | 8 | 01:00 | 0 | 2014-06-08 | 1 | 30.15 | 1 | 31.15 | 0
6 | 8 | 02:00 | 0 | 2014-06-08 | 2 | 26.41 | 1 | 27.41 | 0
6 | 8 | 03:00 | 0 | 2014-06-08 | 3 | 24.84 | 1 | 25.84 | 0
6 | 8 | 04:00 | 0 | 2014-06-08 | 4 | 23.62 | 1 | 24.62 | 0
6 | 8 | 05:00 | 0 | 2014-06-08 | 5 | 23.29 | 1 | 24.29 | 0
6 | 8 | 06:00 | 11 | 2014-06-08 | 6 | 17.83 | 1 | 18.83 | 207.13
6 | 8 | 07:00 | 459 | 2014-06-08 | 7 | 7.52 | 1 | 8.52 | 3910.68
6 | 8 | 08:00 | 1047 | 2014-06-08 | 8 | 0 | 1 | 1 | 1047
6 | 8 | 09:00 | 1633 | 2014-06-08 | 9 | 22.07 | 1 | 23.07 | 37673.31
6 | 8 | 10:00 | 2301 | 2014-06-08 | 10 | 36.65 | 1 | 37.65 | 86632.65
6 | 8 | 11:00 | 2504 | 2014-06-08 | 11 | 51.17 | 1 | 52.17 | 130633.68
6 | 8 | 12:00 | 2612 | 2014-06-08 | 12 | 39.49 | 1 | 40.49 | 105759.88
6 | 8 | 13:00 | 2546 | 2014-06-08 | 13 | 31.29 | 1 | 32.29 | 82210.34
6 | 8 | 14:00 | 2196 | 2014-06-08 | 14 | 32.17 | 1 | 33.17 | 72841.32
6 | 8 | 15:00 | 1807 | 2014-06-08 | 15 | 35.77 | 1 | 36.77 | 66443.39
6 | 8 | 16:00 | 1350 | 2014-06-08 | 16 | 43.48 | 1 | 44.48 | 60048
6 | 8 | 17:00 | 701 | 2014-06-08 | 17 | 60.82 | 1 | 61.82 | 43335.82
6 | 8 | 18:00 | 16 | 2014-06-08 | 18 | 58.16 | 1 | 59.16 | 946.56
6 | 8 | 19:00 | 1 | 2014-06-08 | 19 | 39.99 | 1 | 40.99 | 40.99
6 | 8 | 20:00 | 0 | 2014-06-08 | 20 | 34.02 | 1 | 35.02 | 0
6 | 8 | 21:00 | 0 | 2014-06-08 | 21 | 48.98 | 1 | 49.98 | 0
6 | 8 | 22:00 | 0 | 2014-06-08 | 22 | 44.05 | 1 | 45.05 | 0
6 | 8 | 23:00 | 0 | 2014-06-08 | 23 | 36.6 | 1 | 37.6 | 0
6 | 8 | 24:00 | 0 | 2014-06-08 | 24 | 31.32 | 1 | 32.32 | 0
6 | 9 | 01:00 | 0 | 2014-06-09 | 1 | 33.76 | 1 | 34.76 | 0
6 | 9 | 02:00 | 0 | 2014-06-09 | 2 | 32.55 | 1 | 33.55 | 0
6 | 9 | 03:00 | 0 | 2014-06-09 | 3 | 35.8 | 1 | 36.8 | 0
6 | 9 | 04:00 | 0 | 2014-06-09 | 4 | 36.05 | 1 | 37.05 | 0
6 | 9 | 05:00 | 0 | 2014-06-09 | 5 | 24.7 | 1 | 25.7 | 0
6 | 9 | 06:00 | 2 | 2014-06-09 | 6 | 22.7 | 1 | 23.7 | 47.4
6 | 9 | 07:00 | 384 | 2014-06-09 | 7 | 33.12 | 1 | 34.12 | 13102.08
6 | 9 | 08:00 | 981 | 2014-06-09 | 8 | 30.41 | 1 | 31.41 | 30813.21
6 | 9 | 09:00 | 1678 | 2014-06-09 | 9 | 33.82 | 1 | 34.82 | 58427.96
6 | 9 | 10:00 | 2138 | 2014-06-09 | 10 | 43.6 | 1 | 44.6 | 95354.8
6 | 9 | 11:00 | 2379 | 2014-06-09 | 11 | 44.89 | 1 | 45.89 | 109172.31
6 | 9 | 12:00 | 2354 | 2014-06-09 | 12 | 43.67 | 1 | 44.67 | 105153.18
6 | 9 | 13:00 | 2471 | 2014-06-09 | 13 | 33.37 | 1 | 34.37 | 84928.27
6 | 9 | 14:00 | 2454 | 2014-06-09 | 14 | 35.08 | 1 | 36.08 | 88540.32
6 | 9 | 15:00 | 1794 | 2014-06-09 | 15 | 34.28 | 1 | 35.28 | 63292.32
6 | 9 | 16:00 | 1328 | 2014-06-09 | 16 | 34.41 | 1 | 35.41 | 47024.48
6 | 9 | 17:00 | 701 | 2014-06-09 | 17 | 33.34 | 1 | 34.34 | 24072.34
6 | 9 | 18:00 | 14 | 2014-06-09 | 18 | 32.08 | 1 | 33.08 | 463.12
6 | 9 | 19:00 | 1 | 2014-06-09 | 19 | 35.05 | 1 | 36.05 | 36.05
6 | 9 | 20:00 | 0 | 2014-06-09 | 20 | 43.68 | 1 | 44.68 | 0
6 | 9 | 21:00 | 0 | 2014-06-09 | 21 | 38.77 | 1 | 39.77 | 0
6 | 9 | 22:00 | 0 | 2014-06-09 | 22 | 34.17 | 1 | 35.17 | 0
6 | 9 | 23:00 | 0 | 2014-06-09 | 23 | 27.92 | 1 | 28.92 | 0
6 | 9 | 24:00 | 0 | 2014-06-09 | 24 | 23.55 | 1 | 24.55 | 0
6 | 10 | 01:00 | 0 | 2014-06-10 | 1 | 25.82 | 1 | 26.82 | 0
6 | 10 | 02:00 | 0 | 2014-06-10 | 2 | 27.4 | 1 | 28.4 | 0
6 | 10 | 03:00 | 0 | 2014-06-10 | 3 | 24.01 | 1 | 25.01 | 0
6 | 10 | 04:00 | 0 | 2014-06-10 | 4 | 19.64 | 1 | 20.64 | 0
6 | 10 | 05:00 | 0 | 2014-06-10 | 5 | 24.62 | 1 | 25.62 | 0
6 | 10 | 06:00 | 3 | 2014-06-10 | 6 | 25.4 | 1 | 26.4 | 79.2
6 | 10 | 07:00 | 437 | 2014-06-10 | 7 | 44.23 | 1 | 45.23 | 19765.51
6 | 10 | 08:00 | 1131 | 2014-06-10 | 8 | 44.12 | 1 | 45.12 | 51030.72
6 | 10 | 09:00 | 1812 | 2014-06-10 | 9 | 39.4 | 1 | 40.4 | 73204.8
6 | 10 | 10:00 | 2276 | 2014-06-10 | 10 | 38.92 | 1 | 39.92 | 90857.92
6 | 10 | 11:00 | 2395 | 2014-06-10 | 11 | 36.38 | 1 | 37.38 | 89525.1
6 | 10 | 12:00 | 2440 | 2014-06-10 | 12 | 50.33 | 1 | 51.33 | 125245.2
6 | 10 | 13:00 | 1977 | 2014-06-10 | 13 | 49.61 | 1 | 50.61 | 100055.97
6 | 10 | 14:00 | 1713 | 2014-06-10 | 14 | 44.32 | 1 | 45.32 | 77633.16
6 | 10 | 15:00 | 1563 | 2014-06-10 | 15 | 49.16 | 1 | 50.16 | 78400.08
6 | 10 | 16:00 | 856 | 2014-06-10 | 16 | 48.64 | 1 | 49.64 | 42491.84
6 | 10 | 17:00 | 517 | 2014-06-10 | 17 | 45.9 | 1 | 46.9 | 24247.3
6 | 10 | 18:00 | 106 | 2014-06-10 | 18 | 50.58 | 1 | 51.58 | 5467.48
6 | 10 | 19:00 | 2 | 2014-06-10 | 19 | 42.01 | 1 | 43.01 | 86.02
6 | 10 | 20:00 | 0 | 2014-06-10 | 20 | 36.2 | 1 | 37.2 | 0
6 | 10 | 21:00 | 0 | 2014-06-10 | 21 | 45.78 | 1 | 46.78 | 0
6 | 10 | 22:00 | 0 | 2014-06-10 | 22 | 34.68 | 1 | 35.68 | 0
6 | 10 | 23:00 | 0 | 2014-06-10 | 23 | 30.41 | 1 | 31.41 | 0
6 | 10 | 24:00 | 0 | 2014-06-10 | 24 | 29.43 | 1 | 30.43 | 0
6 | 11 | 01:00 | 0 | 2014-06-11 | 1 | 37.04 | 1 | 38.04 | 0
6 | 11 | 02:00 | 0 | 2014-06-11 | 2 | 30.79 | 1 | 31.79 | 0
6 | 11 | 03:00 | 0 | 2014-06-11 | 3 | 30.2 | 1 | 31.2 | 0
6 | 11 | 04:00 | 0 | 2014-06-11 | 4 | 28.86 | 1 | 29.86 | 0
6 | 11 | 05:00 | 0 | 2014-06-11 | 5 | 27.12 | 1 | 28.12 | 0
6 | 11 | 06:00 | 2 | 2014-06-11 | 6 | 21.96 | 1 | 22.96 | 45.92
6 | 11 | 07:00 | 390 | 2014-06-11 | 7 | 37.32 | 1 | 38.32 | 14944.8
6 | 11 | 08:00 | 1094 | 2014-06-11 | 8 | 48.92 | 1 | 49.92 | 54612.48
6 | 11 | 09:00 | 1744 | 2014-06-11 | 9 | 34.36 | 1 | 35.36 | 61667.84
6 | 11 | 10:00 | 2218 | 2014-06-11 | 10 | 38.97 | 1 | 39.97 | 88653.46
6 | 11 | 11:00 | 1786 | 2014-06-11 | 11 | 41.18 | 1 | 42.18 | 75333.48
6 | 11 | 12:00 | 2271 | 2014-06-11 | 12 | 40.66 | 1 | 41.66 | 94609.86
6 | 11 | 13:00 | 1716 | 2014-06-11 | 13 | 41.91 | 1 | 42.91 | 73633.56
6 | 11 | 14:00 | 2213 | 2014-06-11 | 14 | 35.4 | 1 | 36.4 | 80553.2
6 | 11 | 15:00 | 2004 | 2014-06-11 | 15 | 39.39 | 1 | 40.39 | 80941.56
6 | 11 | 16:00 | 1389 | 2014-06-11 | 16 | 38.48 | 1 | 39.48 | 54837.72
6 | 11 | 17:00 | 667 | 2014-06-11 | 17 | 34.02 | 1 | 35.02 | 23358.34
6 | 11 | 18:00 | 74 | 2014-06-11 | 18 | 33.1 | 1 | 34.1 | 2523.4
6 | 11 | 19:00 | 2 | 2014-06-11 | 19 | 33.26 | 1 | 34.26 | 68.52
6 | 11 | 20:00 | 0 | 2014-06-11 | 20 | 33.46 | 1 | 34.46 | 0
6 | 11 | 21:00 | 0 | 2014-06-11 | 21 | 37.36 | 1 | 38.36 | 0
6 | 11 | 22:00 | 0 | 2014-06-11 | 22 | 22.47 | 1 | 23.47 | 0
6 | 11 | 23:00 | 0 | 2014-06-11 | 23 | 35.12 | 1 | 36.12 | 0
6 | 11 | 24:00 | 0 | 2014-06-11 | 24 | 40 | 1 | 41 | 0
6 | 12 | 01:00 | 0 | 2014-06-12 | 1 | 26.73 | 1 | 27.73 | 0
6 | 12 | 02:00 | 0 | 2014-06-12 | 2 | 21.66 | 1 | 22.66 | 0
6 | 12 | 03:00 | 0 | 2014-06-12 | 3 | 24.72 | 1 | 25.72 | 0
6 | 12 | 04:00 | 0 | 2014-06-12 | 4 | 31.73 | 1 | 32.73 | 0
6 | 12 | 05:00 | 0 | 2014-06-12 | 5 | 31.09 | 1 | 32.09 | 0
6 | 12 | 06:00 | 14 | 2014-06-12 | 6 | 29.71 | 1 | 30.71 | 429.94
6 | 12 | 07:00 | 103 | 2014-06-12 | 7 | 36.28 | 1 | 37.28 | 3839.84
6 | 12 | 08:00 | 582 | 2014-06-12 | 8 | 35.54 | 1 | 36.54 | 21266.28
6 | 12 | 09:00 | 1159 | 2014-06-12 | 9 | 33.22 | 1 | 34.22 | 39660.98
6 | 12 | 10:00 | 1698 | 2014-06-12 | 10 | 42.54 | 1 | 43.54 | 73930.92
6 | 12 | 11:00 | 2294 | 2014-06-12 | 11 | 37.44 | 1 | 38.44 | 88181.36
6 | 12 | 12:00 | 2473 | 2014-06-12 | 12 | 37.24 | 1 | 38.24 | 94567.52
6 | 12 | 13:00 | 2657 | 2014-06-12 | 13 | 42.4 | 1 | 43.4 | 115313.8
6 | 12 | 14:00 | 2371 | 2014-06-12 | 14 | 41.35 | 1 | 42.35 | 100411.85
6 | 12 | 15:00 | 1853 | 2014-06-12 | 15 | 37.61 | 1 | 38.61 | 71544.33
6 | 12 | 16:00 | 1179 | 2014-06-12 | 16 | 35.64 | 1 | 36.64 | 43198.56
6 | 12 | 17:00 | 803 | 2014-06-12 | 17 | 36.42 | 1 | 37.42 | 30048.26
6 | 12 | 18:00 | 52 | 2014-06-12 | 18 | 34.46 | 1 | 35.46 | 1843.92
6 | 12 | 19:00 | 1 | 2014-06-12 | 19 | 34.18 | 1 | 35.18 | 35.18
6 | 12 | 20:00 | 0 | 2014-06-12 | 20 | 36.96 | 1 | 37.96 | 0
6 | 12 | 21:00 | 0 | 2014-06-12 | 21 | 40.99 | 1 | 41.99 | 0
6 | 12 | 22:00 | 0 | 2014-06-12 | 22 | 32.84 | 1 | 33.84 | 0
6 | 12 | 23:00 | 0 | 2014-06-12 | 23 | 29.4 | 1 | 30.4 | 0
6 | 12 | 24:00 | 0 | 2014-06-12 | 24 | 31.9 | 1 | 32.9 | 0
6 | 13 | 01:00 | 0 | 2014-06-13 | 1 | 24.8 | 1 | 25.8 | 0
6 | 13 | 02:00 | 0 | 2014-06-13 | 2 | 24.42 | 1 | 25.42 | 0
6 | 13 | 03:00 | 0 | 2014-06-13 | 3 | 23.65 | 1 | 24.65 | 0
6 | 13 | 04:00 | 0 | 2014-06-13 | 4 | 19.39 | 1 | 20.39 | 0
6 | 13 | 05:00 | 0 | 2014-06-13 | 5 | 12.93 | 1 | 13.93 | 0
6 | 13 | 06:00 | 9 | 2014-06-13 | 6 | 27.14 | 1 | 28.14 | 253.26
6 | 13 | 07:00 | 398 | 2014-06-13 | 7 | 41.35 | 1 | 42.35 | 16855.3
6 | 13 | 08:00 | 1052 | 2014-06-13 | 8 | 42.77 | 1 | 43.77 | 46046.04
6 | 13 | 09:00 | 1536 | 2014-06-13 | 9 | 32.4 | 1 | 33.4 | 51302.4
6 | 13 | 10:00 | 2188 | 2014-06-13 | 10 | 31.76 | 1 | 32.76 | 71678.88
6 | 13 | 11:00 | 1609 | 2014-06-13 | 11 | 28.48 | 1 | 29.48 | 47433.32
6 | 13 | 12:00 | 2328 | 2014-06-13 | 12 | 28.6 | 1 | 29.6 | 68908.8
6 | 13 | 13:00 | 2722 | 2014-06-13 | 13 | 29.66 | 1 | 30.66 | 83456.52
6 | 13 | 14:00 | 2413 | 2014-06-13 | 14 | 27.95 | 1 | 28.95 | 69856.35
6 | 13 | 15:00 | 1579 | 2014-06-13 | 15 | 28.85 | 1 | 29.85 | 47133.15
6 | 13 | 16:00 | 1068 | 2014-06-13 | 16 | 28.44 | 1 | 29.44 | 31441.92
6 | 13 | 17:00 | 771 | 2014-06-13 | 17 | 29.42 | 1 | 30.42 | 23453.82
6 | 13 | 18:00 | 47 | 2014-06-13 | 18 | 31.93 | 1 | 32.93 | 1547.71
6 | 13 | 19:00 | 1 | 2014-06-13 | 19 | 30.44 | 1 | 31.44 | 31.44
6 | 13 | 20:00 | 0 | 2014-06-13 | 20 | 29.24 | 1 | 30.24 | 0
6 | 13 | 21:00 | 0 | 2014-06-13 | 21 | 30.29 | 1 | 31.29 | 0
6 | 13 | 22:00 | 0 | 2014-06-13 | 22 | 29.39 | 1 | 30.39 | 0
6 | 13 | 23:00 | 0 | 2014-06-13 | 23 | 27.06 | 1 | 28.06 | 0
6 | 13 | 24:00 | 0 | 2014-06-13 | 24 | 28.44 | 1 | 29.44 | 0
6 | 14 | 01:00 | 0 | 2014-06-14 | 1 | 28.73 | 1 | 29.73 | 0
6 | 14 | 02:00 | 0 | 2014-06-14 | 2 | 14.63 | 1 | 15.63 | 0
6 | 14 | 03:00 | 0 | 2014-06-14 | 3 | 0.69 | 1 | 1.69 | 0
6 | 14 | 04:00 | 0 | 2014-06-14 | 4 | 0 | 1 | 1 | 0
6 | 14 | 05:00 | 0 | 2014-06-14 | 5 | 0 | 1 | 1 | 0
6 | 14 | 06:00 | 13 | 2014-06-14 | 6 | 0 | 1 | 1 | 13
6 | 14 | 07:00 | 458 | 2014-06-14 | 7 | 0 | 1 | 1 | 458
6 | 14 | 08:00 | 1184 | 2014-06-14 | 8 | 31.77 | 1 | 32.77 | 38799.68
6 | 14 | 09:00 | 1777 | 2014-06-14 | 9 | 31.5 | 1 | 32.5 | 57752.5
6 | 14 | 10:00 | 2290 | 2014-06-14 | 10 | 29.58 | 1 | 30.58 | 70028.2
6 | 14 | 11:00 | 2511 | 2014-06-14 | 11 | 29.14 | 1 | 30.14 | 75681.54
6 | 14 | 12:00 | 2594 | 2014-06-14 | 12 | 28.74 | 1 | 29.74 | 77145.56
6 | 14 | 13:00 | 2649 | 2014-06-14 | 13 | 29.15 | 1 | 30.15 | 79867.35
6 | 14 | 14:00 | 2459 | 2014-06-14 | 14 | 29.57 | 1 | 30.57 | 75171.63
6 | 14 | 15:00 | 2107 | 2014-06-14 | 15 | 29.27 | 1 | 30.27 | 63778.89
6 | 14 | 16:00 | 1514 | 2014-06-14 | 16 | 28.78 | 1 | 29.78 | 45086.92
6 | 14 | 17:00 | 768 | 2014-06-14 | 17 | 25.36 | 1 | 26.36 | 20244.48
6 | 14 | 18:00 | 15 | 2014-06-14 | 18 | 27.32 | 1 | 28.32 | 424.8
6 | 14 | 19:00 | 0 | 2014-06-14 | 19 | 28.41 | 1 | 29.41 | 0
6 | 14 | 20:00 | 0 | 2014-06-14 | 20 | 22.72 | 1 | 23.72 | 0
6 | 14 | 21:00 | 0 | 2014-06-14 | 21 | 18.78 | 1 | 19.78 | 0
6 | 14 | 22:00 | 0 | 2014-06-14 | 22 | 29.94 | 1 | 30.94 | 0
6 | 14 | 23:00 | 0 | 2014-06-14 | 23 | 28.97 | 1 | 29.97 | 0
6 | 14 | 24:00 | 0 | 2014-06-14 | 24 | 27.1 | 1 | 28.1 | 0
6 | 15 | 01:00 | 0 | 2014-06-15 | 1 | 2.21 | 1 | 3.21 | 0
6 | 15 | 02:00 | 0 | 2014-06-15 | 2 | 0 | 1 | 1 | 0
6 | 15 | 03:00 | 0 | 2014-06-15 | 3 | 0 | 1 | 1 | 0
6 | 15 | 04:00 | 0 | 2014-06-15 | 4 | 0 | 1 | 1 | 0
6 | 15 | 05:00 | 0 | 2014-06-15 | 5 | 0 | 1 | 1 | 0
6 | 15 | 06:00 | 3 | 2014-06-15 | 6 | 0 | 1 | 1 | 3
6 | 15 | 07:00 | 407 | 2014-06-15 | 7 | 0 | 1 | 1 | 407
6 | 15 | 08:00 | 1143 | 2014-06-15 | 8 | 0 | 1 | 1 | 1143
6 | 15 | 09:00 | 1814 | 2014-06-15 | 9 | 0 | 1 | 1 | 1814
6 | 15 | 10:00 | 2272 | 2014-06-15 | 10 | 0 | 1 | 1 | 2272
6 | 15 | 11:00 | 2227 | 2014-06-15 | 11 | 0 | 1 | 1 | 2227
6 | 15 | 12:00 | 2342 | 2014-06-15 | 12 | 0 | 1 | 1 | 2342
6 | 15 | 13:00 | 2267 | 2014-06-15 | 13 | 0 | 1 | 1 | 2267
6 | 15 | 14:00 | 2239 | 2014-06-15 | 14 | 26.28 | 1 | 27.28 | 61079.92
6 | 15 | 15:00 | 1947 | 2014-06-15 | 15 | 27.97 | 1 | 28.97 | 56404.59
6 | 15 | 16:00 | 1339 | 2014-06-15 | 16 | 27.61 | 1 | 28.61 | 38308.79
6 | 15 | 17:00 | 761 | 2014-06-15 | 17 | 28.94 | 1 | 29.94 | 22784.34
6 | 15 | 18:00 | 19 | 2014-06-15 | 18 | 30.22 | 1 | 31.22 | 593.18
6 | 15 | 19:00 | 1 | 2014-06-15 | 19 | 28.75 | 1 | 29.75 | 29.75
6 | 15 | 20:00 | 0 | 2014-06-15 | 20 | 28.67 | 1 | 29.67 | 0
6 | 15 | 21:00 | 0 | 2014-06-15 | 21 | 32.22 | 1 | 33.22 | 0
6 | 15 | 22:00 | 0 | 2014-06-15 | 22 | 35.79 | 1 | 36.79 | 0
6 | 15 | 23:00 | 0 | 2014-06-15 | 23 | 31.34 | 1 | 32.34 | 0
6 | 15 | 24:00 | 0 | 2014-06-15 | 24 | 38.57 | 1 | 39.57 | 0
6 | 16 | 01:00 | 0 | 2014-06-16 | 1 | 38.26 | 1 | 39.26 | 0
6 | 16 | 02:00 | 0 | 2014-06-16 | 2 | 32.37 | 1 | 33.37 | 0
6 | 16 | 03:00 | 0 | 2014-06-16 | 3 | 27.66 | 1 | 28.66 | 0
6 | 16 | 04:00 | 0 | 2014-06-16 | 4 | 28.07 | 1 | 29.07 | 0
6 | 16 | 05:00 | 0 | 2014-06-16 | 5 | 28.8 | 1 | 29.8 | 0
6 | 16 | 06:00 | 2 | 2014-06-16 | 6 | 21.89 | 1 | 22.89 | 45.78
6 | 16 | 07:00 | 398 | 2014-06-16 | 7 | 43.36 | 1 | 44.36 | 17655.28
6 | 16 | 08:00 | 1086 | 2014-06-16 | 8 | 42.83 | 1 | 43.83 | 47599.38
6 | 16 | 09:00 | 1270 | 2014-06-16 | 9 | 40.54 | 1 | 41.54 | 52755.8
6 | 16 | 10:00 | 1942 | 2014-06-16 | 10 | 34.3 | 1 | 35.3 | 68552.6
6 | 16 | 11:00 | 1267 | 2014-06-16 | 11 | 35.97 | 1 | 36.97 | 46840.99
6 | 16 | 12:00 | 1197 | 2014-06-16 | 12 | 40.94 | 1 | 41.94 | 50202.18
6 | 16 | 13:00 | 871 | 2014-06-16 | 13 | 36.45 | 1 | 37.45 | 32618.95
6 | 16 | 14:00 | 943 | 2014-06-16 | 14 | 36.93 | 1 | 37.93 | 35767.99
6 | 16 | 15:00 | 654 | 2014-06-16 | 15 | 38.18 | 1 | 39.18 | 25623.72
6 | 16 | 16:00 | 599 | 2014-06-16 | 16 | 51.22 | 1 | 52.22 | 31279.78
6 | 16 | 17:00 | 506 | 2014-06-16 | 17 | 56.7 | 1 | 57.7 | 29196.2
6 | 16 | 18:00 | 213 | 2014-06-16 | 18 | 52.72 | 1 | 53.72 | 11442.36
6 | 16 | 19:00 | 1 | 2014-06-16 | 19 | 46.21 | 1 | 47.21 | 47.21
6 | 16 | 20:00 | 0 | 2014-06-16 | 20 | 41.28 | 1 | 42.28 | 0
6 | 16 | 21:00 | 0 | 2014-06-16 | 21 | 38.48 | 1 | 39.48 | 0
6 | 16 | 22:00 | 0 | 2014-06-16 | 22 | 42.51 | 1 | 43.51 | 0
6 | 16 | 23:00 | 0 | 2014-06-16 | 23 | 34.87 | 1 | 35.87 | 0
6 | 16 | 24:00 | 0 | 2014-06-16 | 24 | 34.61 | 1 | 35.61 | 0
6 | 17 | 01:00 | 0 | 2014-06-17 | 1 | 41.86 | 1 | 42.86 | 0
6 | 17 | 02:00 | 0 | 2014-06-17 | 2 | 46.4 | 1 | 47.4 | 0
6 | 17 | 03:00 | 0 | 2014-06-17 | 3 | 42.01 | 1 | 43.01 | 0
6 | 17 | 04:00 | 0 | 2014-06-17 | 4 | 33 | 1 | 34 | 0
6 | 17 | 05:00 | 0 | 2014-06-17 | 5 | 33.1 | 1 | 34.1 | 0
6 | 17 | 06:00 | 11 | 2014-06-17 | 6 | 30.49 | 1 | 31.49 | 346.39
6 | 17 | 07:00 | 380 | 2014-06-17 | 7 | 28.24 | 1 | 29.24 | 11111.2
6 | 17 | 08:00 | 452 | 2014-06-17 | 8 | 34.85 | 1 | 35.85 | 16204.2
6 | 17 | 09:00 | 703 | 2014-06-17 | 9 | 34.58 | 1 | 35.58 | 25012.74
6 | 17 | 10:00 | 1478 | 2014-06-17 | 10 | 38.82 | 1 | 39.82 | 58853.96
6 | 17 | 11:00 | 1307 | 2014-06-17 | 11 | 61.83 | 1 | 62.83 | 82118.81
6 | 17 | 12:00 | 1265 | 2014-06-17 | 12 | 68.77 | 1 | 69.77 | 88259.05
6 | 17 | 13:00 | 1026 | 2014-06-17 | 13 | 68.67 | 1 | 69.67 | 71481.42
6 | 17 | 14:00 | 875 | 2014-06-17 | 14 | 70.37 | 1 | 71.37 | 62448.75
6 | 17 | 15:00 | 709 | 2014-06-17 | 15 | 84.06 | 1 | 85.06 | 60307.54
6 | 17 | 16:00 | 583 | 2014-06-17 | 16 | 97.74 | 1 | 98.74 | 57565.42
6 | 17 | 17:00 | 700 | 2014-06-17 | 17 | 185.03 | 1 | 186.03 | 130221
6 | 17 | 18:00 | 134 | 2014-06-17 | 18 | 74.6 | 1 | 75.6 | 10130.4
6 | 17 | 19:00 | 2 | 2014-06-17 | 19 | 68.95 | 1 | 69.95 | 139.9
6 | 17 | 20:00 | 0 | 2014-06-17 | 20 | 84 | 1 | 85 | 0
6 | 17 | 21:00 | 0 | 2014-06-17 | 21 | 98.17 | 1 | 99.17 | 0
6 | 17 | 22:00 | 0 | 2014-06-17 | 22 | 81.64 | 1 | 82.64 | 0
6 | 17 | 23:00 | 0 | 2014-06-17 | 23 | 53.49 | 1 | 54.49 | 0
6 | 17 | 24:00 | 0 | 2014-06-17 | 24 | 51.36 | 1 | 52.36 | 0
6 | 18 | 01:00 | 0 | 2014-06-18 | 1 | 48.52 | 1 | 49.52 | 0
6 | 18 | 02:00 | 0 | 2014-06-18 | 2 | 59.9 | 1 | 60.9 | 0
6 | 18 | 03:00 | 0 | 2014-06-18 | 3 | 67.93 | 1 | 68.93 | 0
6 | 18 | 04:00 | 0 | 2014-06-18 | 4 | 54.46 | 1 | 55.46 | 0
6 | 18 | 05:00 | 0 | 2014-06-18 | 5 | 55.87 | 1 | 56.87 | 0
6 | 18 | 06:00 | 9 | 2014-06-18 | 6 | 47.53 | 1 | 48.53 | 436.77
6 | 18 | 07:00 | 375 | 2014-06-18 | 7 | 47.78 | 1 | 48.78 | 18292.5
6 | 18 | 08:00 | 490 | 2014-06-18 | 8 | 50.22 | 1 | 51.22 | 25097.8
6 | 18 | 09:00 | 733 | 2014-06-18 | 9 | 45.11 | 1 | 46.11 | 33798.63
6 | 18 | 10:00 | 531 | 2014-06-18 | 10 | 45.14 | 1 | 46.14 | 24500.34
6 | 18 | 11:00 | 1051 | 2014-06-18 | 11 | 46.28 | 1 | 47.28 | 49691.28
6 | 18 | 12:00 | 1177 | 2014-06-18 | 12 | 46.92 | 1 | 47.92 | 56401.84
6 | 18 | 13:00 | 691 | 2014-06-18 | 13 | 41.16 | 1 | 42.16 | 29132.56
6 | 18 | 14:00 | 1308 | 2014-06-18 | 14 | 40.74 | 1 | 41.74 | 54595.92
6 | 18 | 15:00 | 1424 | 2014-06-18 | 15 | 57.09 | 1 | 58.09 | 82720.16
6 | 18 | 16:00 | 1138 | 2014-06-18 | 16 | 56.86 | 1 | 57.86 | 65844.68
6 | 18 | 17:00 | 609 | 2014-06-18 | 17 | 57.76 | 1 | 58.76 | 35784.84
6 | 18 | 18:00 | 159 | 2014-06-18 | 18 | 61.22 | 1 | 62.22 | 9892.98
6 | 18 | 19:00 | 3 | 2014-06-18 | 19 | 63.51 | 1 | 64.51 | 193.53
6 | 18 | 20:00 | 0 | 2014-06-18 | 20 | 58.68 | 1 | 59.68 | 0
6 | 18 | 21:00 | 0 | 2014-06-18 | 21 | 46.63 | 1 | 47.63 | 0
6 | 18 | 22:00 | 0 | 2014-06-18 | 22 | 45.33 | 1 | 46.33 | 0
6 | 18 | 23:00 | 0 | 2014-06-18 | 23 | 47.13 | 1 | 48.13 | 0
6 | 18 | 24:00 | 0 | 2014-06-18 | 24 | 43.12 | 1 | 44.12 | 0
6 | 19 | 01:00 | 0 | 2014-06-19 | 1 | 39.85 | 1 | 40.85 | 0
6 | 19 | 02:00 | 0 | 2014-06-19 | 2 | 39.91 | 1 | 40.91 | 0
6 | 19 | 03:00 | 0 | 2014-06-19 | 3 | 35.92 | 1 | 36.92 | 0
6 | 19 | 04:00 | 0 | 2014-06-19 | 4 | 36.27 | 1 | 37.27 | 0
6 | 19 | 05:00 | 0 | 2014-06-19 | 5 | 33.95 | 1 | 34.95 | 0
6 | 19 | 06:00 | 7 | 2014-06-19 | 6 | 35.76 | 1 | 36.76 | 257.32
6 | 19 | 07:00 | 409 | 2014-06-19 | 7 | 54.97 | 1 | 55.97 | 22891.73
6 | 19 | 08:00 | 1053 | 2014-06-19 | 8 | 54.94 | 1 | 55.94 | 58904.82
6 | 19 | 09:00 | 1714 | 2014-06-19 | 9 | 44.28 | 1 | 45.28 | 77609.92
6 | 19 | 10:00 | 1814 | 2014-06-19 | 10 | 40.25 | 1 | 41.25 | 74827.5
6 | 19 | 11:00 | 2491 | 2014-06-19 | 11 | 43.27 | 1 | 44.27 | 110276.57
6 | 19 | 12:00 | 2580 | 2014-06-19 | 12 | 41.97 | 1 | 42.97 | 110862.6
6 | 19 | 13:00 | 2307 | 2014-06-19 | 13 | 40.63 | 1 | 41.63 | 96040.41
6 | 19 | 14:00 | 2393 | 2014-06-19 | 14 | 43.42 | 1 | 44.42 | 106297.06
6 | 19 | 15:00 | 1493 | 2014-06-19 | 15 | 42.64 | 1 | 43.64 | 65154.52
6 | 19 | 16:00 | 1215 | 2014-06-19 | 16 | 40.48 | 1 | 41.48 | 50398.2
6 | 19 | 17:00 | 607 | 2014-06-19 | 17 | 42.82 | 1 | 43.82 | 26598.74
6 | 19 | 18:00 | 33 | 2014-06-19 | 18 | 44.52 | 1 | 45.52 | 1502.16
6 | 19 | 19:00 | 1 | 2014-06-19 | 19 | 43.87 | 1 | 44.87 | 44.87
6 | 19 | 20:00 | 0 | 2014-06-19 | 20 | 43.72 | 1 | 44.72 | 0
6 | 19 | 21:00 | 0 | 2014-06-19 | 21 | 41.19 | 1 | 42.19 | 0
6 | 19 | 22:00 | 0 | 2014-06-19 | 22 | 40.69 | 1 | 41.69 | 0
6 | 19 | 23:00 | 0 | 2014-06-19 | 23 | 44.65 | 1 | 45.65 | 0
6 | 19 | 24:00 | 0 | 2014-06-19 | 24 | 29 | 1 | 30 | 0
6 | 20 | 01:00 | 0 | 2014-06-20 | 1 | 40.18 | 1 | 41.18 | 0
6 | 20 | 02:00 | 0 | 2014-06-20 | 2 | 33.41 | 1 | 34.41 | 0
6 | 20 | 03:00 | 0 | 2014-06-20 | 3 | 25.54 | 1 | 26.54 | 0
6 | 20 | 04:00 | 0 | 2014-06-20 | 4 | 31.93 | 1 | 32.93 | 0
6 | 20 | 05:00 | 0 | 2014-06-20 | 5 | 33.15 | 1 | 34.15 | 0
6 | 20 | 06:00 | 2 | 2014-06-20 | 6 | 29.73 | 1 | 30.73 | 61.46
6 | 20 | 07:00 | 383 | 2014-06-20 | 7 | 40.28 | 1 | 41.28 | 15810.24
6 | 20 | 08:00 | 1035 | 2014-06-20 | 8 | 44.98 | 1 | 45.98 | 47589.3
6 | 20 | 09:00 | 1906 | 2014-06-20 | 9 | 34.83 | 1 | 35.83 | 68291.98
6 | 20 | 10:00 | 689 | 2014-06-20 | 10 | 42.34 | 1 | 43.34 | 29861.26
6 | 20 | 11:00 | 1839 | 2014-06-20 | 11 | 55.2 | 1 | 56.2 | 103351.8
6 | 20 | 12:00 | 1510 | 2014-06-20 | 12 | 51.61 | 1 | 52.61 | 79441.1
6 | 20 | 13:00 | 2479 | 2014-06-20 | 13 | 39.89 | 1 | 40.89 | 101366.31
6 | 20 | 14:00 | 863 | 2014-06-20 | 14 | 36.42 | 1 | 37.42 | 32293.46
6 | 20 | 15:00 | 1324 | 2014-06-20 | 15 | 41.17 | 1 | 42.17 | 55833.08
6 | 20 | 16:00 | 445 | 2014-06-20 | 16 | 34.25 | 1 | 35.25 | 15686.25
6 | 20 | 17:00 | 496 | 2014-06-20 | 17 | 34.52 | 1 | 35.52 | 17617.92
6 | 20 | 18:00 | 167 | 2014-06-20 | 18 | 42.39 | 1 | 43.39 | 7246.13
6 | 20 | 19:00 | 5 | 2014-06-20 | 19 | 52.6 | 1 | 53.6 | 268
6 | 20 | 20:00 | 0 | 2014-06-20 | 20 | 42.93 | 1 | 43.93 | 0
6 | 20 | 21:00 | 0 | 2014-06-20 | 21 | 34.16 | 1 | 35.16 | 0
6 | 20 | 22:00 | 0 | 2014-06-20 | 22 | 33.43 | 1 | 34.43 | 0
6 | 20 | 23:00 | 0 | 2014-06-20 | 23 | 32.76 | 1 | 33.76 | 0
6 | 20 | 24:00 | 0 | 2014-06-20 | 24 | 31.67 | 1 | 32.67 | 0
6 | 21 | 01:00 | 0 | 2014-06-21 | 1 | 51.87 | 1 | 52.87 | 0
6 | 21 | 02:00 | 0 | 2014-06-21 | 2 | 59.26 | 1 | 60.26 | 0
6 | 21 | 03:00 | 0 | 2014-06-21 | 3 | 22.74 | 1 | 23.74 | 0
6 | 21 | 04:00 | 0 | 2014-06-21 | 4 | 19.68 | 1 | 20.68 | 0
6 | 21 | 05:00 | 0 | 2014-06-21 | 5 | 20.22 | 1 | 21.22 | 0
6 | 21 | 06:00 | 23 | 2014-06-21 | 6 | 19.9 | 1 | 20.9 | 480.7
6 | 21 | 07:00 | 470 | 2014-06-21 | 7 | 23.07 | 1 | 24.07 | 11312.9
6 | 21 | 08:00 | 1148 | 2014-06-21 | 8 | 25.39 | 1 | 26.39 | 30295.72
6 | 21 | 09:00 | 1726 | 2014-06-21 | 9 | 24.19 | 1 | 25.19 | 43477.94
6 | 21 | 10:00 | 2205 | 2014-06-21 | 10 | 31.67 | 1 | 32.67 | 72037.35
6 | 21 | 11:00 | 2305 | 2014-06-21 | 11 | 29.41 | 1 | 30.41 | 70095.05
6 | 21 | 12:00 | 2009 | 2014-06-21 | 12 | 24.27 | 1 | 25.27 | 50767.43
6 | 21 | 13:00 | 766 | 2014-06-21 | 13 | 33.9 | 1 | 34.9 | 26733.4
6 | 21 | 14:00 | 864 | 2014-06-21 | 14 | 38.86 | 1 | 39.86 | 34439.04
6 | 21 | 15:00 | 748 | 2014-06-21 | 15 | 38.65 | 1 | 39.65 | 29658.2
6 | 21 | 16:00 | 524 | 2014-06-21 | 16 | 38.61 | 1 | 39.61 | 20755.64
6 | 21 | 17:00 | 626 | 2014-06-21 | 17 | 41.31 | 1 | 42.31 | 26486.06
6 | 21 | 18:00 | 148 | 2014-06-21 | 18 | 27.78 | 1 | 28.78 | 4259.44
6 | 21 | 19:00 | 3 | 2014-06-21 | 19 | 43.35 | 1 | 44.35 | 133.05
6 | 21 | 20:00 | 0 | 2014-06-21 | 20 | 43.64 | 1 | 44.64 | 0
6 | 21 | 21:00 | 0 | 2014-06-21 | 21 | 36.55 | 1 | 37.55 | 0
6 | 21 | 22:00 | 0 | 2014-06-21 | 22 | 35.1 | 1 | 36.1 | 0
6 | 21 | 23:00 | 0 | 2014-06-21 | 23 | 30.79 | 1 | 31.79 | 0
6 | 21 | 24:00 | 0 | 2014-06-21 | 24 | 31.32 | 1 | 32.32 | 0
6 | 22 | 01:00 | 0 | 2014-06-22 | 1 | 27.12 | 1 | 28.12 | 0
6 | 22 | 02:00 | 0 | 2014-06-22 | 2 | 22.03 | 1 | 23.03 | 0
6 | 22 | 03:00 | 0 | 2014-06-22 | 3 | 26.08 | 1 | 27.08 | 0
6 | 22 | 04:00 | 0 | 2014-06-22 | 4 | 29.17 | 1 | 30.17 | 0
6 | 22 | 05:00 | 0 | 2014-06-22 | 5 | 24.81 | 1 | 25.81 | 0
6 | 22 | 06:00 | 9 | 2014-06-22 | 6 | 19.31 | 1 | 20.31 | 182.79
6 | 22 | 07:00 | 218 | 2014-06-22 | 7 | 24.55 | 1 | 25.55 | 5569.9
6 | 22 | 08:00 | 488 | 2014-06-22 | 8 | 20.03 | 1 | 21.03 | 10262.64
6 | 22 | 09:00 | 672 | 2014-06-22 | 9 | 21.18 | 1 | 22.18 | 14904.96
6 | 22 | 10:00 | 1026 | 2014-06-22 | 10 | 27.95 | 1 | 28.95 | 29702.7
6 | 22 | 11:00 | 1459 | 2014-06-22 | 11 | 28.47 | 1 | 29.47 | 42996.73
6 | 22 | 12:00 | 2139 | 2014-06-22 | 12 | 44.57 | 1 | 45.57 | 97474.23
6 | 22 | 13:00 | 2735 | 2014-06-22 | 13 | 40.04 | 1 | 41.04 | 112244.4
6 | 22 | 14:00 | 2334 | 2014-06-22 | 14 | 39.92 | 1 | 40.92 | 95507.28
6 | 22 | 15:00 | 1851 | 2014-06-22 | 15 | 41.98 | 1 | 42.98 | 79555.98
6 | 22 | 16:00 | 1463 | 2014-06-22 | 16 | 46.32 | 1 | 47.32 | 69229.16
6 | 22 | 17:00 | 760 | 2014-06-22 | 17 | 53.95 | 1 | 54.95 | 41762
6 | 22 | 18:00 | 31 | 2014-06-22 | 18 | 53.29 | 1 | 54.29 | 1682.99
6 | 22 | 19:00 | 2 | 2014-06-22 | 19 | 56.89 | 1 | 57.89 | 115.78
6 | 22 | 20:00 | 0 | 2014-06-22 | 20 | 56.7 | 1 | 57.7 | 0
6 | 22 | 21:00 | 0 | 2014-06-22 | 21 | 60.06 | 1 | 61.06 | 0
6 | 22 | 22:00 | 0 | 2014-06-22 | 22 | 47.81 | 1 | 48.81 | 0
6 | 22 | 23:00 | 0 | 2014-06-22 | 23 | 42.5 | 1 | 43.5 | 0
6 | 22 | 24:00 | 0 | 2014-06-22 | 24 | 30.14 | 1 | 31.14 | 0
6 | 23 | 01:00 | 0 | 2014-06-23 | 1 | 30.75 | 1 | 31.75 | 0
6 | 23 | 02:00 | 0 | 2014-06-23 | 2 | 34.52 | 1 | 35.52 | 0
6 | 23 | 03:00 | 0 | 2014-06-23 | 3 | 38.34 | 1 | 39.34 | 0
6 | 23 | 04:00 | 0 | 2014-06-23 | 4 | 31.5 | 1 | 32.5 | 0
6 | 23 | 05:00 | 0 | 2014-06-23 | 5 | 110 | 1 | 111 | 0
6 | 23 | 06:00 | 3 | 2014-06-23 | 6 | 23.88 | 1 | 24.88 | 74.64
6 | 23 | 07:00 | 392 | 2014-06-23 | 7 | 25.78 | 1 | 26.78 | 10497.76
6 | 23 | 08:00 | 1099 | 2014-06-23 | 8 | 46.82 | 1 | 47.82 | 52554.18
6 | 23 | 09:00 | 1762 | 2014-06-23 | 9 | 54.27 | 1 | 55.27 | 97385.74
6 | 23 | 10:00 | 2239 | 2014-06-23 | 10 | 79.73 | 1 | 80.73 | 180754.47
6 | 23 | 11:00 | 2350 | 2014-06-23 | 11 | 197.67 | 1 | 198.67 | 466874.5
6 | 23 | 12:00 | 2724 | 2014-06-23 | 12 | 142.58 | 1 | 143.58 | 391111.92
6 | 23 | 13:00 | 2571 | 2014-06-23 | 13 | 145.03 | 1 | 146.03 | 375443.13
6 | 23 | 14:00 | 2081 | 2014-06-23 | 14 | 88.51 | 1 | 89.51 | 186270.31
6 | 23 | 15:00 | 1944 | 2014-06-23 | 15 | 213.7 | 1 | 214.7 | 417376.8
6 | 23 | 16:00 | 1491 | 2014-06-23 | 16 | 77.27 | 1 | 78.27 | 116700.57
6 | 23 | 17:00 | 788 | 2014-06-23 | 17 | 48.58 | 1 | 49.58 | 39069.04
6 | 23 | 18:00 | 20 | 2014-06-23 | 18 | 45.41 | 1 | 46.41 | 928.2
6 | 23 | 19:00 | 1 | 2014-06-23 | 19 | 34.99 | 1 | 35.99 | 35.99
6 | 23 | 20:00 | 0 | 2014-06-23 | 20 | 39.88 | 1 | 40.88 | 0
6 | 23 | 21:00 | 0 | 2014-06-23 | 21 | 60.58 | 1 | 61.58 | 0
6 | 23 | 22:00 | 0 | 2014-06-23 | 22 | 41.55 | 1 | 42.55 | 0
6 | 23 | 23:00 | 0 | 2014-06-23 | 23 | 21.85 | 1 | 22.85 | 0
6 | 23 | 24:00 | 0 | 2014-06-23 | 24 | 26.98 | 1 | 27.98 | 0
6 | 24 | 01:00 | 0 | 2014-06-24 | 1 | 31.59 | 1 | 32.59 | 0
6 | 24 | 02:00 | 0 | 2014-06-24 | 2 | 27.45 | 1 | 28.45 | 0
6 | 24 | 03:00 | 0 | 2014-06-24 | 3 | 26.65 | 1 | 27.65 | 0
6 | 24 | 04:00 | 0 | 2014-06-24 | 4 | 25.37 | 1 | 26.37 | 0
6 | 24 | 05:00 | 0 | 2014-06-24 | 5 | 24.89 | 1 | 25.89 | 0
6 | 24 | 06:00 | 1 | 2014-06-24 | 6 | 27.35 | 1 | 28.35 | 28.35
6 | 24 | 07:00 | 399 | 2014-06-24 | 7 | 30.68 | 1 | 31.68 | 12640.32
6 | 24 | 08:00 | 1055 | 2014-06-24 | 8 | 32.78 | 1 | 33.78 | 35637.9
6 | 24 | 09:00 | 1789 | 2014-06-24 | 9 | 29.23 | 1 | 30.23 | 54081.47
6 | 24 | 10:00 | 2232 | 2014-06-24 | 10 | 32.49 | 1 | 33.49 | 74749.68
6 | 24 | 11:00 | 2411 | 2014-06-24 | 11 | 36.97 | 1 | 37.97 | 91545.67
6 | 24 | 12:00 | 2371 | 2014-06-24 | 12 | 37.71 | 1 | 38.71 | 91781.41
6 | 24 | 13:00 | 2258 | 2014-06-24 | 13 | 46.88 | 1 | 47.88 | 108113.04
6 | 24 | 14:00 | 2173 | 2014-06-24 | 14 | 44.86 | 1 | 45.86 | 99653.78
6 | 24 | 15:00 | 1855 | 2014-06-24 | 15 | 48.93 | 1 | 49.93 | 92620.15
6 | 24 | 16:00 | 1284 | 2014-06-24 | 16 | 47.98 | 1 | 48.98 | 62890.32
6 | 24 | 17:00 | 735 | 2014-06-24 | 17 | 49.9 | 1 | 50.9 | 37411.5
6 | 24 | 18:00 | 12 | 2014-06-24 | 18 | 49.61 | 1 | 50.61 | 607.32
6 | 24 | 19:00 | 0 | 2014-06-24 | 19 | 50.42 | 1 | 51.42 | 0
6 | 24 | 20:00 | 0 | 2014-06-24 | 20 | 39.36 | 1 | 40.36 | 0
6 | 24 | 21:00 | 0 | 2014-06-24 | 21 | 37.43 | 1 | 38.43 | 0
6 | 24 | 22:00 | 0 | 2014-06-24 | 22 | 40.33 | 1 | 41.33 | 0
6 | 24 | 23:00 | 0 | 2014-06-24 | 23 | 41.11 | 1 | 42.11 | 0
6 | 24 | 24:00 | 0 | 2014-06-24 | 24 | 35.9 | 1 | 36.9 | 0
6 | 25 | 01:00 | 0 | 2014-06-25 | 1 | 28.54 | 1 | 29.54 | 0
6 | 25 | 02:00 | 0 | 2014-06-25 | 2 | 24.98 | 1 | 25.98 | 0
6 | 25 | 03:00 | 0 | 2014-06-25 | 3 | 23.78 | 1 | 24.78 | 0
6 | 25 | 04:00 | 0 | 2014-06-25 | 4 | 20.15 | 1 | 21.15 | 0
6 | 25 | 05:00 | 0 | 2014-06-25 | 5 | 25.26 | 1 | 26.26 | 0
6 | 25 | 06:00 | 23 | 2014-06-25 | 6 | 27.17 | 1 | 28.17 | 647.91
6 | 25 | 07:00 | 32 | 2014-06-25 | 7 | 29.89 | 1 | 30.89 | 988.48
6 | 25 | 08:00 | 595 | 2014-06-25 | 8 | 30.16 | 1 | 31.16 | 18540.2
6 | 25 | 09:00 | 974 | 2014-06-25 | 9 | 31.46 | 1 | 32.46 | 31616.04
6 | 25 | 10:00 | 1339 | 2014-06-25 | 10 | 33.66 | 1 | 34.66 | 46409.74
6 | 25 | 11:00 | 1970 | 2014-06-25 | 11 | 40.98 | 1 | 41.98 | 82700.6
6 | 25 | 12:00 | 2577 | 2014-06-25 | 12 | 55.65 | 1 | 56.65 | 145987.05
6 | 25 | 13:00 | 2564 | 2014-06-25 | 13 | 61.05 | 1 | 62.05 | 159096.2
6 | 25 | 14:00 | 2258 | 2014-06-25 | 14 | 72.06 | 1 | 73.06 | 164969.48
6 | 25 | 15:00 | 1991 | 2014-06-25 | 15 | 331.84 | 1 | 332.84 | 662684.44
6 | 25 | 16:00 | 1461 | 2014-06-25 | 16 | 147.88 | 1 | 148.88 | 217513.68
6 | 25 | 17:00 | 763 | 2014-06-25 | 17 | 77.89 | 1 | 78.89 | 60193.07
6 | 25 | 18:00 | 125 | 2014-06-25 | 18 | 217.56 | 1 | 218.56 | 27320
6 | 25 | 19:00 | 4 | 2014-06-25 | 19 | 60.56 | 1 | 61.56 | 246.24
6 | 25 | 20:00 | 0 | 2014-06-25 | 20 | 54.11 | 1 | 55.11 | 0
6 | 25 | 21:00 | 0 | 2014-06-25 | 21 | 58 | 1 | 59 | 0
6 | 25 | 22:00 | 0 | 2014-06-25 | 22 | 48.37 | 1 | 49.37 | 0
6 | 25 | 23:00 | 0 | 2014-06-25 | 23 | 38.6 | 1 | 39.6 | 0
6 | 25 | 24:00 | 0 | 2014-06-25 | 24 | 37.11 | 1 | 38.11 | 0
6 | 26 | 01:00 | 0 | 2014-06-26 | 1 | 46.35 | 1 | 47.35 | 0
6 | 26 | 02:00 | 0 | 2014-06-26 | 2 | 41.04 | 1 | 42.04 | 0
6 | 26 | 03:00 | 0 | 2014-06-26 | 3 | 34.19 | 1 | 35.19 | 0
6 | 26 | 04:00 | 0 | 2014-06-26 | 4 | 32.27 | 1 | 33.27 | 0
6 | 26 | 05:00 | 0 | 2014-06-26 | 5 | 33.22 | 1 | 34.22 | 0
6 | 26 | 06:00 | 10 | 2014-06-26 | 6 | 35.77 | 1 | 36.77 | 367.7
6 | 26 | 07:00 | 389 | 2014-06-26 | 7 | 51.49 | 1 | 52.49 | 20418.61
6 | 26 | 08:00 | 1020 | 2014-06-26 | 8 | 48.12 | 1 | 49.12 | 50102.4
6 | 26 | 09:00 | 1134 | 2014-06-26 | 9 | 42.74 | 1 | 43.74 | 49601.16
6 | 26 | 10:00 | 851 | 2014-06-26 | 10 | 32.68 | 1 | 33.68 | 28661.68
6 | 26 | 11:00 | 1134 | 2014-06-26 | 11 | 51.18 | 1 | 52.18 | 59172.12
6 | 26 | 12:00 | 1214 | 2014-06-26 | 12 | 62.37 | 1 | 63.37 | 76931.18
6 | 26 | 13:00 | 852 | 2014-06-26 | 13 | 58.8 | 1 | 59.8 | 50949.6
6 | 26 | 14:00 | 966 | 2014-06-26 | 14 | 47.83 | 1 | 48.83 | 47169.78
6 | 26 | 15:00 | 844 | 2014-06-26 | 15 | 45.82 | 1 | 46.82 | 39516.08
6 | 26 | 16:00 | 805 | 2014-06-26 | 16 | 44.34 | 1 | 45.34 | 36498.7
6 | 26 | 17:00 | 499 | 2014-06-26 | 17 | 44.39 | 1 | 45.39 | 22649.61
6 | 26 | 18:00 | 114 | 2014-06-26 | 18 | 45.21 | 1 | 46.21 | 5267.94
6 | 26 | 19:00 | 0 | 2014-06-26 | 19 | 44.22 | 1 | 45.22 | 0
6 | 26 | 20:00 | 0 | 2014-06-26 | 20 | 36.02 | 1 | 37.02 | 0
6 | 26 | 21:00 | 0 | 2014-06-26 | 21 | 32.74 | 1 | 33.74 | 0
6 | 26 | 22:00 | 0 | 2014-06-26 | 22 | 32.71 | 1 | 33.71 | 0
6 | 26 | 23:00 | 0 | 2014-06-26 | 23 | 28.66 | 1 | 29.66 | 0
6 | 26 | 24:00 | 0 | 2014-06-26 | 24 | 28.18 | 1 | 29.18 | 0
6 | 27 | 01:00 | 0 | 2014-06-27 | 1 | 27.52 | 1 | 28.52 | 0
6 | 27 | 02:00 | 0 | 2014-06-27 | 2 | 28.37 | 1 | 29.37 | 0
6 | 27 | 03:00 | 0 | 2014-06-27 | 3 | 26.25 | 1 | 27.25 | 0
6 | 27 | 04:00 | 0 | 2014-06-27 | 4 | 25.74 | 1 | 26.74 | 0
6 | 27 | 05:00 | 0 | 2014-06-27 | 5 | 25.81 | 1 | 26.81 | 0
6 | 27 | 06:00 | 16 | 2014-06-27 | 6 | 26.51 | 1 | 27.51 | 440.16
6 | 27 | 07:00 | 76 | 2014-06-27 | 7 | 27.52 | 1 | 28.52 | 2167.52
6 | 27 | 08:00 | 644 | 2014-06-27 | 8 | 31.58 | 1 | 32.58 | 20981.52
6 | 27 | 09:00 | 796 | 2014-06-27 | 9 | 31.51 | 1 | 32.51 | 25877.96
6 | 27 | 10:00 | 611 | 2014-06-27 | 10 | 36.74 | 1 | 37.74 | 23059.14
6 | 27 | 11:00 | 1254 | 2014-06-27 | 11 | 35.5 | 1 | 36.5 | 45771
6 | 27 | 12:00 | 1147 | 2014-06-27 | 12 | 35.92 | 1 | 36.92 | 42347.24
6 | 27 | 13:00 | 1155 | 2014-06-27 | 13 | 34.39 | 1 | 35.39 | 40875.45
6 | 27 | 14:00 | 1059 | 2014-06-27 | 14 | 37.09 | 1 | 38.09 | 40337.31
6 | 27 | 15:00 | 993 | 2014-06-27 | 15 | 45.69 | 1 | 46.69 | 46363.17
6 | 27 | 16:00 | 765 | 2014-06-27 | 16 | 48.94 | 1 | 49.94 | 38204.1
6 | 27 | 17:00 | 546 | 2014-06-27 | 17 | 49.02 | 1 | 50.02 | 27310.92
6 | 27 | 18:00 | 103 | 2014-06-27 | 18 | 48.64 | 1 | 49.64 | 5112.92
6 | 27 | 19:00 | 0 | 2014-06-27 | 19 | 47.35 | 1 | 48.35 | 0
6 | 27 | 20:00 | 0 | 2014-06-27 | 20 | 39.2 | 1 | 40.2 | 0
6 | 27 | 21:00 | 0 | 2014-06-27 | 21 | 38.82 | 1 | 39.82 | 0
6 | 27 | 22:00 | 0 | 2014-06-27 | 22 | 34.2 | 1 | 35.2 | 0
6 | 27 | 23:00 | 0 | 2014-06-27 | 23 | 32.9 | 1 | 33.9 | 0
6 | 27 | 24:00 | 0 | 2014-06-27 | 24 | 30.29 | 1 | 31.29 | 0
6 | 28 | 01:00 | 0 | 2014-06-28 | 1 | 26.58 | 1 | 27.58 | 0
6 | 28 | 02:00 | 0 | 2014-06-28 | 2 | 26.54 | 1 | 27.54 | 0
6 | 28 | 03:00 | 0 | 2014-06-28 | 3 | 25.09 | 1 | 26.09 | 0
6 | 28 | 04:00 | 0 | 2014-06-28 | 4 | 21.96 | 1 | 22.96 | 0
6 | 28 | 05:00 | 0 | 2014-06-28 | 5 | 20.9 | 1 | 21.9 | 0
6 | 28 | 06:00 | 8 | 2014-06-28 | 6 | 20.21 | 1 | 21.21 | 169.68
6 | 28 | 07:00 | 418 | 2014-06-28 | 7 | 21.78 | 1 | 22.78 | 9522.04
6 | 28 | 08:00 | 1070 | 2014-06-28 | 8 | 25.29 | 1 | 26.29 | 28130.3
6 | 28 | 09:00 | 1719 | 2014-06-28 | 9 | 41.63 | 1 | 42.63 | 73280.97
6 | 28 | 10:00 | 1871 | 2014-06-28 | 10 | 49.7 | 1 | 50.7 | 94859.7
6 | 28 | 11:00 | 2534 | 2014-06-28 | 11 | 36.88 | 1 | 37.88 | 95987.92
6 | 28 | 12:00 | 2584 | 2014-06-28 | 12 | 32.96 | 1 | 33.96 | 87752.64
6 | 28 | 13:00 | 2439 | 2014-06-28 | 13 | 45.1 | 1 | 46.1 | 112437.9
6 | 28 | 14:00 | 2424 | 2014-06-28 | 14 | 51.35 | 1 | 52.35 | 126896.4
6 | 28 | 15:00 | 1974 | 2014-06-28 | 15 | 51.03 | 1 | 52.03 | 102707.22
6 | 28 | 16:00 | 1477 | 2014-06-28 | 16 | 51.64 | 1 | 52.64 | 77749.28
6 | 28 | 17:00 | 805 | 2014-06-28 | 17 | 58.01 | 1 | 59.01 | 47503.05
6 | 28 | 18:00 | 69 | 2014-06-28 | 18 | 65.14 | 1 | 66.14 | 4563.66
6 | 28 | 19:00 | 3 | 2014-06-28 | 19 | 47.68 | 1 | 48.68 | 146.04
6 | 28 | 20:00 | 0 | 2014-06-28 | 20 | 33.56 | 1 | 34.56 | 0
6 | 28 | 21:00 | 0 | 2014-06-28 | 21 | 52.74 | 1 | 53.74 | 0
6 | 28 | 22:00 | 0 | 2014-06-28 | 22 | 43.94 | 1 | 44.94 | 0
6 | 28 | 23:00 | 0 | 2014-06-28 | 23 | 44.05 | 1 | 45.05 | 0
6 | 28 | 24:00 | 0 | 2014-06-28 | 24 | 31.8 | 1 | 32.8 | 0
6 | 29 | 01:00 | 0 | 2014-06-29 | 1 | 30.45 | 1 | 31.45 | 0
6 | 29 | 02:00 | 0 | 2014-06-29 | 2 | 28.87 | 1 | 29.87 | 0
6 | 29 | 03:00 | 0 | 2014-06-29 | 3 | 26.5 | 1 | 27.5 | 0
6 | 29 | 04:00 | 0 | 2014-06-29 | 4 | 26.2 | 1 | 27.2 | 0
6 | 29 | 05:00 | 0 | 2014-06-29 | 5 | 27.32 | 1 | 28.32 | 0
6 | 29 | 06:00 | 1 | 2014-06-29 | 6 | 25.49 | 1 | 26.49 | 26.49
6 | 29 | 07:00 | 340 | 2014-06-29 | 7 | 24 | 1 | 25 | 8500
6 | 29 | 08:00 | 1075 | 2014-06-29 | 8 | 24.06 | 1 | 25.06 | 26939.5
6 | 29 | 09:00 | 1709 | 2014-06-29 | 9 | 28.4 | 1 | 29.4 | 50244.6
6 | 29 | 10:00 | 2200 | 2014-06-29 | 10 | 34.75 | 1 | 35.75 | 78650
6 | 29 | 11:00 | 2476 | 2014-06-29 | 11 | 43.19 | 1 | 44.19 | 109414.44
6 | 29 | 12:00 | 2522 | 2014-06-29 | 12 | 46.68 | 1 | 47.68 | 120248.96
6 | 29 | 13:00 | 2592 | 2014-06-29 | 13 | 48.96 | 1 | 49.96 | 129496.32
6 | 29 | 14:00 | 2429 | 2014-06-29 | 14 | 51.24 | 1 | 52.24 | 126890.96
6 | 29 | 15:00 | 1318 | 2014-06-29 | 15 | 55.43 | 1 | 56.43 | 74374.74
6 | 29 | 16:00 | 1165 | 2014-06-29 | 16 | 64.58 | 1 | 65.58 | 76400.7
6 | 29 | 17:00 | 546 | 2014-06-29 | 17 | 57.16 | 1 | 58.16 | 31755.36
6 | 29 | 18:00 | 79 | 2014-06-29 | 18 | 45.84 | 1 | 46.84 | 3700.36
6 | 29 | 19:00 | 3 | 2014-06-29 | 19 | 46.71 | 1 | 47.71 | 143.13
6 | 29 | 20:00 | 0 | 2014-06-29 | 20 | 40.28 | 1 | 41.28 | 0
6 | 29 | 21:00 | 0 | 2014-06-29 | 21 | 52.41 | 1 | 53.41 | 0
6 | 29 | 22:00 | 0 | 2014-06-29 | 22 | 54.07 | 1 | 55.07 | 0
6 | 29 | 23:00 | 0 | 2014-06-29 | 23 | 33.49 | 1 | 34.49 | 0
6 | 29 | 24:00 | 0 | 2014-06-29 | 24 | 31.05 | 1 | 32.05 | 0
6 | 30 | 01:00 | 0 | 2014-06-30 | 1 | 29.49 | 1 | 30.49 | 0
6 | 30 | 02:00 | 0 | 2014-06-30 | 2 | 28.07 | 1 | 29.07 | 0
6 | 30 | 03:00 | 0 | 2014-06-30 | 3 | 27.21 | 1 | 28.21 | 0
6 | 30 | 04:00 | 0 | 2014-06-30 | 4 | 17.04 | 1 | 18.04 | 0
6 | 30 | 05:00 | 0 | 2014-06-30 | 5 | 23.41 | 1 | 24.41 | 0
6 | 30 | 06:00 | 11 | 2014-06-30 | 6 | 19.77 | 1 | 20.77 | 228.47
6 | 30 | 07:00 | 227 | 2014-06-30 | 7 | 24.19 | 1 | 25.19 | 5718.13
6 | 30 | 08:00 | 463 | 2014-06-30 | 8 | 28.79 | 1 | 29.79 | 13792.77
6 | 30 | 09:00 | 694 | 2014-06-30 | 9 | 30.97 | 1 | 31.97 | 22187.18
6 | 30 | 10:00 | 889 | 2014-06-30 | 10 | 30.9 | 1 | 31.9 | 28359.1
6 | 30 | 11:00 | 962 | 2014-06-30 | 11 | 40.36 | 1 | 41.36 | 39788.32
6 | 30 | 12:00 | 1139 | 2014-06-30 | 12 | 52.84 | 1 | 53.84 | 61323.76
6 | 30 | 13:00 | 686 | 2014-06-30 | 13 | 58.3 | 1 | 59.3 | 40679.8
6 | 30 | 14:00 | 1039 | 2014-06-30 | 14 | 61.82 | 1 | 62.82 | 65269.98
6 | 30 | 15:00 | 946 | 2014-06-30 | 15 | 59.89 | 1 | 60.89 | 57601.94
6 | 30 | 16:00 | 796 | 2014-06-30 | 16 | 62.73 | 1 | 63.73 | 50729.08
6 | 30 | 17:00 | 533 | 2014-06-30 | 17 | 70.3 | 1 | 71.3 | 38002.9
6 | 30 | 18:00 | 17 | 2014-06-30 | 18 | 59.1 | 1 | 60.1 | 1021.7
6 | 30 | 19:00 | 3 | 2014-06-30 | 19 | 55.15 | 1 | 56.15 | 168.45
6 | 30 | 20:00 | 0 | 2014-06-30 | 20 | 59.38 | 1 | 60.38 | 0
6 | 30 | 21:00 | 0 | 2014-06-30 | 21 | 57.93 | 1 | 58.93 | 0
6 | 30 | 22:00 | 0 | 2014-06-30 | 22 | 52.59 | 1 | 53.59 | 0
6 | 30 | 23:00 | 0 | 2014-06-30 | 23 | 34.43 | 1 | 35.43 | 0
6 | 30 | 24:00 | 0 | 2014-06-30 | 24 | 35.71 | 1 | 36.71 | 0
7 | 1 | 01:00 | 0 | 2014-07-01 | 1 | 39.44 | 1 | 40.44 | 0
7 | 1 | 02:00 | 0 | 2014-07-01 | 2 | 40.09 | 1 | 41.09 | 0
7 | 1 | 03:00 | 0 | 2014-07-01 | 3 | 40.43 | 1 | 41.43 | 0
7 | 1 | 04:00 | 0 | 2014-07-01 | 4 | 38.07 | 1 | 39.07 | 0
7 | 1 | 05:00 | 0 | 2014-07-01 | 5 | 32.5 | 1 | 33.5 | 0
7 | 1 | 06:00 | 14 | 2014-07-01 | 6 | 27.66 | 1 | 28.66 | 401.24
7 | 1 | 07:00 | 14 | 2014-07-01 | 7 | 24.43 | 1 | 25.43 | 356.02
7 | 1 | 08:00 | 451 | 2014-07-01 | 8 | 33.14 | 1 | 34.14 | 15397.14
7 | 1 | 09:00 | 639 | 2014-07-01 | 9 | 36.26 | 1 | 37.26 | 23809.14
7 | 1 | 10:00 | 1178 | 2014-07-01 | 10 | 39.55 | 1 | 40.55 | 47767.9
7 | 1 | 11:00 | 2332 | 2014-07-01 | 11 | 53.5 | 1 | 54.5 | 127094
7 | 1 | 12:00 | 2286 | 2014-07-01 | 12 | 60.55 | 1 | 61.55 | 140703.3
7 | 1 | 13:00 | 2458 | 2014-07-01 | 13 | 64.5 | 1 | 65.5 | 160999
7 | 1 | 14:00 | 2238 | 2014-07-01 | 14 | 73.5 | 1 | 74.5 | 166731
7 | 1 | 15:00 | 1614 | 2014-07-01 | 15 | 75.54 | 1 | 76.54 | 123535.56
7 | 1 | 16:00 | 1352 | 2014-07-01 | 16 | 82.26 | 1 | 83.26 | 112567.52
7 | 1 | 17:00 | 768 | 2014-07-01 | 17 | 70.53 | 1 | 71.53 | 54935.04
7 | 1 | 18:00 | 145 | 2014-07-01 | 18 | 59.08 | 1 | 60.08 | 8711.6
7 | 1 | 19:00 | 5 | 2014-07-01 | 19 | 68.42 | 1 | 69.42 | 347.1
7 | 1 | 20:00 | 0 | 2014-07-01 | 20 | 60.93 | 1 | 61.93 | 0
7 | 1 | 21:00 | 0 | 2014-07-01 | 21 | 57.62 | 1 | 58.62 | 0
7 | 1 | 22:00 | 0 | 2014-07-01 | 22 | 48.89 | 1 | 49.89 | 0
7 | 1 | 23:00 | 0 | 2014-07-01 | 23 | 42.35 | 1 | 43.35 | 0
7 | 1 | 24:00 | 0 | 2014-07-01 | 24 | 39.51 | 1 | 40.51 | 0
7 | 2 | 01:00 | 0 | 2014-07-02 | 1 | 39.15 | 1 | 40.15 | 0
7 | 2 | 02:00 | 0 | 2014-07-02 | 2 | 38.97 | 1 | 39.97 | 0
7 | 2 | 03:00 | 0 | 2014-07-02 | 3 | 38.13 | 1 | 39.13 | 0
7 | 2 | 04:00 | 0 | 2014-07-02 | 4 | 34.02 | 1 | 35.02 | 0
7 | 2 | 05:00 | 0 | 2014-07-02 | 5 | 31.09 | 1 | 32.09 | 0
7 | 2 | 06:00 | 4 | 2014-07-02 | 6 | 38.04 | 1 | 39.04 | 156.16
7 | 2 | 07:00 | 164 | 2014-07-02 | 7 | 36.71 | 1 | 37.71 | 6184.44
7 | 2 | 08:00 | 464 | 2014-07-02 | 8 | 41.33 | 1 | 42.33 | 19641.12
7 | 2 | 09:00 | 707 | 2014-07-02 | 9 | 47.94 | 1 | 48.94 | 34600.58
7 | 2 | 10:00 | 988 | 2014-07-02 | 10 | 67.75 | 1 | 68.75 | 67925
7 | 2 | 11:00 | 1435 | 2014-07-02 | 11 | 70.32 | 1 | 71.32 | 102344.2
7 | 2 | 12:00 | 1539 | 2014-07-02 | 12 | 75.16 | 1 | 76.16 | 117210.24
7 | 2 | 13:00 | 1925 | 2014-07-02 | 13 | 79.05 | 1 | 80.05 | 154096.25
7 | 2 | 14:00 | 1908 | 2014-07-02 | 14 | 84.71 | 1 | 85.71 | 163534.68
7 | 2 | 15:00 | 1049 | 2014-07-02 | 15 | 95.34 | 1 | 96.34 | 101060.66
7 | 2 | 16:00 | 1265 | 2014-07-02 | 16 | 88.91 | 1 | 89.91 | 113736.15
7 | 2 | 17:00 | 566 | 2014-07-02 | 17 | 69.02 | 1 | 70.02 | 39631.32
7 | 2 | 18:00 | 71 | 2014-07-02 | 18 | 66.2 | 1 | 67.2 | 4771.2
7 | 2 | 19:00 | 4 | 2014-07-02 | 19 | 59.51 | 1 | 60.51 | 242.04
7 | 2 | 20:00 | 0 | 2014-07-02 | 20 | 42.15 | 1 | 43.15 | 0
7 | 2 | 21:00 | 0 | 2014-07-02 | 21 | 42.87 | 1 | 43.87 | 0
7 | 2 | 22:00 | 0 | 2014-07-02 | 22 | 38.34 | 1 | 39.34 | 0
7 | 2 | 23:00 | 0 | 2014-07-02 | 23 | 34.97 | 1 | 35.97 | 0
7 | 2 | 24:00 | 0 | 2014-07-02 | 24 | 27.74 | 1 | 28.74 | 0
7 | 3 | 01:00 | 0 | 2014-07-03 | 1 | 31.72 | 1 | 32.72 | 0
7 | 3 | 02:00 | 0 | 2014-07-03 | 2 | 28.4 | 1 | 29.4 | 0
7 | 3 | 03:00 | 0 | 2014-07-03 | 3 | 25.79 | 1 | 26.79 | 0
7 | 3 | 04:00 | 0 | 2014-07-03 | 4 | 25.66 | 1 | 26.66 | 0
7 | 3 | 05:00 | 0 | 2014-07-03 | 5 | 26.68 | 1 | 27.68 | 0
7 | 3 | 06:00 | 5 | 2014-07-03 | 6 | 29.63 | 1 | 30.63 | 153.15
7 | 3 | 07:00 | 15 | 2014-07-03 | 7 | 31.82 | 1 | 32.82 | 492.3
7 | 3 | 08:00 | 459 | 2014-07-03 | 8 | 35.36 | 1 | 36.36 | 16689.24
7 | 3 | 09:00 | 576 | 2014-07-03 | 9 | 44.72 | 1 | 45.72 | 26334.72
7 | 3 | 10:00 | 964 | 2014-07-03 | 10 | 44.08 | 1 | 45.08 | 43457.12
7 | 3 | 11:00 | 1988 | 2014-07-03 | 11 | 45.77 | 1 | 46.77 | 92978.76
7 | 3 | 12:00 | 2593 | 2014-07-03 | 12 | 50.37 | 1 | 51.37 | 133202.41
7 | 3 | 13:00 | 2425 | 2014-07-03 | 13 | 41.87 | 1 | 42.87 | 103959.75
7 | 3 | 14:00 | 1368 | 2014-07-03 | 14 | 55.09 | 1 | 56.09 | 76731.12
7 | 3 | 15:00 | 1902 | 2014-07-03 | 15 | 70.2 | 1 | 71.2 | 135422.4
7 | 3 | 16:00 | 487 | 2014-07-03 | 16 | 99.45 | 1 | 100.45 | 48919.15
7 | 3 | 17:00 | 288 | 2014-07-03 | 17 | 117.9 | 1 | 118.9 | 34243.2
7 | 3 | 18:00 | 9 | 2014-07-03 | 18 | 50.91 | 1 | 51.91 | 467.19
7 | 3 | 19:00 | 5 | 2014-07-03 | 19 | 38.48 | 1 | 39.48 | 197.4
7 | 3 | 20:00 | 0 | 2014-07-03 | 20 | 27.72 | 1 | 28.72 | 0
7 | 3 | 21:00 | 0 | 2014-07-03 | 21 | 31.69 | 1 | 32.69 | 0
7 | 3 | 22:00 | 0 | 2014-07-03 | 22 | 33.32 | 1 | 34.32 | 0
7 | 3 | 23:00 | 0 | 2014-07-03 | 23 | 29.76 | 1 | 30.76 | 0
7 | 3 | 24:00 | 0 | 2014-07-03 | 24 | 30.04 | 1 | 31.04 | 0
7 | 4 | 01:00 | 0 | 2014-07-04 | 1 | 29.47 | 1 | 30.47 | 0
7 | 4 | 02:00 | 0 | 2014-07-04 | 2 | 28.9 | 1 | 29.9 | 0
7 | 4 | 03:00 | 0 | 2014-07-04 | 3 | 27.26 | 1 | 28.26 | 0
7 | 4 | 04:00 | 0 | 2014-07-04 | 4 | 22.85 | 1 | 23.85 | 0
7 | 4 | 05:00 | 0 | 2014-07-04 | 5 | 22.86 | 1 | 23.86 | 0
7 | 4 | 06:00 | 29 | 2014-07-04 | 6 | 22.73 | 1 | 23.73 | 688.17
7 | 4 | 07:00 | 62 | 2014-07-04 | 7 | 26.24 | 1 | 27.24 | 1688.88
7 | 4 | 08:00 | 475 | 2014-07-04 | 8 | 23.84 | 1 | 24.84 | 11799
7 | 4 | 09:00 | 576 | 2014-07-04 | 9 | 26.17 | 1 | 27.17 | 15649.92
7 | 4 | 10:00 | 929 | 2014-07-04 | 10 | 28.51 | 1 | 29.51 | 27414.79
7 | 4 | 11:00 | 1052 | 2014-07-04 | 11 | 29.49 | 1 | 30.49 | 32075.48
7 | 4 | 12:00 | 969 | 2014-07-04 | 12 | 30.6 | 1 | 31.6 | 30620.4
7 | 4 | 13:00 | 1227 | 2014-07-04 | 13 | 30.68 | 1 | 31.68 | 38871.36
7 | 4 | 14:00 | 529 | 2014-07-04 | 14 | 26.11 | 1 | 27.11 | 14341.19
7 | 4 | 15:00 | 550 | 2014-07-04 | 15 | 21.7 | 1 | 22.7 | 12485
7 | 4 | 16:00 | 432 | 2014-07-04 | 16 | 12.19 | 1 | 13.19 | 5698.08
7 | 4 | 17:00 | 198 | 2014-07-04 | 17 | 18.05 | 1 | 19.05 | 3771.9
7 | 4 | 18:00 | 37 | 2014-07-04 | 18 | 21.4 | 1 | 22.4 | 828.8
7 | 4 | 19:00 | 1 | 2014-07-04 | 19 | 13.62 | 1 | 14.62 | 14.62
7 | 4 | 20:00 | 0 | 2014-07-04 | 20 | 2.75 | 1 | 3.75 | 0
7 | 4 | 21:00 | 0 | 2014-07-04 | 21 | 19.3 | 1 | 20.3 | 0
7 | 4 | 22:00 | 0 | 2014-07-04 | 22 | 15.75 | 1 | 16.75 | 0
7 | 4 | 23:00 | 0 | 2014-07-04 | 23 | 6.34 | 1 | 7.34 | 0
7 | 4 | 24:00 | 0 | 2014-07-04 | 24 | 9.9 | 1 | 10.9 | 0
7 | 5 | 01:00 | 0 | 2014-07-05 | 1 | 0.7 | 1 | 1.7 | 0
7 | 5 | 02:00 | 0 | 2014-07-05 | 2 | 0 | 1 | 1 | 0
7 | 5 | 03:00 | 0 | 2014-07-05 | 3 | 0 | 1 | 1 | 0
7 | 5 | 04:00 | 0 | 2014-07-05 | 4 | 0 | 1 | 1 | 0
7 | 5 | 05:00 | 0 | 2014-07-05 | 5 | 0 | 1 | 1 | 0
7 | 5 | 06:00 | 12 | 2014-07-05 | 6 | 0 | 1 | 1 | 12
7 | 5 | 07:00 | 355 | 2014-07-05 | 7 | 0 | 1 | 1 | 355
7 | 5 | 08:00 | 362 | 2014-07-05 | 8 | 0 | 1 | 1 | 362
7 | 5 | 09:00 | 763 | 2014-07-05 | 9 | 0 | 1 | 1 | 763
7 | 5 | 10:00 | 541 | 2014-07-05 | 10 | 0 | 1 | 1 | 541
7 | 5 | 11:00 | 1096 | 2014-07-05 | 11 | 0 | 1 | 1 | 1096
7 | 5 | 12:00 | 650 | 2014-07-05 | 12 | 0 | 1 | 1 | 650
7 | 5 | 13:00 | 738 | 2014-07-05 | 13 | 0 | 1 | 1 | 738
7 | 5 | 14:00 | 610 | 2014-07-05 | 14 | 0 | 1 | 1 | 610
7 | 5 | 15:00 | 537 | 2014-07-05 | 15 | 0 | 1 | 1 | 537
7 | 5 | 16:00 | 448 | 2014-07-05 | 16 | 0 | 1 | 1 | 448
7 | 5 | 17:00 | 161 | 2014-07-05 | 17 | 0 | 1 | 1 | 161
7 | 5 | 18:00 | 15 | 2014-07-05 | 18 | 0 | 1 | 1 | 15
7 | 5 | 19:00 | 0 | 2014-07-05 | 19 | 20.64 | 1 | 21.64 | 0
7 | 5 | 20:00 | 0 | 2014-07-05 | 20 | 20.35 | 1 | 21.35 | 0
7 | 5 | 21:00 | 0 | 2014-07-05 | 21 | 0 | 1 | 1 | 0
7 | 5 | 22:00 | 0 | 2014-07-05 | 22 | 0 | 1 | 1 | 0
7 | 5 | 23:00 | 0 | 2014-07-05 | 23 | 0 | 1 | 1 | 0
7 | 5 | 24:00 | 0 | 2014-07-05 | 24 | 0 | 1 | 1 | 0
7 | 6 | 01:00 | 0 | 2014-07-06 | 1 | 23.53 | 1 | 24.53 | 0
7 | 6 | 02:00 | 0 | 2014-07-06 | 2 | 2.18 | 1 | 3.18 | 0
7 | 6 | 03:00 | 0 | 2014-07-06 | 3 | 0 | 1 | 1 | 0
7 | 6 | 04:00 | 0 | 2014-07-06 | 4 | 0 | 1 | 1 | 0
7 | 6 | 05:00 | 0 | 2014-07-06 | 5 | 0 | 1 | 1 | 0
7 | 6 | 06:00 | 3 | 2014-07-06 | 6 | 0 | 1 | 1 | 3
7 | 6 | 07:00 | 69 | 2014-07-06 | 7 | 0 | 1 | 1 | 69
7 | 6 | 08:00 | 582 | 2014-07-06 | 8 | 0 | 1 | 1 | 582
7 | 6 | 09:00 | 776 | 2014-07-06 | 9 | 0 | 1 | 1 | 776
7 | 6 | 10:00 | 1648 | 2014-07-06 | 10 | 0 | 1 | 1 | 1648
7 | 6 | 11:00 | 2540 | 2014-07-06 | 11 | 29.32 | 1 | 30.32 | 77012.8
7 | 6 | 12:00 | 2404 | 2014-07-06 | 12 | 32.95 | 1 | 33.95 | 81615.8
7 | 6 | 13:00 | 2320 | 2014-07-06 | 13 | 22.87 | 1 | 23.87 | 55378.4
7 | 6 | 14:00 | 2147 | 2014-07-06 | 14 | 22.55 | 1 | 23.55 | 50561.85
7 | 6 | 15:00 | 1925 | 2014-07-06 | 15 | 24.53 | 1 | 25.53 | 49145.25
7 | 6 | 16:00 | 1153 | 2014-07-06 | 16 | 26.62 | 1 | 27.62 | 31845.86
7 | 6 | 17:00 | 731 | 2014-07-06 | 17 | 30.12 | 1 | 31.12 | 22748.72
7 | 6 | 18:00 | 23 | 2014-07-06 | 18 | 34.05 | 1 | 35.05 | 806.15
7 | 6 | 19:00 | 0 | 2014-07-06 | 19 | 37.95 | 1 | 38.95 | 0
7 | 6 | 20:00 | 0 | 2014-07-06 | 20 | 37.91 | 1 | 38.91 | 0
7 | 6 | 21:00 | 0 | 2014-07-06 | 21 | 32.97 | 1 | 33.97 | 0
7 | 6 | 22:00 | 0 | 2014-07-06 | 22 | 35 | 1 | 36 | 0
7 | 6 | 23:00 | 0 | 2014-07-06 | 23 | 33.11 | 1 | 34.11 | 0
7 | 6 | 24:00 | 0 | 2014-07-06 | 24 | 31.72 | 1 | 32.72 | 0
7 | 7 | 01:00 | 0 | 2014-07-07 | 1 | 29.05 | 1 | 30.05 | 0
7 | 7 | 02:00 | 0 | 2014-07-07 | 2 | 27.86 | 1 | 28.86 | 0
7 | 7 | 03:00 | 0 | 2014-07-07 | 3 | 27.25 | 1 | 28.25 | 0
7 | 7 | 04:00 | 0 | 2014-07-07 | 4 | 24.75 | 1 | 25.75 | 0
7 | 7 | 05:00 | 0 | 2014-07-07 | 5 | 23.59 | 1 | 24.59 | 0
7 | 7 | 06:00 | 7 | 2014-07-07 | 6 | 25.95 | 1 | 26.95 | 188.65
7 | 7 | 07:00 | 378 | 2014-07-07 | 7 | 29.89 | 1 | 30.89 | 11676.42
7 | 7 | 08:00 | 811 | 2014-07-07 | 8 | 34.83 | 1 | 35.83 | 29058.13
7 | 7 | 09:00 | 1282 | 2014-07-07 | 9 | 26.82 | 1 | 27.82 | 35665.24
7 | 7 | 10:00 | 2136 | 2014-07-07 | 10 | 21.84 | 1 | 22.84 | 48786.24
7 | 7 | 11:00 | 2363 | 2014-07-07 | 11 | 41.05 | 1 | 42.05 | 99364.15
7 | 7 | 12:00 | 1630 | 2014-07-07 | 12 | 51.19 | 1 | 52.19 | 85069.7
7 | 7 | 13:00 | 2506 | 2014-07-07 | 13 | 55.93 | 1 | 56.93 | 142666.58
7 | 7 | 14:00 | 2342 | 2014-07-07 | 14 | 53.28 | 1 | 54.28 | 127123.76
7 | 7 | 15:00 | 1691 | 2014-07-07 | 15 | 54.79 | 1 | 55.79 | 94340.89
7 | 7 | 16:00 | 1495 | 2014-07-07 | 16 | 84.84 | 1 | 85.84 | 128330.8
7 | 7 | 17:00 | 805 | 2014-07-07 | 17 | 94.14 | 1 | 95.14 | 76587.7
7 | 7 | 18:00 | 95 | 2014-07-07 | 18 | 56.81 | 1 | 57.81 | 5491.95
7 | 7 | 19:00 | 5 | 2014-07-07 | 19 | 52.09 | 1 | 53.09 | 265.45
7 | 7 | 20:00 | 0 | 2014-07-07 | 20 | 53 | 1 | 54 | 0
7 | 7 | 21:00 | 0 | 2014-07-07 | 21 | 52.44 | 1 | 53.44 | 0
7 | 7 | 22:00 | 0 | 2014-07-07 | 22 | 39.76 | 1 | 40.76 | 0
7 | 7 | 23:00 | 0 | 2014-07-07 | 23 | 35.99 | 1 | 36.99 | 0
7 | 7 | 24:00 | 0 | 2014-07-07 | 24 | 39.18 | 1 | 40.18 | 0
7 | 8 | 01:00 | 0 | 2014-07-08 | 1 | 40.27 | 1 | 41.27 | 0
7 | 8 | 02:00 | 0 | 2014-07-08 | 2 | 39.34 | 1 | 40.34 | 0
7 | 8 | 03:00 | 0 | 2014-07-08 | 3 | 35.1 | 1 | 36.1 | 0
7 | 8 | 04:00 | 0 | 2014-07-08 | 4 | 29.59 | 1 | 30.59 | 0
7 | 8 | 05:00 | 0 | 2014-07-08 | 5 | 27.16 | 1 | 28.16 | 0
7 | 8 | 06:00 | 9 | 2014-07-08 | 6 | 31.32 | 1 | 32.32 | 290.88
7 | 8 | 07:00 | 377 | 2014-07-08 | 7 | 30.31 | 1 | 31.31 | 11803.87
7 | 8 | 08:00 | 853 | 2014-07-08 | 8 | 26.39 | 1 | 27.39 | 23363.67
7 | 8 | 09:00 | 1339 | 2014-07-08 | 9 | 30.74 | 1 | 31.74 | 42499.86
7 | 8 | 10:00 | 1595 | 2014-07-08 | 10 | 36.16 | 1 | 37.16 | 59270.2
7 | 8 | 11:00 | 1993 | 2014-07-08 | 11 | 41.78 | 1 | 42.78 | 85260.54
7 | 8 | 12:00 | 2494 | 2014-07-08 | 12 | 47.79 | 1 | 48.79 | 121682.26
7 | 8 | 13:00 | 2504 | 2014-07-08 | 13 | 48.13 | 1 | 49.13 | 123021.52
7 | 8 | 14:00 | 2282 | 2014-07-08 | 14 | 64.39 | 1 | 65.39 | 149219.98
7 | 8 | 15:00 | 1845 | 2014-07-08 | 15 | 65.97 | 1 | 66.97 | 123559.65
7 | 8 | 16:00 | 1412 | 2014-07-08 | 16 | 67.29 | 1 | 68.29 | 96425.48
7 | 8 | 17:00 | 752 | 2014-07-08 | 17 | 76.17 | 1 | 77.17 | 58031.84
7 | 8 | 18:00 | 69 | 2014-07-08 | 18 | 66.41 | 1 | 67.41 | 4651.29
7 | 8 | 19:00 | 1 | 2014-07-08 | 19 | 62.85 | 1 | 63.85 | 63.85
7 | 8 | 20:00 | 0 | 2014-07-08 | 20 | 56.91 | 1 | 57.91 | 0
7 | 8 | 21:00 | 0 | 2014-07-08 | 21 | 52.01 | 1 | 53.01 | 0
7 | 8 | 22:00 | 0 | 2014-07-08 | 22 | 41.03 | 1 | 42.03 | 0
7 | 8 | 23:00 | 0 | 2014-07-08 | 23 | 38.23 | 1 | 39.23 | 0
7 | 8 | 24:00 | 0 | 2014-07-08 | 24 | 34.82 | 1 | 35.82 | 0
7 | 9 | 01:00 | 0 | 2014-07-09 | 1 | 26.75 | 1 | 27.75 | 0
7 | 9 | 02:00 | 0 | 2014-07-09 | 2 | 25.85 | 1 | 26.85 | 0
7 | 9 | 03:00 | 0 | 2014-07-09 | 3 | 23.11 | 1 | 24.11 | 0
7 | 9 | 04:00 | 0 | 2014-07-09 | 4 | 10.52 | 1 | 11.52 | 0
7 | 9 | 05:00 | 0 | 2014-07-09 | 5 | 11.45 | 1 | 12.45 | 0
7 | 9 | 06:00 | 6 | 2014-07-09 | 6 | 24.36 | 1 | 25.36 | 152.16
7 | 9 | 07:00 | 364 | 2014-07-09 | 7 | 29.16 | 1 | 30.16 | 10978.24
7 | 9 | 08:00 | 991 | 2014-07-09 | 8 | 28.97 | 1 | 29.97 | 29700.27
7 | 9 | 09:00 | 1630 | 2014-07-09 | 9 | 33.15 | 1 | 34.15 | 55664.5
7 | 9 | 10:00 | 2119 | 2014-07-09 | 10 | 39.14 | 1 | 40.14 | 85056.66
7 | 9 | 11:00 | 2413 | 2014-07-09 | 11 | 41.01 | 1 | 42.01 | 101370.13
7 | 9 | 12:00 | 2458 | 2014-07-09 | 12 | 39.15 | 1 | 40.15 | 98688.7
7 | 9 | 13:00 | 2376 | 2014-07-09 | 13 | 40.43 | 1 | 41.43 | 98437.68
7 | 9 | 14:00 | 1937 | 2014-07-09 | 14 | 41.44 | 1 | 42.44 | 82206.28
7 | 9 | 15:00 | 1770 | 2014-07-09 | 15 | 44.1 | 1 | 45.1 | 79827
7 | 9 | 16:00 | 1160 | 2014-07-09 | 16 | 50.03 | 1 | 51.03 | 59194.8
7 | 9 | 17:00 | 765 | 2014-07-09 | 17 | 56.28 | 1 | 57.28 | 43819.2
7 | 9 | 18:00 | 103 | 2014-07-09 | 18 | 57.62 | 1 | 58.62 | 6037.86
7 | 9 | 19:00 | 0 | 2014-07-09 | 19 | 41.65 | 1 | 42.65 | 0
7 | 9 | 20:00 | 0 | 2014-07-09 | 20 | 40.9 | 1 | 41.9 | 0
7 | 9 | 21:00 | 0 | 2014-07-09 | 21 | 37.65 | 1 | 38.65 | 0
7 | 9 | 22:00 | 0 | 2014-07-09 | 22 | 42.04 | 1 | 43.04 | 0
7 | 9 | 23:00 | 0 | 2014-07-09 | 23 | 39.71 | 1 | 40.71 | 0
7 | 9 | 24:00 | 0 | 2014-07-09 | 24 | 34.81 | 1 | 35.81 | 0
7 | 10 | 01:00 | 0 | 2014-07-10 | 1 | 29.12 | 1 | 30.12 | 0
7 | 10 | 02:00 | 0 | 2014-07-10 | 2 | 25.89 | 1 | 26.89 | 0
7 | 10 | 03:00 | 0 | 2014-07-10 | 3 | 25.66 | 1 | 26.66 | 0
7 | 10 | 04:00 | 0 | 2014-07-10 | 4 | 24.75 | 1 | 25.75 | 0
7 | 10 | 05:00 | 0 | 2014-07-10 | 5 | 24.75 | 1 | 25.75 | 0
7 | 10 | 06:00 | 2 | 2014-07-10 | 6 | 24.78 | 1 | 25.78 | 51.56
7 | 10 | 07:00 | 301 | 2014-07-10 | 7 | 29.45 | 1 | 30.45 | 9165.45
7 | 10 | 08:00 | 1057 | 2014-07-10 | 8 | 25.23 | 1 | 26.23 | 27725.11
7 | 10 | 09:00 | 1747 | 2014-07-10 | 9 | 21.11 | 1 | 22.11 | 38626.17
7 | 10 | 10:00 | 2244 | 2014-07-10 | 10 | 22.67 | 1 | 23.67 | 53115.48
7 | 10 | 11:00 | 2578 | 2014-07-10 | 11 | 25.59 | 1 | 26.59 | 68549.02
7 | 10 | 12:00 | 2728 | 2014-07-10 | 12 | 26.99 | 1 | 27.99 | 76356.72
7 | 10 | 13:00 | 2715 | 2014-07-10 | 13 | 26.65 | 1 | 27.65 | 75069.75
7 | 10 | 14:00 | 2499 | 2014-07-10 | 14 | 26.7 | 1 | 27.7 | 69222.3
7 | 10 | 15:00 | 2103 | 2014-07-10 | 15 | 28.67 | 1 | 29.67 | 62396.01
7 | 10 | 16:00 | 1529 | 2014-07-10 | 16 | 29.69 | 1 | 30.69 | 46925.01
7 | 10 | 17:00 | 801 | 2014-07-10 | 17 | 36.91 | 1 | 37.91 | 30365.91
7 | 10 | 18:00 | 36 | 2014-07-10 | 18 | 39.78 | 1 | 40.78 | 1468.08
7 | 10 | 19:00 | 1 | 2014-07-10 | 19 | 36.93 | 1 | 37.93 | 37.93
7 | 10 | 20:00 | 0 | 2014-07-10 | 20 | 31.88 | 1 | 32.88 | 0
7 | 10 | 21:00 | 0 | 2014-07-10 | 21 | 27.32 | 1 | 28.32 | 0
7 | 10 | 22:00 | 0 | 2014-07-10 | 22 | 28.27 | 1 | 29.27 | 0
7 | 10 | 23:00 | 0 | 2014-07-10 | 23 | 24.33 | 1 | 25.33 | 0
7 | 10 | 24:00 | 0 | 2014-07-10 | 24 | 24.85 | 1 | 25.85 | 0
7 | 11 | 01:00 | 0 | 2014-07-11 | 1 | 22.13 | 1 | 23.13 | 0
7 | 11 | 02:00 | 0 | 2014-07-11 | 2 | 20.72 | 1 | 21.72 | 0
7 | 11 | 03:00 | 0 | 2014-07-11 | 3 | 18.05 | 1 | 19.05 | 0
7 | 11 | 04:00 | 0 | 2014-07-11 | 4 | 18.43 | 1 | 19.43 | 0
7 | 11 | 05:00 | 0 | 2014-07-11 | 5 | 19.46 | 1 | 20.46 | 0
7 | 11 | 06:00 | 2 | 2014-07-11 | 6 | 20.31 | 1 | 21.31 | 42.62
7 | 11 | 07:00 | 306 | 2014-07-11 | 7 | 24.28 | 1 | 25.28 | 7735.68
7 | 11 | 08:00 | 959 | 2014-07-11 | 8 | 22.27 | 1 | 23.27 | 22315.93
7 | 11 | 09:00 | 1538 | 2014-07-11 | 9 | 25.76 | 1 | 26.76 | 41156.88
7 | 11 | 10:00 | 1924 | 2014-07-11 | 10 | 28.88 | 1 | 29.88 | 57489.12
7 | 11 | 11:00 | 2361 | 2014-07-11 | 11 | 28.85 | 1 | 29.85 | 70475.85
7 | 11 | 12:00 | 2539 | 2014-07-11 | 12 | 30.72 | 1 | 31.72 | 80537.08
7 | 11 | 13:00 | 2548 | 2014-07-11 | 13 | 31.65 | 1 | 32.65 | 83192.2
7 | 11 | 14:00 | 1868 | 2014-07-11 | 14 | 37.36 | 1 | 38.36 | 71656.48
7 | 11 | 15:00 | 1897 | 2014-07-11 | 15 | 39.64 | 1 | 40.64 | 77094.08
7 | 11 | 16:00 | 1442 | 2014-07-11 | 16 | 39.1 | 1 | 40.1 | 57824.2
7 | 11 | 17:00 | 774 | 2014-07-11 | 17 | 40.06 | 1 | 41.06 | 31780.44
7 | 11 | 18:00 | 92 | 2014-07-11 | 18 | 39.59 | 1 | 40.59 | 3734.28
7 | 11 | 19:00 | 2 | 2014-07-11 | 19 | 34.11 | 1 | 35.11 | 70.22
7 | 11 | 20:00 | 0 | 2014-07-11 | 20 | 30.93 | 1 | 31.93 | 0
7 | 11 | 21:00 | 0 | 2014-07-11 | 21 | 26.89 | 1 | 27.89 | 0
7 | 11 | 22:00 | 0 | 2014-07-11 | 22 | 28.07 | 1 | 29.07 | 0
7 | 11 | 23:00 | 0 | 2014-07-11 | 23 | 25.95 | 1 | 26.95 | 0
7 | 11 | 24:00 | 0 | 2014-07-11 | 24 | 30.34 | 1 | 31.34 | 0
7 | 12 | 01:00 | 0 | 2014-07-12 | 1 | 23.53 | 1 | 24.53 | 0
7 | 12 | 02:00 | 0 | 2014-07-12 | 2 | 41.79 | 1 | 42.79 | 0
7 | 12 | 03:00 | 0 | 2014-07-12 | 3 | 26.99 | 1 | 27.99 | 0
7 | 12 | 04:00 | 0 | 2014-07-12 | 4 | 21.55 | 1 | 22.55 | 0
7 | 12 | 05:00 | 0 | 2014-07-12 | 5 | 17.42 | 1 | 18.42 | 0
7 | 12 | 06:00 | 11 | 2014-07-12 | 6 | 17.24 | 1 | 18.24 | 200.64
7 | 12 | 07:00 | 377 | 2014-07-12 | 7 | 18.99 | 1 | 19.99 | 7536.23
7 | 12 | 08:00 | 848 | 2014-07-12 | 8 | 20.04 | 1 | 21.04 | 17841.92
7 | 12 | 09:00 | 1421 | 2014-07-12 | 9 | 28.51 | 1 | 29.51 | 41933.71
7 | 12 | 10:00 | 1459 | 2014-07-12 | 10 | 30.21 | 1 | 31.21 | 45535.39
7 | 12 | 11:00 | 2449 | 2014-07-12 | 11 | 27.42 | 1 | 28.42 | 69600.58
7 | 12 | 12:00 | 2541 | 2014-07-12 | 12 | 34.29 | 1 | 35.29 | 89671.89
7 | 12 | 13:00 | 2421 | 2014-07-12 | 13 | 38.92 | 1 | 39.92 | 96646.32
7 | 12 | 14:00 | 2222 | 2014-07-12 | 14 | 24.53 | 1 | 25.53 | 56727.66
7 | 12 | 15:00 | 1867 | 2014-07-12 | 15 | 28.7 | 1 | 29.7 | 55449.9
7 | 12 | 16:00 | 854 | 2014-07-12 | 16 | 41.22 | 1 | 42.22 | 36055.88
7 | 12 | 17:00 | 561 | 2014-07-12 | 17 | 109.35 | 1 | 110.35 | 61906.35
7 | 12 | 18:00 | 206 | 2014-07-12 | 18 | 52.53 | 1 | 53.53 | 11027.18
7 | 12 | 19:00 | 3 | 2014-07-12 | 19 | 44.42 | 1 | 45.42 | 136.26
7 | 12 | 20:00 | 0 | 2014-07-12 | 20 | 42.02 | 1 | 43.02 | 0
7 | 12 | 21:00 | 0 | 2014-07-12 | 21 | 32.92 | 1 | 33.92 | 0
7 | 12 | 22:00 | 0 | 2014-07-12 | 22 | 31.22 | 1 | 32.22 | 0
7 | 12 | 23:00 | 0 | 2014-07-12 | 23 | 29.18 | 1 | 30.18 | 0
7 | 12 | 24:00 | 0 | 2014-07-12 | 24 | 40.76 | 1 | 41.76 | 0
7 | 13 | 01:00 | 0 | 2014-07-13 | 1 | 35.95 | 1 | 36.95 | 0
7 | 13 | 02:00 | 0 | 2014-07-13 | 2 | 24.98 | 1 | 25.98 | 0
7 | 13 | 03:00 | 0 | 2014-07-13 | 3 | 27.71 | 1 | 28.71 | 0
7 | 13 | 04:00 | 0 | 2014-07-13 | 4 | 27.95 | 1 | 28.95 | 0
7 | 13 | 05:00 | 0 | 2014-07-13 | 5 | 27 | 1 | 28 | 0
7 | 13 | 06:00 | 2 | 2014-07-13 | 6 | 24.99 | 1 | 25.99 | 51.98
7 | 13 | 07:00 | 154 | 2014-07-13 | 7 | 22.77 | 1 | 23.77 | 3660.58
7 | 13 | 08:00 | 684 | 2014-07-13 | 8 | 25.87 | 1 | 26.87 | 18379.08
7 | 13 | 09:00 | 689 | 2014-07-13 | 9 | 23.31 | 1 | 24.31 | 16749.59
7 | 13 | 10:00 | 749 | 2014-07-13 | 10 | 22.08 | 1 | 23.08 | 17286.92
7 | 13 | 11:00 | 936 | 2014-07-13 | 11 | 22.05 | 1 | 23.05 | 21574.8
7 | 13 | 12:00 | 544 | 2014-07-13 | 12 | 22.71 | 1 | 23.71 | 12898.24
7 | 13 | 13:00 | 514 | 2014-07-13 | 13 | 24.06 | 1 | 25.06 | 12880.84
7 | 13 | 14:00 | 1364 | 2014-07-13 | 14 | 30.21 | 1 | 31.21 | 42570.44
7 | 13 | 15:00 | 1731 | 2014-07-13 | 15 | 38.58 | 1 | 39.58 | 68512.98
7 | 13 | 16:00 | 1447 | 2014-07-13 | 16 | 42.17 | 1 | 43.17 | 62466.99
7 | 13 | 17:00 | 796 | 2014-07-13 | 17 | 53.34 | 1 | 54.34 | 43254.64
7 | 13 | 18:00 | 89 | 2014-07-13 | 18 | 151.73 | 1 | 152.73 | 13592.97
7 | 13 | 19:00 | 2 | 2014-07-13 | 19 | 61.72 | 1 | 62.72 | 125.44
7 | 13 | 20:00 | 0 | 2014-07-13 | 20 | 56.69 | 1 | 57.69 | 0
7 | 13 | 21:00 | 0 | 2014-07-13 | 21 | 106.22 | 1 | 107.22 | 0
7 | 13 | 22:00 | 0 | 2014-07-13 | 22 | 54.12 | 1 | 55.12 | 0
7 | 13 | 23:00 | 0 | 2014-07-13 | 23 | 52.02 | 1 | 53.02 | 0
7 | 13 | 24:00 | 0 | 2014-07-13 | 24 | 52.01 | 1 | 53.01 | 0
7 | 14 | 01:00 | 0 | 2014-07-14 | 1 | 71.12 | 1 | 72.12 | 0
7 | 14 | 02:00 | 0 | 2014-07-14 | 2 | 53.61 | 1 | 54.61 | 0
7 | 14 | 03:00 | 0 | 2014-07-14 | 3 | 42.45 | 1 | 43.45 | 0
7 | 14 | 04:00 | 0 | 2014-07-14 | 4 | 29.05 | 1 | 30.05 | 0
7 | 14 | 05:00 | 0 | 2014-07-14 | 5 | 37.44 | 1 | 38.44 | 0
7 | 14 | 06:00 | 11 | 2014-07-14 | 6 | 46.36 | 1 | 47.36 | 520.96
7 | 14 | 07:00 | 16 | 2014-07-14 | 7 | 56.76 | 1 | 57.76 | 924.16
7 | 14 | 08:00 | 1021 | 2014-07-14 | 8 | 56.62 | 1 | 57.62 | 58830.02
7 | 14 | 09:00 | 1618 | 2014-07-14 | 9 | 50.79 | 1 | 51.79 | 83796.22
7 | 14 | 10:00 | 1444 | 2014-07-14 | 10 | 58.5 | 1 | 59.5 | 85918
7 | 14 | 11:00 | 957 | 2014-07-14 | 11 | 54.99 | 1 | 55.99 | 53582.43
7 | 14 | 12:00 | 1269 | 2014-07-14 | 12 | 60.71 | 1 | 61.71 | 78309.99
7 | 14 | 13:00 | 1022 | 2014-07-14 | 13 | 67.58 | 1 | 68.58 | 70088.76
7 | 14 | 14:00 | 969 | 2014-07-14 | 14 | 59.69 | 1 | 60.69 | 58808.61
7 | 14 | 15:00 | 446 | 2014-07-14 | 15 | 58.36 | 1 | 59.36 | 26474.56
7 | 14 | 16:00 | 946 | 2014-07-14 | 16 | 61.33 | 1 | 62.33 | 58964.18
7 | 14 | 17:00 | 684 | 2014-07-14 | 17 | 66.4 | 1 | 67.4 | 46101.6
7 | 14 | 18:00 | 152 | 2014-07-14 | 18 | 60.56 | 1 | 61.56 | 9357.12
7 | 14 | 19:00 | 4 | 2014-07-14 | 19 | 58.43 | 1 | 59.43 | 237.72
7 | 14 | 20:00 | 0 | 2014-07-14 | 20 | 53.62 | 1 | 54.62 | 0
7 | 14 | 21:00 | 0 | 2014-07-14 | 21 | 50.13 | 1 | 51.13 | 0
7 | 14 | 22:00 | 0 | 2014-07-14 | 22 | 38.01 | 1 | 39.01 | 0
7 | 14 | 23:00 | 0 | 2014-07-14 | 23 | 31.59 | 1 | 32.59 | 0
7 | 14 | 24:00 | 0 | 2014-07-14 | 24 | 34.37 | 1 | 35.37 | 0
7 | 15 | 01:00 | 0 | 2014-07-15 | 1 | 39.38 | 1 | 40.38 | 0
7 | 15 | 02:00 | 0 | 2014-07-15 | 2 | 36.2 | 1 | 37.2 | 0
7 | 15 | 03:00 | 0 | 2014-07-15 | 3 | 34.97 | 1 | 35.97 | 0
7 | 15 | 04:00 | 0 | 2014-07-15 | 4 | 32.62 | 1 | 33.62 | 0
7 | 15 | 05:00 | 0 | 2014-07-15 | 5 | 33.47 | 1 | 34.47 | 0
7 | 15 | 06:00 | 2 | 2014-07-15 | 6 | 45.89 | 1 | 46.89 | 93.78
7 | 15 | 07:00 | 305 | 2014-07-15 | 7 | 38.52 | 1 | 39.52 | 12053.6
7 | 15 | 08:00 | 1079 | 2014-07-15 | 8 | 36.21 | 1 | 37.21 | 40149.59
7 | 15 | 09:00 | 1811 | 2014-07-15 | 9 | 32.91 | 1 | 33.91 | 61411.01
7 | 15 | 10:00 | 2342 | 2014-07-15 | 10 | 36.15 | 1 | 37.15 | 87005.3
7 | 15 | 11:00 | 2569 | 2014-07-15 | 11 | 51.95 | 1 | 52.95 | 136028.55
7 | 15 | 12:00 | 1882 | 2014-07-15 | 12 | 63.66 | 1 | 64.66 | 121690.12
7 | 15 | 13:00 | 2608 | 2014-07-15 | 13 | 61.63 | 1 | 62.63 | 163339.04
7 | 15 | 14:00 | 2236 | 2014-07-15 | 14 | 48.68 | 1 | 49.68 | 111084.48
7 | 15 | 15:00 | 1810 | 2014-07-15 | 15 | 44.45 | 1 | 45.45 | 82264.5
7 | 15 | 16:00 | 1591 | 2014-07-15 | 16 | 49.98 | 1 | 50.98 | 81109.18
7 | 15 | 17:00 | 832 | 2014-07-15 | 17 | 51.66 | 1 | 52.66 | 43813.12
7 | 15 | 18:00 | 46 | 2014-07-15 | 18 | 49.22 | 1 | 50.22 | 2310.12
7 | 15 | 19:00 | 1 | 2014-07-15 | 19 | 51.82 | 1 | 52.82 | 52.82
7 | 15 | 20:00 | 0 | 2014-07-15 | 20 | 46.85 | 1 | 47.85 | 0
7 | 15 | 21:00 | 0 | 2014-07-15 | 21 | 45.12 | 1 | 46.12 | 0
7 | 15 | 22:00 | 0 | 2014-07-15 | 22 | 40.94 | 1 | 41.94 | 0
7 | 15 | 23:00 | 0 | 2014-07-15 | 23 | 29.67 | 1 | 30.67 | 0
7 | 15 | 24:00 | 0 | 2014-07-15 | 24 | 35.99 | 1 | 36.99 | 0
7 | 16 | 01:00 | 0 | 2014-07-16 | 1 | 30.73 | 1 | 31.73 | 0
7 | 16 | 02:00 | 0 | 2014-07-16 | 2 | 27.01 | 1 | 28.01 | 0
7 | 16 | 03:00 | 0 | 2014-07-16 | 3 | 26.88 | 1 | 27.88 | 0
7 | 16 | 04:00 | 0 | 2014-07-16 | 4 | 26.59 | 1 | 27.59 | 0
7 | 16 | 05:00 | 0 | 2014-07-16 | 5 | 28.91 | 1 | 29.91 | 0
7 | 16 | 06:00 | 2 | 2014-07-16 | 6 | 34.32 | 1 | 35.32 | 70.64
7 | 16 | 07:00 | 187 | 2014-07-16 | 7 | 32.26 | 1 | 33.26 | 6219.62
7 | 16 | 08:00 | 1066 | 2014-07-16 | 8 | 55.32 | 1 | 56.32 | 60037.12
7 | 16 | 09:00 | 1768 | 2014-07-16 | 9 | 38.62 | 1 | 39.62 | 70048.16
7 | 16 | 10:00 | 2242 | 2014-07-16 | 10 | 31.46 | 1 | 32.46 | 72775.32
7 | 16 | 11:00 | 2445 | 2014-07-16 | 11 | 31.23 | 1 | 32.23 | 78802.35
7 | 16 | 12:00 | 2552 | 2014-07-16 | 12 | 30.72 | 1 | 31.72 | 80949.44
7 | 16 | 13:00 | 2354 | 2014-07-16 | 13 | 31.17 | 1 | 32.17 | 75728.18
7 | 16 | 14:00 | 2088 | 2014-07-16 | 14 | 31.08 | 1 | 32.08 | 66983.04
7 | 16 | 15:00 | 2014 | 2014-07-16 | 15 | 30.78 | 1 | 31.78 | 64004.92
7 | 16 | 16:00 | 1466 | 2014-07-16 | 16 | 29.04 | 1 | 30.04 | 44038.64
7 | 16 | 17:00 | 802 | 2014-07-16 | 17 | 30.13 | 1 | 31.13 | 24966.26
7 | 16 | 18:00 | 27 | 2014-07-16 | 18 | 31.62 | 1 | 32.62 | 880.74
7 | 16 | 19:00 | 0 | 2014-07-16 | 19 | 33.25 | 1 | 34.25 | 0
7 | 16 | 20:00 | 0 | 2014-07-16 | 20 | 32.51 | 1 | 33.51 | 0
7 | 16 | 21:00 | 0 | 2014-07-16 | 21 | 35.8 | 1 | 36.8 | 0
7 | 16 | 22:00 | 0 | 2014-07-16 | 22 | 40.91 | 1 | 41.91 | 0
7 | 16 | 23:00 | 0 | 2014-07-16 | 23 | 31.27 | 1 | 32.27 | 0
7 | 16 | 24:00 | 0 | 2014-07-16 | 24 | 31.71 | 1 | 32.71 | 0
7 | 17 | 01:00 | 0 | 2014-07-17 | 1 | 33.93 | 1 | 34.93 | 0
7 | 17 | 02:00 | 0 | 2014-07-17 | 2 | 31.34 | 1 | 32.34 | 0
7 | 17 | 03:00 | 0 | 2014-07-17 | 3 | 25.06 | 1 | 26.06 | 0
7 | 17 | 04:00 | 0 | 2014-07-17 | 4 | 21.33 | 1 | 22.33 | 0
7 | 17 | 05:00 | 0 | 2014-07-17 | 5 | 20.5 | 1 | 21.5 | 0
7 | 17 | 06:00 | 7 | 2014-07-17 | 6 | 21.04 | 1 | 22.04 | 154.28
7 | 17 | 07:00 | 266 | 2014-07-17 | 7 | 20.48 | 1 | 21.48 | 5713.68
7 | 17 | 08:00 | 1018 | 2014-07-17 | 8 | 19.93 | 1 | 20.93 | 21306.74
7 | 17 | 09:00 | 1733 | 2014-07-17 | 9 | 22.31 | 1 | 23.31 | 40396.23
7 | 17 | 10:00 | 2217 | 2014-07-17 | 10 | 23.68 | 1 | 24.68 | 54715.56
7 | 17 | 11:00 | 2357 | 2014-07-17 | 11 | 26.17 | 1 | 27.17 | 64039.69
7 | 17 | 12:00 | 2564 | 2014-07-17 | 12 | 28.05 | 1 | 29.05 | 74484.2
7 | 17 | 13:00 | 2393 | 2014-07-17 | 13 | 29.26 | 1 | 30.26 | 72412.18
7 | 17 | 14:00 | 2092 | 2014-07-17 | 14 | 26.57 | 1 | 27.57 | 57676.44
7 | 17 | 15:00 | 1649 | 2014-07-17 | 15 | 30.33 | 1 | 31.33 | 51663.17
7 | 17 | 16:00 | 1567 | 2014-07-17 | 16 | 31.41 | 1 | 32.41 | 50786.47
7 | 17 | 17:00 | 780 | 2014-07-17 | 17 | 26.19 | 1 | 27.19 | 21208.2
7 | 17 | 18:00 | 120 | 2014-07-17 | 18 | 29.25 | 1 | 30.25 | 3630
7 | 17 | 19:00 | 3 | 2014-07-17 | 19 | 26.29 | 1 | 27.29 | 81.87
7 | 17 | 20:00 | 0 | 2014-07-17 | 20 | 23.6 | 1 | 24.6 | 0
7 | 17 | 21:00 | 0 | 2014-07-17 | 21 | 22.86 | 1 | 23.86 | 0
7 | 17 | 22:00 | 0 | 2014-07-17 | 22 | 23.72 | 1 | 24.72 | 0
7 | 17 | 23:00 | 0 | 2014-07-17 | 23 | 15.16 | 1 | 16.16 | 0
7 | 17 | 24:00 | 0 | 2014-07-17 | 24 | 23.94 | 1 | 24.94 | 0
7 | 18 | 01:00 | 0 | 2014-07-18 | 1 | 20.96 | 1 | 21.96 | 0
7 | 18 | 02:00 | 0 | 2014-07-18 | 2 | 17.85 | 1 | 18.85 | 0
7 | 18 | 03:00 | 0 | 2014-07-18 | 3 | 16.58 | 1 | 17.58 | 0
7 | 18 | 04:00 | 0 | 2014-07-18 | 4 | 16.1 | 1 | 17.1 | 0
7 | 18 | 05:00 | 0 | 2014-07-18 | 5 | 17.92 | 1 | 18.92 | 0
7 | 18 | 06:00 | 16 | 2014-07-18 | 6 | 18.02 | 1 | 19.02 | 304.32
7 | 18 | 07:00 | 329 | 2014-07-18 | 7 | 20.27 | 1 | 21.27 | 6997.83
7 | 18 | 08:00 | 650 | 2014-07-18 | 8 | 21.09 | 1 | 22.09 | 14358.5
7 | 18 | 09:00 | 1615 | 2014-07-18 | 9 | 27.64 | 1 | 28.64 | 46253.6
7 | 18 | 10:00 | 1656 | 2014-07-18 | 10 | 31.38 | 1 | 32.38 | 53621.28
7 | 18 | 11:00 | 2292 | 2014-07-18 | 11 | 26.3 | 1 | 27.3 | 62571.6
7 | 18 | 12:00 | 2088 | 2014-07-18 | 12 | 23.41 | 1 | 24.41 | 50968.08
7 | 18 | 13:00 | 1478 | 2014-07-18 | 13 | 23.72 | 1 | 24.72 | 36536.16
7 | 18 | 14:00 | 1291 | 2014-07-18 | 14 | 25.18 | 1 | 26.18 | 33798.38
7 | 18 | 15:00 | 514 | 2014-07-18 | 15 | 28.55 | 1 | 29.55 | 15188.7
7 | 18 | 16:00 | 902 | 2014-07-18 | 16 | 32.08 | 1 | 33.08 | 29838.16
7 | 18 | 17:00 | 550 | 2014-07-18 | 17 | 38.79 | 1 | 39.79 | 21884.5
7 | 18 | 18:00 | 200 | 2014-07-18 | 18 | 37.19 | 1 | 38.19 | 7638
7 | 18 | 19:00 | 2 | 2014-07-18 | 19 | 27.52 | 1 | 28.52 | 57.04
7 | 18 | 20:00 | 0 | 2014-07-18 | 20 | 23.89 | 1 | 24.89 | 0
7 | 18 | 21:00 | 0 | 2014-07-18 | 21 | 24.96 | 1 | 25.96 | 0
7 | 18 | 22:00 | 0 | 2014-07-18 | 22 | 24.25 | 1 | 25.25 | 0
7 | 18 | 23:00 | 0 | 2014-07-18 | 23 | 24.04 | 1 | 25.04 | 0
7 | 18 | 24:00 | 0 | 2014-07-18 | 24 | 29.13 | 1 | 30.13 | 0
7 | 19 | 01:00 | 0 | 2014-07-19 | 1 | 27.35 | 1 | 28.35 | 0
7 | 19 | 02:00 | 0 | 2014-07-19 | 2 | 22.27 | 1 | 23.27 | 0
7 | 19 | 03:00 | 0 | 2014-07-19 | 3 | 16.88 | 1 | 17.88 | 0
7 | 19 | 04:00 | 0 | 2014-07-19 | 4 | 16.84 | 1 | 17.84 | 0
7 | 19 | 05:00 | 0 | 2014-07-19 | 5 | 17.07 | 1 | 18.07 | 0
7 | 19 | 06:00 | 7 | 2014-07-19 | 6 | 17.77 | 1 | 18.77 | 131.39
7 | 19 | 07:00 | 394 | 2014-07-19 | 7 | 15.8 | 1 | 16.8 | 6619.2
7 | 19 | 08:00 | 414 | 2014-07-19 | 8 | 16.81 | 1 | 17.81 | 7373.34
7 | 19 | 09:00 | 890 | 2014-07-19 | 9 | 22.47 | 1 | 23.47 | 20888.3
7 | 19 | 10:00 | 1270 | 2014-07-19 | 10 | 22.54 | 1 | 23.54 | 29895.8
7 | 19 | 11:00 | 1419 | 2014-07-19 | 11 | 24.49 | 1 | 25.49 | 36170.31
7 | 19 | 12:00 | 2362 | 2014-07-19 | 12 | 26.24 | 1 | 27.24 | 64340.88
7 | 19 | 13:00 | 2426 | 2014-07-19 | 13 | 24.68 | 1 | 25.68 | 62299.68
7 | 19 | 14:00 | 2320 | 2014-07-19 | 14 | 20.98 | 1 | 21.98 | 50993.6
7 | 19 | 15:00 | 2005 | 2014-07-19 | 15 | 19.52 | 1 | 20.52 | 41142.6
7 | 19 | 16:00 | 1406 | 2014-07-19 | 16 | 18.39 | 1 | 19.39 | 27262.34
7 | 19 | 17:00 | 754 | 2014-07-19 | 17 | 15.33 | 1 | 16.33 | 12312.82
7 | 19 | 18:00 | 45 | 2014-07-19 | 18 | 17.91 | 1 | 18.91 | 850.95
7 | 19 | 19:00 | 1 | 2014-07-19 | 19 | 15.67 | 1 | 16.67 | 16.67
7 | 19 | 20:00 | 0 | 2014-07-19 | 20 | 19.07 | 1 | 20.07 | 0
7 | 19 | 21:00 | 0 | 2014-07-19 | 21 | 19.37 | 1 | 20.37 | 0
7 | 19 | 22:00 | 0 | 2014-07-19 | 22 | 20.95 | 1 | 21.95 | 0
7 | 19 | 23:00 | 0 | 2014-07-19 | 23 | 19.75 | 1 | 20.75 | 0
7 | 19 | 24:00 | 0 | 2014-07-19 | 24 | 21.5 | 1 | 22.5 | 0
7 | 20 | 01:00 | 0 | 2014-07-20 | 1 | 23.17 | 1 | 24.17 | 0
7 | 20 | 02:00 | 0 | 2014-07-20 | 2 | 19.36 | 1 | 20.36 | 0
7 | 20 | 03:00 | 0 | 2014-07-20 | 3 | 16 | 1 | 17 | 0
7 | 20 | 04:00 | 0 | 2014-07-20 | 4 | 17.93 | 1 | 18.93 | 0
7 | 20 | 05:00 | 0 | 2014-07-20 | 5 | 17.92 | 1 | 18.92 | 0
7 | 20 | 06:00 | 11 | 2014-07-20 | 6 | 18.11 | 1 | 19.11 | 210.21
7 | 20 | 07:00 | 117 | 2014-07-20 | 7 | 13.43 | 1 | 14.43 | 1688.31
7 | 20 | 08:00 | 471 | 2014-07-20 | 8 | 12.46 | 1 | 13.46 | 6339.66
7 | 20 | 09:00 | 466 | 2014-07-20 | 9 | 20.12 | 1 | 21.12 | 9841.92
7 | 20 | 10:00 | 925 | 2014-07-20 | 10 | 19.77 | 1 | 20.77 | 19212.25
7 | 20 | 11:00 | 1181 | 2014-07-20 | 11 | 19.9 | 1 | 20.9 | 24682.9
7 | 20 | 12:00 | 626 | 2014-07-20 | 12 | 22.39 | 1 | 23.39 | 14642.14
7 | 20 | 13:00 | 605 | 2014-07-20 | 13 | 22.35 | 1 | 23.35 | 14126.75
7 | 20 | 14:00 | 686 | 2014-07-20 | 14 | 23.17 | 1 | 24.17 | 16580.62
7 | 20 | 15:00 | 527 | 2014-07-20 | 15 | 22.59 | 1 | 23.59 | 12431.93
7 | 20 | 16:00 | 446 | 2014-07-20 | 16 | 24.65 | 1 | 25.65 | 11439.9
7 | 20 | 17:00 | 285 | 2014-07-20 | 17 | 31.96 | 1 | 32.96 | 9393.6
7 | 20 | 18:00 | 31 | 2014-07-20 | 18 | 25.17 | 1 | 26.17 | 811.27
7 | 20 | 19:00 | 0 | 2014-07-20 | 19 | 24.17 | 1 | 25.17 | 0
7 | 20 | 20:00 | 0 | 2014-07-20 | 20 | 27.86 | 1 | 28.86 | 0
7 | 20 | 21:00 | 0 | 2014-07-20 | 21 | 36.53 | 1 | 37.53 | 0
7 | 20 | 22:00 | 0 | 2014-07-20 | 22 | 34.32 | 1 | 35.32 | 0
7 | 20 | 23:00 | 0 | 2014-07-20 | 23 | 33.1 | 1 | 34.1 | 0
7 | 20 | 24:00 | 0 | 2014-07-20 | 24 | 24.39 | 1 | 25.39 | 0
7 | 21 | 01:00 | 0 | 2014-07-21 | 1 | 23.68 | 1 | 24.68 | 0
7 | 21 | 02:00 | 0 | 2014-07-21 | 2 | 22.54 | 1 | 23.54 | 0
7 | 21 | 03:00 | 0 | 2014-07-21 | 3 | 22 | 1 | 23 | 0
7 | 21 | 04:00 | 0 | 2014-07-21 | 4 | 23.45 | 1 | 24.45 | 0
7 | 21 | 05:00 | 0 | 2014-07-21 | 5 | 21.25 | 1 | 22.25 | 0
7 | 21 | 06:00 | 6 | 2014-07-21 | 6 | 24.33 | 1 | 25.33 | 151.98
7 | 21 | 07:00 | 169 | 2014-07-21 | 7 | 24.67 | 1 | 25.67 | 4338.23
7 | 21 | 08:00 | 664 | 2014-07-21 | 8 | 21.06 | 1 | 22.06 | 14647.84
7 | 21 | 09:00 | 1121 | 2014-07-21 | 9 | 24.74 | 1 | 25.74 | 28854.54
7 | 21 | 10:00 | 918 | 2014-07-21 | 10 | 23.56 | 1 | 24.56 | 22546.08
7 | 21 | 11:00 | 2434 | 2014-07-21 | 11 | 27.21 | 1 | 28.21 | 68663.14
7 | 21 | 12:00 | 2451 | 2014-07-21 | 12 | 37 | 1 | 38 | 93138
7 | 21 | 13:00 | 2025 | 2014-07-21 | 13 | 44.51 | 1 | 45.51 | 92157.75
7 | 21 | 14:00 | 1783 | 2014-07-21 | 14 | 47.49 | 1 | 48.49 | 86457.67
7 | 21 | 15:00 | 1694 | 2014-07-21 | 15 | 51.23 | 1 | 52.23 | 88477.62
7 | 21 | 16:00 | 797 | 2014-07-21 | 16 | 51.66 | 1 | 52.66 | 41970.02
7 | 21 | 17:00 | 599 | 2014-07-21 | 17 | 56.31 | 1 | 57.31 | 34328.69
7 | 21 | 18:00 | 210 | 2014-07-21 | 18 | 64.02 | 1 | 65.02 | 13654.2
7 | 21 | 19:00 | 0 | 2014-07-21 | 19 | 63.07 | 1 | 64.07 | 0
7 | 21 | 20:00 | 0 | 2014-07-21 | 20 | 66.54 | 1 | 67.54 | 0
7 | 21 | 21:00 | 0 | 2014-07-21 | 21 | 60.49 | 1 | 61.49 | 0
7 | 21 | 22:00 | 0 | 2014-07-21 | 22 | 55.35 | 1 | 56.35 | 0
7 | 21 | 23:00 | 0 | 2014-07-21 | 23 | 27.52 | 1 | 28.52 | 0
7 | 21 | 24:00 | 0 | 2014-07-21 | 24 | 31.94 | 1 | 32.94 | 0
7 | 22 | 01:00 | 0 | 2014-07-22 | 1 | 33.99 | 1 | 34.99 | 0
7 | 22 | 02:00 | 0 | 2014-07-22 | 2 | 28.24 | 1 | 29.24 | 0
7 | 22 | 03:00 | 0 | 2014-07-22 | 3 | 26.48 | 1 | 27.48 | 0
7 | 22 | 04:00 | 0 | 2014-07-22 | 4 | 26.44 | 1 | 27.44 | 0
7 | 22 | 05:00 | 0 | 2014-07-22 | 5 | 24.91 | 1 | 25.91 | 0
7 | 22 | 06:00 | 3 | 2014-07-22 | 6 | 22.82 | 1 | 23.82 | 71.46
7 | 22 | 07:00 | 332 | 2014-07-22 | 7 | 29.88 | 1 | 30.88 | 10252.16
7 | 22 | 08:00 | 963 | 2014-07-22 | 8 | 26.95 | 1 | 27.95 | 26915.85
7 | 22 | 09:00 | 1053 | 2014-07-22 | 9 | 25.28 | 1 | 26.28 | 27672.84
7 | 22 | 10:00 | 1910 | 2014-07-22 | 10 | 29.8 | 1 | 30.8 | 58828
7 | 22 | 11:00 | 2497 | 2014-07-22 | 11 | 61.23 | 1 | 62.23 | 155388.31
7 | 22 | 12:00 | 2587 | 2014-07-22 | 12 | 66.39 | 1 | 67.39 | 174337.93
7 | 22 | 13:00 | 2628 | 2014-07-22 | 13 | 63.09 | 1 | 64.09 | 168428.52
7 | 22 | 14:00 | 2414 | 2014-07-22 | 14 | 72.31 | 1 | 73.31 | 176970.34
7 | 22 | 15:00 | 2091 | 2014-07-22 | 15 | 59.12 | 1 | 60.12 | 125710.92
7 | 22 | 16:00 | 1475 | 2014-07-22 | 16 | 69.02 | 1 | 70.02 | 103279.5
7 | 22 | 17:00 | 835 | 2014-07-22 | 17 | 132.48 | 1 | 133.48 | 111455.8
7 | 22 | 18:00 | 63 | 2014-07-22 | 18 | 347.47 | 1 | 348.47 | 21953.61
7 | 22 | 19:00 | 1 | 2014-07-22 | 19 | 129.29 | 1 | 130.29 | 130.29
7 | 22 | 20:00 | 0 | 2014-07-22 | 20 | 63.82 | 1 | 64.82 | 0
7 | 22 | 21:00 | 0 | 2014-07-22 | 21 | 59.43 | 1 | 60.43 | 0
7 | 22 | 22:00 | 0 | 2014-07-22 | 22 | 44.46 | 1 | 45.46 | 0
7 | 22 | 23:00 | 0 | 2014-07-22 | 23 | 30.73 | 1 | 31.73 | 0
7 | 22 | 24:00 | 0 | 2014-07-22 | 24 | 33.42 | 1 | 34.42 | 0
7 | 23 | 01:00 | 0 | 2014-07-23 | 1 | 33.7 | 1 | 34.7 | 0
7 | 23 | 02:00 | 0 | 2014-07-23 | 2 | 32.42 | 1 | 33.42 | 0
7 | 23 | 03:00 | 0 | 2014-07-23 | 3 | 29.51 | 1 | 30.51 | 0
7 | 23 | 04:00 | 0 | 2014-07-23 | 4 | 26.7 | 1 | 27.7 | 0
7 | 23 | 05:00 | 0 | 2014-07-23 | 5 | 26.96 | 1 | 27.96 | 0
7 | 23 | 06:00 | 1 | 2014-07-23 | 6 | 27.38 | 1 | 28.38 | 28.38
7 | 23 | 07:00 | 266 | 2014-07-23 | 7 | 31.9 | 1 | 32.9 | 8751.4
7 | 23 | 08:00 | 1080 | 2014-07-23 | 8 | 33.38 | 1 | 34.38 | 37130.4
7 | 23 | 09:00 | 1816 | 2014-07-23 | 9 | 34.69 | 1 | 35.69 | 64813.04
7 | 23 | 10:00 | 2378 | 2014-07-23 | 10 | 39.35 | 1 | 40.35 | 95952.3
7 | 23 | 11:00 | 2662 | 2014-07-23 | 11 | 59.07 | 1 | 60.07 | 159906.34
7 | 23 | 12:00 | 2834 | 2014-07-23 | 12 | 63.91 | 1 | 64.91 | 183954.94
7 | 23 | 13:00 | 2625 | 2014-07-23 | 13 | 66.94 | 1 | 67.94 | 178342.5
7 | 23 | 14:00 | 2486 | 2014-07-23 | 14 | 64.04 | 1 | 65.04 | 161689.44
7 | 23 | 15:00 | 1808 | 2014-07-23 | 15 | 79.98 | 1 | 80.98 | 146411.84
7 | 23 | 16:00 | 1217 | 2014-07-23 | 16 | 93.38 | 1 | 94.38 | 114860.46
7 | 23 | 17:00 | 844 | 2014-07-23 | 17 | 66.56 | 1 | 67.56 | 57020.64
7 | 23 | 18:00 | 32 | 2014-07-23 | 18 | 67.3 | 1 | 68.3 | 2185.6
7 | 23 | 19:00 | 0 | 2014-07-23 | 19 | 62.05 | 1 | 63.05 | 0
7 | 23 | 20:00 | 0 | 2014-07-23 | 20 | 54.62 | 1 | 55.62 | 0
7 | 23 | 21:00 | 0 | 2014-07-23 | 21 | 55.89 | 1 | 56.89 | 0
7 | 23 | 22:00 | 0 | 2014-07-23 | 22 | 43.38 | 1 | 44.38 | 0
7 | 23 | 23:00 | 0 | 2014-07-23 | 23 | 28.94 | 1 | 29.94 | 0
7 | 23 | 24:00 | 0 | 2014-07-23 | 24 | 31.78 | 1 | 32.78 | 0
7 | 24 | 01:00 | 0 | 2014-07-24 | 1 | 27.31 | 1 | 28.31 | 0
7 | 24 | 02:00 | 0 | 2014-07-24 | 2 | 26.41 | 1 | 27.41 | 0
7 | 24 | 03:00 | 0 | 2014-07-24 | 3 | 27.39 | 1 | 28.39 | 0
7 | 24 | 04:00 | 0 | 2014-07-24 | 4 | 26.92 | 1 | 27.92 | 0
7 | 24 | 05:00 | 0 | 2014-07-24 | 5 | 27.54 | 1 | 28.54 | 0
7 | 24 | 06:00 | 2 | 2014-07-24 | 6 | 51.88 | 1 | 52.88 | 105.76
7 | 24 | 07:00 | 331 | 2014-07-24 | 7 | 44.91 | 1 | 45.91 | 15196.21
7 | 24 | 08:00 | 1060 | 2014-07-24 | 8 | 41.56 | 1 | 42.56 | 45113.6
7 | 24 | 09:00 | 1775 | 2014-07-24 | 9 | 47.84 | 1 | 48.84 | 86691
7 | 24 | 10:00 | 2274 | 2014-07-24 | 10 | 48.94 | 1 | 49.94 | 113563.56
7 | 24 | 11:00 | 2528 | 2014-07-24 | 11 | 46.78 | 1 | 47.78 | 120787.84
7 | 24 | 12:00 | 2573 | 2014-07-24 | 12 | 46.86 | 1 | 47.86 | 123143.78
7 | 24 | 13:00 | 2386 | 2014-07-24 | 13 | 39.34 | 1 | 40.34 | 96251.24
7 | 24 | 14:00 | 2292 | 2014-07-24 | 14 | 48.62 | 1 | 49.62 | 113729.04
7 | 24 | 15:00 | 2052 | 2014-07-24 | 15 | 44.45 | 1 | 45.45 | 93263.4
7 | 24 | 16:00 | 1456 | 2014-07-24 | 16 | 36.67 | 1 | 37.67 | 54847.52
7 | 24 | 17:00 | 740 | 2014-07-24 | 17 | 32.88 | 1 | 33.88 | 25071.2
7 | 24 | 18:00 | 108 | 2014-07-24 | 18 | 40.81 | 1 | 41.81 | 4515.48
7 | 24 | 19:00 | 2 | 2014-07-24 | 19 | 43.68 | 1 | 44.68 | 89.36
7 | 24 | 20:00 | 0 | 2014-07-24 | 20 | 36.81 | 1 | 37.81 | 0
7 | 24 | 21:00 | 0 | 2014-07-24 | 21 | 33.23 | 1 | 34.23 | 0
7 | 24 | 22:00 | 0 | 2014-07-24 | 22 | 30.77 | 1 | 31.77 | 0
7 | 24 | 23:00 | 0 | 2014-07-24 | 23 | 26.25 | 1 | 27.25 | 0
7 | 24 | 24:00 | 0 | 2014-07-24 | 24 | 23.64 | 1 | 24.64 | 0
7 | 25 | 01:00 | 0 | 2014-07-25 | 1 | 23.05 | 1 | 24.05 | 0
7 | 25 | 02:00 | 0 | 2014-07-25 | 2 | 21.22 | 1 | 22.22 | 0
7 | 25 | 03:00 | 0 | 2014-07-25 | 3 | 18.9 | 1 | 19.9 | 0
7 | 25 | 04:00 | 0 | 2014-07-25 | 4 | 10.83 | 1 | 11.83 | 0
7 | 25 | 05:00 | 0 | 2014-07-25 | 5 | 16.54 | 1 | 17.54 | 0
7 | 25 | 06:00 | 2 | 2014-07-25 | 6 | 20.71 | 1 | 21.71 | 43.42
7 | 25 | 07:00 | 362 | 2014-07-25 | 7 | 19.29 | 1 | 20.29 | 7344.98
7 | 25 | 08:00 | 1028 | 2014-07-25 | 8 | 19 | 1 | 20 | 20560
7 | 25 | 09:00 | 1763 | 2014-07-25 | 9 | 20.21 | 1 | 21.21 | 37393.23
7 | 25 | 10:00 | 2229 | 2014-07-25 | 10 | 19.14 | 1 | 20.14 | 44892.06
7 | 25 | 11:00 | 2363 | 2014-07-25 | 11 | 20.73 | 1 | 21.73 | 51347.99
7 | 25 | 12:00 | 2480 | 2014-07-25 | 12 | 24.89 | 1 | 25.89 | 64207.2
7 | 25 | 13:00 | 2445 | 2014-07-25 | 13 | 25.25 | 1 | 26.25 | 64181.25
7 | 25 | 14:00 | 2177 | 2014-07-25 | 14 | 24.91 | 1 | 25.91 | 56406.07
7 | 25 | 15:00 | 1787 | 2014-07-25 | 15 | 24.95 | 1 | 25.95 | 46372.65
7 | 25 | 16:00 | 1524 | 2014-07-25 | 16 | 24.76 | 1 | 25.76 | 39258.24
7 | 25 | 17:00 | 582 | 2014-07-25 | 17 | 28.58 | 1 | 29.58 | 17215.56
7 | 25 | 18:00 | 100 | 2014-07-25 | 18 | 25.97 | 1 | 26.97 | 2697
7 | 25 | 19:00 | 1 | 2014-07-25 | 19 | 24.85 | 1 | 25.85 | 25.85
7 | 25 | 20:00 | 0 | 2014-07-25 | 20 | 24.59 | 1 | 25.59 | 0
7 | 25 | 21:00 | 0 | 2014-07-25 | 21 | 24.82 | 1 | 25.82 | 0
7 | 25 | 22:00 | 0 | 2014-07-25 | 22 | 24.73 | 1 | 25.73 | 0
7 | 25 | 23:00 | 0 | 2014-07-25 | 23 | 22.17 | 1 | 23.17 | 0
7 | 25 | 24:00 | 0 | 2014-07-25 | 24 | 22.75 | 1 | 23.75 | 0
7 | 26 | 01:00 | 0 | 2014-07-26 | 1 | 22.72 | 1 | 23.72 | 0
7 | 26 | 02:00 | 0 | 2014-07-26 | 2 | 22.21 | 1 | 23.21 | 0
7 | 26 | 03:00 | 0 | 2014-07-26 | 3 | 21.13 | 1 | 22.13 | 0
7 | 26 | 04:00 | 0 | 2014-07-26 | 4 | 20.2 | 1 | 21.2 | 0
7 | 26 | 05:00 | 0 | 2014-07-26 | 5 | 19.41 | 1 | 20.41 | 0
7 | 26 | 06:00 | 10 | 2014-07-26 | 6 | 18.08 | 1 | 19.08 | 190.8
7 | 26 | 07:00 | 34 | 2014-07-26 | 7 | 21.08 | 1 | 22.08 | 750.72
7 | 26 | 08:00 | 484 | 2014-07-26 | 8 | 23.57 | 1 | 24.57 | 11891.88
7 | 26 | 09:00 | 882 | 2014-07-26 | 9 | 23.73 | 1 | 24.73 | 21811.86
7 | 26 | 10:00 | 764 | 2014-07-26 | 10 | 21.47 | 1 | 22.47 | 17167.08
7 | 26 | 11:00 | 1485 | 2014-07-26 | 11 | 27.47 | 1 | 28.47 | 42277.95
7 | 26 | 12:00 | 1515 | 2014-07-26 | 12 | 33.58 | 1 | 34.58 | 52388.7
7 | 26 | 13:00 | 1023 | 2014-07-26 | 13 | 36.98 | 1 | 37.98 | 38853.54
7 | 26 | 14:00 | 1491 | 2014-07-26 | 14 | 23.08 | 1 | 24.08 | 35903.28
7 | 26 | 15:00 | 653 | 2014-07-26 | 15 | 20.96 | 1 | 21.96 | 14339.88
7 | 26 | 16:00 | 442 | 2014-07-26 | 16 | 22.66 | 1 | 23.66 | 10457.72
7 | 26 | 17:00 | 488 | 2014-07-26 | 17 | 31.45 | 1 | 32.45 | 15835.6
7 | 26 | 18:00 | 9 | 2014-07-26 | 18 | 37.6 | 1 | 38.6 | 347.4
7 | 26 | 19:00 | 1 | 2014-07-26 | 19 | 36.02 | 1 | 37.02 | 37.02
7 | 26 | 20:00 | 0 | 2014-07-26 | 20 | 39.14 | 1 | 40.14 | 0
7 | 26 | 21:00 | 0 | 2014-07-26 | 21 | 38.96 | 1 | 39.96 | 0
7 | 26 | 22:00 | 0 | 2014-07-26 | 22 | 30.96 | 1 | 31.96 | 0
7 | 26 | 23:00 | 0 | 2014-07-26 | 23 | 41.31 | 1 | 42.31 | 0
7 | 26 | 24:00 | 0 | 2014-07-26 | 24 | 25.54 | 1 | 26.54 | 0
7 | 27 | 01:00 | 0 | 2014-07-27 | 1 | 21.79 | 1 | 22.79 | 0
7 | 27 | 02:00 | 0 | 2014-07-27 | 2 | 24.19 | 1 | 25.19 | 0
7 | 27 | 03:00 | 0 | 2014-07-27 | 3 | 25.95 | 1 | 26.95 | 0
7 | 27 | 04:00 | 0 | 2014-07-27 | 4 | 25.41 | 1 | 26.41 | 0
7 | 27 | 05:00 | 0 | 2014-07-27 | 5 | 27.39 | 1 | 28.39 | 0
7 | 27 | 06:00 | 1 | 2014-07-27 | 6 | 25.9 | 1 | 26.9 | 26.9
7 | 27 | 07:00 | 230 | 2014-07-27 | 7 | 31.13 | 1 | 32.13 | 7389.9
7 | 27 | 08:00 | 823 | 2014-07-27 | 8 | 25.72 | 1 | 26.72 | 21990.56
7 | 27 | 09:00 | 1549 | 2014-07-27 | 9 | 21.75 | 1 | 22.75 | 35239.75
7 | 27 | 10:00 | 1909 | 2014-07-27 | 10 | 29.07 | 1 | 30.07 | 57403.63
7 | 27 | 11:00 | 2509 | 2014-07-27 | 11 | 34.09 | 1 | 35.09 | 88040.81
7 | 27 | 12:00 | 2827 | 2014-07-27 | 12 | 28.37 | 1 | 29.37 | 83028.99
7 | 27 | 13:00 | 2687 | 2014-07-27 | 13 | 28.97 | 1 | 29.97 | 80529.39
7 | 27 | 14:00 | 2503 | 2014-07-27 | 14 | 27.51 | 1 | 28.51 | 71360.53
7 | 27 | 15:00 | 2236 | 2014-07-27 | 15 | 28.36 | 1 | 29.36 | 65648.96
7 | 27 | 16:00 | 1393 | 2014-07-27 | 16 | 43.27 | 1 | 44.27 | 61668.11
7 | 27 | 17:00 | 661 | 2014-07-27 | 17 | 42.15 | 1 | 43.15 | 28522.15
7 | 27 | 18:00 | 74 | 2014-07-27 | 18 | 45.58 | 1 | 46.58 | 3446.92
7 | 27 | 19:00 | 2 | 2014-07-27 | 19 | 45.84 | 1 | 46.84 | 93.68
7 | 27 | 20:00 | 0 | 2014-07-27 | 20 | 46.59 | 1 | 47.59 | 0
7 | 27 | 21:00 | 0 | 2014-07-27 | 21 | 51.4 | 1 | 52.4 | 0
7 | 27 | 22:00 | 0 | 2014-07-27 | 22 | 52.5 | 1 | 53.5 | 0
7 | 27 | 23:00 | 0 | 2014-07-27 | 23 | 47.78 | 1 | 48.78 | 0
7 | 27 | 24:00 | 0 | 2014-07-27 | 24 | 23.15 | 1 | 24.15 | 0
7 | 28 | 01:00 | 0 | 2014-07-28 | 1 | 25.96 | 1 | 26.96 | 0
7 | 28 | 02:00 | 0 | 2014-07-28 | 2 | 27.91 | 1 | 28.91 | 0
7 | 28 | 03:00 | 0 | 2014-07-28 | 3 | 24.42 | 1 | 25.42 | 0
7 | 28 | 04:00 | 0 | 2014-07-28 | 4 | 23.45 | 1 | 24.45 | 0
7 | 28 | 05:00 | 0 | 2014-07-28 | 5 | 25.33 | 1 | 26.33 | 0
7 | 28 | 06:00 | 8 | 2014-07-28 | 6 | 30.32 | 1 | 31.32 | 250.56
7 | 28 | 07:00 | 273 | 2014-07-28 | 7 | 30.06 | 1 | 31.06 | 8479.38
7 | 28 | 08:00 | 797 | 2014-07-28 | 8 | 28.16 | 1 | 29.16 | 23240.52
7 | 28 | 09:00 | 1728 | 2014-07-28 | 9 | 30.45 | 1 | 31.45 | 54345.6
7 | 28 | 10:00 | 2209 | 2014-07-28 | 10 | 35.92 | 1 | 36.92 | 81556.28
7 | 28 | 11:00 | 2450 | 2014-07-28 | 11 | 47.7 | 1 | 48.7 | 119315
7 | 28 | 12:00 | 2603 | 2014-07-28 | 12 | 52.49 | 1 | 53.49 | 139234.47
7 | 28 | 13:00 | 2326 | 2014-07-28 | 13 | 47.55 | 1 | 48.55 | 112927.3
7 | 28 | 14:00 | 2022 | 2014-07-28 | 14 | 50.95 | 1 | 51.95 | 105042.9
7 | 28 | 15:00 | 836 | 2014-07-28 | 15 | 54.14 | 1 | 55.14 | 46097.04
7 | 28 | 16:00 | 145 | 2014-07-28 | 16 | 57.17 | 1 | 58.17 | 8434.65
7 | 28 | 17:00 | 173 | 2014-07-28 | 17 | 73.87 | 1 | 74.87 | 12952.51
7 | 28 | 18:00 | 30 | 2014-07-28 | 18 | 56.05 | 1 | 57.05 | 1711.5
7 | 28 | 19:00 | 0 | 2014-07-28 | 19 | 57.02 | 1 | 58.02 | 0
7 | 28 | 20:00 | 0 | 2014-07-28 | 20 | 35.21 | 1 | 36.21 | 0
7 | 28 | 21:00 | 0 | 2014-07-28 | 21 | 33.29 | 1 | 34.29 | 0
7 | 28 | 22:00 | 0 | 2014-07-28 | 22 | 26.98 | 1 | 27.98 | 0
7 | 28 | 23:00 | 0 | 2014-07-28 | 23 | 19.68 | 1 | 20.68 | 0
7 | 28 | 24:00 | 0 | 2014-07-28 | 24 | 21.99 | 1 | 22.99 | 0
7 | 29 | 01:00 | 0 | 2014-07-29 | 1 | 21.55 | 1 | 22.55 | 0
7 | 29 | 02:00 | 0 | 2014-07-29 | 2 | 21.65 | 1 | 22.65 | 0
7 | 29 | 03:00 | 0 | 2014-07-29 | 3 | 19.97 | 1 | 20.97 | 0
7 | 29 | 04:00 | 0 | 2014-07-29 | 4 | 16.34 | 1 | 17.34 | 0
7 | 29 | 05:00 | 0 | 2014-07-29 | 5 | 16.43 | 1 | 17.43 | 0
7 | 29 | 06:00 | 0 | 2014-07-29 | 6 | 21.99 | 1 | 22.99 | 0
7 | 29 | 07:00 | 21 | 2014-07-29 | 7 | 23.7 | 1 | 24.7 | 518.7
7 | 29 | 08:00 | 580 | 2014-07-29 | 8 | 21.53 | 1 | 22.53 | 13067.4
7 | 29 | 09:00 | 889 | 2014-07-29 | 9 | 21.51 | 1 | 22.51 | 20011.39
7 | 29 | 10:00 | 1056 | 2014-07-29 | 10 | 23.62 | 1 | 24.62 | 25998.72
7 | 29 | 11:00 | 1184 | 2014-07-29 | 11 | 24.13 | 1 | 25.13 | 29753.92
7 | 29 | 12:00 | 1127 | 2014-07-29 | 12 | 24.74 | 1 | 25.74 | 29008.98
7 | 29 | 13:00 | 1151 | 2014-07-29 | 13 | 25.78 | 1 | 26.78 | 30823.78
7 | 29 | 14:00 | 1127 | 2014-07-29 | 14 | 26.64 | 1 | 27.64 | 31150.28
7 | 29 | 15:00 | 914 | 2014-07-29 | 15 | 26.06 | 1 | 27.06 | 24732.84
7 | 29 | 16:00 | 737 | 2014-07-29 | 16 | 26.26 | 1 | 27.26 | 20090.62
7 | 29 | 17:00 | 487 | 2014-07-29 | 17 | 25.65 | 1 | 26.65 | 12978.55
7 | 29 | 18:00 | 13 | 2014-07-29 | 18 | 25.31 | 1 | 26.31 | 342.03
7 | 29 | 19:00 | 1 | 2014-07-29 | 19 | 24.43 | 1 | 25.43 | 25.43
7 | 29 | 20:00 | 0 | 2014-07-29 | 20 | 21.9 | 1 | 22.9 | 0
7 | 29 | 21:00 | 0 | 2014-07-29 | 21 | 22.58 | 1 | 23.58 | 0
7 | 29 | 22:00 | 0 | 2014-07-29 | 22 | 19.43 | 1 | 20.43 | 0
7 | 29 | 23:00 | 0 | 2014-07-29 | 23 | 23.43 | 1 | 24.43 | 0
7 | 29 | 24:00 | 0 | 2014-07-29 | 24 | 24 | 1 | 25 | 0
7 | 30 | 01:00 | 0 | 2014-07-30 | 1 | 22.67 | 1 | 23.67 | 0
7 | 30 | 02:00 | 0 | 2014-07-30 | 2 | 18.87 | 1 | 19.87 | 0
7 | 30 | 03:00 | 0 | 2014-07-30 | 3 | 18.69 | 1 | 19.69 | 0
7 | 30 | 04:00 | 0 | 2014-07-30 | 4 | 18.84 | 1 | 19.84 | 0
7 | 30 | 05:00 | 0 | 2014-07-30 | 5 | 19.9 | 1 | 20.9 | 0
7 | 30 | 06:00 | 4 | 2014-07-30 | 6 | 21.13 | 1 | 22.13 | 88.52
7 | 30 | 07:00 | 78 | 2014-07-30 | 7 | 21.78 | 1 | 22.78 | 1776.84
7 | 30 | 08:00 | 164 | 2014-07-30 | 8 | 25.51 | 1 | 26.51 | 4347.64
7 | 30 | 09:00 | 1279 | 2014-07-30 | 9 | 25.5 | 1 | 26.5 | 33893.5
7 | 30 | 10:00 | 1016 | 2014-07-30 | 10 | 24.99 | 1 | 25.99 | 26405.84
7 | 30 | 11:00 | 1936 | 2014-07-30 | 11 | 25.76 | 1 | 26.76 | 51807.36
7 | 30 | 12:00 | 1422 | 2014-07-30 | 12 | 31.57 | 1 | 32.57 | 46314.54
7 | 30 | 13:00 | 2407 | 2014-07-30 | 13 | 32.45 | 1 | 33.45 | 80514.15
7 | 30 | 14:00 | 2395 | 2014-07-30 | 14 | 32.06 | 1 | 33.06 | 79178.7
7 | 30 | 15:00 | 1821 | 2014-07-30 | 15 | 32.85 | 1 | 33.85 | 61640.85
7 | 30 | 16:00 | 1407 | 2014-07-30 | 16 | 35.22 | 1 | 36.22 | 50961.54
7 | 30 | 17:00 | 844 | 2014-07-30 | 17 | 28.59 | 1 | 29.59 | 24973.96
7 | 30 | 18:00 | 31 | 2014-07-30 | 18 | 31.13 | 1 | 32.13 | 996.03
7 | 30 | 19:00 | 0 | 2014-07-30 | 19 | 35.56 | 1 | 36.56 | 0
7 | 30 | 20:00 | 0 | 2014-07-30 | 20 | 30.88 | 1 | 31.88 | 0
7 | 30 | 21:00 | 0 | 2014-07-30 | 21 | 30.49 | 1 | 31.49 | 0
7 | 30 | 22:00 | 0 | 2014-07-30 | 22 | 24.74 | 1 | 25.74 | 0
7 | 30 | 23:00 | 0 | 2014-07-30 | 23 | 22.76 | 1 | 23.76 | 0
7 | 30 | 24:00 | 0 | 2014-07-30 | 24 | 23.56 | 1 | 24.56 | 0
7 | 31 | 01:00 | 0 | 2014-07-31 | 1 | 17.47 | 1 | 18.47 | 0
7 | 31 | 02:00 | 0 | 2014-07-31 | 2 | 19.52 | 1 | 20.52 | 0
7 | 31 | 03:00 | 0 | 2014-07-31 | 3 | 19.18 | 1 | 20.18 | 0
7 | 31 | 04:00 | 0 | 2014-07-31 | 4 | 17.76 | 1 | 18.76 | 0
7 | 31 | 05:00 | 0 | 2014-07-31 | 5 | 15.83 | 1 | 16.83 | 0
7 | 31 | 06:00 | 1 | 2014-07-31 | 6 | 18.72 | 1 | 19.72 | 19.72
7 | 31 | 07:00 | 240 | 2014-07-31 | 7 | 18.42 | 1 | 19.42 | 4660.8
7 | 31 | 08:00 | 1069 | 2014-07-31 | 8 | 20.01 | 1 | 21.01 | 22459.69
7 | 31 | 09:00 | 1791 | 2014-07-31 | 9 | 18.7 | 1 | 19.7 | 35282.7
7 | 31 | 10:00 | 2266 | 2014-07-31 | 10 | 19.97 | 1 | 20.97 | 47518.02
7 | 31 | 11:00 | 2561 | 2014-07-31 | 11 | 24.75 | 1 | 25.75 | 65945.75
7 | 31 | 12:00 | 2688 | 2014-07-31 | 12 | 25.47 | 1 | 26.47 | 71151.36
7 | 31 | 13:00 | 2683 | 2014-07-31 | 13 | 24.81 | 1 | 25.81 | 69248.23
7 | 31 | 14:00 | 2245 | 2014-07-31 | 14 | 25.33 | 1 | 26.33 | 59110.85
7 | 31 | 15:00 | 1829 | 2014-07-31 | 15 | 25.95 | 1 | 26.95 | 49291.55
7 | 31 | 16:00 | 1339 | 2014-07-31 | 16 | 26.8 | 1 | 27.8 | 37224.2
7 | 31 | 17:00 | 805 | 2014-07-31 | 17 | 29.33 | 1 | 30.33 | 24415.65
7 | 31 | 18:00 | 28 | 2014-07-31 | 18 | 27.21 | 1 | 28.21 | 789.88
7 | 31 | 19:00 | 0 | 2014-07-31 | 19 | 23.93 | 1 | 24.93 | 0
7 | 31 | 20:00 | 0 | 2014-07-31 | 20 | 21.74 | 1 | 22.74 | 0
7 | 31 | 21:00 | 0 | 2014-07-31 | 21 | 23.06 | 1 | 24.06 | 0
7 | 31 | 22:00 | 0 | 2014-07-31 | 22 | 20.43 | 1 | 21.43 | 0
7 | 31 | 23:00 | 0 | 2014-07-31 | 23 | 15.76 | 1 | 16.76 | 0
7 | 31 | 24:00 | 0 | 2014-07-31 | 24 | 18.3 | 1 | 19.3 | 0
8 | 1 | 01:00 | 0 | 2014-08-01 | 1 | 21.82 | 1 | 22.82 | 0
8 | 1 | 02:00 | 0 | 2014-08-01 | 2 | 26.97 | 1 | 27.97 | 0
8 | 1 | 03:00 | 0 | 2014-08-01 | 3 | 21.66 | 1 | 22.66 | 0
8 | 1 | 04:00 | 0 | 2014-08-01 | 4 | 18.89 | 1 | 19.89 | 0
8 | 1 | 05:00 | 0 | 2014-08-01 | 5 | 19.84 | 1 | 20.84 | 0
8 | 1 | 06:00 | 2 | 2014-08-01 | 6 | 19.9 | 1 | 20.9 | 41.8
8 | 1 | 07:00 | 202 | 2014-08-01 | 7 | 20.29 | 1 | 21.29 | 4300.58
8 | 1 | 08:00 | 1054 | 2014-08-01 | 8 | 24.02 | 1 | 25.02 | 26371.08
8 | 1 | 09:00 | 1673 | 2014-08-01 | 9 | 26.21 | 1 | 27.21 | 45522.33
8 | 1 | 10:00 | 2198 | 2014-08-01 | 10 | 36.07 | 1 | 37.07 | 81479.86
8 | 1 | 11:00 | 2444 | 2014-08-01 | 11 | 45.63 | 1 | 46.63 | 113963.72
8 | 1 | 12:00 | 2565 | 2014-08-01 | 12 | 52.42 | 1 | 53.42 | 137022.3
8 | 1 | 13:00 | 2601 | 2014-08-01 | 13 | 71.86 | 1 | 72.86 | 189508.86
8 | 1 | 14:00 | 2275 | 2014-08-01 | 14 | 120.26 | 1 | 121.26 | 275866.5
8 | 1 | 15:00 | 2047 | 2014-08-01 | 15 | 43.03 | 1 | 44.03 | 90129.41
8 | 1 | 16:00 | 1492 | 2014-08-01 | 16 | 36.41 | 1 | 37.41 | 55815.72
8 | 1 | 17:00 | 774 | 2014-08-01 | 17 | 30.07 | 1 | 31.07 | 24048.18
8 | 1 | 18:00 | 26 | 2014-08-01 | 18 | 26.45 | 1 | 27.45 | 713.7
8 | 1 | 19:00 | 0 | 2014-08-01 | 19 | 26.02 | 1 | 27.02 | 0
8 | 1 | 20:00 | 0 | 2014-08-01 | 20 | 25.67 | 1 | 26.67 | 0
8 | 1 | 21:00 | 0 | 2014-08-01 | 21 | 26.68 | 1 | 27.68 | 0
8 | 1 | 22:00 | 0 | 2014-08-01 | 22 | 24.16 | 1 | 25.16 | 0
8 | 1 | 23:00 | 0 | 2014-08-01 | 23 | 25.28 | 1 | 26.28 | 0
8 | 1 | 24:00 | 0 | 2014-08-01 | 24 | 26.73 | 1 | 27.73 | 0
8 | 2 | 01:00 | 0 | 2014-08-02 | 1 | 22.91 | 1 | 23.91 | 0
8 | 2 | 02:00 | 0 | 2014-08-02 | 2 | 23.23 | 1 | 24.23 | 0
8 | 2 | 03:00 | 0 | 2014-08-02 | 3 | 21.48 | 1 | 22.48 | 0
8 | 2 | 04:00 | 0 | 2014-08-02 | 4 | 21.41 | 1 | 22.41 | 0
8 | 2 | 05:00 | 0 | 2014-08-02 | 5 | 20.49 | 1 | 21.49 | 0
8 | 2 | 06:00 | 4 | 2014-08-02 | 6 | 21.1 | 1 | 22.1 | 88.4
8 | 2 | 07:00 | 256 | 2014-08-02 | 7 | 20.99 | 1 | 21.99 | 5629.44
8 | 2 | 08:00 | 888 | 2014-08-02 | 8 | 28.67 | 1 | 29.67 | 26346.96
8 | 2 | 09:00 | 1581 | 2014-08-02 | 9 | 25.67 | 1 | 26.67 | 42165.27
8 | 2 | 10:00 | 1812 | 2014-08-02 | 10 | 31.16 | 1 | 32.16 | 58273.92
8 | 2 | 11:00 | 1725 | 2014-08-02 | 11 | 36.89 | 1 | 37.89 | 65360.25
8 | 2 | 12:00 | 1901 | 2014-08-02 | 12 | 23.42 | 1 | 24.42 | 46422.42
8 | 2 | 13:00 | 2429 | 2014-08-02 | 13 | 20.79 | 1 | 21.79 | 52927.91
8 | 2 | 14:00 | 1892 | 2014-08-02 | 14 | 22.84 | 1 | 23.84 | 45105.28
8 | 2 | 15:00 | 2044 | 2014-08-02 | 15 | 24.15 | 1 | 25.15 | 51406.6
8 | 2 | 16:00 | 1449 | 2014-08-02 | 16 | 27.42 | 1 | 28.42 | 41180.58
8 | 2 | 17:00 | 788 | 2014-08-02 | 17 | 31.47 | 1 | 32.47 | 25586.36
8 | 2 | 18:00 | 22 | 2014-08-02 | 18 | 25.84 | 1 | 26.84 | 590.48
8 | 2 | 19:00 | 0 | 2014-08-02 | 19 | 28.15 | 1 | 29.15 | 0
8 | 2 | 20:00 | 0 | 2014-08-02 | 20 | 25.12 | 1 | 26.12 | 0
8 | 2 | 21:00 | 0 | 2014-08-02 | 21 | 31.14 | 1 | 32.14 | 0
8 | 2 | 22:00 | 0 | 2014-08-02 | 22 | 19.86 | 1 | 20.86 | 0
8 | 2 | 23:00 | 0 | 2014-08-02 | 23 | 18.43 | 1 | 19.43 | 0
8 | 2 | 24:00 | 0 | 2014-08-02 | 24 | 19.95 | 1 | 20.95 | 0
8 | 3 | 01:00 | 0 | 2014-08-03 | 1 | 22.34 | 1 | 23.34 | 0
8 | 3 | 02:00 | 0 | 2014-08-03 | 2 | 19.86 | 1 | 20.86 | 0
8 | 3 | 03:00 | 0 | 2014-08-03 | 3 | 16.39 | 1 | 17.39 | 0
8 | 3 | 04:00 | 0 | 2014-08-03 | 4 | 14.66 | 1 | 15.66 | 0
8 | 3 | 05:00 | 0 | 2014-08-03 | 5 | 14.72 | 1 | 15.72 | 0
8 | 3 | 06:00 | 3 | 2014-08-03 | 6 | 14.74 | 1 | 15.74 | 47.22
8 | 3 | 07:00 | 269 | 2014-08-03 | 7 | 16.35 | 1 | 17.35 | 4667.15
8 | 3 | 08:00 | 929 | 2014-08-03 | 8 | 16.88 | 1 | 17.88 | 16610.52
8 | 3 | 09:00 | 1399 | 2014-08-03 | 9 | 21.72 | 1 | 22.72 | 31785.28
8 | 3 | 10:00 | 1817 | 2014-08-03 | 10 | 19.41 | 1 | 20.41 | 37084.97
8 | 3 | 11:00 | 2083 | 2014-08-03 | 11 | 18.76 | 1 | 19.76 | 41160.08
8 | 3 | 12:00 | 2284 | 2014-08-03 | 12 | 20.87 | 1 | 21.87 | 49951.08
8 | 3 | 13:00 | 2446 | 2014-08-03 | 13 | 20.76 | 1 | 21.76 | 53224.96
8 | 3 | 14:00 | 2260 | 2014-08-03 | 14 | 20.96 | 1 | 21.96 | 49629.6
8 | 3 | 15:00 | 1809 | 2014-08-03 | 15 | 21.02 | 1 | 22.02 | 39834.18
8 | 3 | 16:00 | 1122 | 2014-08-03 | 16 | 20.65 | 1 | 21.65 | 24291.3
8 | 3 | 17:00 | 597 | 2014-08-03 | 17 | 21.21 | 1 | 22.21 | 13259.37
8 | 3 | 18:00 | 97 | 2014-08-03 | 18 | 23.99 | 1 | 24.99 | 2424.03
8 | 3 | 19:00 | 1 | 2014-08-03 | 19 | 24.82 | 1 | 25.82 | 25.82
8 | 3 | 20:00 | 0 | 2014-08-03 | 20 | 35.94 | 1 | 36.94 | 0
8 | 3 | 21:00 | 0 | 2014-08-03 | 21 | 33.08 | 1 | 34.08 | 0
8 | 3 | 22:00 | 0 | 2014-08-03 | 22 | 26.48 | 1 | 27.48 | 0
8 | 3 | 23:00 | 0 | 2014-08-03 | 23 | 21.58 | 1 | 22.58 | 0
8 | 3 | 24:00 | 0 | 2014-08-03 | 24 | 20.61 | 1 | 21.61 | 0
8 | 4 | 01:00 | 0 | 2014-08-04 | 1 | 18.83 | 1 | 19.83 | 0
8 | 4 | 02:00 | 0 | 2014-08-04 | 2 | 16.81 | 1 | 17.81 | 0
8 | 4 | 03:00 | 0 | 2014-08-04 | 3 | 14.64 | 1 | 15.64 | 0
8 | 4 | 04:00 | 0 | 2014-08-04 | 4 | 15.9 | 1 | 16.9 | 0
8 | 4 | 05:00 | 0 | 2014-08-04 | 5 | 16.8 | 1 | 17.8 | 0
8 | 4 | 06:00 | 0 | 2014-08-04 | 6 | 18.48 | 1 | 19.48 | 0
8 | 4 | 07:00 | 267 | 2014-08-04 | 7 | 25.41 | 1 | 26.41 | 7051.47
8 | 4 | 08:00 | 1016 | 2014-08-04 | 8 | 27.07 | 1 | 28.07 | 28519.12
8 | 4 | 09:00 | 1716 | 2014-08-04 | 9 | 23.12 | 1 | 24.12 | 41389.92
8 | 4 | 10:00 | 2136 | 2014-08-04 | 10 | 33.32 | 1 | 34.32 | 73307.52
8 | 4 | 11:00 | 2370 | 2014-08-04 | 11 | 46.87 | 1 | 47.87 | 113451.9
8 | 4 | 12:00 | 2523 | 2014-08-04 | 12 | 46.48 | 1 | 47.48 | 119792.04
8 | 4 | 13:00 | 2529 | 2014-08-04 | 13 | 42.52 | 1 | 43.52 | 110062.08
8 | 4 | 14:00 | 2131 | 2014-08-04 | 14 | 43.47 | 1 | 44.47 | 94765.57
8 | 4 | 15:00 | 1673 | 2014-08-04 | 15 | 49.73 | 1 | 50.73 | 84871.29
8 | 4 | 16:00 | 1398 | 2014-08-04 | 16 | 53.81 | 1 | 54.81 | 76624.38
8 | 4 | 17:00 | 667 | 2014-08-04 | 17 | 61.85 | 1 | 62.85 | 41920.95
8 | 4 | 18:00 | 51 | 2014-08-04 | 18 | 56.78 | 1 | 57.78 | 2946.78
8 | 4 | 19:00 | 0 | 2014-08-04 | 19 | 50.84 | 1 | 51.84 | 0
8 | 4 | 20:00 | 0 | 2014-08-04 | 20 | 51.65 | 1 | 52.65 | 0
8 | 4 | 21:00 | 0 | 2014-08-04 | 21 | 59.25 | 1 | 60.25 | 0
8 | 4 | 22:00 | 0 | 2014-08-04 | 22 | 34.92 | 1 | 35.92 | 0
8 | 4 | 23:00 | 0 | 2014-08-04 | 23 | 43.27 | 1 | 44.27 | 0
8 | 4 | 24:00 | 0 | 2014-08-04 | 24 | 42.53 | 1 | 43.53 | 0
8 | 5 | 01:00 | 0 | 2014-08-05 | 1 | 55.08 | 1 | 56.08 | 0
8 | 5 | 02:00 | 0 | 2014-08-05 | 2 | 28.22 | 1 | 29.22 | 0
8 | 5 | 03:00 | 0 | 2014-08-05 | 3 | 43.46 | 1 | 44.46 | 0
8 | 5 | 04:00 | 0 | 2014-08-05 | 4 | 28.85 | 1 | 29.85 | 0
8 | 5 | 05:00 | 0 | 2014-08-05 | 5 | 27.66 | 1 | 28.66 | 0
8 | 5 | 06:00 | 1 | 2014-08-05 | 6 | 43.18 | 1 | 44.18 | 44.18
8 | 5 | 07:00 | 152 | 2014-08-05 | 7 | 28.74 | 1 | 29.74 | 4520.48
8 | 5 | 08:00 | 239 | 2014-08-05 | 8 | 36.22 | 1 | 37.22 | 8895.58
8 | 5 | 09:00 | 370 | 2014-08-05 | 9 | 23.92 | 1 | 24.92 | 9220.4
8 | 5 | 10:00 | 732 | 2014-08-05 | 10 | 28.18 | 1 | 29.18 | 21359.76
8 | 5 | 11:00 | 887 | 2014-08-05 | 11 | 44.42 | 1 | 45.42 | 40287.54
8 | 5 | 12:00 | 925 | 2014-08-05 | 12 | 42.83 | 1 | 43.83 | 40542.75
8 | 5 | 13:00 | 1033 | 2014-08-05 | 13 | 29.34 | 1 | 30.34 | 31341.22
8 | 5 | 14:00 | 1771 | 2014-08-05 | 14 | 34.97 | 1 | 35.97 | 63702.87
8 | 5 | 15:00 | 1432 | 2014-08-05 | 15 | 64.87 | 1 | 65.87 | 94325.84
8 | 5 | 16:00 | 584 | 2014-08-05 | 16 | 64.12 | 1 | 65.12 | 38030.08
8 | 5 | 17:00 | 11 | 2014-08-05 | 17 | 216.29 | 1 | 217.29 | 2390.19
8 | 5 | 18:00 | 2 | 2014-08-05 | 18 | 119.63 | 1 | 120.63 | 241.26
8 | 5 | 19:00 | 0 | 2014-08-05 | 19 | 66.97 | 1 | 67.97 | 0
8 | 5 | 20:00 | 0 | 2014-08-05 | 20 | 58.61 | 1 | 59.61 | 0
8 | 5 | 21:00 | 0 | 2014-08-05 | 21 | 269.7 | 1 | 270.7 | 0
8 | 5 | 22:00 | 0 | 2014-08-05 | 22 | 84.49 | 1 | 85.49 | 0
8 | 5 | 23:00 | 0 | 2014-08-05 | 23 | 33.4 | 1 | 34.4 | 0
8 | 5 | 24:00 | 0 | 2014-08-05 | 24 | 28.35 | 1 | 29.35 | 0
8 | 6 | 01:00 | 0 | 2014-08-06 | 1 | 27.01 | 1 | 28.01 | 0
8 | 6 | 02:00 | 0 | 2014-08-06 | 2 | 27.91 | 1 | 28.91 | 0
8 | 6 | 03:00 | 0 | 2014-08-06 | 3 | 25.18 | 1 | 26.18 | 0
8 | 6 | 04:00 | 0 | 2014-08-06 | 4 | 20.34 | 1 | 21.34 | 0
8 | 6 | 05:00 | 0 | 2014-08-06 | 5 | 22.66 | 1 | 23.66 | 0
8 | 6 | 06:00 | 1 | 2014-08-06 | 6 | 27.49 | 1 | 28.49 | 28.49
8 | 6 | 07:00 | 214 | 2014-08-06 | 7 | 28.05 | 1 | 29.05 | 6216.7
8 | 6 | 08:00 | 628 | 2014-08-06 | 8 | 25.43 | 1 | 26.43 | 16598.04
8 | 6 | 09:00 | 1102 | 2014-08-06 | 9 | 26.82 | 1 | 27.82 | 30657.64
8 | 6 | 10:00 | 1846 | 2014-08-06 | 10 | 24.94 | 1 | 25.94 | 47885.24
8 | 6 | 11:00 | 1821 | 2014-08-06 | 11 | 32.27 | 1 | 33.27 | 60584.67
8 | 6 | 12:00 | 2769 | 2014-08-06 | 12 | 38.73 | 1 | 39.73 | 110012.37
8 | 6 | 13:00 | 2404 | 2014-08-06 | 13 | 32.46 | 1 | 33.46 | 80437.84
8 | 6 | 14:00 | 939 | 2014-08-06 | 14 | 30.61 | 1 | 31.61 | 29681.79
8 | 6 | 15:00 | 2142 | 2014-08-06 | 15 | 34.84 | 1 | 35.84 | 76769.28
8 | 6 | 16:00 | 1334 | 2014-08-06 | 16 | 32.74 | 1 | 33.74 | 45009.16
8 | 6 | 17:00 | 438 | 2014-08-06 | 17 | 40.05 | 1 | 41.05 | 17979.9
8 | 6 | 18:00 | 80 | 2014-08-06 | 18 | 38.9 | 1 | 39.9 | 3192
8 | 6 | 19:00 | 0 | 2014-08-06 | 19 | 35.7 | 1 | 36.7 | 0
8 | 6 | 20:00 | 0 | 2014-08-06 | 20 | 35.96 | 1 | 36.96 | 0
8 | 6 | 21:00 | 0 | 2014-08-06 | 21 | 36.56 | 1 | 37.56 | 0
8 | 6 | 22:00 | 0 | 2014-08-06 | 22 | 29.66 | 1 | 30.66 | 0
8 | 6 | 23:00 | 0 | 2014-08-06 | 23 | 25.67 | 1 | 26.67 | 0
8 | 6 | 24:00 | 0 | 2014-08-06 | 24 | 25.85 | 1 | 26.85 | 0
8 | 7 | 01:00 | 0 | 2014-08-07 | 1 | 27.3 | 1 | 28.3 | 0
8 | 7 | 02:00 | 0 | 2014-08-07 | 2 | 27.18 | 1 | 28.18 | 0
8 | 7 | 03:00 | 0 | 2014-08-07 | 3 | 23.09 | 1 | 24.09 | 0
8 | 7 | 04:00 | 0 | 2014-08-07 | 4 | 20.22 | 1 | 21.22 | 0
8 | 7 | 05:00 | 0 | 2014-08-07 | 5 | 20.67 | 1 | 21.67 | 0
8 | 7 | 06:00 | 2 | 2014-08-07 | 6 | 24.36 | 1 | 25.36 | 50.72
8 | 7 | 07:00 | 249 | 2014-08-07 | 7 | 19.31 | 1 | 20.31 | 5057.19
8 | 7 | 08:00 | 842 | 2014-08-07 | 8 | 20.34 | 1 | 21.34 | 17968.28
8 | 7 | 09:00 | 946 | 2014-08-07 | 9 | 23.59 | 1 | 24.59 | 23262.14
8 | 7 | 10:00 | 702 | 2014-08-07 | 10 | 33.38 | 1 | 34.38 | 24134.76
8 | 7 | 11:00 | 1018 | 2014-08-07 | 11 | 27.95 | 1 | 28.95 | 29471.1
8 | 7 | 12:00 | 853 | 2014-08-07 | 12 | 31.12 | 1 | 32.12 | 27398.36
8 | 7 | 13:00 | 1410 | 2014-08-07 | 13 | 39.89 | 1 | 40.89 | 57654.9
8 | 7 | 14:00 | 1672 | 2014-08-07 | 14 | 37.41 | 1 | 38.41 | 64221.52
8 | 7 | 15:00 | 958 | 2014-08-07 | 15 | 37.79 | 1 | 38.79 | 37160.82
8 | 7 | 16:00 | 620 | 2014-08-07 | 16 | 32.2 | 1 | 33.2 | 20584
8 | 7 | 17:00 | 590 | 2014-08-07 | 17 | 30.82 | 1 | 31.82 | 18773.8
8 | 7 | 18:00 | 56 | 2014-08-07 | 18 | 32.08 | 1 | 33.08 | 1852.48
8 | 7 | 19:00 | 0 | 2014-08-07 | 19 | 30.28 | 1 | 31.28 | 0
8 | 7 | 20:00 | 0 | 2014-08-07 | 20 | 23.74 | 1 | 24.74 | 0
8 | 7 | 21:00 | 0 | 2014-08-07 | 21 | 29.55 | 1 | 30.55 | 0
8 | 7 | 22:00 | 0 | 2014-08-07 | 22 | 23.17 | 1 | 24.17 | 0
8 | 7 | 23:00 | 0 | 2014-08-07 | 23 | 19.46 | 1 | 20.46 | 0
8 | 7 | 24:00 | 0 | 2014-08-07 | 24 | 22.43 | 1 | 23.43 | 0
8 | 8 | 01:00 | 0 | 2014-08-08 | 1 | 20.11 | 1 | 21.11 | 0
8 | 8 | 02:00 | 0 | 2014-08-08 | 2 | 19.8 | 1 | 20.8 | 0
8 | 8 | 03:00 | 0 | 2014-08-08 | 3 | 20.02 | 1 | 21.02 | 0
8 | 8 | 04:00 | 0 | 2014-08-08 | 4 | 17.99 | 1 | 18.99 | 0
8 | 8 | 05:00 | 0 | 2014-08-08 | 5 | 17.19 | 1 | 18.19 | 0
8 | 8 | 06:00 | 1 | 2014-08-08 | 6 | 20.41 | 1 | 21.41 | 21.41
8 | 8 | 07:00 | 60 | 2014-08-08 | 7 | 22.23 | 1 | 23.23 | 1393.8
8 | 8 | 08:00 | 395 | 2014-08-08 | 8 | 20.8 | 1 | 21.8 | 8611
8 | 8 | 09:00 | 648 | 2014-08-08 | 9 | 32.7 | 1 | 33.7 | 21837.6
8 | 8 | 10:00 | 448 | 2014-08-08 | 10 | 44.43 | 1 | 45.43 | 20352.64
8 | 8 | 11:00 | 546 | 2014-08-08 | 11 | 40.04 | 1 | 41.04 | 22407.84
8 | 8 | 12:00 | 882 | 2014-08-08 | 12 | 38.2 | 1 | 39.2 | 34574.4
8 | 8 | 13:00 | 978 | 2014-08-08 | 13 | 32.72 | 1 | 33.72 | 32978.16
8 | 8 | 14:00 | 1643 | 2014-08-08 | 14 | 26.69 | 1 | 27.69 | 45494.67
8 | 8 | 15:00 | 1511 | 2014-08-08 | 15 | 33.19 | 1 | 34.19 | 51661.09
8 | 8 | 16:00 | 389 | 2014-08-08 | 16 | 49.83 | 1 | 50.83 | 19772.87
8 | 8 | 17:00 | 65 | 2014-08-08 | 17 | 55.29 | 1 | 56.29 | 3658.85
8 | 8 | 18:00 | 38 | 2014-08-08 | 18 | 45.03 | 1 | 46.03 | 1749.14
8 | 8 | 19:00 | 0 | 2014-08-08 | 19 | 45.91 | 1 | 46.91 | 0
8 | 8 | 20:00 | 0 | 2014-08-08 | 20 | 40.97 | 1 | 41.97 | 0
8 | 8 | 21:00 | 0 | 2014-08-08 | 21 | 39.04 | 1 | 40.04 | 0
8 | 8 | 22:00 | 0 | 2014-08-08 | 22 | 25.43 | 1 | 26.43 | 0
8 | 8 | 23:00 | 0 | 2014-08-08 | 23 | 20.68 | 1 | 21.68 | 0
8 | 8 | 24:00 | 0 | 2014-08-08 | 24 | 20.51 | 1 | 21.51 | 0
8 | 9 | 01:00 | 0 | 2014-08-09 | 1 | 24 | 1 | 25 | 0
8 | 9 | 02:00 | 0 | 2014-08-09 | 2 | 21.95 | 1 | 22.95 | 0
8 | 9 | 03:00 | 0 | 2014-08-09 | 3 | 20.93 | 1 | 21.93 | 0
8 | 9 | 04:00 | 0 | 2014-08-09 | 4 | 22.88 | 1 | 23.88 | 0
8 | 9 | 05:00 | 0 | 2014-08-09 | 5 | 23.07 | 1 | 24.07 | 0
8 | 9 | 06:00 | 0 | 2014-08-09 | 6 | 19.34 | 1 | 20.34 | 0
8 | 9 | 07:00 | 111 | 2014-08-09 | 7 | 19.39 | 1 | 20.39 | 2263.29
8 | 9 | 08:00 | 432 | 2014-08-09 | 8 | 18.42 | 1 | 19.42 | 8389.44
8 | 9 | 09:00 | 381 | 2014-08-09 | 9 | 17.58 | 1 | 18.58 | 7078.98
8 | 9 | 10:00 | 762 | 2014-08-09 | 10 | 22.06 | 1 | 23.06 | 17571.72
8 | 9 | 11:00 | 918 | 2014-08-09 | 11 | 22.09 | 1 | 23.09 | 21196.62
8 | 9 | 12:00 | 993 | 2014-08-09 | 12 | 21.44 | 1 | 22.44 | 22282.92
8 | 9 | 13:00 | 1039 | 2014-08-09 | 13 | 22.29 | 1 | 23.29 | 24198.31
8 | 9 | 14:00 | 2140 | 2014-08-09 | 14 | 22.74 | 1 | 23.74 | 50803.6
8 | 9 | 15:00 | 1515 | 2014-08-09 | 15 | 22.7 | 1 | 23.7 | 35905.5
8 | 9 | 16:00 | 910 | 2014-08-09 | 16 | 23.54 | 1 | 24.54 | 22331.4
8 | 9 | 17:00 | 612 | 2014-08-09 | 17 | 24.19 | 1 | 25.19 | 15416.28
8 | 9 | 18:00 | 3 | 2014-08-09 | 18 | 30.51 | 1 | 31.51 | 94.53
8 | 9 | 19:00 | 0 | 2014-08-09 | 19 | 31.29 | 1 | 32.29 | 0
8 | 9 | 20:00 | 0 | 2014-08-09 | 20 | 23.69 | 1 | 24.69 | 0
8 | 9 | 21:00 | 0 | 2014-08-09 | 21 | 30.43 | 1 | 31.43 | 0
8 | 9 | 22:00 | 0 | 2014-08-09 | 22 | 27.61 | 1 | 28.61 | 0
8 | 9 | 23:00 | 0 | 2014-08-09 | 23 | 30.63 | 1 | 31.63 | 0
8 | 9 | 24:00 | 0 | 2014-08-09 | 24 | 20.79 | 1 | 21.79 | 0
8 | 10 | 01:00 | 0 | 2014-08-10 | 1 | 23.68 | 1 | 24.68 | 0
8 | 10 | 02:00 | 0 | 2014-08-10 | 2 | 22.57 | 1 | 23.57 | 0
8 | 10 | 03:00 | 0 | 2014-08-10 | 3 | 21.71 | 1 | 22.71 | 0
8 | 10 | 04:00 | 0 | 2014-08-10 | 4 | 21.74 | 1 | 22.74 | 0
8 | 10 | 05:00 | 0 | 2014-08-10 | 5 | 19.55 | 1 | 20.55 | 0
8 | 10 | 06:00 | 0 | 2014-08-10 | 6 | 17.53 | 1 | 18.53 | 0
8 | 10 | 07:00 | 50 | 2014-08-10 | 7 | 19.37 | 1 | 20.37 | 1018.5
8 | 10 | 08:00 | 436 | 2014-08-10 | 8 | 19.49 | 1 | 20.49 | 8933.64
8 | 10 | 09:00 | 1625 | 2014-08-10 | 9 | 13.75 | 1 | 14.75 | 23968.75
8 | 10 | 10:00 | 2044 | 2014-08-10 | 10 | 19.49 | 1 | 20.49 | 41881.56
8 | 10 | 11:00 | 2489 | 2014-08-10 | 11 | 21.1 | 1 | 22.1 | 55006.9
8 | 10 | 12:00 | 2007 | 2014-08-10 | 12 | 24.22 | 1 | 25.22 | 50616.54
8 | 10 | 13:00 | 2188 | 2014-08-10 | 13 | 26.94 | 1 | 27.94 | 61132.72
8 | 10 | 14:00 | 2497 | 2014-08-10 | 14 | 30.73 | 1 | 31.73 | 79229.81
8 | 10 | 15:00 | 2020 | 2014-08-10 | 15 | 30.86 | 1 | 31.86 | 64357.2
8 | 10 | 16:00 | 1490 | 2014-08-10 | 16 | 32.8 | 1 | 33.8 | 50362
8 | 10 | 17:00 | 627 | 2014-08-10 | 17 | 34.28 | 1 | 35.28 | 22120.56
8 | 10 | 18:00 | 25 | 2014-08-10 | 18 | 40.85 | 1 | 41.85 | 1046.25
8 | 10 | 19:00 | 0 | 2014-08-10 | 19 | 37.49 | 1 | 38.49 | 0
8 | 10 | 20:00 | 0 | 2014-08-10 | 20 | 30.27 | 1 | 31.27 | 0
8 | 10 | 21:00 | 0 | 2014-08-10 | 21 | 36.15 | 1 | 37.15 | 0
8 | 10 | 22:00 | 0 | 2014-08-10 | 22 | 36.58 | 1 | 37.58 | 0
8 | 10 | 23:00 | 0 | 2014-08-10 | 23 | 31.01 | 1 | 32.01 | 0
8 | 10 | 24:00 | 0 | 2014-08-10 | 24 | 23.72 | 1 | 24.72 | 0
8 | 11 | 01:00 | 0 | 2014-08-11 | 1 | 25.8 | 1 | 26.8 | 0
8 | 11 | 02:00 | 0 | 2014-08-11 | 2 | 23.97 | 1 | 24.97 | 0
8 | 11 | 03:00 | 0 | 2014-08-11 | 3 | 22.74 | 1 | 23.74 | 0
8 | 11 | 04:00 | 0 | 2014-08-11 | 4 | 25.15 | 1 | 26.15 | 0
8 | 11 | 05:00 | 0 | 2014-08-11 | 5 | 23.5 | 1 | 24.5 | 0
8 | 11 | 06:00 | 1 | 2014-08-11 | 6 | 21.46 | 1 | 22.46 | 22.46
8 | 11 | 07:00 | 57 | 2014-08-11 | 7 | 19.13 | 1 | 20.13 | 1147.41
8 | 11 | 08:00 | 533 | 2014-08-11 | 8 | 19.28 | 1 | 20.28 | 10809.24
8 | 11 | 09:00 | 1609 | 2014-08-11 | 9 | 20.14 | 1 | 21.14 | 34014.26
8 | 11 | 10:00 | 2157 | 2014-08-11 | 10 | 22.05 | 1 | 23.05 | 49718.85
8 | 11 | 11:00 | 2000 | 2014-08-11 | 11 | 32.8 | 1 | 33.8 | 67600
8 | 11 | 12:00 | 2004 | 2014-08-11 | 12 | 39.2 | 1 | 40.2 | 80560.8
8 | 11 | 13:00 | 2222 | 2014-08-11 | 13 | 39.73 | 1 | 40.73 | 90502.06
8 | 11 | 14:00 | 1792 | 2014-08-11 | 14 | 30.46 | 1 | 31.46 | 56376.32
8 | 11 | 15:00 | 1999 | 2014-08-11 | 15 | 30.6 | 1 | 31.6 | 63168.4
8 | 11 | 16:00 | 1434 | 2014-08-11 | 16 | 24.78 | 1 | 25.78 | 36968.52
8 | 11 | 17:00 | 789 | 2014-08-11 | 17 | 26.35 | 1 | 27.35 | 21579.15
8 | 11 | 18:00 | 45 | 2014-08-11 | 18 | 29.94 | 1 | 30.94 | 1392.3
8 | 11 | 19:00 | 0 | 2014-08-11 | 19 | 38.6 | 1 | 39.6 | 0
8 | 11 | 20:00 | 0 | 2014-08-11 | 20 | 38.36 | 1 | 39.36 | 0
8 | 11 | 21:00 | 0 | 2014-08-11 | 21 | 36.98 | 1 | 37.98 | 0
8 | 11 | 22:00 | 0 | 2014-08-11 | 22 | 29.3 | 1 | 30.3 | 0
8 | 11 | 23:00 | 0 | 2014-08-11 | 23 | 22.64 | 1 | 23.64 | 0
8 | 11 | 24:00 | 0 | 2014-08-11 | 24 | 24.48 | 1 | 25.48 | 0
8 | 12 | 01:00 | 0 | 2014-08-12 | 1 | 25.76 | 1 | 26.76 | 0
8 | 12 | 02:00 | 0 | 2014-08-12 | 2 | 22.26 | 1 | 23.26 | 0
8 | 12 | 03:00 | 0 | 2014-08-12 | 3 | 23.71 | 1 | 24.71 | 0
8 | 12 | 04:00 | 0 | 2014-08-12 | 4 | 23.67 | 1 | 24.67 | 0
8 | 12 | 05:00 | 0 | 2014-08-12 | 5 | 22.83 | 1 | 23.83 | 0
8 | 12 | 06:00 | 0 | 2014-08-12 | 6 | 22.23 | 1 | 23.23 | 0
8 | 12 | 07:00 | 68 | 2014-08-12 | 7 | 24.07 | 1 | 25.07 | 1704.76
8 | 12 | 08:00 | 847 | 2014-08-12 | 8 | 27.99 | 1 | 28.99 | 24554.53
8 | 12 | 09:00 | 1269 | 2014-08-12 | 9 | 24.99 | 1 | 25.99 | 32981.31
8 | 12 | 10:00 | 1017 | 2014-08-12 | 10 | 27.15 | 1 | 28.15 | 28628.55
8 | 12 | 11:00 | 1982 | 2014-08-12 | 11 | 39.56 | 1 | 40.56 | 80389.92
8 | 12 | 12:00 | 1856 | 2014-08-12 | 12 | 33.73 | 1 | 34.73 | 64458.88
8 | 12 | 13:00 | 1607 | 2014-08-12 | 13 | 26.23 | 1 | 27.23 | 43758.61
8 | 12 | 14:00 | 1895 | 2014-08-12 | 14 | 25.18 | 1 | 26.18 | 49611.1
8 | 12 | 15:00 | 1561 | 2014-08-12 | 15 | 27.1 | 1 | 28.1 | 43864.1
8 | 12 | 16:00 | 1323 | 2014-08-12 | 16 | 26.31 | 1 | 27.31 | 36131.13
8 | 12 | 17:00 | 620 | 2014-08-12 | 17 | 28.21 | 1 | 29.21 | 18110.2
8 | 12 | 18:00 | 132 | 2014-08-12 | 18 | 26.44 | 1 | 27.44 | 3622.08
8 | 12 | 19:00 | 0 | 2014-08-12 | 19 | 24.8 | 1 | 25.8 | 0
8 | 12 | 20:00 | 0 | 2014-08-12 | 20 | 27.69 | 1 | 28.69 | 0
8 | 12 | 21:00 | 0 | 2014-08-12 | 21 | 40.69 | 1 | 41.69 | 0
8 | 12 | 22:00 | 0 | 2014-08-12 | 22 | 33.53 | 1 | 34.53 | 0
8 | 12 | 23:00 | 0 | 2014-08-12 | 23 | 25.31 | 1 | 26.31 | 0
8 | 12 | 24:00 | 0 | 2014-08-12 | 24 | 24.53 | 1 | 25.53 | 0
8 | 13 | 01:00 | 0 | 2014-08-13 | 1 | 23.92 | 1 | 24.92 | 0
8 | 13 | 02:00 | 0 | 2014-08-13 | 2 | 25.49 | 1 | 26.49 | 0
8 | 13 | 03:00 | 0 | 2014-08-13 | 3 | 25.58 | 1 | 26.58 | 0
8 | 13 | 04:00 | 0 | 2014-08-13 | 4 | 19.56 | 1 | 20.56 | 0
8 | 13 | 05:00 | 0 | 2014-08-13 | 5 | 18.92 | 1 | 19.92 | 0
8 | 13 | 06:00 | 0 | 2014-08-13 | 6 | 22.49 | 1 | 23.49 | 0
8 | 13 | 07:00 | 164 | 2014-08-13 | 7 | 19.25 | 1 | 20.25 | 3321
8 | 13 | 08:00 | 400 | 2014-08-13 | 8 | 21.22 | 1 | 22.22 | 8888
8 | 13 | 09:00 | 642 | 2014-08-13 | 9 | 29.31 | 1 | 30.31 | 19459.02
8 | 13 | 10:00 | 916 | 2014-08-13 | 10 | 38.63 | 1 | 39.63 | 36301.08
8 | 13 | 11:00 | 1523 | 2014-08-13 | 11 | 32.64 | 1 | 33.64 | 51233.72
8 | 13 | 12:00 | 2607 | 2014-08-13 | 12 | 24.81 | 1 | 25.81 | 67286.67
8 | 13 | 13:00 | 2553 | 2014-08-13 | 13 | 28.82 | 1 | 29.82 | 76130.46
8 | 13 | 14:00 | 2051 | 2014-08-13 | 14 | 34.86 | 1 | 35.86 | 73548.86
8 | 13 | 15:00 | 1271 | 2014-08-13 | 15 | 38.77 | 1 | 39.77 | 50547.67
8 | 13 | 16:00 | 1323 | 2014-08-13 | 16 | 35.85 | 1 | 36.85 | 48752.55
8 | 13 | 17:00 | 649 | 2014-08-13 | 17 | 31.08 | 1 | 32.08 | 20819.92
8 | 13 | 18:00 | 52 | 2014-08-13 | 18 | 34.88 | 1 | 35.88 | 1865.76
8 | 13 | 19:00 | 0 | 2014-08-13 | 19 | 39.28 | 1 | 40.28 | 0
8 | 13 | 20:00 | 0 | 2014-08-13 | 20 | 33.47 | 1 | 34.47 | 0
8 | 13 | 21:00 | 0 | 2014-08-13 | 21 | 26.36 | 1 | 27.36 | 0
8 | 13 | 22:00 | 0 | 2014-08-13 | 22 | 22.34 | 1 | 23.34 | 0
8 | 13 | 23:00 | 0 | 2014-08-13 | 23 | 22.62 | 1 | 23.62 | 0
8 | 13 | 24:00 | 0 | 2014-08-13 | 24 | 19.89 | 1 | 20.89 | 0
8 | 14 | 01:00 | 0 | 2014-08-14 | 1 | 20.35 | 1 | 21.35 | 0
8 | 14 | 02:00 | 0 | 2014-08-14 | 2 | 18.09 | 1 | 19.09 | 0
8 | 14 | 03:00 | 0 | 2014-08-14 | 3 | 19.07 | 1 | 20.07 | 0
8 | 14 | 04:00 | 0 | 2014-08-14 | 4 | 18.78 | 1 | 19.78 | 0
8 | 14 | 05:00 | 0 | 2014-08-14 | 5 | 17.57 | 1 | 18.57 | 0
8 | 14 | 06:00 | 0 | 2014-08-14 | 6 | 18.39 | 1 | 19.39 | 0
8 | 14 | 07:00 | 272 | 2014-08-14 | 7 | 19.25 | 1 | 20.25 | 5508
8 | 14 | 08:00 | 1109 | 2014-08-14 | 8 | 26.43 | 1 | 27.43 | 30419.87
8 | 14 | 09:00 | 1863 | 2014-08-14 | 9 | 21.34 | 1 | 22.34 | 41619.42
8 | 14 | 10:00 | 2374 | 2014-08-14 | 10 | 22.49 | 1 | 23.49 | 55765.26
8 | 14 | 11:00 | 2517 | 2014-08-14 | 11 | 22.97 | 1 | 23.97 | 60332.49
8 | 14 | 12:00 | 2729 | 2014-08-14 | 12 | 22.79 | 1 | 23.79 | 64922.91
8 | 14 | 13:00 | 2693 | 2014-08-14 | 13 | 22.18 | 1 | 23.18 | 62423.74
8 | 14 | 14:00 | 2490 | 2014-08-14 | 14 | 22.07 | 1 | 23.07 | 57444.3
8 | 14 | 15:00 | 2145 | 2014-08-14 | 15 | 22.02 | 1 | 23.02 | 49377.9
8 | 14 | 16:00 | 1471 | 2014-08-14 | 16 | 22.31 | 1 | 23.31 | 34289.01
8 | 14 | 17:00 | 753 | 2014-08-14 | 17 | 22.94 | 1 | 23.94 | 18026.82
8 | 14 | 18:00 | 60 | 2014-08-14 | 18 | 22.59 | 1 | 23.59 | 1415.4
8 | 14 | 19:00 | 0 | 2014-08-14 | 19 | 21.29 | 1 | 22.29 | 0
8 | 14 | 20:00 | 0 | 2014-08-14 | 20 | 20.56 | 1 | 21.56 | 0
8 | 14 | 21:00 | 0 | 2014-08-14 | 21 | 22.03 | 1 | 23.03 | 0
8 | 14 | 22:00 | 0 | 2014-08-14 | 22 | 19.89 | 1 | 20.89 | 0
8 | 14 | 23:00 | 0 | 2014-08-14 | 23 | 18.07 | 1 | 19.07 | 0
8 | 14 | 24:00 | 0 | 2014-08-14 | 24 | 18.25 | 1 | 19.25 | 0
8 | 15 | 01:00 | 0 | 2014-08-15 | 1 | 17.24 | 1 | 18.24 | 0
8 | 15 | 02:00 | 0 | 2014-08-15 | 2 | 17.52 | 1 | 18.52 | 0
8 | 15 | 03:00 | 0 | 2014-08-15 | 3 | 12.14 | 1 | 13.14 | 0
8 | 15 | 04:00 | 0 | 2014-08-15 | 4 | 9.68 | 1 | 10.68 | 0
8 | 15 | 05:00 | 0 | 2014-08-15 | 5 | 13.58 | 1 | 14.58 | 0
8 | 15 | 06:00 | 0 | 2014-08-15 | 6 | 19 | 1 | 20 | 0
8 | 15 | 07:00 | 53 | 2014-08-15 | 7 | 20.03 | 1 | 21.03 | 1114.59
8 | 15 | 08:00 | 510 | 2014-08-15 | 8 | 22.47 | 1 | 23.47 | 11969.7
8 | 15 | 09:00 | 737 | 2014-08-15 | 9 | 23.59 | 1 | 24.59 | 18122.83
8 | 15 | 10:00 | 824 | 2014-08-15 | 10 | 29.39 | 1 | 30.39 | 25041.36
8 | 15 | 11:00 | 948 | 2014-08-15 | 11 | 23.11 | 1 | 24.11 | 22856.28
8 | 15 | 12:00 | 1016 | 2014-08-15 | 12 | 23.78 | 1 | 24.78 | 25176.48
8 | 15 | 13:00 | 1002 | 2014-08-15 | 13 | 23.68 | 1 | 24.68 | 24729.36
8 | 15 | 14:00 | 967 | 2014-08-15 | 14 | 21.18 | 1 | 22.18 | 21448.06
8 | 15 | 15:00 | 478 | 2014-08-15 | 15 | 19.53 | 1 | 20.53 | 9813.34
8 | 15 | 16:00 | 397 | 2014-08-15 | 16 | 14.02 | 1 | 15.02 | 5962.94
8 | 15 | 17:00 | 431 | 2014-08-15 | 17 | 16.11 | 1 | 17.11 | 7374.41
8 | 15 | 18:00 | 6 | 2014-08-15 | 18 | 17.12 | 1 | 18.12 | 108.72
8 | 15 | 19:00 | 0 | 2014-08-15 | 19 | 15.84 | 1 | 16.84 | 0
8 | 15 | 20:00 | 0 | 2014-08-15 | 20 | 15.87 | 1 | 16.87 | 0
8 | 15 | 21:00 | 0 | 2014-08-15 | 21 | 16.09 | 1 | 17.09 | 0
8 | 15 | 22:00 | 0 | 2014-08-15 | 22 | 18.72 | 1 | 19.72 | 0
8 | 15 | 23:00 | 0 | 2014-08-15 | 23 | 17.46 | 1 | 18.46 | 0
8 | 15 | 24:00 | 0 | 2014-08-15 | 24 | 1.55 | 1 | 2.55 | 0
8 | 16 | 01:00 | 0 | 2014-08-16 | 1 | 0 | 1 | 1 | 0
8 | 16 | 02:00 | 0 | 2014-08-16 | 2 | 0 | 1 | 1 | 0
8 | 16 | 03:00 | 0 | 2014-08-16 | 3 | 0 | 1 | 1 | 0
8 | 16 | 04:00 | 0 | 2014-08-16 | 4 | 0 | 1 | 1 | 0
8 | 16 | 05:00 | 0 | 2014-08-16 | 5 | 0 | 1 | 1 | 0
8 | 16 | 06:00 | 0 | 2014-08-16 | 6 | 0 | 1 | 1 | 0
8 | 16 | 07:00 | 12 | 2014-08-16 | 7 | 0 | 1 | 1 | 12
8 | 16 | 08:00 | 467 | 2014-08-16 | 8 | 0 | 1 | 1 | 467
8 | 16 | 09:00 | 723 | 2014-08-16 | 9 | 0 | 1 | 1 | 723
8 | 16 | 10:00 | 1306 | 2014-08-16 | 10 | 16.6 | 1 | 17.6 | 22985.6
8 | 16 | 11:00 | 909 | 2014-08-16 | 11 | 14.42 | 1 | 15.42 | 14016.78
8 | 16 | 12:00 | 1398 | 2014-08-16 | 12 | 14.35 | 1 | 15.35 | 21459.3
8 | 16 | 13:00 | 853 | 2014-08-16 | 13 | 12 | 1 | 13 | 11089
8 | 16 | 14:00 | 1539 | 2014-08-16 | 14 | 13.89 | 1 | 14.89 | 22915.71
8 | 16 | 15:00 | 1557 | 2014-08-16 | 15 | 13.89 | 1 | 14.89 | 23183.73
8 | 16 | 16:00 | 1331 | 2014-08-16 | 16 | 11.47 | 1 | 12.47 | 16597.57
8 | 16 | 17:00 | 509 | 2014-08-16 | 17 | 11.52 | 1 | 12.52 | 6372.68
8 | 16 | 18:00 | 42 | 2014-08-16 | 18 | 14.03 | 1 | 15.03 | 631.26
8 | 16 | 19:00 | 0 | 2014-08-16 | 19 | 12.21 | 1 | 13.21 | 0
8 | 16 | 20:00 | 0 | 2014-08-16 | 20 | 9 | 1 | 10 | 0
8 | 16 | 21:00 | 0 | 2014-08-16 | 21 | 19.16 | 1 | 20.16 | 0
8 | 16 | 22:00 | 0 | 2014-08-16 | 22 | 18.36 | 1 | 19.36 | 0
8 | 16 | 23:00 | 0 | 2014-08-16 | 23 | 12.08 | 1 | 13.08 | 0
8 | 16 | 24:00 | 0 | 2014-08-16 | 24 | 17.17 | 1 | 18.17 | 0
8 | 17 | 01:00 | 0 | 2014-08-17 | 1 | 16.37 | 1 | 17.37 | 0
8 | 17 | 02:00 | 0 | 2014-08-17 | 2 | 16.25 | 1 | 17.25 | 0
8 | 17 | 03:00 | 0 | 2014-08-17 | 3 | 13.97 | 1 | 14.97 | 0
8 | 17 | 04:00 | 0 | 2014-08-17 | 4 | 12.33 | 1 | 13.33 | 0
8 | 17 | 05:00 | 0 | 2014-08-17 | 5 | 13.06 | 1 | 14.06 | 0
8 | 17 | 06:00 | 0 | 2014-08-17 | 6 | 15.7 | 1 | 16.7 | 0
8 | 17 | 07:00 | 177 | 2014-08-17 | 7 | 12.35 | 1 | 13.35 | 2362.95
8 | 17 | 08:00 | 1066 | 2014-08-17 | 8 | 11.13 | 1 | 12.13 | 12930.58
8 | 17 | 09:00 | 1821 | 2014-08-17 | 9 | 15.28 | 1 | 16.28 | 29645.88
8 | 17 | 10:00 | 1048 | 2014-08-17 | 10 | 23.91 | 1 | 24.91 | 26105.68
8 | 17 | 11:00 | 2131 | 2014-08-17 | 11 | 34.52 | 1 | 35.52 | 75693.12
8 | 17 | 12:00 | 1818 | 2014-08-17 | 12 | 39.65 | 1 | 40.65 | 73901.7
8 | 17 | 13:00 | 1778 | 2014-08-17 | 13 | 25.02 | 1 | 26.02 | 46263.56
8 | 17 | 14:00 | 1547 | 2014-08-17 | 14 | 14.75 | 1 | 15.75 | 24365.25
8 | 17 | 15:00 | 1482 | 2014-08-17 | 15 | 16.69 | 1 | 17.69 | 26216.58
8 | 17 | 16:00 | 834 | 2014-08-17 | 16 | 21.1 | 1 | 22.1 | 18431.4
8 | 17 | 17:00 | 371 | 2014-08-17 | 17 | 22.84 | 1 | 23.84 | 8844.64
8 | 17 | 18:00 | 10 | 2014-08-17 | 18 | 30.7 | 1 | 31.7 | 317
8 | 17 | 19:00 | 0 | 2014-08-17 | 19 | 29.34 | 1 | 30.34 | 0
8 | 17 | 20:00 | 0 | 2014-08-17 | 20 | 24.01 | 1 | 25.01 | 0
8 | 17 | 21:00 | 0 | 2014-08-17 | 21 | 28.77 | 1 | 29.77 | 0
8 | 17 | 22:00 | 0 | 2014-08-17 | 22 | 27.3 | 1 | 28.3 | 0
8 | 17 | 23:00 | 0 | 2014-08-17 | 23 | 18.68 | 1 | 19.68 | 0
8 | 17 | 24:00 | 0 | 2014-08-17 | 24 | 19.15 | 1 | 20.15 | 0
8 | 18 | 01:00 | 0 | 2014-08-18 | 1 | 15.53 | 1 | 16.53 | 0
8 | 18 | 02:00 | 0 | 2014-08-18 | 2 | 16.46 | 1 | 17.46 | 0
8 | 18 | 03:00 | 0 | 2014-08-18 | 3 | 14.71 | 1 | 15.71 | 0
8 | 18 | 04:00 | 0 | 2014-08-18 | 4 | 13.84 | 1 | 14.84 | 0
8 | 18 | 05:00 | 0 | 2014-08-18 | 5 | 16.27 | 1 | 17.27 | 0
8 | 18 | 06:00 | 0 | 2014-08-18 | 6 | 16.66 | 1 | 17.66 | 0
8 | 18 | 07:00 | 256 | 2014-08-18 | 7 | 21.38 | 1 | 22.38 | 5729.28
8 | 18 | 08:00 | 1124 | 2014-08-18 | 8 | 18.8 | 1 | 19.8 | 22255.2
8 | 18 | 09:00 | 1889 | 2014-08-18 | 9 | 17.49 | 1 | 18.49 | 34927.61
8 | 18 | 10:00 | 2473 | 2014-08-18 | 10 | 21.92 | 1 | 22.92 | 56681.16
8 | 18 | 11:00 | 2848 | 2014-08-18 | 11 | 39.1 | 1 | 40.1 | 114204.8
8 | 18 | 12:00 | 2954 | 2014-08-18 | 12 | 48.5 | 1 | 49.5 | 146223
8 | 18 | 13:00 | 2842 | 2014-08-18 | 13 | 24.66 | 1 | 25.66 | 72925.72
8 | 18 | 14:00 | 2669 | 2014-08-18 | 14 | 20.71 | 1 | 21.71 | 57943.99
8 | 18 | 15:00 | 2253 | 2014-08-18 | 15 | 22.15 | 1 | 23.15 | 52156.95
8 | 18 | 16:00 | 1632 | 2014-08-18 | 16 | 22.78 | 1 | 23.78 | 38808.96
8 | 18 | 17:00 | 808 | 2014-08-18 | 17 | 28.51 | 1 | 29.51 | 23844.08
8 | 18 | 18:00 | 13 | 2014-08-18 | 18 | 37.07 | 1 | 38.07 | 494.91
8 | 18 | 19:00 | 0 | 2014-08-18 | 19 | 33.89 | 1 | 34.89 | 0
8 | 18 | 20:00 | 0 | 2014-08-18 | 20 | 28.98 | 1 | 29.98 | 0
8 | 18 | 21:00 | 0 | 2014-08-18 | 21 | 39.48 | 1 | 40.48 | 0
8 | 18 | 22:00 | 0 | 2014-08-18 | 22 | 18.92 | 1 | 19.92 | 0
8 | 18 | 23:00 | 0 | 2014-08-18 | 23 | 19.13 | 1 | 20.13 | 0
8 | 18 | 24:00 | 0 | 2014-08-18 | 24 | 17.09 | 1 | 18.09 | 0
8 | 19 | 01:00 | 0 | 2014-08-19 | 1 | 17.78 | 1 | 18.78 | 0
8 | 19 | 02:00 | 0 | 2014-08-19 | 2 | 18.45 | 1 | 19.45 | 0
8 | 19 | 03:00 | 0 | 2014-08-19 | 3 | 19 | 1 | 20 | 0
8 | 19 | 04:00 | 0 | 2014-08-19 | 4 | 18.35 | 1 | 19.35 | 0
8 | 19 | 05:00 | 0 | 2014-08-19 | 5 | 18.6 | 1 | 19.6 | 0
8 | 19 | 06:00 | 0 | 2014-08-19 | 6 | 19.83 | 1 | 20.83 | 0
8 | 19 | 07:00 | 270 | 2014-08-19 | 7 | 19.44 | 1 | 20.44 | 5518.8
8 | 19 | 08:00 | 1125 | 2014-08-19 | 8 | 17.3 | 1 | 18.3 | 20587.5
8 | 19 | 09:00 | 1842 | 2014-08-19 | 9 | 20.14 | 1 | 21.14 | 38939.88
8 | 19 | 10:00 | 2344 | 2014-08-19 | 10 | 21.98 | 1 | 22.98 | 53865.12
8 | 19 | 11:00 | 2631 | 2014-08-19 | 11 | 22.66 | 1 | 23.66 | 62249.46
8 | 19 | 12:00 | 2598 | 2014-08-19 | 12 | 23.77 | 1 | 24.77 | 64352.46
8 | 19 | 13:00 | 2568 | 2014-08-19 | 13 | 24.35 | 1 | 25.35 | 65098.8
8 | 19 | 14:00 | 2185 | 2014-08-19 | 14 | 33.06 | 1 | 34.06 | 74421.1
8 | 19 | 15:00 | 1819 | 2014-08-19 | 15 | 37.28 | 1 | 38.28 | 69631.32
8 | 19 | 16:00 | 886 | 2014-08-19 | 16 | 36.87 | 1 | 37.87 | 33552.82
8 | 19 | 17:00 | 662 | 2014-08-19 | 17 | 36.92 | 1 | 37.92 | 25103.04
8 | 19 | 18:00 | 25 | 2014-08-19 | 18 | 39.91 | 1 | 40.91 | 1022.75
8 | 19 | 19:00 | 0 | 2014-08-19 | 19 | 33.71 | 1 | 34.71 | 0
8 | 19 | 20:00 | 0 | 2014-08-19 | 20 | 34.78 | 1 | 35.78 | 0
8 | 19 | 21:00 | 0 | 2014-08-19 | 21 | 35.83 | 1 | 36.83 | 0
8 | 19 | 22:00 | 0 | 2014-08-19 | 22 | 27.33 | 1 | 28.33 | 0
8 | 19 | 23:00 | 0 | 2014-08-19 | 23 | 21.13 | 1 | 22.13 | 0
8 | 19 | 24:00 | 0 | 2014-08-19 | 24 | 22.85 | 1 | 23.85 | 0
8 | 20 | 01:00 | 0 | 2014-08-20 | 1 | 23.78 | 1 | 24.78 | 0
8 | 20 | 02:00 | 0 | 2014-08-20 | 2 | 22.17 | 1 | 23.17 | 0
8 | 20 | 03:00 | 0 | 2014-08-20 | 3 | 21.72 | 1 | 22.72 | 0
8 | 20 | 04:00 | 0 | 2014-08-20 | 4 | 20.9 | 1 | 21.9 | 0
8 | 20 | 05:00 | 0 | 2014-08-20 | 5 | 21.62 | 1 | 22.62 | 0
8 | 20 | 06:00 | 0 | 2014-08-20 | 6 | 21.1 | 1 | 22.1 | 0
8 | 20 | 07:00 | 288 | 2014-08-20 | 7 | 23.4 | 1 | 24.4 | 7027.2
8 | 20 | 08:00 | 1062 | 2014-08-20 | 8 | 26.56 | 1 | 27.56 | 29268.72
8 | 20 | 09:00 | 1827 | 2014-08-20 | 9 | 28.33 | 1 | 29.33 | 53585.91
8 | 20 | 10:00 | 2292 | 2014-08-20 | 10 | 36.74 | 1 | 37.74 | 86500.08
8 | 20 | 11:00 | 2570 | 2014-08-20 | 11 | 39.22 | 1 | 40.22 | 103365.4
8 | 20 | 12:00 | 2777 | 2014-08-20 | 12 | 43.64 | 1 | 44.64 | 123965.28
8 | 20 | 13:00 | 2286 | 2014-08-20 | 13 | 49.22 | 1 | 50.22 | 114802.92
8 | 20 | 14:00 | 2108 | 2014-08-20 | 14 | 55.13 | 1 | 56.13 | 118322.04
8 | 20 | 15:00 | 2004 | 2014-08-20 | 15 | 50.28 | 1 | 51.28 | 102765.12
8 | 20 | 16:00 | 1355 | 2014-08-20 | 16 | 56.94 | 1 | 57.94 | 78508.7
8 | 20 | 17:00 | 769 | 2014-08-20 | 17 | 47.8 | 1 | 48.8 | 37527.2
8 | 20 | 18:00 | 18 | 2014-08-20 | 18 | 57.87 | 1 | 58.87 | 1059.66
8 | 20 | 19:00 | 0 | 2014-08-20 | 19 | 45.79 | 1 | 46.79 | 0
8 | 20 | 20:00 | 0 | 2014-08-20 | 20 | 45.09 | 1 | 46.09 | 0
8 | 20 | 21:00 | 0 | 2014-08-20 | 21 | 53.27 | 1 | 54.27 | 0
8 | 20 | 22:00 | 0 | 2014-08-20 | 22 | 41.39 | 1 | 42.39 | 0
8 | 20 | 23:00 | 0 | 2014-08-20 | 23 | 23.45 | 1 | 24.45 | 0
8 | 20 | 24:00 | 0 | 2014-08-20 | 24 | 23.33 | 1 | 24.33 | 0
8 | 21 | 01:00 | 0 | 2014-08-21 | 1 | 26.74 | 1 | 27.74 | 0
8 | 21 | 02:00 | 0 | 2014-08-21 | 2 | 25.7 | 1 | 26.7 | 0
8 | 21 | 03:00 | 0 | 2014-08-21 | 3 | 25.32 | 1 | 26.32 | 0
8 | 21 | 04:00 | 0 | 2014-08-21 | 4 | 21.66 | 1 | 22.66 | 0
8 | 21 | 05:00 | 0 | 2014-08-21 | 5 | 23.99 | 1 | 24.99 | 0
8 | 21 | 06:00 | 0 | 2014-08-21 | 6 | 34.68 | 1 | 35.68 | 0
8 | 21 | 07:00 | 257 | 2014-08-21 | 7 | 29.8 | 1 | 30.8 | 7915.6
8 | 21 | 08:00 | 1123 | 2014-08-21 | 8 | 25.17 | 1 | 26.17 | 29388.91
8 | 21 | 09:00 | 1852 | 2014-08-21 | 9 | 30.85 | 1 | 31.85 | 58986.2
8 | 21 | 10:00 | 2318 | 2014-08-21 | 10 | 37.42 | 1 | 38.42 | 89057.56
8 | 21 | 11:00 | 2635 | 2014-08-21 | 11 | 47.72 | 1 | 48.72 | 128377.2
8 | 21 | 12:00 | 2604 | 2014-08-21 | 12 | 53.78 | 1 | 54.78 | 142647.12
8 | 21 | 13:00 | 2310 | 2014-08-21 | 13 | 55.1 | 1 | 56.1 | 129591
8 | 21 | 14:00 | 2220 | 2014-08-21 | 14 | 52.61 | 1 | 53.61 | 119014.2
8 | 21 | 15:00 | 2000 | 2014-08-21 | 15 | 70.68 | 1 | 71.68 | 143360
8 | 21 | 16:00 | 1539 | 2014-08-21 | 16 | 55.3 | 1 | 56.3 | 86645.7
8 | 21 | 17:00 | 746 | 2014-08-21 | 17 | 50.97 | 1 | 51.97 | 38769.62
8 | 21 | 18:00 | 14 | 2014-08-21 | 18 | 51.89 | 1 | 52.89 | 740.46
8 | 21 | 19:00 | 0 | 2014-08-21 | 19 | 29.8 | 1 | 30.8 | 0
8 | 21 | 20:00 | 0 | 2014-08-21 | 20 | 48.91 | 1 | 49.91 | 0
8 | 21 | 21:00 | 0 | 2014-08-21 | 21 | 49.54 | 1 | 50.54 | 0
8 | 21 | 22:00 | 0 | 2014-08-21 | 22 | 49 | 1 | 50 | 0
8 | 21 | 23:00 | 0 | 2014-08-21 | 23 | 32.09 | 1 | 33.09 | 0
8 | 21 | 24:00 | 0 | 2014-08-21 | 24 | 35.34 | 1 | 36.34 | 0
8 | 22 | 01:00 | 0 | 2014-08-22 | 1 | 35.19 | 1 | 36.19 | 0
8 | 22 | 02:00 | 0 | 2014-08-22 | 2 | 27.01 | 1 | 28.01 | 0
8 | 22 | 03:00 | 0 | 2014-08-22 | 3 | 25.21 | 1 | 26.21 | 0
8 | 22 | 04:00 | 0 | 2014-08-22 | 4 | 24.12 | 1 | 25.12 | 0
8 | 22 | 05:00 | 0 | 2014-08-22 | 5 | 23.75 | 1 | 24.75 | 0
8 | 22 | 06:00 | 0 | 2014-08-22 | 6 | 22.55 | 1 | 23.55 | 0
8 | 22 | 07:00 | 330 | 2014-08-22 | 7 | 38.61 | 1 | 39.61 | 13071.3
8 | 22 | 08:00 | 995 | 2014-08-22 | 8 | 40.17 | 1 | 41.17 | 40964.15
8 | 22 | 09:00 | 1560 | 2014-08-22 | 9 | 37.61 | 1 | 38.61 | 60231.6
8 | 22 | 10:00 | 1890 | 2014-08-22 | 10 | 44.79 | 1 | 45.79 | 86543.1
8 | 22 | 11:00 | 2345 | 2014-08-22 | 11 | 39.62 | 1 | 40.62 | 95253.9
8 | 22 | 12:00 | 2154 | 2014-08-22 | 12 | 48.64 | 1 | 49.64 | 106924.56
8 | 22 | 13:00 | 1972 | 2014-08-22 | 13 | 42.53 | 1 | 43.53 | 85841.16
8 | 22 | 14:00 | 1802 | 2014-08-22 | 14 | 43.24 | 1 | 44.24 | 79720.48
8 | 22 | 15:00 | 1546 | 2014-08-22 | 15 | 36.96 | 1 | 37.96 | 58686.16
8 | 22 | 16:00 | 279 | 2014-08-22 | 16 | 33.56 | 1 | 34.56 | 9642.24
8 | 22 | 17:00 | 375 | 2014-08-22 | 17 | 27.08 | 1 | 28.08 | 10530
8 | 22 | 18:00 | 6 | 2014-08-22 | 18 | 24.03 | 1 | 25.03 | 150.18
8 | 22 | 19:00 | 0 | 2014-08-22 | 19 | 22.95 | 1 | 23.95 | 0
8 | 22 | 20:00 | 0 | 2014-08-22 | 20 | 33.72 | 1 | 34.72 | 0
8 | 22 | 21:00 | 0 | 2014-08-22 | 21 | 35.2 | 1 | 36.2 | 0
8 | 22 | 22:00 | 0 | 2014-08-22 | 22 | 24.37 | 1 | 25.37 | 0
8 | 22 | 23:00 | 0 | 2014-08-22 | 23 | 20.34 | 1 | 21.34 | 0
8 | 22 | 24:00 | 0 | 2014-08-22 | 24 | 25.24 | 1 | 26.24 | 0
8 | 23 | 01:00 | 0 | 2014-08-23 | 1 | 19.76 | 1 | 20.76 | 0
8 | 23 | 02:00 | 0 | 2014-08-23 | 2 | 19.49 | 1 | 20.49 | 0
8 | 23 | 03:00 | 0 | 2014-08-23 | 3 | 18.67 | 1 | 19.67 | 0
8 | 23 | 04:00 | 0 | 2014-08-23 | 4 | 18.76 | 1 | 19.76 | 0
8 | 23 | 05:00 | 0 | 2014-08-23 | 5 | 19.04 | 1 | 20.04 | 0
8 | 23 | 06:00 | 1 | 2014-08-23 | 6 | 19.39 | 1 | 20.39 | 20.39
8 | 23 | 07:00 | 281 | 2014-08-23 | 7 | 18.75 | 1 | 19.75 | 5549.75
8 | 23 | 08:00 | 1114 | 2014-08-23 | 8 | 23.98 | 1 | 24.98 | 27827.72
8 | 23 | 09:00 | 1798 | 2014-08-23 | 9 | 18.52 | 1 | 19.52 | 35096.96
8 | 23 | 10:00 | 2314 | 2014-08-23 | 10 | 19.63 | 1 | 20.63 | 47737.82
8 | 23 | 11:00 | 2489 | 2014-08-23 | 11 | 20.93 | 1 | 21.93 | 54583.77
8 | 23 | 12:00 | 2546 | 2014-08-23 | 12 | 21.04 | 1 | 22.04 | 56113.84
8 | 23 | 13:00 | 2717 | 2014-08-23 | 13 | 19.9 | 1 | 20.9 | 56785.3
8 | 23 | 14:00 | 2377 | 2014-08-23 | 14 | 22.54 | 1 | 23.54 | 55954.58
8 | 23 | 15:00 | 2016 | 2014-08-23 | 15 | 30.17 | 1 | 31.17 | 62838.72
8 | 23 | 16:00 | 1529 | 2014-08-23 | 16 | 21.11 | 1 | 22.11 | 33806.19
8 | 23 | 17:00 | 727 | 2014-08-23 | 17 | 19.97 | 1 | 20.97 | 15245.19
8 | 23 | 18:00 | 6 | 2014-08-23 | 18 | 18.81 | 1 | 19.81 | 118.86
8 | 23 | 19:00 | 0 | 2014-08-23 | 19 | 18.89 | 1 | 19.89 | 0
8 | 23 | 20:00 | 0 | 2014-08-23 | 20 | 19.8 | 1 | 20.8 | 0
8 | 23 | 21:00 | 0 | 2014-08-23 | 21 | 22.34 | 1 | 23.34 | 0
8 | 23 | 22:00 | 0 | 2014-08-23 | 22 | 20.59 | 1 | 21.59 | 0
8 | 23 | 23:00 | 0 | 2014-08-23 | 23 | 13.3 | 1 | 14.3 | 0
8 | 23 | 24:00 | 0 | 2014-08-23 | 24 | 15.85 | 1 | 16.85 | 0
8 | 24 | 01:00 | 0 | 2014-08-24 | 1 | 17.42 | 1 | 18.42 | 0
8 | 24 | 02:00 | 0 | 2014-08-24 | 2 | 19.52 | 1 | 20.52 | 0
8 | 24 | 03:00 | 0 | 2014-08-24 | 3 | 17.46 | 1 | 18.46 | 0
8 | 24 | 04:00 | 0 | 2014-08-24 | 4 | 15.92 | 1 | 16.92 | 0
8 | 24 | 05:00 | 0 | 2014-08-24 | 5 | 11.88 | 1 | 12.88 | 0
8 | 24 | 06:00 | 0 | 2014-08-24 | 6 | 11.06 | 1 | 12.06 | 0
8 | 24 | 07:00 | 12 | 2014-08-24 | 7 | 15.97 | 1 | 16.97 | 203.64
8 | 24 | 08:00 | 476 | 2014-08-24 | 8 | 14.41 | 1 | 15.41 | 7335.16
8 | 24 | 09:00 | 574 | 2014-08-24 | 9 | 13.63 | 1 | 14.63 | 8397.62
8 | 24 | 10:00 | 900 | 2014-08-24 | 10 | 17.31 | 1 | 18.31 | 16479
8 | 24 | 11:00 | 832 | 2014-08-24 | 11 | 15.26 | 1 | 16.26 | 13528.32
8 | 24 | 12:00 | 960 | 2014-08-24 | 12 | 18.82 | 1 | 19.82 | 19027.2
8 | 24 | 13:00 | 1068 | 2014-08-24 | 13 | 19.81 | 1 | 20.81 | 22225.08
8 | 24 | 14:00 | 520 | 2014-08-24 | 14 | 18.38 | 1 | 19.38 | 10077.6
8 | 24 | 15:00 | 487 | 2014-08-24 | 15 | 19.3 | 1 | 20.3 | 9886.1
8 | 24 | 16:00 | 365 | 2014-08-24 | 16 | 18.01 | 1 | 19.01 | 6938.65
8 | 24 | 17:00 | 61 | 2014-08-24 | 17 | 24.11 | 1 | 25.11 | 1531.71
8 | 24 | 18:00 | 4 | 2014-08-24 | 18 | 37.08 | 1 | 38.08 | 152.32
8 | 24 | 19:00 | 0 | 2014-08-24 | 19 | 30.57 | 1 | 31.57 | 0
8 | 24 | 20:00 | 0 | 2014-08-24 | 20 | 30.09 | 1 | 31.09 | 0
8 | 24 | 21:00 | 0 | 2014-08-24 | 21 | 28.28 | 1 | 29.28 | 0
8 | 24 | 22:00 | 0 | 2014-08-24 | 22 | 31.54 | 1 | 32.54 | 0
8 | 24 | 23:00 | 0 | 2014-08-24 | 23 | 38.11 | 1 | 39.11 | 0
8 | 24 | 24:00 | 0 | 2014-08-24 | 24 | 23.65 | 1 | 24.65 | 0
8 | 25 | 01:00 | 0 | 2014-08-25 | 1 | 18.97 | 1 | 19.97 | 0
8 | 25 | 02:00 | 0 | 2014-08-25 | 2 | 20.14 | 1 | 21.14 | 0
8 | 25 | 03:00 | 0 | 2014-08-25 | 3 | 20.22 | 1 | 21.22 | 0
8 | 25 | 04:00 | 0 | 2014-08-25 | 4 | 18.7 | 1 | 19.7 | 0
8 | 25 | 05:00 | 0 | 2014-08-25 | 5 | 19.39 | 1 | 20.39 | 0
8 | 25 | 06:00 | 0 | 2014-08-25 | 6 | 18.26 | 1 | 19.26 | 0
8 | 25 | 07:00 | 48 | 2014-08-25 | 7 | 14.43 | 1 | 15.43 | 740.64
8 | 25 | 08:00 | 426 | 2014-08-25 | 8 | 15.91 | 1 | 16.91 | 7203.66
8 | 25 | 09:00 | 755 | 2014-08-25 | 9 | 22.4 | 1 | 23.4 | 17667
8 | 25 | 10:00 | 1005 | 2014-08-25 | 10 | 28.71 | 1 | 29.71 | 29858.55
8 | 25 | 11:00 | 1041 | 2014-08-25 | 11 | 35.01 | 1 | 36.01 | 37486.41
8 | 25 | 12:00 | 1132 | 2014-08-25 | 12 | 45.84 | 1 | 46.84 | 53022.88
8 | 25 | 13:00 | 1187 | 2014-08-25 | 13 | 53.72 | 1 | 54.72 | 64952.64
8 | 25 | 14:00 | 1415 | 2014-08-25 | 14 | 57.89 | 1 | 58.89 | 83329.35
8 | 25 | 15:00 | 1417 | 2014-08-25 | 15 | 58.95 | 1 | 59.95 | 84949.15
8 | 25 | 16:00 | 933 | 2014-08-25 | 16 | 207.7 | 1 | 208.7 | 194717.1
8 | 25 | 17:00 | 573 | 2014-08-25 | 17 | 457.16 | 1 | 458.16 | 262525.68
8 | 25 | 18:00 | 4 | 2014-08-25 | 18 | 203.34 | 1 | 204.34 | 817.36
8 | 25 | 19:00 | 0 | 2014-08-25 | 19 | 55.72 | 1 | 56.72 | 0
8 | 25 | 20:00 | 0 | 2014-08-25 | 20 | 56.53 | 1 | 57.53 | 0
8 | 25 | 21:00 | 0 | 2014-08-25 | 21 | 54.9 | 1 | 55.9 | 0
8 | 25 | 22:00 | 0 | 2014-08-25 | 22 | 39.69 | 1 | 40.69 | 0
8 | 25 | 23:00 | 0 | 2014-08-25 | 23 | 29.88 | 1 | 30.88 | 0
8 | 25 | 24:00 | 0 | 2014-08-25 | 24 | 39.6 | 1 | 40.6 | 0
8 | 26 | 01:00 | 0 | 2014-08-26 | 1 | 34.43 | 1 | 35.43 | 0
8 | 26 | 02:00 | 0 | 2014-08-26 | 2 | 33.46 | 1 | 34.46 | 0
8 | 26 | 03:00 | 0 | 2014-08-26 | 3 | 31.65 | 1 | 32.65 | 0
8 | 26 | 04:00 | 0 | 2014-08-26 | 4 | 28.32 | 1 | 29.32 | 0
8 | 26 | 05:00 | 0 | 2014-08-26 | 5 | 26.61 | 1 | 27.61 | 0
8 | 26 | 06:00 | 0 | 2014-08-26 | 6 | 30.43 | 1 | 31.43 | 0
8 | 26 | 07:00 | 95 | 2014-08-26 | 7 | 31.26 | 1 | 32.26 | 3064.7
8 | 26 | 08:00 | 398 | 2014-08-26 | 8 | 31.23 | 1 | 32.23 | 12827.54
8 | 26 | 09:00 | 647 | 2014-08-26 | 9 | 27.6 | 1 | 28.6 | 18504.2
8 | 26 | 10:00 | 2364 | 2014-08-26 | 10 | 30 | 1 | 31 | 73284
8 | 26 | 11:00 | 2696 | 2014-08-26 | 11 | 48.77 | 1 | 49.77 | 134179.92
8 | 26 | 12:00 | 2872 | 2014-08-26 | 12 | 59.05 | 1 | 60.05 | 172463.6
8 | 26 | 13:00 | 2745 | 2014-08-26 | 13 | 60.71 | 1 | 61.71 | 169393.95
8 | 26 | 14:00 | 2509 | 2014-08-26 | 14 | 54.19 | 1 | 55.19 | 138471.71
8 | 26 | 15:00 | 2143 | 2014-08-26 | 15 | 51.43 | 1 | 52.43 | 112357.49
8 | 26 | 16:00 | 1523 | 2014-08-26 | 16 | 59.83 | 1 | 60.83 | 92644.09
8 | 26 | 17:00 | 707 | 2014-08-26 | 17 | 63.12 | 1 | 64.12 | 45332.84
8 | 26 | 18:00 | 13 | 2014-08-26 | 18 | 60.33 | 1 | 61.33 | 797.29
8 | 26 | 19:00 | 0 | 2014-08-26 | 19 | 58.36 | 1 | 59.36 | 0
8 | 26 | 20:00 | 0 | 2014-08-26 | 20 | 55.4 | 1 | 56.4 | 0
8 | 26 | 21:00 | 0 | 2014-08-26 | 21 | 48.38 | 1 | 49.38 | 0
8 | 26 | 22:00 | 0 | 2014-08-26 | 22 | 29.89 | 1 | 30.89 | 0
8 | 26 | 23:00 | 0 | 2014-08-26 | 23 | 24.43 | 1 | 25.43 | 0
8 | 26 | 24:00 | 0 | 2014-08-26 | 24 | 30.9 | 1 | 31.9 | 0
8 | 27 | 01:00 | 0 | 2014-08-27 | 1 | 50.27 | 1 | 51.27 | 0
8 | 27 | 02:00 | 0 | 2014-08-27 | 2 | 41.03 | 1 | 42.03 | 0
8 | 27 | 03:00 | 0 | 2014-08-27 | 3 | 31.53 | 1 | 32.53 | 0
8 | 27 | 04:00 | 0 | 2014-08-27 | 4 | 26.29 | 1 | 27.29 | 0
8 | 27 | 05:00 | 0 | 2014-08-27 | 5 | 29.58 | 1 | 30.58 | 0
8 | 27 | 06:00 | 0 | 2014-08-27 | 6 | 37.7 | 1 | 38.7 | 0
8 | 27 | 07:00 | 20 | 2014-08-27 | 7 | 37.61 | 1 | 38.61 | 772.2
8 | 27 | 08:00 | 661 | 2014-08-27 | 8 | 31.09 | 1 | 32.09 | 21211.49
8 | 27 | 09:00 | 1536 | 2014-08-27 | 9 | 31.31 | 1 | 32.31 | 49628.16
8 | 27 | 10:00 | 2241 | 2014-08-27 | 10 | 31.35 | 1 | 32.35 | 72496.35
8 | 27 | 11:00 | 2417 | 2014-08-27 | 11 | 42.53 | 1 | 43.53 | 105212.01
8 | 27 | 12:00 | 2502 | 2014-08-27 | 12 | 57.15 | 1 | 58.15 | 145491.3
8 | 27 | 13:00 | 704 | 2014-08-27 | 13 | 54.65 | 1 | 55.65 | 39177.6
8 | 27 | 14:00 | 848 | 2014-08-27 | 14 | 70.45 | 1 | 71.45 | 60589.6
8 | 27 | 15:00 | 255 | 2014-08-27 | 15 | 65.58 | 1 | 66.58 | 16977.9
8 | 27 | 16:00 | 958 | 2014-08-27 | 16 | 81.5 | 1 | 82.5 | 79035
8 | 27 | 17:00 | 728 | 2014-08-27 | 17 | 84.56 | 1 | 85.56 | 62287.68
8 | 27 | 18:00 | 8 | 2014-08-27 | 18 | 93.4 | 1 | 94.4 | 755.2
8 | 27 | 19:00 | 0 | 2014-08-27 | 19 | 70.4 | 1 | 71.4 | 0
8 | 27 | 20:00 | 0 | 2014-08-27 | 20 | 74.1 | 1 | 75.1 | 0
8 | 27 | 21:00 | 0 | 2014-08-27 | 21 | 56.51 | 1 | 57.51 | 0
8 | 27 | 22:00 | 0 | 2014-08-27 | 22 | 46.6 | 1 | 47.6 | 0
8 | 27 | 23:00 | 0 | 2014-08-27 | 23 | 41.97 | 1 | 42.97 | 0
8 | 27 | 24:00 | 0 | 2014-08-27 | 24 | 63.9 | 1 | 64.9 | 0
8 | 28 | 01:00 | 0 | 2014-08-28 | 1 | 61.73 | 1 | 62.73 | 0
8 | 28 | 02:00 | 0 | 2014-08-28 | 2 | 29.31 | 1 | 30.31 | 0
8 | 28 | 03:00 | 0 | 2014-08-28 | 3 | 32.1 | 1 | 33.1 | 0
8 | 28 | 04:00 | 0 | 2014-08-28 | 4 | 32.74 | 1 | 33.74 | 0
8 | 28 | 05:00 | 0 | 2014-08-28 | 5 | 28.61 | 1 | 29.61 | 0
8 | 28 | 06:00 | 0 | 2014-08-28 | 6 | 31.43 | 1 | 32.43 | 0
8 | 28 | 07:00 | 68 | 2014-08-28 | 7 | 30.25 | 1 | 31.25 | 2125
8 | 28 | 08:00 | 892 | 2014-08-28 | 8 | 33.3 | 1 | 34.3 | 30595.6
8 | 28 | 09:00 | 1924 | 2014-08-28 | 9 | 48.88 | 1 | 49.88 | 95969.12
8 | 28 | 10:00 | 2223 | 2014-08-28 | 10 | 51.97 | 1 | 52.97 | 117752.31
8 | 28 | 11:00 | 2530 | 2014-08-28 | 11 | 64.99 | 1 | 65.99 | 166954.7
8 | 28 | 12:00 | 2644 | 2014-08-28 | 12 | 41.86 | 1 | 42.86 | 113321.84
8 | 28 | 13:00 | 2722 | 2014-08-28 | 13 | 54.49 | 1 | 55.49 | 151043.78
8 | 28 | 14:00 | 2425 | 2014-08-28 | 14 | 54.68 | 1 | 55.68 | 135024
8 | 28 | 15:00 | 2063 | 2014-08-28 | 15 | 42.52 | 1 | 43.52 | 89781.76
8 | 28 | 16:00 | 1296 | 2014-08-28 | 16 | 36.24 | 1 | 37.24 | 48263.04
8 | 28 | 17:00 | 714 | 2014-08-28 | 17 | 32.55 | 1 | 33.55 | 23954.7
8 | 28 | 18:00 | 12 | 2014-08-28 | 18 | 35 | 1 | 36 | 432
8 | 28 | 19:00 | 0 | 2014-08-28 | 19 | 29.93 | 1 | 30.93 | 0
8 | 28 | 20:00 | 0 | 2014-08-28 | 20 | 27.97 | 1 | 28.97 | 0
8 | 28 | 21:00 | 0 | 2014-08-28 | 21 | 28.86 | 1 | 29.86 | 0
8 | 28 | 22:00 | 0 | 2014-08-28 | 22 | 30.59 | 1 | 31.59 | 0
8 | 28 | 23:00 | 0 | 2014-08-28 | 23 | 25.05 | 1 | 26.05 | 0
8 | 28 | 24:00 | 0 | 2014-08-28 | 24 | 24.16 | 1 | 25.16 | 0
8 | 29 | 01:00 | 0 | 2014-08-29 | 1 | 20.86 | 1 | 21.86 | 0
8 | 29 | 02:00 | 0 | 2014-08-29 | 2 | 17.41 | 1 | 18.41 | 0
8 | 29 | 03:00 | 0 | 2014-08-29 | 3 | 16.98 | 1 | 17.98 | 0
8 | 29 | 04:00 | 0 | 2014-08-29 | 4 | 17.01 | 1 | 18.01 | 0
8 | 29 | 05:00 | 0 | 2014-08-29 | 5 | 14.73 | 1 | 15.73 | 0
8 | 29 | 06:00 | 0 | 2014-08-29 | 6 | 19.06 | 1 | 20.06 | 0
8 | 29 | 07:00 | 243 | 2014-08-29 | 7 | 21.03 | 1 | 22.03 | 5353.29
8 | 29 | 08:00 | 1071 | 2014-08-29 | 8 | 18.02 | 1 | 19.02 | 20370.42
8 | 29 | 09:00 | 1722 | 2014-08-29 | 9 | 20.52 | 1 | 21.52 | 37057.44
8 | 29 | 10:00 | 2313 | 2014-08-29 | 10 | 22.83 | 1 | 23.83 | 55118.79
8 | 29 | 11:00 | 2690 | 2014-08-29 | 11 | 23.42 | 1 | 24.42 | 65689.8
8 | 29 | 12:00 | 2803 | 2014-08-29 | 12 | 24.06 | 1 | 25.06 | 70243.18
8 | 29 | 13:00 | 2775 | 2014-08-29 | 13 | 24.2 | 1 | 25.2 | 69930
8 | 29 | 14:00 | 2362 | 2014-08-29 | 14 | 23.8 | 1 | 24.8 | 58577.6
8 | 29 | 15:00 | 1842 | 2014-08-29 | 15 | 23.63 | 1 | 24.63 | 45368.46
8 | 29 | 16:00 | 1329 | 2014-08-29 | 16 | 25.55 | 1 | 26.55 | 35284.95
8 | 29 | 17:00 | 636 | 2014-08-29 | 17 | 26.85 | 1 | 27.85 | 17712.6
8 | 29 | 18:00 | 16 | 2014-08-29 | 18 | 27.72 | 1 | 28.72 | 459.52
8 | 29 | 19:00 | 0 | 2014-08-29 | 19 | 24.35 | 1 | 25.35 | 0
8 | 29 | 20:00 | 0 | 2014-08-29 | 20 | 24.47 | 1 | 25.47 | 0
8 | 29 | 21:00 | 0 | 2014-08-29 | 21 | 25.06 | 1 | 26.06 | 0
8 | 29 | 22:00 | 0 | 2014-08-29 | 22 | 22.8 | 1 | 23.8 | 0
8 | 29 | 23:00 | 0 | 2014-08-29 | 23 | 21.24 | 1 | 22.24 | 0
8 | 29 | 24:00 | 0 | 2014-08-29 | 24 | 20.2 | 1 | 21.2 | 0
8 | 30 | 01:00 | 0 | 2014-08-30 | 1 | 13.21 | 1 | 14.21 | 0
8 | 30 | 02:00 | 0 | 2014-08-30 | 2 | 18.38 | 1 | 19.38 | 0
8 | 30 | 03:00 | 0 | 2014-08-30 | 3 | 12.12 | 1 | 13.12 | 0
8 | 30 | 04:00 | 0 | 2014-08-30 | 4 | 9.91 | 1 | 10.91 | 0
8 | 30 | 05:00 | 0 | 2014-08-30 | 5 | 11.56 | 1 | 12.56 | 0
8 | 30 | 06:00 | 0 | 2014-08-30 | 6 | 9.71 | 1 | 10.71 | 0
8 | 30 | 07:00 | 40 | 2014-08-30 | 7 | 16.38 | 1 | 17.38 | 695.2
8 | 30 | 08:00 | 814 | 2014-08-30 | 8 | 19.11 | 1 | 20.11 | 16369.54
8 | 30 | 09:00 | 1157 | 2014-08-30 | 9 | 22.15 | 1 | 23.15 | 26784.55
8 | 30 | 10:00 | 1986 | 2014-08-30 | 10 | 20.88 | 1 | 21.88 | 43453.68
8 | 30 | 11:00 | 2566 | 2014-08-30 | 11 | 20.42 | 1 | 21.42 | 54963.72
8 | 30 | 12:00 | 1639 | 2014-08-30 | 12 | 22.29 | 1 | 23.29 | 38172.31
8 | 30 | 13:00 | 1807 | 2014-08-30 | 13 | 21.94 | 1 | 22.94 | 41452.58
8 | 30 | 14:00 | 1240 | 2014-08-30 | 14 | 20.64 | 1 | 21.64 | 26833.6
8 | 30 | 15:00 | 1535 | 2014-08-30 | 15 | 19.96 | 1 | 20.96 | 32173.6
8 | 30 | 16:00 | 533 | 2014-08-30 | 16 | 18.89 | 1 | 19.89 | 10601.37
8 | 30 | 17:00 | 12 | 2014-08-30 | 17 | 15.67 | 1 | 16.67 | 200.04
8 | 30 | 18:00 | 0 | 2014-08-30 | 18 | 20.64 | 1 | 21.64 | 0
8 | 30 | 19:00 | 0 | 2014-08-30 | 19 | 20.58 | 1 | 21.58 | 0
8 | 30 | 20:00 | 0 | 2014-08-30 | 20 | 21.39 | 1 | 22.39 | 0
8 | 30 | 21:00 | 0 | 2014-08-30 | 21 | 21.14 | 1 | 22.14 | 0
8 | 30 | 22:00 | 0 | 2014-08-30 | 22 | 23.12 | 1 | 24.12 | 0
8 | 30 | 23:00 | 0 | 2014-08-30 | 23 | 20.01 | 1 | 21.01 | 0
8 | 30 | 24:00 | 0 | 2014-08-30 | 24 | 25.29 | 1 | 26.29 | 0
8 | 31 | 01:00 | 0 | 2014-08-31 | 1 | 11.93 | 1 | 12.93 | 0
8 | 31 | 02:00 | 0 | 2014-08-31 | 2 | 0 | 1 | 1 | 0
8 | 31 | 03:00 | 0 | 2014-08-31 | 3 | 0 | 1 | 1 | 0
8 | 31 | 04:00 | 0 | 2014-08-31 | 4 | 0 | 1 | 1 | 0
8 | 31 | 05:00 | 0 | 2014-08-31 | 5 | 33.08 | 1 | 34.08 | 0
8 | 31 | 06:00 | 0 | 2014-08-31 | 6 | 41.58 | 1 | 42.58 | 0
8 | 31 | 07:00 | 91 | 2014-08-31 | 7 | 23.74 | 1 | 24.74 | 2251.34
8 | 31 | 08:00 | 397 | 2014-08-31 | 8 | 17.87 | 1 | 18.87 | 7491.39
8 | 31 | 09:00 | 780 | 2014-08-31 | 9 | 19.52 | 1 | 20.52 | 16005.6
8 | 31 | 10:00 | 1766 | 2014-08-31 | 10 | 19.93 | 1 | 20.93 | 36962.38
8 | 31 | 11:00 | 2406 | 2014-08-31 | 11 | 22.52 | 1 | 23.52 | 56589.12
8 | 31 | 12:00 | 1821 | 2014-08-31 | 12 | 22.96 | 1 | 23.96 | 43631.16
8 | 31 | 13:00 | 1631 | 2014-08-31 | 13 | 26.66 | 1 | 27.66 | 45113.46
8 | 31 | 14:00 | 1020 | 2014-08-31 | 14 | 41.12 | 1 | 42.12 | 42962.4
8 | 31 | 15:00 | 935 | 2014-08-31 | 15 | 40.84 | 1 | 41.84 | 39120.4
8 | 31 | 16:00 | 652 | 2014-08-31 | 16 | 44.8 | 1 | 45.8 | 29861.6
8 | 31 | 17:00 | 677 | 2014-08-31 | 17 | 47.98 | 1 | 48.98 | 33159.46
8 | 31 | 18:00 | 11 | 2014-08-31 | 18 | 48.88 | 1 | 49.88 | 548.68
8 | 31 | 19:00 | 0 | 2014-08-31 | 19 | 39.77 | 1 | 40.77 | 0
8 | 31 | 20:00 | 0 | 2014-08-31 | 20 | 54.53 | 1 | 55.53 | 0
8 | 31 | 21:00 | 0 | 2014-08-31 | 21 | 45.02 | 1 | 46.02 | 0
8 | 31 | 22:00 | 0 | 2014-08-31 | 22 | 42.97 | 1 | 43.97 | 0
8 | 31 | 23:00 | 0 | 2014-08-31 | 23 | 34.56 | 1 | 35.56 | 0
8 | 31 | 24:00 | 0 | 2014-08-31 | 24 | 26.69 | 1 | 27.69 | 0
9 | 1 | 01:00 | 0 | 2014-09-01 | 1 | 29.33 | 1 | 30.33 | 0
9 | 1 | 02:00 | 0 | 2014-09-01 | 2 | 30.72 | 1 | 31.72 | 0
9 | 1 | 03:00 | 0 | 2014-09-01 | 3 | 30.98 | 1 | 31.98 | 0
9 | 1 | 04:00 | 0 | 2014-09-01 | 4 | 30.4 | 1 | 31.4 | 0
9 | 1 | 05:00 | 0 | 2014-09-01 | 5 | 27.85 | 1 | 28.85 | 0
9 | 1 | 06:00 | 0 | 2014-09-01 | 6 | 27.16 | 1 | 28.16 | 0
9 | 1 | 07:00 | 280 | 2014-09-01 | 7 | 27.19 | 1 | 28.19 | 7893.2
9 | 1 | 08:00 | 1184 | 2014-09-01 | 8 | 27.53 | 1 | 28.53 | 33779.52
9 | 1 | 09:00 | 1951 | 2014-09-01 | 9 | 28.03 | 1 | 29.03 | 56637.53
9 | 1 | 10:00 | 2475 | 2014-09-01 | 10 | 35.86 | 1 | 36.86 | 91228.5
9 | 1 | 11:00 | 2519 | 2014-09-01 | 11 | 57.34 | 1 | 58.34 | 146958.46
9 | 1 | 12:00 | 2706 | 2014-09-01 | 12 | 59.58 | 1 | 60.58 | 163929.48
9 | 1 | 13:00 | 2574 | 2014-09-01 | 13 | 64.87 | 1 | 65.87 | 169549.38
9 | 1 | 14:00 | 2398 | 2014-09-01 | 14 | 70.42 | 1 | 71.42 | 171265.16
9 | 1 | 15:00 | 1840 | 2014-09-01 | 15 | 71.51 | 1 | 72.51 | 133418.4
9 | 1 | 16:00 | 1383 | 2014-09-01 | 16 | 62.26 | 1 | 63.26 | 87488.58
9 | 1 | 17:00 | 620 | 2014-09-01 | 17 | 69.04 | 1 | 70.04 | 43424.8
9 | 1 | 18:00 | 13 | 2014-09-01 | 18 | 78.22 | 1 | 79.22 | 1029.86
9 | 1 | 19:00 | 0 | 2014-09-01 | 19 | 64.4 | 1 | 65.4 | 0
9 | 1 | 20:00 | 0 | 2014-09-01 | 20 | 70.99 | 1 | 71.99 | 0
9 | 1 | 21:00 | 0 | 2014-09-01 | 21 | 74.39 | 1 | 75.39 | 0
9 | 1 | 22:00 | 0 | 2014-09-01 | 22 | 68.35 | 1 | 69.35 | 0
9 | 1 | 23:00 | 0 | 2014-09-01 | 23 | 63.01 | 1 | 64.01 | 0
9 | 1 | 24:00 | 0 | 2014-09-01 | 24 | 47.29 | 1 | 48.29 | 0
9 | 2 | 01:00 | 0 | 2014-09-02 | 1 | 43.85 | 1 | 44.85 | 0
9 | 2 | 02:00 | 0 | 2014-09-02 | 2 | 37.74 | 1 | 38.74 | 0
9 | 2 | 03:00 | 0 | 2014-09-02 | 3 | 32.67 | 1 | 33.67 | 0
9 | 2 | 04:00 | 0 | 2014-09-02 | 4 | 28.02 | 1 | 29.02 | 0
9 | 2 | 05:00 | 0 | 2014-09-02 | 5 | 27.89 | 1 | 28.89 | 0
9 | 2 | 06:00 | 0 | 2014-09-02 | 6 | 32.86 | 1 | 33.86 | 0
9 | 2 | 07:00 | 4 | 2014-09-02 | 7 | 37.44 | 1 | 38.44 | 153.76
9 | 2 | 08:00 | 76 | 2014-09-02 | 8 | 41.01 | 1 | 42.01 | 3192.76
9 | 2 | 09:00 | 559 | 2014-09-02 | 9 | 35.25 | 1 | 36.25 | 20263.75
9 | 2 | 10:00 | 538 | 2014-09-02 | 10 | 46.07 | 1 | 47.07 | 25323.66
9 | 2 | 11:00 | 814 | 2014-09-02 | 11 | 74.11 | 1 | 75.11 | 61139.54
9 | 2 | 12:00 | 1212 | 2014-09-02 | 12 | 90.14 | 1 | 91.14 | 110461.68
9 | 2 | 13:00 | 1062 | 2014-09-02 | 13 | 186.15 | 1 | 187.15 | 198753.3
9 | 2 | 14:00 | 863 | 2014-09-02 | 14 | 555.69 | 1 | 556.69 | 480423.47
9 | 2 | 15:00 | 1547 | 2014-09-02 | 15 | 206.72 | 1 | 207.72 | 321342.84
9 | 2 | 16:00 | 1363 | 2014-09-02 | 16 | 70.15 | 1 | 71.15 | 96977.45
9 | 2 | 17:00 | 634 | 2014-09-02 | 17 | 85.96 | 1 | 86.96 | 55132.64
9 | 2 | 18:00 | 6 | 2014-09-02 | 18 | 133.38 | 1 | 134.38 | 806.28
9 | 2 | 19:00 | 0 | 2014-09-02 | 19 | 72.65 | 1 | 73.65 | 0
9 | 2 | 20:00 | 0 | 2014-09-02 | 20 | 75.14 | 1 | 76.14 | 0
9 | 2 | 21:00 | 0 | 2014-09-02 | 21 | 74.14 | 1 | 75.14 | 0
9 | 2 | 22:00 | 0 | 2014-09-02 | 22 | 54.81 | 1 | 55.81 | 0
9 | 2 | 23:00 | 0 | 2014-09-02 | 23 | 38.48 | 1 | 39.48 | 0
9 | 2 | 24:00 | 0 | 2014-09-02 | 24 | 54.41 | 1 | 55.41 | 0
9 | 3 | 01:00 | 0 | 2014-09-03 | 1 | 59.8 | 1 | 60.8 | 0
9 | 3 | 02:00 | 0 | 2014-09-03 | 2 | 60.75 | 1 | 61.75 | 0
9 | 3 | 03:00 | 0 | 2014-09-03 | 3 | 42.88 | 1 | 43.88 | 0
9 | 3 | 04:00 | 0 | 2014-09-03 | 4 | 39.25 | 1 | 40.25 | 0
9 | 3 | 05:00 | 0 | 2014-09-03 | 5 | 33.92 | 1 | 34.92 | 0
9 | 3 | 06:00 | 0 | 2014-09-03 | 6 | 39.91 | 1 | 40.91 | 0
9 | 3 | 07:00 | 12 | 2014-09-03 | 7 | 38.74 | 1 | 39.74 | 476.88
9 | 3 | 08:00 | 390 | 2014-09-03 | 8 | 35.13 | 1 | 36.13 | 14090.7
9 | 3 | 09:00 | 545 | 2014-09-03 | 9 | 28.55 | 1 | 29.55 | 16104.75
9 | 3 | 10:00 | 732 | 2014-09-03 | 10 | 26.33 | 1 | 27.33 | 20005.56
9 | 3 | 11:00 | 833 | 2014-09-03 | 11 | 29.21 | 1 | 30.21 | 25164.93
9 | 3 | 12:00 | 928 | 2014-09-03 | 12 | 38.15 | 1 | 39.15 | 36331.2
9 | 3 | 13:00 | 925 | 2014-09-03 | 13 | 39.62 | 1 | 40.62 | 37573.5
9 | 3 | 14:00 | 1032 | 2014-09-03 | 14 | 40 | 1 | 41 | 42312
9 | 3 | 15:00 | 1179 | 2014-09-03 | 15 | 39.8 | 1 | 40.8 | 48103.2
9 | 3 | 16:00 | 1313 | 2014-09-03 | 16 | 42.22 | 1 | 43.22 | 56747.86
9 | 3 | 17:00 | 132 | 2014-09-03 | 17 | 42.9 | 1 | 43.9 | 5794.8
9 | 3 | 18:00 | 1 | 2014-09-03 | 18 | 43.24 | 1 | 44.24 | 44.24
9 | 3 | 19:00 | 0 | 2014-09-03 | 19 | 42.71 | 1 | 43.71 | 0
9 | 3 | 20:00 | 0 | 2014-09-03 | 20 | 40.57 | 1 | 41.57 | 0
9 | 3 | 21:00 | 0 | 2014-09-03 | 21 | 36.38 | 1 | 37.38 | 0
9 | 3 | 22:00 | 0 | 2014-09-03 | 22 | 37.52 | 1 | 38.52 | 0
9 | 3 | 23:00 | 0 | 2014-09-03 | 23 | 31.23 | 1 | 32.23 | 0
9 | 3 | 24:00 | 0 | 2014-09-03 | 24 | 33.55 | 1 | 34.55 | 0
9 | 4 | 01:00 | 0 | 2014-09-04 | 1 | 30.64 | 1 | 31.64 | 0
9 | 4 | 02:00 | 0 | 2014-09-04 | 2 | 27.51 | 1 | 28.51 | 0
9 | 4 | 03:00 | 0 | 2014-09-04 | 3 | 28.21 | 1 | 29.21 | 0
9 | 4 | 04:00 | 0 | 2014-09-04 | 4 | 27.81 | 1 | 28.81 | 0
9 | 4 | 05:00 | 0 | 2014-09-04 | 5 | 27.8 | 1 | 28.8 | 0
9 | 4 | 06:00 | 0 | 2014-09-04 | 6 | 29.8 | 1 | 30.8 | 0
9 | 4 | 07:00 | 20 | 2014-09-04 | 7 | 27.97 | 1 | 28.97 | 579.4
9 | 4 | 08:00 | 309 | 2014-09-04 | 8 | 24.75 | 1 | 25.75 | 7956.75
9 | 4 | 09:00 | 340 | 2014-09-04 | 9 | 25.03 | 1 | 26.03 | 8850.2
9 | 4 | 10:00 | 1415 | 2014-09-04 | 10 | 30.93 | 1 | 31.93 | 45180.95
9 | 4 | 11:00 | 1125 | 2014-09-04 | 11 | 36.23 | 1 | 37.23 | 41883.75
9 | 4 | 12:00 | 1586 | 2014-09-04 | 12 | 37.74 | 1 | 38.74 | 61441.64
9 | 4 | 13:00 | 1884 | 2014-09-04 | 13 | 41.31 | 1 | 42.31 | 79712.04
9 | 4 | 14:00 | 2346 | 2014-09-04 | 14 | 42.52 | 1 | 43.52 | 102097.92
9 | 4 | 15:00 | 1861 | 2014-09-04 | 15 | 49.65 | 1 | 50.65 | 94259.65
9 | 4 | 16:00 | 819 | 2014-09-04 | 16 | 43.54 | 1 | 44.54 | 36478.26
9 | 4 | 17:00 | 443 | 2014-09-04 | 17 | 48.85 | 1 | 49.85 | 22083.55
9 | 4 | 18:00 | 2 | 2014-09-04 | 18 | 58.88 | 1 | 59.88 | 119.76
9 | 4 | 19:00 | 0 | 2014-09-04 | 19 | 52.71 | 1 | 53.71 | 0
9 | 4 | 20:00 | 0 | 2014-09-04 | 20 | 58.63 | 1 | 59.63 | 0
9 | 4 | 21:00 | 0 | 2014-09-04 | 21 | 54.94 | 1 | 55.94 | 0
9 | 4 | 22:00 | 0 | 2014-09-04 | 22 | 36.1 | 1 | 37.1 | 0
9 | 4 | 23:00 | 0 | 2014-09-04 | 23 | 36.52 | 1 | 37.52 | 0
9 | 4 | 24:00 | 0 | 2014-09-04 | 24 | 45.33 | 1 | 46.33 | 0
9 | 5 | 01:00 | 0 | 2014-09-05 | 1 | 30.45 | 1 | 31.45 | 0
9 | 5 | 02:00 | 0 | 2014-09-05 | 2 | 26.45 | 1 | 27.45 | 0
9 | 5 | 03:00 | 0 | 2014-09-05 | 3 | 27.04 | 1 | 28.04 | 0
9 | 5 | 04:00 | 0 | 2014-09-05 | 4 | 26.31 | 1 | 27.31 | 0
9 | 5 | 05:00 | 0 | 2014-09-05 | 5 | 26.49 | 1 | 27.49 | 0
9 | 5 | 06:00 | 0 | 2014-09-05 | 6 | 32.74 | 1 | 33.74 | 0
9 | 5 | 07:00 | 152 | 2014-09-05 | 7 | 39.16 | 1 | 40.16 | 6104.32
9 | 5 | 08:00 | 724 | 2014-09-05 | 8 | 37.54 | 1 | 38.54 | 27902.96
9 | 5 | 09:00 | 1007 | 2014-09-05 | 9 | 40.28 | 1 | 41.28 | 41568.96
9 | 5 | 10:00 | 1686 | 2014-09-05 | 10 | 51.15 | 1 | 52.15 | 87924.9
9 | 5 | 11:00 | 2336 | 2014-09-05 | 11 | 53.83 | 1 | 54.83 | 128082.88
9 | 5 | 12:00 | 2350 | 2014-09-05 | 12 | 65.59 | 1 | 66.59 | 156486.5
9 | 5 | 13:00 | 1935 | 2014-09-05 | 13 | 77.4 | 1 | 78.4 | 151704
9 | 5 | 14:00 | 1807 | 2014-09-05 | 14 | 74.05 | 1 | 75.05 | 135615.35
9 | 5 | 15:00 | 1198 | 2014-09-05 | 15 | 78.52 | 1 | 79.52 | 95264.96
9 | 5 | 16:00 | 689 | 2014-09-05 | 16 | 124.22 | 1 | 125.22 | 86276.58
9 | 5 | 17:00 | 336 | 2014-09-05 | 17 | 129.07 | 1 | 130.07 | 43703.52
9 | 5 | 18:00 | 0 | 2014-09-05 | 18 | 86.48 | 1 | 87.48 | 0
9 | 5 | 19:00 | 0 | 2014-09-05 | 19 | 67 | 1 | 68 | 0
9 | 5 | 20:00 | 0 | 2014-09-05 | 20 | 69.56 | 1 | 70.56 | 0
9 | 5 | 21:00 | 0 | 2014-09-05 | 21 | 60.47 | 1 | 61.47 | 0
9 | 5 | 22:00 | 0 | 2014-09-05 | 22 | 59.82 | 1 | 60.82 | 0
9 | 5 | 23:00 | 0 | 2014-09-05 | 23 | 66.46 | 1 | 67.46 | 0
9 | 5 | 24:00 | 0 | 2014-09-05 | 24 | 52.65 | 1 | 53.65 | 0
9 | 6 | 01:00 | 0 | 2014-09-06 | 1 | 50.37 | 1 | 51.37 | 0
9 | 6 | 02:00 | 0 | 2014-09-06 | 2 | 71.12 | 1 | 72.12 | 0
9 | 6 | 03:00 | 0 | 2014-09-06 | 3 | 65.81 | 1 | 66.81 | 0
9 | 6 | 04:00 | 0 | 2014-09-06 | 4 | 53.4 | 1 | 54.4 | 0
9 | 6 | 05:00 | 0 | 2014-09-06 | 5 | 43.02 | 1 | 44.02 | 0
9 | 6 | 06:00 | 0 | 2014-09-06 | 6 | 33.86 | 1 | 34.86 | 0
9 | 6 | 07:00 | 1 | 2014-09-06 | 7 | 32.47 | 1 | 33.47 | 33.47
9 | 6 | 08:00 | 28 | 2014-09-06 | 8 | 53.08 | 1 | 54.08 | 1514.24
9 | 6 | 09:00 | 136 | 2014-09-06 | 9 | 82.47 | 1 | 83.47 | 11351.92
9 | 6 | 10:00 | 390 | 2014-09-06 | 10 | 48.93 | 1 | 49.93 | 19472.7
9 | 6 | 11:00 | 460 | 2014-09-06 | 11 | 65.33 | 1 | 66.33 | 30511.8
9 | 6 | 12:00 | 578 | 2014-09-06 | 12 | 140.05 | 1 | 141.05 | 81526.9
9 | 6 | 13:00 | 599 | 2014-09-06 | 13 | 259.78 | 1 | 260.78 | 156207.22
9 | 6 | 14:00 | 499 | 2014-09-06 | 14 | 298.69 | 1 | 299.69 | 149545.31
9 | 6 | 15:00 | 462 | 2014-09-06 | 15 | 56.33 | 1 | 57.33 | 26486.46
9 | 6 | 16:00 | 137 | 2014-09-06 | 16 | 83.41 | 1 | 84.41 | 11564.17
9 | 6 | 17:00 | 29 | 2014-09-06 | 17 | 318.7 | 1 | 319.7 | 9271.3
9 | 6 | 18:00 | 0 | 2014-09-06 | 18 | 78.75 | 1 | 79.75 | 0
9 | 6 | 19:00 | 0 | 2014-09-06 | 19 | 49.42 | 1 | 50.42 | 0
9 | 6 | 20:00 | 0 | 2014-09-06 | 20 | 49.18 | 1 | 50.18 | 0
9 | 6 | 21:00 | 0 | 2014-09-06 | 21 | 59.93 | 1 | 60.93 | 0
9 | 6 | 22:00 | 0 | 2014-09-06 | 22 | 50.07 | 1 | 51.07 | 0
9 | 6 | 23:00 | 0 | 2014-09-06 | 23 | 27.9 | 1 | 28.9 | 0
9 | 6 | 24:00 | 0 | 2014-09-06 | 24 | 26.55 | 1 | 27.55 | 0
9 | 7 | 01:00 | 0 | 2014-09-07 | 1 | 27.34 | 1 | 28.34 | 0
9 | 7 | 02:00 | 0 | 2014-09-07 | 2 | 33.39 | 1 | 34.39 | 0
9 | 7 | 03:00 | 0 | 2014-09-07 | 3 | 28.37 | 1 | 29.37 | 0
9 | 7 | 04:00 | 0 | 2014-09-07 | 4 | 25.64 | 1 | 26.64 | 0
9 | 7 | 05:00 | 0 | 2014-09-07 | 5 | 27.58 | 1 | 28.58 | 0
9 | 7 | 06:00 | 0 | 2014-09-07 | 6 | 31.31 | 1 | 32.31 | 0
9 | 7 | 07:00 | 32 | 2014-09-07 | 7 | 25.57 | 1 | 26.57 | 850.24
9 | 7 | 08:00 | 380 | 2014-09-07 | 8 | 27.41 | 1 | 28.41 | 10795.8
9 | 7 | 09:00 | 636 | 2014-09-07 | 9 | 24.26 | 1 | 25.26 | 16065.36
9 | 7 | 10:00 | 926 | 2014-09-07 | 10 | 25.28 | 1 | 26.28 | 24335.28
9 | 7 | 11:00 | 912 | 2014-09-07 | 11 | 26.31 | 1 | 27.31 | 24906.72
9 | 7 | 12:00 | 1545 | 2014-09-07 | 12 | 27.12 | 1 | 28.12 | 43445.4
9 | 7 | 13:00 | 680 | 2014-09-07 | 13 | 27.97 | 1 | 28.97 | 19699.6
9 | 7 | 14:00 | 653 | 2014-09-07 | 14 | 29.71 | 1 | 30.71 | 20053.63
9 | 7 | 15:00 | 905 | 2014-09-07 | 15 | 27.38 | 1 | 28.38 | 25683.9
9 | 7 | 16:00 | 389 | 2014-09-07 | 16 | 27.42 | 1 | 28.42 | 11055.38
9 | 7 | 17:00 | 247 | 2014-09-07 | 17 | 28.23 | 1 | 29.23 | 7219.81
9 | 7 | 18:00 | 1 | 2014-09-07 | 18 | 36.2 | 1 | 37.2 | 37.2
9 | 7 | 19:00 | 0 | 2014-09-07 | 19 | 41.96 | 1 | 42.96 | 0
9 | 7 | 20:00 | 0 | 2014-09-07 | 20 | 32.49 | 1 | 33.49 | 0
9 | 7 | 21:00 | 0 | 2014-09-07 | 21 | 30.27 | 1 | 31.27 | 0
9 | 7 | 22:00 | 0 | 2014-09-07 | 22 | 28.43 | 1 | 29.43 | 0
9 | 7 | 23:00 | 0 | 2014-09-07 | 23 | 18.42 | 1 | 19.42 | 0
9 | 7 | 24:00 | 0 | 2014-09-07 | 24 | 18.53 | 1 | 19.53 | 0
9 | 8 | 01:00 | 0 | 2014-09-08 | 1 | 22.08 | 1 | 23.08 | 0
9 | 8 | 02:00 | 0 | 2014-09-08 | 2 | 20.7 | 1 | 21.7 | 0
9 | 8 | 03:00 | 0 | 2014-09-08 | 3 | 18.92 | 1 | 19.92 | 0
9 | 8 | 04:00 | 0 | 2014-09-08 | 4 | 18.15 | 1 | 19.15 | 0
9 | 8 | 05:00 | 0 | 2014-09-08 | 5 | 21.06 | 1 | 22.06 | 0
9 | 8 | 06:00 | 0 | 2014-09-08 | 6 | 23.92 | 1 | 24.92 | 0
9 | 8 | 07:00 | 46 | 2014-09-08 | 7 | 26.29 | 1 | 27.29 | 1255.34
9 | 8 | 08:00 | 847 | 2014-09-08 | 8 | 24.98 | 1 | 25.98 | 22005.06
9 | 8 | 09:00 | 1821 | 2014-09-08 | 9 | 25.34 | 1 | 26.34 | 47965.14
9 | 8 | 10:00 | 1902 | 2014-09-08 | 10 | 38.48 | 1 | 39.48 | 75090.96
9 | 8 | 11:00 | 2393 | 2014-09-08 | 11 | 31.05 | 1 | 32.05 | 76695.65
9 | 8 | 12:00 | 2401 | 2014-09-08 | 12 | 30.35 | 1 | 31.35 | 75271.35
9 | 8 | 13:00 | 2212 | 2014-09-08 | 13 | 36.97 | 1 | 37.97 | 83989.64
9 | 8 | 14:00 | 2239 | 2014-09-08 | 14 | 37.36 | 1 | 38.36 | 85888.04
9 | 8 | 15:00 | 1732 | 2014-09-08 | 15 | 37.82 | 1 | 38.82 | 67236.24
9 | 8 | 16:00 | 1015 | 2014-09-08 | 16 | 28.8 | 1 | 29.8 | 30247
9 | 8 | 17:00 | 623 | 2014-09-08 | 17 | 24.63 | 1 | 25.63 | 15967.49
9 | 8 | 18:00 | 1 | 2014-09-08 | 18 | 25.01 | 1 | 26.01 | 26.01
9 | 8 | 19:00 | 0 | 2014-09-08 | 19 | 25.1 | 1 | 26.1 | 0
9 | 8 | 20:00 | 0 | 2014-09-08 | 20 | 31.6 | 1 | 32.6 | 0
9 | 8 | 21:00 | 0 | 2014-09-08 | 21 | 25.22 | 1 | 26.22 | 0
9 | 8 | 22:00 | 0 | 2014-09-08 | 22 | 21.52 | 1 | 22.52 | 0
9 | 8 | 23:00 | 0 | 2014-09-08 | 23 | 18.05 | 1 | 19.05 | 0
9 | 8 | 24:00 | 0 | 2014-09-08 | 24 | 19.51 | 1 | 20.51 | 0
9 | 9 | 01:00 | 0 | 2014-09-09 | 1 | 16.23 | 1 | 17.23 | 0
9 | 9 | 02:00 | 0 | 2014-09-09 | 2 | 16.56 | 1 | 17.56 | 0
9 | 9 | 03:00 | 0 | 2014-09-09 | 3 | 19 | 1 | 20 | 0
9 | 9 | 04:00 | 0 | 2014-09-09 | 4 | 19.27 | 1 | 20.27 | 0
9 | 9 | 05:00 | 0 | 2014-09-09 | 5 | 16.57 | 1 | 17.57 | 0
9 | 9 | 06:00 | 0 | 2014-09-09 | 6 | 15.66 | 1 | 16.66 | 0
9 | 9 | 07:00 | 75 | 2014-09-09 | 7 | 16.66 | 1 | 17.66 | 1324.5
9 | 9 | 08:00 | 497 | 2014-09-09 | 8 | 20.34 | 1 | 21.34 | 10605.98
9 | 9 | 09:00 | 439 | 2014-09-09 | 9 | 23.51 | 1 | 24.51 | 10759.89
9 | 9 | 10:00 | 1299 | 2014-09-09 | 10 | 23.26 | 1 | 24.26 | 31513.74
9 | 9 | 11:00 | 768 | 2014-09-09 | 11 | 21.12 | 1 | 22.12 | 16988.16
9 | 9 | 12:00 | 817 | 2014-09-09 | 12 | 21.15 | 1 | 22.15 | 18096.55
9 | 9 | 13:00 | 896 | 2014-09-09 | 13 | 19.05 | 1 | 20.05 | 17964.8
9 | 9 | 14:00 | 936 | 2014-09-09 | 14 | 19.65 | 1 | 20.65 | 19328.4
9 | 9 | 15:00 | 377 | 2014-09-09 | 15 | 19.93 | 1 | 20.93 | 7890.61
9 | 9 | 16:00 | 173 | 2014-09-09 | 16 | 22.45 | 1 | 23.45 | 4056.85
9 | 9 | 17:00 | 9 | 2014-09-09 | 17 | 23.13 | 1 | 24.13 | 217.17
9 | 9 | 18:00 | 0 | 2014-09-09 | 18 | 23.81 | 1 | 24.81 | 0
9 | 9 | 19:00 | 0 | 2014-09-09 | 19 | 28.19 | 1 | 29.19 | 0
9 | 9 | 20:00 | 0 | 2014-09-09 | 20 | 40.37 | 1 | 41.37 | 0
9 | 9 | 21:00 | 0 | 2014-09-09 | 21 | 32.83 | 1 | 33.83 | 0
9 | 9 | 22:00 | 0 | 2014-09-09 | 22 | 25.94 | 1 | 26.94 | 0
9 | 9 | 23:00 | 0 | 2014-09-09 | 23 | 18.57 | 1 | 19.57 | 0
9 | 9 | 24:00 | 0 | 2014-09-09 | 24 | 17.72 | 1 | 18.72 | 0
9 | 10 | 01:00 | 0 | 2014-09-10 | 1 | 16.71 | 1 | 17.71 | 0
9 | 10 | 02:00 | 0 | 2014-09-10 | 2 | 19.35 | 1 | 20.35 | 0
9 | 10 | 03:00 | 0 | 2014-09-10 | 3 | 19.32 | 1 | 20.32 | 0
9 | 10 | 04:00 | 0 | 2014-09-10 | 4 | 19.39 | 1 | 20.39 | 0
9 | 10 | 05:00 | 0 | 2014-09-10 | 5 | 20.12 | 1 | 21.12 | 0
9 | 10 | 06:00 | 0 | 2014-09-10 | 6 | 19.6 | 1 | 20.6 | 0
9 | 10 | 07:00 | 3 | 2014-09-10 | 7 | 25.69 | 1 | 26.69 | 80.07
9 | 10 | 08:00 | 86 | 2014-09-10 | 8 | 46.39 | 1 | 47.39 | 4075.54
9 | 10 | 09:00 | 400 | 2014-09-10 | 9 | 43.82 | 1 | 44.82 | 17928
9 | 10 | 10:00 | 845 | 2014-09-10 | 10 | 39.96 | 1 | 40.96 | 34611.2
9 | 10 | 11:00 | 952 | 2014-09-10 | 11 | 28.63 | 1 | 29.63 | 28207.76
9 | 10 | 12:00 | 1147 | 2014-09-10 | 12 | 28.27 | 1 | 29.27 | 33572.69
9 | 10 | 13:00 | 1140 | 2014-09-10 | 13 | 29.49 | 1 | 30.49 | 34758.6
9 | 10 | 14:00 | 998 | 2014-09-10 | 14 | 47.6 | 1 | 48.6 | 48502.8
9 | 10 | 15:00 | 769 | 2014-09-10 | 15 | 45.36 | 1 | 46.36 | 35650.84
9 | 10 | 16:00 | 174 | 2014-09-10 | 16 | 35.59 | 1 | 36.59 | 6366.66
9 | 10 | 17:00 | 30 | 2014-09-10 | 17 | 28.65 | 1 | 29.65 | 889.5
9 | 10 | 18:00 | 1 | 2014-09-10 | 18 | 29.07 | 1 | 30.07 | 30.07
9 | 10 | 19:00 | 0 | 2014-09-10 | 19 | 30.17 | 1 | 31.17 | 0
9 | 10 | 20:00 | 0 | 2014-09-10 | 20 | 37.08 | 1 | 38.08 | 0
9 | 10 | 21:00 | 0 | 2014-09-10 | 21 | 34.18 | 1 | 35.18 | 0
9 | 10 | 22:00 | 0 | 2014-09-10 | 22 | 25.67 | 1 | 26.67 | 0
9 | 10 | 23:00 | 0 | 2014-09-10 | 23 | 21.75 | 1 | 22.75 | 0
9 | 10 | 24:00 | 0 | 2014-09-10 | 24 | 22.74 | 1 | 23.74 | 0
9 | 11 | 01:00 | 0 | 2014-09-11 | 1 | 22.21 | 1 | 23.21 | 0
9 | 11 | 02:00 | 0 | 2014-09-11 | 2 | 21.69 | 1 | 22.69 | 0
9 | 11 | 03:00 | 0 | 2014-09-11 | 3 | 19.66 | 1 | 20.66 | 0
9 | 11 | 04:00 | 0 | 2014-09-11 | 4 | 19.83 | 1 | 20.83 | 0
9 | 11 | 05:00 | 0 | 2014-09-11 | 5 | 21.16 | 1 | 22.16 | 0
9 | 11 | 06:00 | 0 | 2014-09-11 | 6 | 23.09 | 1 | 24.09 | 0
9 | 11 | 07:00 | 110 | 2014-09-11 | 7 | 24.73 | 1 | 25.73 | 2830.3
9 | 11 | 08:00 | 1025 | 2014-09-11 | 8 | 24.97 | 1 | 25.97 | 26619.25
9 | 11 | 09:00 | 1863 | 2014-09-11 | 9 | 26.73 | 1 | 27.73 | 51660.99
9 | 11 | 10:00 | 2519 | 2014-09-11 | 10 | 25.95 | 1 | 26.95 | 67887.05
9 | 11 | 11:00 | 2870 | 2014-09-11 | 11 | 27.14 | 1 | 28.14 | 80761.8
9 | 11 | 12:00 | 2927 | 2014-09-11 | 12 | 27.55 | 1 | 28.55 | 83565.85
9 | 11 | 13:00 | 2845 | 2014-09-11 | 13 | 26.8 | 1 | 27.8 | 79091
9 | 11 | 14:00 | 2411 | 2014-09-11 | 14 | 24.07 | 1 | 25.07 | 60443.77
9 | 11 | 15:00 | 2150 | 2014-09-11 | 15 | 23.83 | 1 | 24.83 | 53384.5
9 | 11 | 16:00 | 1463 | 2014-09-11 | 16 | 23.81 | 1 | 24.81 | 36297.03
9 | 11 | 17:00 | 661 | 2014-09-11 | 17 | 24.87 | 1 | 25.87 | 17100.07
9 | 11 | 18:00 | 1 | 2014-09-11 | 18 | 24.62 | 1 | 25.62 | 25.62
9 | 11 | 19:00 | 0 | 2014-09-11 | 19 | 26.06 | 1 | 27.06 | 0
9 | 11 | 20:00 | 0 | 2014-09-11 | 20 | 30.04 | 1 | 31.04 | 0
9 | 11 | 21:00 | 0 | 2014-09-11 | 21 | 29.07 | 1 | 30.07 | 0
9 | 11 | 22:00 | 0 | 2014-09-11 | 22 | 25.88 | 1 | 26.88 | 0
9 | 11 | 23:00 | 0 | 2014-09-11 | 23 | 23.27 | 1 | 24.27 | 0
9 | 11 | 24:00 | 0 | 2014-09-11 | 24 | 21.93 | 1 | 22.93 | 0
9 | 12 | 01:00 | 0 | 2014-09-12 | 1 | 24.88 | 1 | 25.88 | 0
9 | 12 | 02:00 | 0 | 2014-09-12 | 2 | 22.51 | 1 | 23.51 | 0
9 | 12 | 03:00 | 0 | 2014-09-12 | 3 | 19.17 | 1 | 20.17 | 0
9 | 12 | 04:00 | 0 | 2014-09-12 | 4 | 22.58 | 1 | 23.58 | 0
9 | 12 | 05:00 | 0 | 2014-09-12 | 5 | 22.25 | 1 | 23.25 | 0
9 | 12 | 06:00 | 0 | 2014-09-12 | 6 | 12.14 | 1 | 13.14 | 0
9 | 12 | 07:00 | 310 | 2014-09-12 | 7 | 18.5 | 1 | 19.5 | 6045
9 | 12 | 08:00 | 1170 | 2014-09-12 | 8 | 21.61 | 1 | 22.61 | 26453.7
9 | 12 | 09:00 | 1880 | 2014-09-12 | 9 | 21.29 | 1 | 22.29 | 41905.2
9 | 12 | 10:00 | 2083 | 2014-09-12 | 10 | 21.98 | 1 | 22.98 | 47867.34
9 | 12 | 11:00 | 1942 | 2014-09-12 | 11 | 24.79 | 1 | 25.79 | 50084.18
9 | 12 | 12:00 | 2364 | 2014-09-12 | 12 | 23.82 | 1 | 24.82 | 58674.48
9 | 12 | 13:00 | 1658 | 2014-09-12 | 13 | 24.82 | 1 | 25.82 | 42809.56
9 | 12 | 14:00 | 1893 | 2014-09-12 | 14 | 31.33 | 1 | 32.33 | 61200.69
9 | 12 | 15:00 | 1915 | 2014-09-12 | 15 | 29.05 | 1 | 30.05 | 57545.75
9 | 12 | 16:00 | 893 | 2014-09-12 | 16 | 31.74 | 1 | 32.74 | 29236.82
9 | 12 | 17:00 | 378 | 2014-09-12 | 17 | 53.85 | 1 | 54.85 | 20733.3
9 | 12 | 18:00 | 0 | 2014-09-12 | 18 | 35.15 | 1 | 36.15 | 0
9 | 12 | 19:00 | 0 | 2014-09-12 | 19 | 25.79 | 1 | 26.79 | 0
9 | 12 | 20:00 | 0 | 2014-09-12 | 20 | 27.16 | 1 | 28.16 | 0
9 | 12 | 21:00 | 0 | 2014-09-12 | 21 | 26.19 | 1 | 27.19 | 0
9 | 12 | 22:00 | 0 | 2014-09-12 | 22 | 26.59 | 1 | 27.59 | 0
9 | 12 | 23:00 | 0 | 2014-09-12 | 23 | 20.37 | 1 | 21.37 | 0
9 | 12 | 24:00 | 0 | 2014-09-12 | 24 | 16.13 | 1 | 17.13 | 0
9 | 13 | 01:00 | 0 | 2014-09-13 | 1 | 15.14 | 1 | 16.14 | 0
9 | 13 | 02:00 | 0 | 2014-09-13 | 2 | 17.02 | 1 | 18.02 | 0
9 | 13 | 03:00 | 0 | 2014-09-13 | 3 | 17.72 | 1 | 18.72 | 0
9 | 13 | 04:00 | 0 | 2014-09-13 | 4 | 17.64 | 1 | 18.64 | 0
9 | 13 | 05:00 | 0 | 2014-09-13 | 5 | 18.03 | 1 | 19.03 | 0
9 | 13 | 06:00 | 0 | 2014-09-13 | 6 | 19.18 | 1 | 20.18 | 0
9 | 13 | 07:00 | 323 | 2014-09-13 | 7 | 17.39 | 1 | 18.39 | 5939.97
9 | 13 | 08:00 | 1208 | 2014-09-13 | 8 | 10.98 | 1 | 11.98 | 14471.84
9 | 13 | 09:00 | 2029 | 2014-09-13 | 9 | 13.92 | 1 | 14.92 | 30272.68
9 | 13 | 10:00 | 2516 | 2014-09-13 | 10 | 14.84 | 1 | 15.84 | 39853.44
9 | 13 | 11:00 | 2170 | 2014-09-13 | 11 | 14.95 | 1 | 15.95 | 34611.5
9 | 13 | 12:00 | 2908 | 2014-09-13 | 12 | 17.86 | 1 | 18.86 | 54844.88
9 | 13 | 13:00 | 2137 | 2014-09-13 | 13 | 19.39 | 1 | 20.39 | 43573.43
9 | 13 | 14:00 | 2323 | 2014-09-13 | 14 | 19.43 | 1 | 20.43 | 47458.89
9 | 13 | 15:00 | 1665 | 2014-09-13 | 15 | 17.18 | 1 | 18.18 | 30269.7
9 | 13 | 16:00 | 1340 | 2014-09-13 | 16 | 11.74 | 1 | 12.74 | 17071.6
9 | 13 | 17:00 | 646 | 2014-09-13 | 17 | 14.63 | 1 | 15.63 | 10096.98
9 | 13 | 18:00 | 1 | 2014-09-13 | 18 | 19.26 | 1 | 20.26 | 20.26
9 | 13 | 19:00 | 0 | 2014-09-13 | 19 | 20.81 | 1 | 21.81 | 0
9 | 13 | 20:00 | 0 | 2014-09-13 | 20 | 23.02 | 1 | 24.02 | 0
9 | 13 | 21:00 | 0 | 2014-09-13 | 21 | 19.99 | 1 | 20.99 | 0
9 | 13 | 22:00 | 0 | 2014-09-13 | 22 | 23.02 | 1 | 24.02 | 0
9 | 13 | 23:00 | 0 | 2014-09-13 | 23 | 20.33 | 1 | 21.33 | 0
9 | 13 | 24:00 | 0 | 2014-09-13 | 24 | 18.43 | 1 | 19.43 | 0
9 | 14 | 01:00 | 0 | 2014-09-14 | 1 | 17.36 | 1 | 18.36 | 0
9 | 14 | 02:00 | 0 | 2014-09-14 | 2 | 15.22 | 1 | 16.22 | 0
9 | 14 | 03:00 | 0 | 2014-09-14 | 3 | 10.83 | 1 | 11.83 | 0
9 | 14 | 04:00 | 0 | 2014-09-14 | 4 | 9.97 | 1 | 10.97 | 0
9 | 14 | 05:00 | 0 | 2014-09-14 | 5 | 9.08 | 1 | 10.08 | 0
9 | 14 | 06:00 | 0 | 2014-09-14 | 6 | 0.84 | 1 | 1.84 | 0
9 | 14 | 07:00 | 282 | 2014-09-14 | 7 | 0 | 1 | 1 | 282
9 | 14 | 08:00 | 1126 | 2014-09-14 | 8 | 0 | 1 | 1 | 1126
9 | 14 | 09:00 | 1950 | 2014-09-14 | 9 | 0 | 1 | 1 | 1950
9 | 14 | 10:00 | 2406 | 2014-09-14 | 10 | 0 | 1 | 1 | 2406
9 | 14 | 11:00 | 2756 | 2014-09-14 | 11 | 0 | 1 | 1 | 2756
9 | 14 | 12:00 | 3024 | 2014-09-14 | 12 | 0 | 1 | 1 | 3024
9 | 14 | 13:00 | 2956 | 2014-09-14 | 13 | 0 | 1 | 1 | 2956
9 | 14 | 14:00 | 2661 | 2014-09-14 | 14 | 20.46 | 1 | 21.46 | 57105.06
9 | 14 | 15:00 | 2182 | 2014-09-14 | 15 | 19.73 | 1 | 20.73 | 45232.86
9 | 14 | 16:00 | 1337 | 2014-09-14 | 16 | 17.19 | 1 | 18.19 | 24320.03
9 | 14 | 17:00 | 585 | 2014-09-14 | 17 | 17.97 | 1 | 18.97 | 11097.45
9 | 14 | 18:00 | 0 | 2014-09-14 | 18 | 20.38 | 1 | 21.38 | 0
9 | 14 | 19:00 | 0 | 2014-09-14 | 19 | 21.26 | 1 | 22.26 | 0
9 | 14 | 20:00 | 0 | 2014-09-14 | 20 | 29.27 | 1 | 30.27 | 0
9 | 14 | 21:00 | 0 | 2014-09-14 | 21 | 23.18 | 1 | 24.18 | 0
9 | 14 | 22:00 | 0 | 2014-09-14 | 22 | 20.66 | 1 | 21.66 | 0
9 | 14 | 23:00 | 0 | 2014-09-14 | 23 | 17.58 | 1 | 18.58 | 0
9 | 14 | 24:00 | 0 | 2014-09-14 | 24 | 15.82 | 1 | 16.82 | 0
9 | 15 | 01:00 | 0 | 2014-09-15 | 1 | 14.17 | 1 | 15.17 | 0
9 | 15 | 02:00 | 0 | 2014-09-15 | 2 | 10.56 | 1 | 11.56 | 0
9 | 15 | 03:00 | 0 | 2014-09-15 | 3 | 9.04 | 1 | 10.04 | 0
9 | 15 | 04:00 | 0 | 2014-09-15 | 4 | 9.89 | 1 | 10.89 | 0
9 | 15 | 05:00 | 0 | 2014-09-15 | 5 | 0 | 1 | 1 | 0
9 | 15 | 06:00 | 0 | 2014-09-15 | 6 | 0 | 1 | 1 | 0
9 | 15 | 07:00 | 171 | 2014-09-15 | 7 | 12.48 | 1 | 13.48 | 2305.08
9 | 15 | 08:00 | 832 | 2014-09-15 | 8 | 28.78 | 1 | 29.78 | 24776.96
9 | 15 | 09:00 | 1571 | 2014-09-15 | 9 | 20.73 | 1 | 21.73 | 34137.83
9 | 15 | 10:00 | 2184 | 2014-09-15 | 10 | 21.51 | 1 | 22.51 | 49161.84
9 | 15 | 11:00 | 2413 | 2014-09-15 | 11 | 26.54 | 1 | 27.54 | 66454.02
9 | 15 | 12:00 | 2703 | 2014-09-15 | 12 | 32.86 | 1 | 33.86 | 91523.58
9 | 15 | 13:00 | 2654 | 2014-09-15 | 13 | 31.48 | 1 | 32.48 | 86201.92
9 | 15 | 14:00 | 2072 | 2014-09-15 | 14 | 26.74 | 1 | 27.74 | 57477.28
9 | 15 | 15:00 | 2060 | 2014-09-15 | 15 | 20.17 | 1 | 21.17 | 43610.2
9 | 15 | 16:00 | 1339 | 2014-09-15 | 16 | 20.07 | 1 | 21.07 | 28212.73
9 | 15 | 17:00 | 548 | 2014-09-15 | 17 | 23.06 | 1 | 24.06 | 13184.88
9 | 15 | 18:00 | 0 | 2014-09-15 | 18 | 24.92 | 1 | 25.92 | 0
9 | 15 | 19:00 | 0 | 2014-09-15 | 19 | 29.27 | 1 | 30.27 | 0
9 | 15 | 20:00 | 0 | 2014-09-15 | 20 | 41.69 | 1 | 42.69 | 0
9 | 15 | 21:00 | 0 | 2014-09-15 | 21 | 25.59 | 1 | 26.59 | 0
9 | 15 | 22:00 | 0 | 2014-09-15 | 22 | 19.23 | 1 | 20.23 | 0
9 | 15 | 23:00 | 0 | 2014-09-15 | 23 | 16.95 | 1 | 17.95 | 0
9 | 15 | 24:00 | 0 | 2014-09-15 | 24 | 15.72 | 1 | 16.72 | 0
9 | 16 | 01:00 | 0 | 2014-09-16 | 1 | 17.95 | 1 | 18.95 | 0
9 | 16 | 02:00 | 0 | 2014-09-16 | 2 | 16.06 | 1 | 17.06 | 0
9 | 16 | 03:00 | 0 | 2014-09-16 | 3 | 16.78 | 1 | 17.78 | 0
9 | 16 | 04:00 | 0 | 2014-09-16 | 4 | 18.09 | 1 | 19.09 | 0
9 | 16 | 05:00 | 0 | 2014-09-16 | 5 | 16.14 | 1 | 17.14 | 0
9 | 16 | 06:00 | 0 | 2014-09-16 | 6 | 16.65 | 1 | 17.65 | 0
9 | 16 | 07:00 | 164 | 2014-09-16 | 7 | 21.31 | 1 | 22.31 | 3658.84
9 | 16 | 08:00 | 1024 | 2014-09-16 | 8 | 21.12 | 1 | 22.12 | 22650.88
9 | 16 | 09:00 | 1874 | 2014-09-16 | 9 | 25.32 | 1 | 26.32 | 49323.68
9 | 16 | 10:00 | 2386 | 2014-09-16 | 10 | 27.67 | 1 | 28.67 | 68406.62
9 | 16 | 11:00 | 2602 | 2014-09-16 | 11 | 22.89 | 1 | 23.89 | 62161.78
9 | 16 | 12:00 | 2721 | 2014-09-16 | 12 | 22.45 | 1 | 23.45 | 63807.45
9 | 16 | 13:00 | 2645 | 2014-09-16 | 13 | 21.6 | 1 | 22.6 | 59777
9 | 16 | 14:00 | 2266 | 2014-09-16 | 14 | 21.87 | 1 | 22.87 | 51823.42
9 | 16 | 15:00 | 1877 | 2014-09-16 | 15 | 21.26 | 1 | 22.26 | 41782.02
9 | 16 | 16:00 | 1188 | 2014-09-16 | 16 | 21.99 | 1 | 22.99 | 27312.12
9 | 16 | 17:00 | 446 | 2014-09-16 | 17 | 22.53 | 1 | 23.53 | 10494.38
9 | 16 | 18:00 | 1 | 2014-09-16 | 18 | 24.38 | 1 | 25.38 | 25.38
9 | 16 | 19:00 | 0 | 2014-09-16 | 19 | 26.44 | 1 | 27.44 | 0
9 | 16 | 20:00 | 0 | 2014-09-16 | 20 | 27.83 | 1 | 28.83 | 0
9 | 16 | 21:00 | 0 | 2014-09-16 | 21 | 23.85 | 1 | 24.85 | 0
9 | 16 | 22:00 | 0 | 2014-09-16 | 22 | 20.98 | 1 | 21.98 | 0
9 | 16 | 23:00 | 0 | 2014-09-16 | 23 | 21.67 | 1 | 22.67 | 0
9 | 16 | 24:00 | 0 | 2014-09-16 | 24 | 22.9 | 1 | 23.9 | 0
9 | 17 | 01:00 | 0 | 2014-09-17 | 1 | 17.95 | 1 | 18.95 | 0
9 | 17 | 02:00 | 0 | 2014-09-17 | 2 | 15.52 | 1 | 16.52 | 0
9 | 17 | 03:00 | 0 | 2014-09-17 | 3 | 16.26 | 1 | 17.26 | 0
9 | 17 | 04:00 | 0 | 2014-09-17 | 4 | 13.54 | 1 | 14.54 | 0
9 | 17 | 05:00 | 0 | 2014-09-17 | 5 | 19.25 | 1 | 20.25 | 0
9 | 17 | 06:00 | 0 | 2014-09-17 | 6 | 15.38 | 1 | 16.38 | 0
9 | 17 | 07:00 | 2 | 2014-09-17 | 7 | 25.71 | 1 | 26.71 | 53.42
9 | 17 | 08:00 | 116 | 2014-09-17 | 8 | 25.69 | 1 | 26.69 | 3096.04
9 | 17 | 09:00 | 1923 | 2014-09-17 | 9 | 25.96 | 1 | 26.96 | 51844.08
9 | 17 | 10:00 | 2191 | 2014-09-17 | 10 | 24.82 | 1 | 25.82 | 56571.62
9 | 17 | 11:00 | 2512 | 2014-09-17 | 11 | 24.49 | 1 | 25.49 | 64030.88
9 | 17 | 12:00 | 2630 | 2014-09-17 | 12 | 23.16 | 1 | 24.16 | 63540.8
9 | 17 | 13:00 | 2734 | 2014-09-17 | 13 | 24.22 | 1 | 25.22 | 68951.48
9 | 17 | 14:00 | 2395 | 2014-09-17 | 14 | 24.2 | 1 | 25.2 | 60354
9 | 17 | 15:00 | 1823 | 2014-09-17 | 15 | 23.34 | 1 | 24.34 | 44371.82
9 | 17 | 16:00 | 1231 | 2014-09-17 | 16 | 23.69 | 1 | 24.69 | 30393.39
9 | 17 | 17:00 | 484 | 2014-09-17 | 17 | 26.42 | 1 | 27.42 | 13271.28
9 | 17 | 18:00 | 1 | 2014-09-17 | 18 | 28.91 | 1 | 29.91 | 29.91
9 | 17 | 19:00 | 0 | 2014-09-17 | 19 | 26.59 | 1 | 27.59 | 0
9 | 17 | 20:00 | 0 | 2014-09-17 | 20 | 53.4 | 1 | 54.4 | 0
9 | 17 | 21:00 | 0 | 2014-09-17 | 21 | 42.77 | 1 | 43.77 | 0
9 | 17 | 22:00 | 0 | 2014-09-17 | 22 | 25.56 | 1 | 26.56 | 0
9 | 17 | 23:00 | 0 | 2014-09-17 | 23 | 21.4 | 1 | 22.4 | 0
9 | 17 | 24:00 | 0 | 2014-09-17 | 24 | 22.2 | 1 | 23.2 | 0
9 | 18 | 01:00 | 0 | 2014-09-18 | 1 | 18.93 | 1 | 19.93 | 0
9 | 18 | 02:00 | 0 | 2014-09-18 | 2 | 18.8 | 1 | 19.8 | 0
9 | 18 | 03:00 | 0 | 2014-09-18 | 3 | 17.62 | 1 | 18.62 | 0
9 | 18 | 04:00 | 0 | 2014-09-18 | 4 | 18.27 | 1 | 19.27 | 0
9 | 18 | 05:00 | 0 | 2014-09-18 | 5 | 18.12 | 1 | 19.12 | 0
9 | 18 | 06:00 | 0 | 2014-09-18 | 6 | 18.66 | 1 | 19.66 | 0
9 | 18 | 07:00 | 24 | 2014-09-18 | 7 | 26.59 | 1 | 27.59 | 662.16
9 | 18 | 08:00 | 113 | 2014-09-18 | 8 | 25.71 | 1 | 26.71 | 3018.23
9 | 18 | 09:00 | 1280 | 2014-09-18 | 9 | 26.13 | 1 | 27.13 | 34726.4
9 | 18 | 10:00 | 1945 | 2014-09-18 | 10 | 25.43 | 1 | 26.43 | 51406.35
9 | 18 | 11:00 | 2256 | 2014-09-18 | 11 | 27.43 | 1 | 28.43 | 64138.08
9 | 18 | 12:00 | 1833 | 2014-09-18 | 12 | 27.99 | 1 | 28.99 | 53138.67
9 | 18 | 13:00 | 2152 | 2014-09-18 | 13 | 28.21 | 1 | 29.21 | 62859.92
9 | 18 | 14:00 | 2130 | 2014-09-18 | 14 | 28.95 | 1 | 29.95 | 63793.5
9 | 18 | 15:00 | 1157 | 2014-09-18 | 15 | 28.72 | 1 | 29.72 | 34386.04
9 | 18 | 16:00 | 1253 | 2014-09-18 | 16 | 28.61 | 1 | 29.61 | 37101.33
9 | 18 | 17:00 | 491 | 2014-09-18 | 17 | 28.84 | 1 | 29.84 | 14651.44
9 | 18 | 18:00 | 0 | 2014-09-18 | 18 | 28.23 | 1 | 29.23 | 0
9 | 18 | 19:00 | 0 | 2014-09-18 | 19 | 29.12 | 1 | 30.12 | 0
9 | 18 | 20:00 | 0 | 2014-09-18 | 20 | 31.18 | 1 | 32.18 | 0
9 | 18 | 21:00 | 0 | 2014-09-18 | 21 | 28.61 | 1 | 29.61 | 0
9 | 18 | 22:00 | 0 | 2014-09-18 | 22 | 26.44 | 1 | 27.44 | 0
9 | 18 | 23:00 | 0 | 2014-09-18 | 23 | 23.08 | 1 | 24.08 | 0
9 | 18 | 24:00 | 0 | 2014-09-18 | 24 | 21.58 | 1 | 22.58 | 0
9 | 19 | 01:00 | 0 | 2014-09-19 | 1 | 19.93 | 1 | 20.93 | 0
9 | 19 | 02:00 | 0 | 2014-09-19 | 2 | 20.43 | 1 | 21.43 | 0
9 | 19 | 03:00 | 0 | 2014-09-19 | 3 | 19.63 | 1 | 20.63 | 0
9 | 19 | 04:00 | 0 | 2014-09-19 | 4 | 19.14 | 1 | 20.14 | 0
9 | 19 | 05:00 | 0 | 2014-09-19 | 5 | 20.24 | 1 | 21.24 | 0
9 | 19 | 06:00 | 0 | 2014-09-19 | 6 | 21.89 | 1 | 22.89 | 0
9 | 19 | 07:00 | 212 | 2014-09-19 | 7 | 27.17 | 1 | 28.17 | 5972.04
9 | 19 | 08:00 | 1115 | 2014-09-19 | 8 | 25.1 | 1 | 26.1 | 29101.5
9 | 19 | 09:00 | 1903 | 2014-09-19 | 9 | 27.54 | 1 | 28.54 | 54311.62
9 | 19 | 10:00 | 2397 | 2014-09-19 | 10 | 27.94 | 1 | 28.94 | 69369.18
9 | 19 | 11:00 | 2668 | 2014-09-19 | 11 | 29.15 | 1 | 30.15 | 80440.2
9 | 19 | 12:00 | 2718 | 2014-09-19 | 12 | 24.9 | 1 | 25.9 | 70396.2
9 | 19 | 13:00 | 2686 | 2014-09-19 | 13 | 23.98 | 1 | 24.98 | 67096.28
9 | 19 | 14:00 | 2398 | 2014-09-19 | 14 | 22.59 | 1 | 23.59 | 56568.82
9 | 19 | 15:00 | 2004 | 2014-09-19 | 15 | 20.94 | 1 | 21.94 | 43967.76
9 | 19 | 16:00 | 1325 | 2014-09-19 | 16 | 22.24 | 1 | 23.24 | 30793
9 | 19 | 17:00 | 530 | 2014-09-19 | 17 | 23 | 1 | 24 | 12720
9 | 19 | 18:00 | 0 | 2014-09-19 | 18 | 24.71 | 1 | 25.71 | 0
9 | 19 | 19:00 | 0 | 2014-09-19 | 19 | 26.05 | 1 | 27.05 | 0
9 | 19 | 20:00 | 0 | 2014-09-19 | 20 | 25.29 | 1 | 26.29 | 0
9 | 19 | 21:00 | 0 | 2014-09-19 | 21 | 25.19 | 1 | 26.19 | 0
9 | 19 | 22:00 | 0 | 2014-09-19 | 22 | 26.93 | 1 | 27.93 | 0
9 | 19 | 23:00 | 0 | 2014-09-19 | 23 | 18.51 | 1 | 19.51 | 0
9 | 19 | 24:00 | 0 | 2014-09-19 | 24 | 20.01 | 1 | 21.01 | 0
9 | 20 | 01:00 | 0 | 2014-09-20 | 1 | 21.06 | 1 | 22.06 | 0
9 | 20 | 02:00 | 0 | 2014-09-20 | 2 | 19.7 | 1 | 20.7 | 0
9 | 20 | 03:00 | 0 | 2014-09-20 | 3 | 19.72 | 1 | 20.72 | 0
9 | 20 | 04:00 | 0 | 2014-09-20 | 4 | 19.9 | 1 | 20.9 | 0
9 | 20 | 05:00 | 0 | 2014-09-20 | 5 | 18.74 | 1 | 19.74 | 0
9 | 20 | 06:00 | 0 | 2014-09-20 | 6 | 23.06 | 1 | 24.06 | 0
9 | 20 | 07:00 | 145 | 2014-09-20 | 7 | 24.42 | 1 | 25.42 | 3685.9
9 | 20 | 08:00 | 847 | 2014-09-20 | 8 | 23.92 | 1 | 24.92 | 21107.24
9 | 20 | 09:00 | 1607 | 2014-09-20 | 9 | 28.25 | 1 | 29.25 | 47004.75
9 | 20 | 10:00 | 2333 | 2014-09-20 | 10 | 26.53 | 1 | 27.53 | 64227.49
9 | 20 | 11:00 | 2641 | 2014-09-20 | 11 | 30.38 | 1 | 31.38 | 82874.58
9 | 20 | 12:00 | 2723 | 2014-09-20 | 12 | 32.72 | 1 | 33.72 | 91819.56
9 | 20 | 13:00 | 2668 | 2014-09-20 | 13 | 32.94 | 1 | 33.94 | 90551.92
9 | 20 | 14:00 | 2422 | 2014-09-20 | 14 | 23.64 | 1 | 24.64 | 59678.08
9 | 20 | 15:00 | 1987 | 2014-09-20 | 15 | 22.26 | 1 | 23.26 | 46217.62
9 | 20 | 16:00 | 1324 | 2014-09-20 | 16 | 25.33 | 1 | 26.33 | 34860.92
9 | 20 | 17:00 | 531 | 2014-09-20 | 17 | 28.57 | 1 | 29.57 | 15701.67
9 | 20 | 18:00 | 0 | 2014-09-20 | 18 | 33.51 | 1 | 34.51 | 0
9 | 20 | 19:00 | 0 | 2014-09-20 | 19 | 28.17 | 1 | 29.17 | 0
9 | 20 | 20:00 | 0 | 2014-09-20 | 20 | 31.29 | 1 | 32.29 | 0
9 | 20 | 21:00 | 0 | 2014-09-20 | 21 | 30.33 | 1 | 31.33 | 0
9 | 20 | 22:00 | 0 | 2014-09-20 | 22 | 25.32 | 1 | 26.32 | 0
9 | 20 | 23:00 | 0 | 2014-09-20 | 23 | 33.46 | 1 | 34.46 | 0
9 | 20 | 24:00 | 0 | 2014-09-20 | 24 | 17.64 | 1 | 18.64 | 0
9 | 21 | 01:00 | 0 | 2014-09-21 | 1 | 20.65 | 1 | 21.65 | 0
9 | 21 | 02:00 | 0 | 2014-09-21 | 2 | 20.85 | 1 | 21.85 | 0
9 | 21 | 03:00 | 0 | 2014-09-21 | 3 | 26.83 | 1 | 27.83 | 0
9 | 21 | 04:00 | 0 | 2014-09-21 | 4 | 28.37 | 1 | 29.37 | 0
9 | 21 | 05:00 | 0 | 2014-09-21 | 5 | 26.16 | 1 | 27.16 | 0
9 | 21 | 06:00 | 0 | 2014-09-21 | 6 | 21.16 | 1 | 22.16 | 0
9 | 21 | 07:00 | 294 | 2014-09-21 | 7 | 21.81 | 1 | 22.81 | 6706.14
9 | 21 | 08:00 | 1133 | 2014-09-21 | 8 | 22.06 | 1 | 23.06 | 26126.98
9 | 21 | 09:00 | 1848 | 2014-09-21 | 9 | 27.62 | 1 | 28.62 | 52889.76
9 | 21 | 10:00 | 2365 | 2014-09-21 | 10 | 26.8 | 1 | 27.8 | 65747
9 | 21 | 11:00 | 2623 | 2014-09-21 | 11 | 27.7 | 1 | 28.7 | 75280.1
9 | 21 | 12:00 | 2791 | 2014-09-21 | 12 | 28.69 | 1 | 29.69 | 82864.79
9 | 21 | 13:00 | 2572 | 2014-09-21 | 13 | 42.85 | 1 | 43.85 | 112782.2
9 | 21 | 14:00 | 1262 | 2014-09-21 | 14 | 51.06 | 1 | 52.06 | 65699.72
9 | 21 | 15:00 | 931 | 2014-09-21 | 15 | 44.76 | 1 | 45.76 | 42602.56
9 | 21 | 16:00 | 150 | 2014-09-21 | 16 | 43.39 | 1 | 44.39 | 6658.5
9 | 21 | 17:00 | 68 | 2014-09-21 | 17 | 49.34 | 1 | 50.34 | 3423.12
9 | 21 | 18:00 | 0 | 2014-09-21 | 18 | 56.78 | 1 | 57.78 | 0
9 | 21 | 19:00 | 0 | 2014-09-21 | 19 | 58.58 | 1 | 59.58 | 0
9 | 21 | 20:00 | 0 | 2014-09-21 | 20 | 58.99 | 1 | 59.99 | 0
9 | 21 | 21:00 | 0 | 2014-09-21 | 21 | 56.16 | 1 | 57.16 | 0
9 | 21 | 22:00 | 0 | 2014-09-21 | 22 | 57.87 | 1 | 58.87 | 0
9 | 21 | 23:00 | 0 | 2014-09-21 | 23 | 28.71 | 1 | 29.71 | 0
9 | 21 | 24:00 | 0 | 2014-09-21 | 24 | 33.2 | 1 | 34.2 | 0
9 | 22 | 01:00 | 0 | 2014-09-22 | 1 | 33.57 | 1 | 34.57 | 0
9 | 22 | 02:00 | 0 | 2014-09-22 | 2 | 65.57 | 1 | 66.57 | 0
9 | 22 | 03:00 | 0 | 2014-09-22 | 3 | 30.24 | 1 | 31.24 | 0
9 | 22 | 04:00 | 0 | 2014-09-22 | 4 | 32.62 | 1 | 33.62 | 0
9 | 22 | 05:00 | 0 | 2014-09-22 | 5 | 23.33 | 1 | 24.33 | 0
9 | 22 | 06:00 | 0 | 2014-09-22 | 6 | 33.94 | 1 | 34.94 | 0
9 | 22 | 07:00 | 13 | 2014-09-22 | 7 | 44.13 | 1 | 45.13 | 586.69
9 | 22 | 08:00 | 881 | 2014-09-22 | 8 | 54.51 | 1 | 55.51 | 48904.31
9 | 22 | 09:00 | 1193 | 2014-09-22 | 9 | 33.4 | 1 | 34.4 | 41039.2
9 | 22 | 10:00 | 1356 | 2014-09-22 | 10 | 47.62 | 1 | 48.62 | 65928.72
9 | 22 | 11:00 | 1015 | 2014-09-22 | 11 | 48.54 | 1 | 49.54 | 50283.1
9 | 22 | 12:00 | 2295 | 2014-09-22 | 12 | 44.06 | 1 | 45.06 | 103412.7
9 | 22 | 13:00 | 2731 | 2014-09-22 | 13 | 42.21 | 1 | 43.21 | 118006.51
9 | 22 | 14:00 | 2036 | 2014-09-22 | 14 | 34.58 | 1 | 35.58 | 72440.88
9 | 22 | 15:00 | 1661 | 2014-09-22 | 15 | 27.56 | 1 | 28.56 | 47438.16
9 | 22 | 16:00 | 699 | 2014-09-22 | 16 | 28.86 | 1 | 29.86 | 20872.14
9 | 22 | 17:00 | 369 | 2014-09-22 | 17 | 40.83 | 1 | 41.83 | 15435.27
9 | 22 | 18:00 | 0 | 2014-09-22 | 18 | 49.56 | 1 | 50.56 | 0
9 | 22 | 19:00 | 0 | 2014-09-22 | 19 | 36.01 | 1 | 37.01 | 0
9 | 22 | 20:00 | 0 | 2014-09-22 | 20 | 36.67 | 1 | 37.67 | 0
9 | 22 | 21:00 | 0 | 2014-09-22 | 21 | 28.26 | 1 | 29.26 | 0
9 | 22 | 22:00 | 0 | 2014-09-22 | 22 | 33.16 | 1 | 34.16 | 0
9 | 22 | 23:00 | 0 | 2014-09-22 | 23 | 20.14 | 1 | 21.14 | 0
9 | 22 | 24:00 | 0 | 2014-09-22 | 24 | 19.84 | 1 | 20.84 | 0
9 | 23 | 01:00 | 0 | 2014-09-23 | 1 | 23.15 | 1 | 24.15 | 0
9 | 23 | 02:00 | 0 | 2014-09-23 | 2 | 17.99 | 1 | 18.99 | 0
9 | 23 | 03:00 | 0 | 2014-09-23 | 3 | 22.34 | 1 | 23.34 | 0
9 | 23 | 04:00 | 0 | 2014-09-23 | 4 | 18.13 | 1 | 19.13 | 0
9 | 23 | 05:00 | 0 | 2014-09-23 | 5 | 21.3 | 1 | 22.3 | 0
9 | 23 | 06:00 | 0 | 2014-09-23 | 6 | 23.5 | 1 | 24.5 | 0
9 | 23 | 07:00 | 1 | 2014-09-23 | 7 | 31.57 | 1 | 32.57 | 32.57
9 | 23 | 08:00 | 265 | 2014-09-23 | 8 | 32.14 | 1 | 33.14 | 8782.1
9 | 23 | 09:00 | 631 | 2014-09-23 | 9 | 26.38 | 1 | 27.38 | 17276.78
9 | 23 | 10:00 | 785 | 2014-09-23 | 10 | 23.65 | 1 | 24.65 | 19350.25
9 | 23 | 11:00 | 885 | 2014-09-23 | 11 | 22.71 | 1 | 23.71 | 20983.35
9 | 23 | 12:00 | 971 | 2014-09-23 | 12 | 24.67 | 1 | 25.67 | 24925.57
9 | 23 | 13:00 | 881 | 2014-09-23 | 13 | 24.43 | 1 | 25.43 | 22403.83
9 | 23 | 14:00 | 755 | 2014-09-23 | 14 | 25.17 | 1 | 26.17 | 19758.35
9 | 23 | 15:00 | 680 | 2014-09-23 | 15 | 27.21 | 1 | 28.21 | 19182.8
9 | 23 | 16:00 | 476 | 2014-09-23 | 16 | 37.07 | 1 | 38.07 | 18121.32
9 | 23 | 17:00 | 67 | 2014-09-23 | 17 | 29.77 | 1 | 30.77 | 2061.59
9 | 23 | 18:00 | 0 | 2014-09-23 | 18 | 33.53 | 1 | 34.53 | 0
9 | 23 | 19:00 | 0 | 2014-09-23 | 19 | 46.15 | 1 | 47.15 | 0
9 | 23 | 20:00 | 0 | 2014-09-23 | 20 | 37.23 | 1 | 38.23 | 0
9 | 23 | 21:00 | 0 | 2014-09-23 | 21 | 26.96 | 1 | 27.96 | 0
9 | 23 | 22:00 | 0 | 2014-09-23 | 22 | 29.66 | 1 | 30.66 | 0
9 | 23 | 23:00 | 0 | 2014-09-23 | 23 | 38.06 | 1 | 39.06 | 0
9 | 23 | 24:00 | 0 | 2014-09-23 | 24 | 28.85 | 1 | 29.85 | 0
9 | 24 | 01:00 | 0 | 2014-09-24 | 1 | 29.55 | 1 | 30.55 | 0
9 | 24 | 02:00 | 0 | 2014-09-24 | 2 | 26.25 | 1 | 27.25 | 0
9 | 24 | 03:00 | 0 | 2014-09-24 | 3 | 27.25 | 1 | 28.25 | 0
9 | 24 | 04:00 | 0 | 2014-09-24 | 4 | 31.81 | 1 | 32.81 | 0
9 | 24 | 05:00 | 0 | 2014-09-24 | 5 | 26.58 | 1 | 27.58 | 0
9 | 24 | 06:00 | 0 | 2014-09-24 | 6 | 40.15 | 1 | 41.15 | 0
9 | 24 | 07:00 | 11 | 2014-09-24 | 7 | 63.97 | 1 | 64.97 | 714.67
9 | 24 | 08:00 | 317 | 2014-09-24 | 8 | 59.85 | 1 | 60.85 | 19289.45
9 | 24 | 09:00 | 335 | 2014-09-24 | 9 | 50.06 | 1 | 51.06 | 17105.1
9 | 24 | 10:00 | 818 | 2014-09-24 | 10 | 49.23 | 1 | 50.23 | 41088.14
9 | 24 | 11:00 | 567 | 2014-09-24 | 11 | 51.7 | 1 | 52.7 | 29880.9
9 | 24 | 12:00 | 566 | 2014-09-24 | 12 | 50.13 | 1 | 51.13 | 28939.58
9 | 24 | 13:00 | 498 | 2014-09-24 | 13 | 92.65 | 1 | 93.65 | 46637.7
9 | 24 | 14:00 | 483 | 2014-09-24 | 14 | 84.8 | 1 | 85.8 | 41441.4
9 | 24 | 15:00 | 368 | 2014-09-24 | 15 | 47.62 | 1 | 48.62 | 17892.16
9 | 24 | 16:00 | 426 | 2014-09-24 | 16 | 50.38 | 1 | 51.38 | 21887.88
9 | 24 | 17:00 | 26 | 2014-09-24 | 17 | 51.51 | 1 | 52.51 | 1365.26
9 | 24 | 18:00 | 0 | 2014-09-24 | 18 | 48.5 | 1 | 49.5 | 0
9 | 24 | 19:00 | 0 | 2014-09-24 | 19 | 43.96 | 1 | 44.96 | 0
9 | 24 | 20:00 | 0 | 2014-09-24 | 20 | 64.22 | 1 | 65.22 | 0
9 | 24 | 21:00 | 0 | 2014-09-24 | 21 | 50.87 | 1 | 51.87 | 0
9 | 24 | 22:00 | 0 | 2014-09-24 | 22 | 76.77 | 1 | 77.77 | 0
9 | 24 | 23:00 | 0 | 2014-09-24 | 23 | 37.88 | 1 | 38.88 | 0
9 | 24 | 24:00 | 0 | 2014-09-24 | 24 | 25.9 | 1 | 26.9 | 0
9 | 25 | 01:00 | 0 | 2014-09-25 | 1 | 72.04 | 1 | 73.04 | 0
9 | 25 | 02:00 | 0 | 2014-09-25 | 2 | 34.04 | 1 | 35.04 | 0
9 | 25 | 03:00 | 0 | 2014-09-25 | 3 | 80.34 | 1 | 81.34 | 0
9 | 25 | 04:00 | 0 | 2014-09-25 | 4 | 47.17 | 1 | 48.17 | 0
9 | 25 | 05:00 | 0 | 2014-09-25 | 5 | 63.9 | 1 | 64.9 | 0
9 | 25 | 06:00 | 0 | 2014-09-25 | 6 | 36.8 | 1 | 37.8 | 0
9 | 25 | 07:00 | 219 | 2014-09-25 | 7 | 52.38 | 1 | 53.38 | 11690.22
9 | 25 | 08:00 | 1158 | 2014-09-25 | 8 | 50.83 | 1 | 51.83 | 60019.14
9 | 25 | 09:00 | 1856 | 2014-09-25 | 9 | 62.89 | 1 | 63.89 | 118579.84
9 | 25 | 10:00 | 2231 | 2014-09-25 | 10 | 63.38 | 1 | 64.38 | 143631.78
9 | 25 | 11:00 | 2750 | 2014-09-25 | 11 | 72.2 | 1 | 73.2 | 201300
9 | 25 | 12:00 | 2667 | 2014-09-25 | 12 | 64.96 | 1 | 65.96 | 175915.32
9 | 25 | 13:00 | 2695 | 2014-09-25 | 13 | 53.38 | 1 | 54.38 | 146554.1
9 | 25 | 14:00 | 2503 | 2014-09-25 | 14 | 39.04 | 1 | 40.04 | 100220.12
9 | 25 | 15:00 | 1554 | 2014-09-25 | 15 | 41.33 | 1 | 42.33 | 65780.82
9 | 25 | 16:00 | 867 | 2014-09-25 | 16 | 52.42 | 1 | 53.42 | 46315.14
9 | 25 | 17:00 | 205 | 2014-09-25 | 17 | 52.88 | 1 | 53.88 | 11045.4
9 | 25 | 18:00 | 0 | 2014-09-25 | 18 | 44.37 | 1 | 45.37 | 0
9 | 25 | 19:00 | 0 | 2014-09-25 | 19 | 56.3 | 1 | 57.3 | 0
9 | 25 | 20:00 | 0 | 2014-09-25 | 20 | 65.4 | 1 | 66.4 | 0
9 | 25 | 21:00 | 0 | 2014-09-25 | 21 | 60.35 | 1 | 61.35 | 0
9 | 25 | 22:00 | 0 | 2014-09-25 | 22 | 42.66 | 1 | 43.66 | 0
9 | 25 | 23:00 | 0 | 2014-09-25 | 23 | 42.95 | 1 | 43.95 | 0
9 | 25 | 24:00 | 0 | 2014-09-25 | 24 | 20.21 | 1 | 21.21 | 0
9 | 26 | 01:00 | 0 | 2014-09-26 | 1 | 37.41 | 1 | 38.41 | 0
9 | 26 | 02:00 | 0 | 2014-09-26 | 2 | 43.17 | 1 | 44.17 | 0
9 | 26 | 03:00 | 0 | 2014-09-26 | 3 | 26.27 | 1 | 27.27 | 0
9 | 26 | 04:00 | 0 | 2014-09-26 | 4 | 25.57 | 1 | 26.57 | 0
9 | 26 | 05:00 | 0 | 2014-09-26 | 5 | 24.36 | 1 | 25.36 | 0
9 | 26 | 06:00 | 0 | 2014-09-26 | 6 | 26.88 | 1 | 27.88 | 0
9 | 26 | 07:00 | 26 | 2014-09-26 | 7 | 28.96 | 1 | 29.96 | 778.96
9 | 26 | 08:00 | 433 | 2014-09-26 | 8 | 29.9 | 1 | 30.9 | 13379.7
9 | 26 | 09:00 | 1593 | 2014-09-26 | 9 | 33.83 | 1 | 34.83 | 55484.19
9 | 26 | 10:00 | 2127 | 2014-09-26 | 10 | 40.27 | 1 | 41.27 | 87781.29
9 | 26 | 11:00 | 2436 | 2014-09-26 | 11 | 38.66 | 1 | 39.66 | 96611.76
9 | 26 | 12:00 | 2677 | 2014-09-26 | 12 | 33.38 | 1 | 34.38 | 92035.26
9 | 26 | 13:00 | 1405 | 2014-09-26 | 13 | 38.07 | 1 | 39.07 | 54893.35
9 | 26 | 14:00 | 878 | 2014-09-26 | 14 | 37.72 | 1 | 38.72 | 33996.16
9 | 26 | 15:00 | 985 | 2014-09-26 | 15 | 29.19 | 1 | 30.19 | 29737.15
9 | 26 | 16:00 | 217 | 2014-09-26 | 16 | 26.21 | 1 | 27.21 | 5904.57
9 | 26 | 17:00 | 2 | 2014-09-26 | 17 | 46.26 | 1 | 47.26 | 94.52
9 | 26 | 18:00 | 0 | 2014-09-26 | 18 | 34.45 | 1 | 35.45 | 0
9 | 26 | 19:00 | 0 | 2014-09-26 | 19 | 24.34 | 1 | 25.34 | 0
9 | 26 | 20:00 | 0 | 2014-09-26 | 20 | 28.98 | 1 | 29.98 | 0
9 | 26 | 21:00 | 0 | 2014-09-26 | 21 | 25.12 | 1 | 26.12 | 0
9 | 26 | 22:00 | 0 | 2014-09-26 | 22 | 20.8 | 1 | 21.8 | 0
9 | 26 | 23:00 | 0 | 2014-09-26 | 23 | 19.87 | 1 | 20.87 | 0
9 | 26 | 24:00 | 0 | 2014-09-26 | 24 | 18.64 | 1 | 19.64 | 0
9 | 27 | 01:00 | 0 | 2014-09-27 | 1 | 17.16 | 1 | 18.16 | 0
9 | 27 | 02:00 | 0 | 2014-09-27 | 2 | 19.47 | 1 | 20.47 | 0
9 | 27 | 03:00 | 0 | 2014-09-27 | 3 | 11.9 | 1 | 12.9 | 0
9 | 27 | 04:00 | 0 | 2014-09-27 | 4 | 16.76 | 1 | 17.76 | 0
9 | 27 | 05:00 | 0 | 2014-09-27 | 5 | 20.41 | 1 | 21.41 | 0
9 | 27 | 06:00 | 0 | 2014-09-27 | 6 | 20.15 | 1 | 21.15 | 0
9 | 27 | 07:00 | 6 | 2014-09-27 | 7 | 24.59 | 1 | 25.59 | 153.54
9 | 27 | 08:00 | 238 | 2014-09-27 | 8 | 21.52 | 1 | 22.52 | 5359.76
9 | 27 | 09:00 | 383 | 2014-09-27 | 9 | 22 | 1 | 23 | 8809
9 | 27 | 10:00 | 403 | 2014-09-27 | 10 | 22.96 | 1 | 23.96 | 9655.88
9 | 27 | 11:00 | 480 | 2014-09-27 | 11 | 22.9 | 1 | 23.9 | 11472
9 | 27 | 12:00 | 595 | 2014-09-27 | 12 | 22.89 | 1 | 23.89 | 14214.55
9 | 27 | 13:00 | 501 | 2014-09-27 | 13 | 22.71 | 1 | 23.71 | 11878.71
9 | 27 | 14:00 | 498 | 2014-09-27 | 14 | 22.71 | 1 | 23.71 | 11807.58
9 | 27 | 15:00 | 367 | 2014-09-27 | 15 | 23.97 | 1 | 24.97 | 9163.99
9 | 27 | 16:00 | 59 | 2014-09-27 | 16 | 24.1 | 1 | 25.1 | 1480.9
9 | 27 | 17:00 | 37 | 2014-09-27 | 17 | 28.04 | 1 | 29.04 | 1074.48
9 | 27 | 18:00 | 0 | 2014-09-27 | 18 | 27.66 | 1 | 28.66 | 0
9 | 27 | 19:00 | 0 | 2014-09-27 | 19 | 26.9 | 1 | 27.9 | 0
9 | 27 | 20:00 | 0 | 2014-09-27 | 20 | 30.91 | 1 | 31.91 | 0
9 | 27 | 21:00 | 0 | 2014-09-27 | 21 | 29.88 | 1 | 30.88 | 0
9 | 27 | 22:00 | 0 | 2014-09-27 | 22 | 30.19 | 1 | 31.19 | 0
9 | 27 | 23:00 | 0 | 2014-09-27 | 23 | 32.08 | 1 | 33.08 | 0
9 | 27 | 24:00 | 0 | 2014-09-27 | 24 | 24.85 | 1 | 25.85 | 0
9 | 28 | 01:00 | 0 | 2014-09-28 | 1 | 20.47 | 1 | 21.47 | 0
9 | 28 | 02:00 | 0 | 2014-09-28 | 2 | 18.8 | 1 | 19.8 | 0
9 | 28 | 03:00 | 0 | 2014-09-28 | 3 | 17.28 | 1 | 18.28 | 0
9 | 28 | 04:00 | 0 | 2014-09-28 | 4 | 16.03 | 1 | 17.03 | 0
9 | 28 | 05:00 | 0 | 2014-09-28 | 5 | 16.78 | 1 | 17.78 | 0
9 | 28 | 06:00 | 0 | 2014-09-28 | 6 | 17.42 | 1 | 18.42 | 0
9 | 28 | 07:00 | 66 | 2014-09-28 | 7 | 18.79 | 1 | 19.79 | 1306.14
9 | 28 | 08:00 | 121 | 2014-09-28 | 8 | 18.23 | 1 | 19.23 | 2326.83
9 | 28 | 09:00 | 919 | 2014-09-28 | 9 | 18.29 | 1 | 19.29 | 17727.51
9 | 28 | 10:00 | 1570 | 2014-09-28 | 10 | 16.59 | 1 | 17.59 | 27616.3
9 | 28 | 11:00 | 1605 | 2014-09-28 | 11 | 19.89 | 1 | 20.89 | 33528.45
9 | 28 | 12:00 | 2136 | 2014-09-28 | 12 | 23.53 | 1 | 24.53 | 52396.08
9 | 28 | 13:00 | 2103 | 2014-09-28 | 13 | 32.01 | 1 | 33.01 | 69420.03
9 | 28 | 14:00 | 2391 | 2014-09-28 | 14 | 29.06 | 1 | 30.06 | 71873.46
9 | 28 | 15:00 | 2031 | 2014-09-28 | 15 | 37.2 | 1 | 38.2 | 77584.2
9 | 28 | 16:00 | 1282 | 2014-09-28 | 16 | 37.97 | 1 | 38.97 | 49959.54
9 | 28 | 17:00 | 442 | 2014-09-28 | 17 | 44.86 | 1 | 45.86 | 20270.12
9 | 28 | 18:00 | 0 | 2014-09-28 | 18 | 44.83 | 1 | 45.83 | 0
9 | 28 | 19:00 | 0 | 2014-09-28 | 19 | 125.21 | 1 | 126.21 | 0
9 | 28 | 20:00 | 0 | 2014-09-28 | 20 | 508.61 | 1 | 509.61 | 0
9 | 28 | 21:00 | 0 | 2014-09-28 | 21 | 93.72 | 1 | 94.72 | 0
9 | 28 | 22:00 | 0 | 2014-09-28 | 22 | 27.8 | 1 | 28.8 | 0
9 | 28 | 23:00 | 0 | 2014-09-28 | 23 | 22.04 | 1 | 23.04 | 0
9 | 28 | 24:00 | 0 | 2014-09-28 | 24 | 22.77 | 1 | 23.77 | 0
9 | 29 | 01:00 | 0 | 2014-09-29 | 1 | 23.19 | 1 | 24.19 | 0
9 | 29 | 02:00 | 0 | 2014-09-29 | 2 | 20.05 | 1 | 21.05 | 0
9 | 29 | 03:00 | 0 | 2014-09-29 | 3 | 22.01 | 1 | 23.01 | 0
9 | 29 | 04:00 | 0 | 2014-09-29 | 4 | 22.22 | 1 | 23.22 | 0
9 | 29 | 05:00 | 0 | 2014-09-29 | 5 | 25.52 | 1 | 26.52 | 0
9 | 29 | 06:00 | 0 | 2014-09-29 | 6 | 28.8 | 1 | 29.8 | 0
9 | 29 | 07:00 | 217 | 2014-09-29 | 7 | 51.06 | 1 | 52.06 | 11297.02
9 | 29 | 08:00 | 1132 | 2014-09-29 | 8 | 40.48 | 1 | 41.48 | 46955.36
9 | 29 | 09:00 | 1789 | 2014-09-29 | 9 | 41.9 | 1 | 42.9 | 76748.1
9 | 29 | 10:00 | 2220 | 2014-09-29 | 10 | 51.11 | 1 | 52.11 | 115684.2
9 | 29 | 11:00 | 2318 | 2014-09-29 | 11 | 39.23 | 1 | 40.23 | 93253.14
9 | 29 | 12:00 | 2641 | 2014-09-29 | 12 | 31.53 | 1 | 32.53 | 85911.73
9 | 29 | 13:00 | 1875 | 2014-09-29 | 13 | 49.7 | 1 | 50.7 | 95062.5
9 | 29 | 14:00 | 2175 | 2014-09-29 | 14 | 57.66 | 1 | 58.66 | 127585.5
9 | 29 | 15:00 | 1667 | 2014-09-29 | 15 | 43.28 | 1 | 44.28 | 73814.76
9 | 29 | 16:00 | 1140 | 2014-09-29 | 16 | 59.72 | 1 | 60.72 | 69220.8
9 | 29 | 17:00 | 388 | 2014-09-29 | 17 | 47.29 | 1 | 48.29 | 18736.52
9 | 29 | 18:00 | 0 | 2014-09-29 | 18 | 50.21 | 1 | 51.21 | 0
9 | 29 | 19:00 | 0 | 2014-09-29 | 19 | 55.71 | 1 | 56.71 | 0
9 | 29 | 20:00 | 0 | 2014-09-29 | 20 | 45.54 | 1 | 46.54 | 0
9 | 29 | 21:00 | 0 | 2014-09-29 | 21 | 42.36 | 1 | 43.36 | 0
9 | 29 | 22:00 | 0 | 2014-09-29 | 22 | 39.72 | 1 | 40.72 | 0
9 | 29 | 23:00 | 0 | 2014-09-29 | 23 | 23.4 | 1 | 24.4 | 0
9 | 29 | 24:00 | 0 | 2014-09-29 | 24 | 27.24 | 1 | 28.24 | 0
9 | 30 | 01:00 | 0 | 2014-09-30 | 1 | 27.99 | 1 | 28.99 | 0
9 | 30 | 02:00 | 0 | 2014-09-30 | 2 | 37.41 | 1 | 38.41 | 0
9 | 30 | 03:00 | 0 | 2014-09-30 | 3 | 35.91 | 1 | 36.91 | 0
9 | 30 | 04:00 | 0 | 2014-09-30 | 4 | 27.83 | 1 | 28.83 | 0
9 | 30 | 05:00 | 0 | 2014-09-30 | 5 | 28.01 | 1 | 29.01 | 0
9 | 30 | 06:00 | 0 | 2014-09-30 | 6 | 30.5 | 1 | 31.5 | 0
9 | 30 | 07:00 | 1 | 2014-09-30 | 7 | 45.31 | 1 | 46.31 | 46.31
9 | 30 | 08:00 | 300 | 2014-09-30 | 8 | 47.51 | 1 | 48.51 | 14553
9 | 30 | 09:00 | 843 | 2014-09-30 | 9 | 39.23 | 1 | 40.23 | 33913.89
9 | 30 | 10:00 | 2415 | 2014-09-30 | 10 | 66.75 | 1 | 67.75 | 163616.25
9 | 30 | 11:00 | 2526 | 2014-09-30 | 11 | 53.03 | 1 | 54.03 | 136479.78
9 | 30 | 12:00 | 2357 | 2014-09-30 | 12 | 50.04 | 1 | 51.04 | 120301.28
9 | 30 | 13:00 | 2573 | 2014-09-30 | 13 | 38.97 | 1 | 39.97 | 102842.81
9 | 30 | 14:00 | 2237 | 2014-09-30 | 14 | 42.02 | 1 | 43.02 | 96235.74
9 | 30 | 15:00 | 1852 | 2014-09-30 | 15 | 48.26 | 1 | 49.26 | 91229.52
9 | 30 | 16:00 | 1118 | 2014-09-30 | 16 | 39.88 | 1 | 40.88 | 45703.84
9 | 30 | 17:00 | 430 | 2014-09-30 | 17 | 50.36 | 1 | 51.36 | 22084.8
9 | 30 | 18:00 | 0 | 2014-09-30 | 18 | 63.11 | 1 | 64.11 | 0
9 | 30 | 19:00 | 0 | 2014-09-30 | 19 | 64.07 | 1 | 65.07 | 0
9 | 30 | 20:00 | 0 | 2014-09-30 | 20 | 75.27 | 1 | 76.27 | 0
9 | 30 | 21:00 | 0 | 2014-09-30 | 21 | 38.38 | 1 | 39.38 | 0
9 | 30 | 22:00 | 0 | 2014-09-30 | 22 | 44.04 | 1 | 45.04 | 0
9 | 30 | 23:00 | 0 | 2014-09-30 | 23 | 73.63 | 1 | 74.63 | 0
9 | 30 | 24:00 | 0 | 2014-09-30 | 24 | 61.07 | 1 | 62.07 | 0
10 | 1 | 01:00 | 0 | 2014-10-01 | 1 | 35.55 | 1 | 36.55 | 0
10 | 1 | 02:00 | 0 | 2014-10-01 | 2 | 36.61 | 1 | 37.61 | 0
10 | 1 | 03:00 | 0 | 2014-10-01 | 3 | 33.72 | 1 | 34.72 | 0
10 | 1 | 04:00 | 0 | 2014-10-01 | 4 | 34.92 | 1 | 35.92 | 0
10 | 1 | 05:00 | 0 | 2014-10-01 | 5 | 34.84 | 1 | 35.84 | 0
10 | 1 | 06:00 | 0 | 2014-10-01 | 6 | 44.41 | 1 | 45.41 | 0
10 | 1 | 07:00 | 39 | 2014-10-01 | 7 | 43.03 | 1 | 44.03 | 1717.17
10 | 1 | 08:00 | 842 | 2014-10-01 | 8 | 64.77 | 1 | 65.77 | 55378.34
10 | 1 | 09:00 | 1145 | 2014-10-01 | 9 | 49.89 | 1 | 50.89 | 58269.05
10 | 1 | 10:00 | 1745 | 2014-10-01 | 10 | 51.12 | 1 | 52.12 | 90949.4
10 | 1 | 11:00 | 1784 | 2014-10-01 | 11 | 42.81 | 1 | 43.81 | 78157.04
10 | 1 | 12:00 | 2717 | 2014-10-01 | 12 | 43.72 | 1 | 44.72 | 121504.24
10 | 1 | 13:00 | 1708 | 2014-10-01 | 13 | 38.87 | 1 | 39.87 | 68097.96
10 | 1 | 14:00 | 1005 | 2014-10-01 | 14 | 39.84 | 1 | 40.84 | 41044.2
10 | 1 | 15:00 | 1179 | 2014-10-01 | 15 | 41.43 | 1 | 42.43 | 50024.97
10 | 1 | 16:00 | 1202 | 2014-10-01 | 16 | 44.03 | 1 | 45.03 | 54126.06
10 | 1 | 17:00 | 461 | 2014-10-01 | 17 | 43.03 | 1 | 44.03 | 20297.83
10 | 1 | 18:00 | 0 | 2014-10-01 | 18 | 51.87 | 1 | 52.87 | 0
10 | 1 | 19:00 | 0 | 2014-10-01 | 19 | 68.65 | 1 | 69.65 | 0
10 | 1 | 20:00 | 0 | 2014-10-01 | 20 | 49.33 | 1 | 50.33 | 0
10 | 1 | 21:00 | 0 | 2014-10-01 | 21 | 35.21 | 1 | 36.21 | 0
10 | 1 | 22:00 | 0 | 2014-10-01 | 22 | 34.18 | 1 | 35.18 | 0
10 | 1 | 23:00 | 0 | 2014-10-01 | 23 | 28.38 | 1 | 29.38 | 0
10 | 1 | 24:00 | 0 | 2014-10-01 | 24 | 30.25 | 1 | 31.25 | 0
10 | 2 | 01:00 | 0 | 2014-10-02 | 1 | 37.38 | 1 | 38.38 | 0
10 | 2 | 02:00 | 0 | 2014-10-02 | 2 | 36.55 | 1 | 37.55 | 0
10 | 2 | 03:00 | 0 | 2014-10-02 | 3 | 39.84 | 1 | 40.84 | 0
10 | 2 | 04:00 | 0 | 2014-10-02 | 4 | 31.21 | 1 | 32.21 | 0
10 | 2 | 05:00 | 0 | 2014-10-02 | 5 | 30.1 | 1 | 31.1 | 0
10 | 2 | 06:00 | 0 | 2014-10-02 | 6 | 34.79 | 1 | 35.79 | 0
10 | 2 | 07:00 | 8 | 2014-10-02 | 7 | 34.66 | 1 | 35.66 | 285.28
10 | 2 | 08:00 | 409 | 2014-10-02 | 8 | 34.55 | 1 | 35.55 | 14539.95
10 | 2 | 09:00 | 715 | 2014-10-02 | 9 | 41.25 | 1 | 42.25 | 30208.75
10 | 2 | 10:00 | 750 | 2014-10-02 | 10 | 45.79 | 1 | 46.79 | 35092.5
10 | 2 | 11:00 | 643 | 2014-10-02 | 11 | 43.6 | 1 | 44.6 | 28677.8
10 | 2 | 12:00 | 390 | 2014-10-02 | 12 | 37.44 | 1 | 38.44 | 14991.6
10 | 2 | 13:00 | 669 | 2014-10-02 | 13 | 32.45 | 1 | 33.45 | 22378.05
10 | 2 | 14:00 | 306 | 2014-10-02 | 14 | 32.45 | 1 | 33.45 | 10235.7
10 | 2 | 15:00 | 200 | 2014-10-02 | 15 | 32.43 | 1 | 33.43 | 6686
10 | 2 | 16:00 | 372 | 2014-10-02 | 16 | 31.65 | 1 | 32.65 | 12145.8
10 | 2 | 17:00 | 1 | 2014-10-02 | 17 | 32.2 | 1 | 33.2 | 33.2
10 | 2 | 18:00 | 0 | 2014-10-02 | 18 | 31.14 | 1 | 32.14 | 0
10 | 2 | 19:00 | 0 | 2014-10-02 | 19 | 31.27 | 1 | 32.27 | 0
10 | 2 | 20:00 | 0 | 2014-10-02 | 20 | 35.56 | 1 | 36.56 | 0
10 | 2 | 21:00 | 0 | 2014-10-02 | 21 | 41.67 | 1 | 42.67 | 0
10 | 2 | 22:00 | 0 | 2014-10-02 | 22 | 34.07 | 1 | 35.07 | 0
10 | 2 | 23:00 | 0 | 2014-10-02 | 23 | 27.73 | 1 | 28.73 | 0
10 | 2 | 24:00 | 0 | 2014-10-02 | 24 | 32.78 | 1 | 33.78 | 0
10 | 3 | 01:00 | 0 | 2014-10-03 | 1 | 22.83 | 1 | 23.83 | 0
10 | 3 | 02:00 | 0 | 2014-10-03 | 2 | 21.63 | 1 | 22.63 | 0
10 | 3 | 03:00 | 0 | 2014-10-03 | 3 | 21.76 | 1 | 22.76 | 0
10 | 3 | 04:00 | 0 | 2014-10-03 | 4 | 22.19 | 1 | 23.19 | 0
10 | 3 | 05:00 | 0 | 2014-10-03 | 5 | 18 | 1 | 19 | 0
10 | 3 | 06:00 | 0 | 2014-10-03 | 6 | 20.91 | 1 | 21.91 | 0
10 | 3 | 07:00 | 18 | 2014-10-03 | 7 | 26.64 | 1 | 27.64 | 497.52
10 | 3 | 08:00 | 634 | 2014-10-03 | 8 | 33.94 | 1 | 34.94 | 22151.96
10 | 3 | 09:00 | 1241 | 2014-10-03 | 9 | 28.99 | 1 | 29.99 | 37217.59
10 | 3 | 10:00 | 1050 | 2014-10-03 | 10 | 31.47 | 1 | 32.47 | 34093.5
10 | 3 | 11:00 | 442 | 2014-10-03 | 11 | 25.92 | 1 | 26.92 | 11898.64
10 | 3 | 12:00 | 627 | 2014-10-03 | 12 | 27.48 | 1 | 28.48 | 17856.96
10 | 3 | 13:00 | 686 | 2014-10-03 | 13 | 26.28 | 1 | 27.28 | 18714.08
10 | 3 | 14:00 | 530 | 2014-10-03 | 14 | 25.6 | 1 | 26.6 | 14098
10 | 3 | 15:00 | 512 | 2014-10-03 | 15 | 25.82 | 1 | 26.82 | 13731.84
10 | 3 | 16:00 | 7 | 2014-10-03 | 16 | 24.64 | 1 | 25.64 | 179.48
10 | 3 | 17:00 | 0 | 2014-10-03 | 17 | 24.66 | 1 | 25.66 | 0
10 | 3 | 18:00 | 0 | 2014-10-03 | 18 | 26.36 | 1 | 27.36 | 0
10 | 3 | 19:00 | 0 | 2014-10-03 | 19 | 22.64 | 1 | 23.64 | 0
10 | 3 | 20:00 | 0 | 2014-10-03 | 20 | 21.96 | 1 | 22.96 | 0
10 | 3 | 21:00 | 0 | 2014-10-03 | 21 | 28.52 | 1 | 29.52 | 0
10 | 3 | 22:00 | 0 | 2014-10-03 | 22 | 28.27 | 1 | 29.27 | 0
10 | 3 | 23:00 | 0 | 2014-10-03 | 23 | 20.62 | 1 | 21.62 | 0
10 | 3 | 24:00 | 0 | 2014-10-03 | 24 | 19.32 | 1 | 20.32 | 0
10 | 4 | 01:00 | 0 | 2014-10-04 | 1 | 17.85 | 1 | 18.85 | 0
10 | 4 | 02:00 | 0 | 2014-10-04 | 2 | 15.81 | 1 | 16.81 | 0
10 | 4 | 03:00 | 0 | 2014-10-04 | 3 | 14.71 | 1 | 15.71 | 0
10 | 4 | 04:00 | 0 | 2014-10-04 | 4 | 10.84 | 1 | 11.84 | 0
10 | 4 | 05:00 | 0 | 2014-10-04 | 5 | 15.32 | 1 | 16.32 | 0
10 | 4 | 06:00 | 0 | 2014-10-04 | 6 | 16.15 | 1 | 17.15 | 0
10 | 4 | 07:00 | 4 | 2014-10-04 | 7 | 16.16 | 1 | 17.16 | 68.64
10 | 4 | 08:00 | 376 | 2014-10-04 | 8 | 8.88 | 1 | 9.88 | 3714.88
10 | 4 | 09:00 | 1459 | 2014-10-04 | 9 | 12.77 | 1 | 13.77 | 20090.43
10 | 4 | 10:00 | 2204 | 2014-10-04 | 10 | 15.87 | 1 | 16.87 | 37181.48
10 | 4 | 11:00 | 1891 | 2014-10-04 | 11 | 16.27 | 1 | 17.27 | 32657.57
10 | 4 | 12:00 | 1488 | 2014-10-04 | 12 | 16.14 | 1 | 17.14 | 25504.32
10 | 4 | 13:00 | 1920 | 2014-10-04 | 13 | 21.47 | 1 | 22.47 | 43142.4
10 | 4 | 14:00 | 1565 | 2014-10-04 | 14 | 22.83 | 1 | 23.83 | 37293.95
10 | 4 | 15:00 | 736 | 2014-10-04 | 15 | 19.99 | 1 | 20.99 | 15448.64
10 | 4 | 16:00 | 6 | 2014-10-04 | 16 | 18.86 | 1 | 19.86 | 119.16
10 | 4 | 17:00 | 1 | 2014-10-04 | 17 | 21.32 | 1 | 22.32 | 22.32
10 | 4 | 18:00 | 0 | 2014-10-04 | 18 | 17.21 | 1 | 18.21 | 0
10 | 4 | 19:00 | 0 | 2014-10-04 | 19 | 16.17 | 1 | 17.17 | 0
10 | 4 | 20:00 | 0 | 2014-10-04 | 20 | 17.04 | 1 | 18.04 | 0
10 | 4 | 21:00 | 0 | 2014-10-04 | 21 | 20.68 | 1 | 21.68 | 0
10 | 4 | 22:00 | 0 | 2014-10-04 | 22 | 22.05 | 1 | 23.05 | 0
10 | 4 | 23:00 | 0 | 2014-10-04 | 23 | 13.66 | 1 | 14.66 | 0
10 | 4 | 24:00 | 0 | 2014-10-04 | 24 | 15.94 | 1 | 16.94 | 0
10 | 5 | 01:00 | 0 | 2014-10-05 | 1 | 16.34 | 1 | 17.34 | 0
10 | 5 | 02:00 | 0 | 2014-10-05 | 2 | 17.25 | 1 | 18.25 | 0
10 | 5 | 03:00 | 0 | 2014-10-05 | 3 | 20.38 | 1 | 21.38 | 0
10 | 5 | 04:00 | 0 | 2014-10-05 | 4 | 16.94 | 1 | 17.94 | 0
10 | 5 | 05:00 | 0 | 2014-10-05 | 5 | 15.99 | 1 | 16.99 | 0
10 | 5 | 06:00 | 0 | 2014-10-05 | 6 | 16.91 | 1 | 17.91 | 0
10 | 5 | 07:00 | 18 | 2014-10-05 | 7 | 17.07 | 1 | 18.07 | 325.26
10 | 5 | 08:00 | 652 | 2014-10-05 | 8 | 16.59 | 1 | 17.59 | 11468.68
10 | 5 | 09:00 | 875 | 2014-10-05 | 9 | 20.27 | 1 | 21.27 | 18611.25
10 | 5 | 10:00 | 1700 | 2014-10-05 | 10 | 33.84 | 1 | 34.84 | 59228
10 | 5 | 11:00 | 2964 | 2014-10-05 | 11 | 27.57 | 1 | 28.57 | 84681.48
10 | 5 | 12:00 | 2300 | 2014-10-05 | 12 | 17.08 | 1 | 18.08 | 41584
10 | 5 | 13:00 | 2128 | 2014-10-05 | 13 | 15.57 | 1 | 16.57 | 35260.96
10 | 5 | 14:00 | 2011 | 2014-10-05 | 14 | 15.28 | 1 | 16.28 | 32739.08
10 | 5 | 15:00 | 1495 | 2014-10-05 | 15 | 16.78 | 1 | 17.78 | 26581.1
10 | 5 | 16:00 | 655 | 2014-10-05 | 16 | 16.49 | 1 | 17.49 | 11455.95
10 | 5 | 17:00 | 82 | 2014-10-05 | 17 | 14.28 | 1 | 15.28 | 1252.96
10 | 5 | 18:00 | 0 | 2014-10-05 | 18 | 16.24 | 1 | 17.24 | 0
10 | 5 | 19:00 | 0 | 2014-10-05 | 19 | 29.37 | 1 | 30.37 | 0
10 | 5 | 20:00 | 0 | 2014-10-05 | 20 | 36.77 | 1 | 37.77 | 0
10 | 5 | 21:00 | 0 | 2014-10-05 | 21 | 28 | 1 | 29 | 0
10 | 5 | 22:00 | 0 | 2014-10-05 | 22 | 26.98 | 1 | 27.98 | 0
10 | 5 | 23:00 | 0 | 2014-10-05 | 23 | 21.1 | 1 | 22.1 | 0
10 | 5 | 24:00 | 0 | 2014-10-05 | 24 | 17.65 | 1 | 18.65 | 0
10 | 6 | 01:00 | 0 | 2014-10-06 | 1 | 16.7 | 1 | 17.7 | 0
10 | 6 | 02:00 | 0 | 2014-10-06 | 2 | 16.34 | 1 | 17.34 | 0
10 | 6 | 03:00 | 0 | 2014-10-06 | 3 | 16.55 | 1 | 17.55 | 0
10 | 6 | 04:00 | 0 | 2014-10-06 | 4 | 17.05 | 1 | 18.05 | 0
10 | 6 | 05:00 | 0 | 2014-10-06 | 5 | 22.16 | 1 | 23.16 | 0
10 | 6 | 06:00 | 0 | 2014-10-06 | 6 | 23.63 | 1 | 24.63 | 0
10 | 6 | 07:00 | 45 | 2014-10-06 | 7 | 34.36 | 1 | 35.36 | 1591.2
10 | 6 | 08:00 | 1102 | 2014-10-06 | 8 | 34.11 | 1 | 35.11 | 38691.22
10 | 6 | 09:00 | 1805 | 2014-10-06 | 9 | 39.65 | 1 | 40.65 | 73373.25
10 | 6 | 10:00 | 1864 | 2014-10-06 | 10 | 33.03 | 1 | 34.03 | 63431.92
10 | 6 | 11:00 | 1857 | 2014-10-06 | 11 | 36.27 | 1 | 37.27 | 69210.39
10 | 6 | 12:00 | 2055 | 2014-10-06 | 12 | 27.52 | 1 | 28.52 | 58608.6
10 | 6 | 13:00 | 2327 | 2014-10-06 | 13 | 22.58 | 1 | 23.58 | 54870.66
10 | 6 | 14:00 | 710 | 2014-10-06 | 14 | 19.74 | 1 | 20.74 | 14725.4
10 | 6 | 15:00 | 421 | 2014-10-06 | 15 | 18.65 | 1 | 19.65 | 8272.65
10 | 6 | 16:00 | 577 | 2014-10-06 | 16 | 18.04 | 1 | 19.04 | 10986.08
10 | 6 | 17:00 | 23 | 2014-10-06 | 17 | 21.55 | 1 | 22.55 | 518.65
10 | 6 | 18:00 | 0 | 2014-10-06 | 18 | 29.59 | 1 | 30.59 | 0
10 | 6 | 19:00 | 0 | 2014-10-06 | 19 | 32.63 | 1 | 33.63 | 0
10 | 6 | 20:00 | 0 | 2014-10-06 | 20 | 40.75 | 1 | 41.75 | 0
10 | 6 | 21:00 | 0 | 2014-10-06 | 21 | 27.25 | 1 | 28.25 | 0
10 | 6 | 22:00 | 0 | 2014-10-06 | 22 | 22.93 | 1 | 23.93 | 0
10 | 6 | 23:00 | 0 | 2014-10-06 | 23 | 19.84 | 1 | 20.84 | 0
10 | 6 | 24:00 | 0 | 2014-10-06 | 24 | 24.79 | 1 | 25.79 | 0
10 | 7 | 01:00 | 0 | 2014-10-07 | 1 | 22.19 | 1 | 23.19 | 0
10 | 7 | 02:00 | 0 | 2014-10-07 | 2 | 21.36 | 1 | 22.36 | 0
10 | 7 | 03:00 | 0 | 2014-10-07 | 3 | 21.51 | 1 | 22.51 | 0
10 | 7 | 04:00 | 0 | 2014-10-07 | 4 | 19.42 | 1 | 20.42 | 0
10 | 7 | 05:00 | 0 | 2014-10-07 | 5 | 21.73 | 1 | 22.73 | 0
10 | 7 | 06:00 | 0 | 2014-10-07 | 6 | 21.5 | 1 | 22.5 | 0
10 | 7 | 07:00 | 17 | 2014-10-07 | 7 | 26.64 | 1 | 27.64 | 469.88
10 | 7 | 08:00 | 503 | 2014-10-07 | 8 | 32.5 | 1 | 33.5 | 16850.5
10 | 7 | 09:00 | 1637 | 2014-10-07 | 9 | 26.76 | 1 | 27.76 | 45443.12
10 | 7 | 10:00 | 1616 | 2014-10-07 | 10 | 26.7 | 1 | 27.7 | 44763.2
10 | 7 | 11:00 | 2969 | 2014-10-07 | 11 | 25.49 | 1 | 26.49 | 78648.81
10 | 7 | 12:00 | 3047 | 2014-10-07 | 12 | 26.42 | 1 | 27.42 | 83548.74
10 | 7 | 13:00 | 2963 | 2014-10-07 | 13 | 42.99 | 1 | 43.99 | 130342.37
10 | 7 | 14:00 | 2637 | 2014-10-07 | 14 | 33.72 | 1 | 34.72 | 91556.64
10 | 7 | 15:00 | 2056 | 2014-10-07 | 15 | 29.63 | 1 | 30.63 | 62975.28
10 | 7 | 16:00 | 1224 | 2014-10-07 | 16 | 26.88 | 1 | 27.88 | 34125.12
10 | 7 | 17:00 | 324 | 2014-10-07 | 17 | 34.4 | 1 | 35.4 | 11469.6
10 | 7 | 18:00 | 0 | 2014-10-07 | 18 | 53.47 | 1 | 54.47 | 0
10 | 7 | 19:00 | 0 | 2014-10-07 | 19 | 55.4 | 1 | 56.4 | 0
10 | 7 | 20:00 | 0 | 2014-10-07 | 20 | 51.21 | 1 | 52.21 | 0
10 | 7 | 21:00 | 0 | 2014-10-07 | 21 | 44.6 | 1 | 45.6 | 0
10 | 7 | 22:00 | 0 | 2014-10-07 | 22 | 31.91 | 1 | 32.91 | 0
10 | 7 | 23:00 | 0 | 2014-10-07 | 23 | 23.51 | 1 | 24.51 | 0
10 | 7 | 24:00 | 0 | 2014-10-07 | 24 | 26.05 | 1 | 27.05 | 0
10 | 8 | 01:00 | 0 | 2014-10-08 | 1 | 25.48 | 1 | 26.48 | 0
10 | 8 | 02:00 | 0 | 2014-10-08 | 2 | 22.23 | 1 | 23.23 | 0
10 | 8 | 03:00 | 0 | 2014-10-08 | 3 | 22.62 | 1 | 23.62 | 0
10 | 8 | 04:00 | 0 | 2014-10-08 | 4 | 17.32 | 1 | 18.32 | 0
10 | 8 | 05:00 | 0 | 2014-10-08 | 5 | 22.17 | 1 | 23.17 | 0
10 | 8 | 06:00 | 0 | 2014-10-08 | 6 | 28.11 | 1 | 29.11 | 0
10 | 8 | 07:00 | 274 | 2014-10-08 | 7 | 33.97 | 1 | 34.97 | 9581.78
10 | 8 | 08:00 | 1256 | 2014-10-08 | 8 | 31.67 | 1 | 32.67 | 41033.52
10 | 8 | 09:00 | 2061 | 2014-10-08 | 9 | 33.24 | 1 | 34.24 | 70568.64
10 | 8 | 10:00 | 2505 | 2014-10-08 | 10 | 38.03 | 1 | 39.03 | 97770.15
10 | 8 | 11:00 | 2916 | 2014-10-08 | 11 | 32.31 | 1 | 33.31 | 97131.96
10 | 8 | 12:00 | 2872 | 2014-10-08 | 12 | 25.2 | 1 | 26.2 | 75246.4
10 | 8 | 13:00 | 2758 | 2014-10-08 | 13 | 20.77 | 1 | 21.77 | 60041.66
10 | 8 | 14:00 | 2106 | 2014-10-08 | 14 | 20.78 | 1 | 21.78 | 45868.68
10 | 8 | 15:00 | 1605 | 2014-10-08 | 15 | 18.45 | 1 | 19.45 | 31217.25
10 | 8 | 16:00 | 836 | 2014-10-08 | 16 | 23.15 | 1 | 24.15 | 20189.4
10 | 8 | 17:00 | 291 | 2014-10-08 | 17 | 24.83 | 1 | 25.83 | 7516.53
10 | 8 | 18:00 | 0 | 2014-10-08 | 18 | 30.97 | 1 | 31.97 | 0
10 | 8 | 19:00 | 0 | 2014-10-08 | 19 | 28.23 | 1 | 29.23 | 0
10 | 8 | 20:00 | 0 | 2014-10-08 | 20 | 27.14 | 1 | 28.14 | 0
10 | 8 | 21:00 | 0 | 2014-10-08 | 21 | 27.03 | 1 | 28.03 | 0
10 | 8 | 22:00 | 0 | 2014-10-08 | 22 | 22.57 | 1 | 23.57 | 0
10 | 8 | 23:00 | 0 | 2014-10-08 | 23 | 19.05 | 1 | 20.05 | 0
10 | 8 | 24:00 | 0 | 2014-10-08 | 24 | 25.57 | 1 | 26.57 | 0
10 | 9 | 01:00 | 0 | 2014-10-09 | 1 | 26.37 | 1 | 27.37 | 0
10 | 9 | 02:00 | 0 | 2014-10-09 | 2 | 24.52 | 1 | 25.52 | 0
10 | 9 | 03:00 | 0 | 2014-10-09 | 3 | 26.69 | 1 | 27.69 | 0
10 | 9 | 04:00 | 0 | 2014-10-09 | 4 | 24.1 | 1 | 25.1 | 0
10 | 9 | 05:00 | 0 | 2014-10-09 | 5 | 22.28 | 1 | 23.28 | 0
10 | 9 | 06:00 | 0 | 2014-10-09 | 6 | 20.69 | 1 | 21.69 | 0
10 | 9 | 07:00 | 102 | 2014-10-09 | 7 | 26.18 | 1 | 27.18 | 2772.36
10 | 9 | 08:00 | 1083 | 2014-10-09 | 8 | 27.43 | 1 | 28.43 | 30789.69
10 | 9 | 09:00 | 1511 | 2014-10-09 | 9 | 28.64 | 1 | 29.64 | 44786.04
10 | 9 | 10:00 | 1475 | 2014-10-09 | 10 | 27.79 | 1 | 28.79 | 42465.25
10 | 9 | 11:00 | 1461 | 2014-10-09 | 11 | 27.56 | 1 | 28.56 | 41726.16
10 | 9 | 12:00 | 702 | 2014-10-09 | 12 | 28.12 | 1 | 29.12 | 20442.24
10 | 9 | 13:00 | 559 | 2014-10-09 | 13 | 27.85 | 1 | 28.85 | 16127.15
10 | 9 | 14:00 | 641 | 2014-10-09 | 14 | 27.19 | 1 | 28.19 | 18069.79
10 | 9 | 15:00 | 446 | 2014-10-09 | 15 | 21.41 | 1 | 22.41 | 9994.86
10 | 9 | 16:00 | 168 | 2014-10-09 | 16 | 21.12 | 1 | 22.12 | 3716.16
10 | 9 | 17:00 | 0 | 2014-10-09 | 17 | 22.91 | 1 | 23.91 | 0
10 | 9 | 18:00 | 0 | 2014-10-09 | 18 | 25.32 | 1 | 26.32 | 0
10 | 9 | 19:00 | 0 | 2014-10-09 | 19 | 34.03 | 1 | 35.03 | 0
10 | 9 | 20:00 | 0 | 2014-10-09 | 20 | 28.12 | 1 | 29.12 | 0
10 | 9 | 21:00 | 0 | 2014-10-09 | 21 | 30.3 | 1 | 31.3 | 0
10 | 9 | 22:00 | 0 | 2014-10-09 | 22 | 23.04 | 1 | 24.04 | 0
10 | 9 | 23:00 | 0 | 2014-10-09 | 23 | 21.47 | 1 | 22.47 | 0
10 | 9 | 24:00 | 0 | 2014-10-09 | 24 | 26.63 | 1 | 27.63 | 0
10 | 10 | 01:00 | 0 | 2014-10-10 | 1 | 16.3 | 1 | 17.3 | 0
10 | 10 | 02:00 | 0 | 2014-10-10 | 2 | 15.61 | 1 | 16.61 | 0
10 | 10 | 03:00 | 0 | 2014-10-10 | 3 | 22.75 | 1 | 23.75 | 0
10 | 10 | 04:00 | 0 | 2014-10-10 | 4 | 23.98 | 1 | 24.98 | 0
10 | 10 | 05:00 | 0 | 2014-10-10 | 5 | 17.5 | 1 | 18.5 | 0
10 | 10 | 06:00 | 0 | 2014-10-10 | 6 | 14.44 | 1 | 15.44 | 0
10 | 10 | 07:00 | 109 | 2014-10-10 | 7 | 21.22 | 1 | 22.22 | 2421.98
10 | 10 | 08:00 | 1214 | 2014-10-10 | 8 | 39.04 | 1 | 40.04 | 48608.56
10 | 10 | 09:00 | 2102 | 2014-10-10 | 9 | 31.8 | 1 | 32.8 | 68945.6
10 | 10 | 10:00 | 2672 | 2014-10-10 | 10 | 20.48 | 1 | 21.48 | 57394.56
10 | 10 | 11:00 | 3033 | 2014-10-10 | 11 | 19.78 | 1 | 20.78 | 63025.74
10 | 10 | 12:00 | 3056 | 2014-10-10 | 12 | 18.98 | 1 | 19.98 | 61058.88
10 | 10 | 13:00 | 2934 | 2014-10-10 | 13 | 20.56 | 1 | 21.56 | 63257.04
10 | 10 | 14:00 | 2717 | 2014-10-10 | 14 | 20.36 | 1 | 21.36 | 58035.12
10 | 10 | 15:00 | 2107 | 2014-10-10 | 15 | 15.45 | 1 | 16.45 | 34660.15
10 | 10 | 16:00 | 1272 | 2014-10-10 | 16 | 18.25 | 1 | 19.25 | 24486
10 | 10 | 17:00 | 345 | 2014-10-10 | 17 | 18.43 | 1 | 19.43 | 6703.35
10 | 10 | 18:00 | 0 | 2014-10-10 | 18 | 16.47 | 1 | 17.47 | 0
10 | 10 | 19:00 | 0 | 2014-10-10 | 19 | 20.7 | 1 | 21.7 | 0
10 | 10 | 20:00 | 0 | 2014-10-10 | 20 | 23.31 | 1 | 24.31 | 0
10 | 10 | 21:00 | 0 | 2014-10-10 | 21 | 25.92 | 1 | 26.92 | 0
10 | 10 | 22:00 | 0 | 2014-10-10 | 22 | 21.25 | 1 | 22.25 | 0
10 | 10 | 23:00 | 0 | 2014-10-10 | 23 | 21.81 | 1 | 22.81 | 0
10 | 10 | 24:00 | 0 | 2014-10-10 | 24 | 18.22 | 1 | 19.22 | 0
10 | 11 | 01:00 | 0 | 2014-10-11 | 1 | 13.86 | 1 | 14.86 | 0
10 | 11 | 02:00 | 0 | 2014-10-11 | 2 | 12.29 | 1 | 13.29 | 0
10 | 11 | 03:00 | 0 | 2014-10-11 | 3 | 10.29 | 1 | 11.29 | 0
10 | 11 | 04:00 | 0 | 2014-10-11 | 4 | 10.21 | 1 | 11.21 | 0
10 | 11 | 05:00 | 0 | 2014-10-11 | 5 | 11.98 | 1 | 12.98 | 0
10 | 11 | 06:00 | 0 | 2014-10-11 | 6 | 13.28 | 1 | 14.28 | 0
10 | 11 | 07:00 | 58 | 2014-10-11 | 7 | 16.46 | 1 | 17.46 | 1012.68
10 | 11 | 08:00 | 1079 | 2014-10-11 | 8 | 34.05 | 1 | 35.05 | 37818.95
10 | 11 | 09:00 | 1901 | 2014-10-11 | 9 | 55.42 | 1 | 56.42 | 107254.42
10 | 11 | 10:00 | 2458 | 2014-10-11 | 10 | 45.95 | 1 | 46.95 | 115403.1
10 | 11 | 11:00 | 2070 | 2014-10-11 | 11 | 49.55 | 1 | 50.55 | 104638.5
10 | 11 | 12:00 | 2304 | 2014-10-11 | 12 | 64.75 | 1 | 65.75 | 151488
10 | 11 | 13:00 | 2787 | 2014-10-11 | 13 | 32.84 | 1 | 33.84 | 94312.08
10 | 11 | 14:00 | 1995 | 2014-10-11 | 14 | 15.68 | 1 | 16.68 | 33276.6
10 | 11 | 15:00 | 1689 | 2014-10-11 | 15 | 19.63 | 1 | 20.63 | 34844.07
10 | 11 | 16:00 | 1075 | 2014-10-11 | 16 | 17.51 | 1 | 18.51 | 19898.25
10 | 11 | 17:00 | 113 | 2014-10-11 | 17 | 13.84 | 1 | 14.84 | 1676.92
10 | 11 | 18:00 | 0 | 2014-10-11 | 18 | 10.18 | 1 | 11.18 | 0
10 | 11 | 19:00 | 0 | 2014-10-11 | 19 | 19.43 | 1 | 20.43 | 0
10 | 11 | 20:00 | 0 | 2014-10-11 | 20 | 24.68 | 1 | 25.68 | 0
10 | 11 | 21:00 | 0 | 2014-10-11 | 21 | 17.21 | 1 | 18.21 | 0
10 | 11 | 22:00 | 0 | 2014-10-11 | 22 | 20.91 | 1 | 21.91 | 0
10 | 11 | 23:00 | 0 | 2014-10-11 | 23 | 42.55 | 1 | 43.55 | 0
10 | 11 | 24:00 | 0 | 2014-10-11 | 24 | 23.4 | 1 | 24.4 | 0
10 | 12 | 01:00 | 0 | 2014-10-12 | 1 | 17.92 | 1 | 18.92 | 0
10 | 12 | 02:00 | 0 | 2014-10-12 | 2 | 19.85 | 1 | 20.85 | 0
10 | 12 | 03:00 | 0 | 2014-10-12 | 3 | 17.08 | 1 | 18.08 | 0
10 | 12 | 04:00 | 0 | 2014-10-12 | 4 | 16.34 | 1 | 17.34 | 0
10 | 12 | 05:00 | 0 | 2014-10-12 | 5 | 16.53 | 1 | 17.53 | 0
10 | 12 | 06:00 | 0 | 2014-10-12 | 6 | 17.15 | 1 | 18.15 | 0
10 | 12 | 07:00 | 0 | 2014-10-12 | 7 | 25.68 | 1 | 26.68 | 0
10 | 12 | 08:00 | 263 | 2014-10-12 | 8 | 26.8 | 1 | 27.8 | 7311.4
10 | 12 | 09:00 | 1055 | 2014-10-12 | 9 | 23.79 | 1 | 24.79 | 26153.45
10 | 12 | 10:00 | 2085 | 2014-10-12 | 10 | 19.97 | 1 | 20.97 | 43722.45
10 | 12 | 11:00 | 2041 | 2014-10-12 | 11 | 17.28 | 1 | 18.28 | 37309.48
10 | 12 | 12:00 | 2519 | 2014-10-12 | 12 | 16.99 | 1 | 17.99 | 45316.81
10 | 12 | 13:00 | 2487 | 2014-10-12 | 13 | 18.17 | 1 | 19.17 | 47675.79
10 | 12 | 14:00 | 2023 | 2014-10-12 | 14 | 17.56 | 1 | 18.56 | 37546.88
10 | 12 | 15:00 | 1661 | 2014-10-12 | 15 | 17.18 | 1 | 18.18 | 30196.98
10 | 12 | 16:00 | 807 | 2014-10-12 | 16 | 17.21 | 1 | 18.21 | 14695.47
10 | 12 | 17:00 | 0 | 2014-10-12 | 17 | 18.81 | 1 | 19.81 | 0
10 | 12 | 18:00 | 0 | 2014-10-12 | 18 | 32.44 | 1 | 33.44 | 0
10 | 12 | 19:00 | 0 | 2014-10-12 | 19 | 41.54 | 1 | 42.54 | 0
10 | 12 | 20:00 | 0 | 2014-10-12 | 20 | 20.19 | 1 | 21.19 | 0
10 | 12 | 21:00 | 0 | 2014-10-12 | 21 | 32.23 | 1 | 33.23 | 0
10 | 12 | 22:00 | 0 | 2014-10-12 | 22 | 24.81 | 1 | 25.81 | 0
10 | 12 | 23:00 | 0 | 2014-10-12 | 23 | 25.34 | 1 | 26.34 | 0
10 | 12 | 24:00 | 0 | 2014-10-12 | 24 | 18.04 | 1 | 19.04 | 0
10 | 13 | 01:00 | 0 | 2014-10-13 | 1 | 15.32 | 1 | 16.32 | 0
10 | 13 | 02:00 | 0 | 2014-10-13 | 2 | 14.45 | 1 | 15.45 | 0
10 | 13 | 03:00 | 0 | 2014-10-13 | 3 | 10.67 | 1 | 11.67 | 0
10 | 13 | 04:00 | 0 | 2014-10-13 | 4 | 11.02 | 1 | 12.02 | 0
10 | 13 | 05:00 | 0 | 2014-10-13 | 5 | 13.08 | 1 | 14.08 | 0
10 | 13 | 06:00 | 0 | 2014-10-13 | 6 | 14.88 | 1 | 15.88 | 0
10 | 13 | 07:00 | 0 | 2014-10-13 | 7 | 19.72 | 1 | 20.72 | 0
10 | 13 | 08:00 | 68 | 2014-10-13 | 8 | 28.85 | 1 | 29.85 | 2029.8
10 | 13 | 09:00 | 427 | 2014-10-13 | 9 | 44.98 | 1 | 45.98 | 19633.46
10 | 13 | 10:00 | 502 | 2014-10-13 | 10 | 44.83 | 1 | 45.83 | 23006.66
10 | 13 | 11:00 | 673 | 2014-10-13 | 11 | 55.63 | 1 | 56.63 | 38111.99
10 | 13 | 12:00 | 402 | 2014-10-13 | 12 | 56.27 | 1 | 57.27 | 23022.54
10 | 13 | 13:00 | 446 | 2014-10-13 | 13 | 100.02 | 1 | 101.02 | 45054.92
10 | 13 | 14:00 | 652 | 2014-10-13 | 14 | 38.94 | 1 | 39.94 | 26040.88
10 | 13 | 15:00 | 479 | 2014-10-13 | 15 | 39.23 | 1 | 40.23 | 19270.17
10 | 13 | 16:00 | 352 | 2014-10-13 | 16 | 52.72 | 1 | 53.72 | 18909.44
10 | 13 | 17:00 | 0 | 2014-10-13 | 17 | 86.92 | 1 | 87.92 | 0
10 | 13 | 18:00 | 0 | 2014-10-13 | 18 | 75.43 | 1 | 76.43 | 0
10 | 13 | 19:00 | 0 | 2014-10-13 | 19 | 127.28 | 1 | 128.28 | 0
10 | 13 | 20:00 | 0 | 2014-10-13 | 20 | 60.91 | 1 | 61.91 | 0
10 | 13 | 21:00 | 0 | 2014-10-13 | 21 | 50.32 | 1 | 51.32 | 0
10 | 13 | 22:00 | 0 | 2014-10-13 | 22 | 40.4 | 1 | 41.4 | 0
10 | 13 | 23:00 | 0 | 2014-10-13 | 23 | 36.72 | 1 | 37.72 | 0
10 | 13 | 24:00 | 0 | 2014-10-13 | 24 | 31.16 | 1 | 32.16 | 0
10 | 14 | 01:00 | 0 | 2014-10-14 | 1 | 29.37 | 1 | 30.37 | 0
10 | 14 | 02:00 | 0 | 2014-10-14 | 2 | 23.33 | 1 | 24.33 | 0
10 | 14 | 03:00 | 0 | 2014-10-14 | 3 | 15.52 | 1 | 16.52 | 0
10 | 14 | 04:00 | 0 | 2014-10-14 | 4 | 16.55 | 1 | 17.55 | 0
10 | 14 | 05:00 | 0 | 2014-10-14 | 5 | 20.73 | 1 | 21.73 | 0
10 | 14 | 06:00 | 0 | 2014-10-14 | 6 | 27.27 | 1 | 28.27 | 0
10 | 14 | 07:00 | 0 | 2014-10-14 | 7 | 51.87 | 1 | 52.87 | 0
10 | 14 | 08:00 | 19 | 2014-10-14 | 8 | 76.55 | 1 | 77.55 | 1473.45
10 | 14 | 09:00 | 142 | 2014-10-14 | 9 | 85.22 | 1 | 86.22 | 12243.24
10 | 14 | 10:00 | 447 | 2014-10-14 | 10 | 55.18 | 1 | 56.18 | 25112.46
10 | 14 | 11:00 | 456 | 2014-10-14 | 11 | 42.66 | 1 | 43.66 | 19908.96
10 | 14 | 12:00 | 491 | 2014-10-14 | 12 | 42.34 | 1 | 43.34 | 21279.94
10 | 14 | 13:00 | 485 | 2014-10-14 | 13 | 37.46 | 1 | 38.46 | 18653.1
10 | 14 | 14:00 | 686 | 2014-10-14 | 14 | 48.09 | 1 | 49.09 | 33675.74
10 | 14 | 15:00 | 602 | 2014-10-14 | 15 | 46.98 | 1 | 47.98 | 28883.96
10 | 14 | 16:00 | 283 | 2014-10-14 | 16 | 45.63 | 1 | 46.63 | 13196.29
10 | 14 | 17:00 | 4 | 2014-10-14 | 17 | 44.54 | 1 | 45.54 | 182.16
10 | 14 | 18:00 | 0 | 2014-10-14 | 18 | 33.19 | 1 | 34.19 | 0
10 | 14 | 19:00 | 0 | 2014-10-14 | 19 | 47.19 | 1 | 48.19 | 0
10 | 14 | 20:00 | 0 | 2014-10-14 | 20 | 65.8 | 1 | 66.8 | 0
10 | 14 | 21:00 | 0 | 2014-10-14 | 21 | 75.46 | 1 | 76.46 | 0
10 | 14 | 22:00 | 0 | 2014-10-14 | 22 | 42.98 | 1 | 43.98 | 0
10 | 14 | 23:00 | 0 | 2014-10-14 | 23 | 32.58 | 1 | 33.58 | 0
10 | 14 | 24:00 | 0 | 2014-10-14 | 24 | 35.42 | 1 | 36.42 | 0
10 | 15 | 01:00 | 0 | 2014-10-15 | 1 | 30.96 | 1 | 31.96 | 0
10 | 15 | 02:00 | 0 | 2014-10-15 | 2 | 26.07 | 1 | 27.07 | 0
10 | 15 | 03:00 | 0 | 2014-10-15 | 3 | 24.86 | 1 | 25.86 | 0
10 | 15 | 04:00 | 0 | 2014-10-15 | 4 | 22.14 | 1 | 23.14 | 0
10 | 15 | 05:00 | 0 | 2014-10-15 | 5 | 21.75 | 1 | 22.75 | 0
10 | 15 | 06:00 | 0 | 2014-10-15 | 6 | 28.73 | 1 | 29.73 | 0
10 | 15 | 07:00 | 61 | 2014-10-15 | 7 | 53.73 | 1 | 54.73 | 3338.53
10 | 15 | 08:00 | 1104 | 2014-10-15 | 8 | 94.83 | 1 | 95.83 | 105796.32
10 | 15 | 09:00 | 1968 | 2014-10-15 | 9 | 67.32 | 1 | 68.32 | 134453.76
10 | 15 | 10:00 | 2459 | 2014-10-15 | 10 | 67.33 | 1 | 68.33 | 168023.47
10 | 15 | 11:00 | 1492 | 2014-10-15 | 11 | 65.06 | 1 | 66.06 | 98561.52
10 | 15 | 12:00 | 1188 | 2014-10-15 | 12 | 77.82 | 1 | 78.82 | 93638.16
10 | 15 | 13:00 | 2128 | 2014-10-15 | 13 | 74.29 | 1 | 75.29 | 160217.12
10 | 15 | 14:00 | 1455 | 2014-10-15 | 14 | 56.73 | 1 | 57.73 | 83997.15
10 | 15 | 15:00 | 1902 | 2014-10-15 | 15 | 71.29 | 1 | 72.29 | 137495.58
10 | 15 | 16:00 | 1015 | 2014-10-15 | 16 | 78.93 | 1 | 79.93 | 81128.95
10 | 15 | 17:00 | 97 | 2014-10-15 | 17 | 111.72 | 1 | 112.72 | 10933.84
10 | 15 | 18:00 | 0 | 2014-10-15 | 18 | 97.42 | 1 | 98.42 | 0
10 | 15 | 19:00 | 0 | 2014-10-15 | 19 | 169.23 | 1 | 170.23 | 0
10 | 15 | 20:00 | 0 | 2014-10-15 | 20 | 125.2 | 1 | 126.2 | 0
10 | 15 | 21:00 | 0 | 2014-10-15 | 21 | 56.66 | 1 | 57.66 | 0
10 | 15 | 22:00 | 0 | 2014-10-15 | 22 | 64.54 | 1 | 65.54 | 0
10 | 15 | 23:00 | 0 | 2014-10-15 | 23 | 51.98 | 1 | 52.98 | 0
10 | 15 | 24:00 | 0 | 2014-10-15 | 24 | 29.29 | 1 | 30.29 | 0
10 | 16 | 01:00 | 0 | 2014-10-16 | 1 | 27.99 | 1 | 28.99 | 0
10 | 16 | 02:00 | 0 | 2014-10-16 | 2 | 28.53 | 1 | 29.53 | 0
10 | 16 | 03:00 | 0 | 2014-10-16 | 3 | 25.91 | 1 | 26.91 | 0
10 | 16 | 04:00 | 0 | 2014-10-16 | 4 | 26.76 | 1 | 27.76 | 0
10 | 16 | 05:00 | 0 | 2014-10-16 | 5 | 29.12 | 1 | 30.12 | 0
10 | 16 | 06:00 | 0 | 2014-10-16 | 6 | 35.02 | 1 | 36.02 | 0
10 | 16 | 07:00 | 7 | 2014-10-16 | 7 | 48.94 | 1 | 49.94 | 349.58
10 | 16 | 08:00 | 600 | 2014-10-16 | 8 | 44.12 | 1 | 45.12 | 27072
10 | 16 | 09:00 | 820 | 2014-10-16 | 9 | 44.96 | 1 | 45.96 | 37687.2
10 | 16 | 10:00 | 1193 | 2014-10-16 | 10 | 51.18 | 1 | 52.18 | 62250.74
10 | 16 | 11:00 | 1500 | 2014-10-16 | 11 | 51.49 | 1 | 52.49 | 78735
10 | 16 | 12:00 | 839 | 2014-10-16 | 12 | 48.05 | 1 | 49.05 | 41152.95
10 | 16 | 13:00 | 705 | 2014-10-16 | 13 | 48.67 | 1 | 49.67 | 35017.35
10 | 16 | 14:00 | 643 | 2014-10-16 | 14 | 55.56 | 1 | 56.56 | 36368.08
10 | 16 | 15:00 | 238 | 2014-10-16 | 15 | 48.84 | 1 | 49.84 | 11861.92
10 | 16 | 16:00 | 15 | 2014-10-16 | 16 | 40.48 | 1 | 41.48 | 622.2
10 | 16 | 17:00 | 0 | 2014-10-16 | 17 | 35.67 | 1 | 36.67 | 0
10 | 16 | 18:00 | 0 | 2014-10-16 | 18 | 45.98 | 1 | 46.98 | 0
10 | 16 | 19:00 | 0 | 2014-10-16 | 19 | 29.39 | 1 | 30.39 | 0
10 | 16 | 20:00 | 0 | 2014-10-16 | 20 | 30.15 | 1 | 31.15 | 0
10 | 16 | 21:00 | 0 | 2014-10-16 | 21 | 29.06 | 1 | 30.06 | 0
10 | 16 | 22:00 | 0 | 2014-10-16 | 22 | 27.83 | 1 | 28.83 | 0
10 | 16 | 23:00 | 0 | 2014-10-16 | 23 | 37.05 | 1 | 38.05 | 0
10 | 16 | 24:00 | 0 | 2014-10-16 | 24 | 33.49 | 1 | 34.49 | 0
10 | 17 | 01:00 | 0 | 2014-10-17 | 1 | 25.74 | 1 | 26.74 | 0
10 | 17 | 02:00 | 0 | 2014-10-17 | 2 | 24.55 | 1 | 25.55 | 0
10 | 17 | 03:00 | 0 | 2014-10-17 | 3 | 20.99 | 1 | 21.99 | 0
10 | 17 | 04:00 | 0 | 2014-10-17 | 4 | 16.41 | 1 | 17.41 | 0
10 | 17 | 05:00 | 0 | 2014-10-17 | 5 | 17.94 | 1 | 18.94 | 0
10 | 17 | 06:00 | 0 | 2014-10-17 | 6 | 19.96 | 1 | 20.96 | 0
10 | 17 | 07:00 | 0 | 2014-10-17 | 7 | 31.84 | 1 | 32.84 | 0
10 | 17 | 08:00 | 39 | 2014-10-17 | 8 | 33.69 | 1 | 34.69 | 1352.91
10 | 17 | 09:00 | 213 | 2014-10-17 | 9 | 48.78 | 1 | 49.78 | 10603.14
10 | 17 | 10:00 | 544 | 2014-10-17 | 10 | 35.85 | 1 | 36.85 | 20046.4
10 | 17 | 11:00 | 582 | 2014-10-17 | 11 | 31.01 | 1 | 32.01 | 18629.82
10 | 17 | 12:00 | 693 | 2014-10-17 | 12 | 31.25 | 1 | 32.25 | 22349.25
10 | 17 | 13:00 | 801 | 2014-10-17 | 13 | 34.64 | 1 | 35.64 | 28547.64
10 | 17 | 14:00 | 657 | 2014-10-17 | 14 | 36.41 | 1 | 37.41 | 24578.37
10 | 17 | 15:00 | 460 | 2014-10-17 | 15 | 32.21 | 1 | 33.21 | 15276.6
10 | 17 | 16:00 | 196 | 2014-10-17 | 16 | 31.1 | 1 | 32.1 | 6291.6
10 | 17 | 17:00 | 1 | 2014-10-17 | 17 | 34.45 | 1 | 35.45 | 35.45
10 | 17 | 18:00 | 0 | 2014-10-17 | 18 | 30.58 | 1 | 31.58 | 0
10 | 17 | 19:00 | 0 | 2014-10-17 | 19 | 42.84 | 1 | 43.84 | 0
10 | 17 | 20:00 | 0 | 2014-10-17 | 20 | 37.29 | 1 | 38.29 | 0
10 | 17 | 21:00 | 0 | 2014-10-17 | 21 | 28.68 | 1 | 29.68 | 0
10 | 17 | 22:00 | 0 | 2014-10-17 | 22 | 25.23 | 1 | 26.23 | 0
10 | 17 | 23:00 | 0 | 2014-10-17 | 23 | 24.91 | 1 | 25.91 | 0
10 | 17 | 24:00 | 0 | 2014-10-17 | 24 | 22.96 | 1 | 23.96 | 0
10 | 18 | 01:00 | 0 | 2014-10-18 | 1 | 21.55 | 1 | 22.55 | 0
10 | 18 | 02:00 | 0 | 2014-10-18 | 2 | 20.76 | 1 | 21.76 | 0
10 | 18 | 03:00 | 0 | 2014-10-18 | 3 | 16.48 | 1 | 17.48 | 0
10 | 18 | 04:00 | 0 | 2014-10-18 | 4 | 16.61 | 1 | 17.61 | 0
10 | 18 | 05:00 | 0 | 2014-10-18 | 5 | 19.74 | 1 | 20.74 | 0
10 | 18 | 06:00 | 0 | 2014-10-18 | 6 | 24.31 | 1 | 25.31 | 0
10 | 18 | 07:00 | 3 | 2014-10-18 | 7 | 25.16 | 1 | 26.16 | 78.48
10 | 18 | 08:00 | 280 | 2014-10-18 | 8 | 25.97 | 1 | 26.97 | 7551.6
10 | 18 | 09:00 | 1515 | 2014-10-18 | 9 | 31.84 | 1 | 32.84 | 49752.6
10 | 18 | 10:00 | 2340 | 2014-10-18 | 10 | 44.21 | 1 | 45.21 | 105791.4
10 | 18 | 11:00 | 980 | 2014-10-18 | 11 | 34.71 | 1 | 35.71 | 34995.8
10 | 18 | 12:00 | 985 | 2014-10-18 | 12 | 46.54 | 1 | 47.54 | 46826.9
10 | 18 | 13:00 | 902 | 2014-10-18 | 13 | 48.86 | 1 | 49.86 | 44973.72
10 | 18 | 14:00 | 1969 | 2014-10-18 | 14 | 47.64 | 1 | 48.64 | 95772.16
10 | 18 | 15:00 | 1869 | 2014-10-18 | 15 | 38.62 | 1 | 39.62 | 74049.78
10 | 18 | 16:00 | 1119 | 2014-10-18 | 16 | 26.19 | 1 | 27.19 | 30425.61
10 | 18 | 17:00 | 99 | 2014-10-18 | 17 | 41.45 | 1 | 42.45 | 4202.55
10 | 18 | 18:00 | 0 | 2014-10-18 | 18 | 36.1 | 1 | 37.1 | 0
10 | 18 | 19:00 | 0 | 2014-10-18 | 19 | 34.02 | 1 | 35.02 | 0
10 | 18 | 20:00 | 0 | 2014-10-18 | 20 | 39.58 | 1 | 40.58 | 0
10 | 18 | 21:00 | 0 | 2014-10-18 | 21 | 32.3 | 1 | 33.3 | 0
10 | 18 | 22:00 | 0 | 2014-10-18 | 22 | 24.84 | 1 | 25.84 | 0
10 | 18 | 23:00 | 0 | 2014-10-18 | 23 | 24.75 | 1 | 25.75 | 0
10 | 18 | 24:00 | 0 | 2014-10-18 | 24 | 24.12 | 1 | 25.12 | 0
10 | 19 | 01:00 | 0 | 2014-10-19 | 1 | 23.88 | 1 | 24.88 | 0
10 | 19 | 02:00 | 0 | 2014-10-19 | 2 | 22.7 | 1 | 23.7 | 0
10 | 19 | 03:00 | 0 | 2014-10-19 | 3 | 20.93 | 1 | 21.93 | 0
10 | 19 | 04:00 | 0 | 2014-10-19 | 4 | 19.02 | 1 | 20.02 | 0
10 | 19 | 05:00 | 0 | 2014-10-19 | 5 | 16.24 | 1 | 17.24 | 0
10 | 19 | 06:00 | 0 | 2014-10-19 | 6 | 8.16 | 1 | 9.16 | 0
10 | 19 | 07:00 | 24 | 2014-10-19 | 7 | 20.09 | 1 | 21.09 | 506.16
10 | 19 | 08:00 | 1004 | 2014-10-19 | 8 | 25.72 | 1 | 26.72 | 26826.88
10 | 19 | 09:00 | 1784 | 2014-10-19 | 9 | 24.25 | 1 | 25.25 | 45046
10 | 19 | 10:00 | 1554 | 2014-10-19 | 10 | 13.36 | 1 | 14.36 | 22315.44
10 | 19 | 11:00 | 1945 | 2014-10-19 | 11 | 23.13 | 1 | 24.13 | 46932.85
10 | 19 | 12:00 | 2176 | 2014-10-19 | 12 | 22.68 | 1 | 23.68 | 51527.68
10 | 19 | 13:00 | 2451 | 2014-10-19 | 13 | 25.8 | 1 | 26.8 | 65686.8
10 | 19 | 14:00 | 2305 | 2014-10-19 | 14 | 33.41 | 1 | 34.41 | 79315.05
10 | 19 | 15:00 | 1838 | 2014-10-19 | 15 | 25.59 | 1 | 26.59 | 48872.42
10 | 19 | 16:00 | 1059 | 2014-10-19 | 16 | 22.26 | 1 | 23.26 | 24632.34
10 | 19 | 17:00 | 62 | 2014-10-19 | 17 | 23.61 | 1 | 24.61 | 1525.82
10 | 19 | 18:00 | 0 | 2014-10-19 | 18 | 32.85 | 1 | 33.85 | 0
10 | 19 | 19:00 | 0 | 2014-10-19 | 19 | 25.42 | 1 | 26.42 | 0
10 | 19 | 20:00 | 0 | 2014-10-19 | 20 | 29.69 | 1 | 30.69 | 0
10 | 19 | 21:00 | 0 | 2014-10-19 | 21 | 29.68 | 1 | 30.68 | 0
10 | 19 | 22:00 | 0 | 2014-10-19 | 22 | 22.31 | 1 | 23.31 | 0
10 | 19 | 23:00 | 0 | 2014-10-19 | 23 | 3.44 | 1 | 4.44 | 0
10 | 19 | 24:00 | 0 | 2014-10-19 | 24 | 0 | 1 | 1 | 0
10 | 20 | 01:00 | 0 | 2014-10-20 | 1 | 46.31 | 1 | 47.31 | 0
10 | 20 | 02:00 | 0 | 2014-10-20 | 2 | 27.66 | 1 | 28.66 | 0
10 | 20 | 03:00 | 0 | 2014-10-20 | 3 | 20.12 | 1 | 21.12 | 0
10 | 20 | 04:00 | 0 | 2014-10-20 | 4 | 19.71 | 1 | 20.71 | 0
10 | 20 | 05:00 | 0 | 2014-10-20 | 5 | 18.99 | 1 | 19.99 | 0
10 | 20 | 06:00 | 0 | 2014-10-20 | 6 | 18.55 | 1 | 19.55 | 0
10 | 20 | 07:00 | 2 | 2014-10-20 | 7 | 37.18 | 1 | 38.18 | 76.36
10 | 20 | 08:00 | 134 | 2014-10-20 | 8 | 40.46 | 1 | 41.46 | 5555.64
10 | 20 | 09:00 | 759 | 2014-10-20 | 9 | 30.32 | 1 | 31.32 | 23771.88
10 | 20 | 10:00 | 487 | 2014-10-20 | 10 | 26.8 | 1 | 27.8 | 13538.6
10 | 20 | 11:00 | 603 | 2014-10-20 | 11 | 25.95 | 1 | 26.95 | 16250.85
10 | 20 | 12:00 | 2339 | 2014-10-20 | 12 | 24.07 | 1 | 25.07 | 58638.73
10 | 20 | 13:00 | 2519 | 2014-10-20 | 13 | 21.56 | 1 | 22.56 | 56828.64
10 | 20 | 14:00 | 2089 | 2014-10-20 | 14 | 25.02 | 1 | 26.02 | 54355.78
10 | 20 | 15:00 | 1531 | 2014-10-20 | 15 | 29 | 1 | 30 | 45930
10 | 20 | 16:00 | 1039 | 2014-10-20 | 16 | 24.66 | 1 | 25.66 | 26660.74
10 | 20 | 17:00 | 60 | 2014-10-20 | 17 | 23.52 | 1 | 24.52 | 1471.2
10 | 20 | 18:00 | 0 | 2014-10-20 | 18 | 30.37 | 1 | 31.37 | 0
10 | 20 | 19:00 | 0 | 2014-10-20 | 19 | 54.08 | 1 | 55.08 | 0
10 | 20 | 20:00 | 0 | 2014-10-20 | 20 | 51.59 | 1 | 52.59 | 0
10 | 20 | 21:00 | 0 | 2014-10-20 | 21 | 41.06 | 1 | 42.06 | 0
10 | 20 | 22:00 | 0 | 2014-10-20 | 22 | 25.26 | 1 | 26.26 | 0
10 | 20 | 23:00 | 0 | 2014-10-20 | 23 | 19.78 | 1 | 20.78 | 0
10 | 20 | 24:00 | 0 | 2014-10-20 | 24 | 25.22 | 1 | 26.22 | 0
10 | 21 | 01:00 | 0 | 2014-10-21 | 1 | 23.36 | 1 | 24.36 | 0
10 | 21 | 02:00 | 0 | 2014-10-21 | 2 | 25 | 1 | 26 | 0
10 | 21 | 03:00 | 0 | 2014-10-21 | 3 | 23.14 | 1 | 24.14 | 0
10 | 21 | 04:00 | 0 | 2014-10-21 | 4 | 22.11 | 1 | 23.11 | 0
10 | 21 | 05:00 | 0 | 2014-10-21 | 5 | 22.51 | 1 | 23.51 | 0
10 | 21 | 06:00 | 0 | 2014-10-21 | 6 | 24.2 | 1 | 25.2 | 0
10 | 21 | 07:00 | 0 | 2014-10-21 | 7 | 29.44 | 1 | 30.44 | 0
10 | 21 | 08:00 | 5 | 2014-10-21 | 8 | 26.11 | 1 | 27.11 | 135.55
10 | 21 | 09:00 | 344 | 2014-10-21 | 9 | 25.27 | 1 | 26.27 | 9036.88
10 | 21 | 10:00 | 2260 | 2014-10-21 | 10 | 27.11 | 1 | 28.11 | 63528.6
10 | 21 | 11:00 | 2614 | 2014-10-21 | 11 | 27.67 | 1 | 28.67 | 74943.38
10 | 21 | 12:00 | 2498 | 2014-10-21 | 12 | 27.29 | 1 | 28.29 | 70668.42
10 | 21 | 13:00 | 2079 | 2014-10-21 | 13 | 28.35 | 1 | 29.35 | 61018.65
10 | 21 | 14:00 | 774 | 2014-10-21 | 14 | 34.19 | 1 | 35.19 | 27237.06
10 | 21 | 15:00 | 155 | 2014-10-21 | 15 | 29.84 | 1 | 30.84 | 4780.2
10 | 21 | 16:00 | 1 | 2014-10-21 | 16 | 27.71 | 1 | 28.71 | 28.71
10 | 21 | 17:00 | 0 | 2014-10-21 | 17 | 29.29 | 1 | 30.29 | 0
10 | 21 | 18:00 | 0 | 2014-10-21 | 18 | 27.09 | 1 | 28.09 | 0
10 | 21 | 19:00 | 0 | 2014-10-21 | 19 | 28.23 | 1 | 29.23 | 0
10 | 21 | 20:00 | 0 | 2014-10-21 | 20 | 28.1 | 1 | 29.1 | 0
10 | 21 | 21:00 | 0 | 2014-10-21 | 21 | 30.23 | 1 | 31.23 | 0
10 | 21 | 22:00 | 0 | 2014-10-21 | 22 | 25.18 | 1 | 26.18 | 0
10 | 21 | 23:00 | 0 | 2014-10-21 | 23 | 23.15 | 1 | 24.15 | 0
10 | 21 | 24:00 | 0 | 2014-10-21 | 24 | 17.5 | 1 | 18.5 | 0
10 | 22 | 01:00 | 0 | 2014-10-22 | 1 | 22.16 | 1 | 23.16 | 0
10 | 22 | 02:00 | 0 | 2014-10-22 | 2 | 22.24 | 1 | 23.24 | 0
10 | 22 | 03:00 | 0 | 2014-10-22 | 3 | 19.26 | 1 | 20.26 | 0
10 | 22 | 04:00 | 0 | 2014-10-22 | 4 | 20.2 | 1 | 21.2 | 0
10 | 22 | 05:00 | 0 | 2014-10-22 | 5 | 21.02 | 1 | 22.02 | 0
10 | 22 | 06:00 | 0 | 2014-10-22 | 6 | 19.46 | 1 | 20.46 | 0
10 | 22 | 07:00 | 0 | 2014-10-22 | 7 | 31.5 | 1 | 32.5 | 0
10 | 22 | 08:00 | 1016 | 2014-10-22 | 8 | 28.06 | 1 | 29.06 | 29524.96
10 | 22 | 09:00 | 1686 | 2014-10-22 | 9 | 28.67 | 1 | 29.67 | 50023.62
10 | 22 | 10:00 | 2192 | 2014-10-22 | 10 | 45.07 | 1 | 46.07 | 100985.44
10 | 22 | 11:00 | 2379 | 2014-10-22 | 11 | 31.26 | 1 | 32.26 | 76746.54
10 | 22 | 12:00 | 2583 | 2014-10-22 | 12 | 30 | 1 | 31 | 80073
10 | 22 | 13:00 | 2506 | 2014-10-22 | 13 | 29.24 | 1 | 30.24 | 75781.44
10 | 22 | 14:00 | 2248 | 2014-10-22 | 14 | 31.67 | 1 | 32.67 | 73442.16
10 | 22 | 15:00 | 1857 | 2014-10-22 | 15 | 30.12 | 1 | 31.12 | 57789.84
10 | 22 | 16:00 | 978 | 2014-10-22 | 16 | 27.27 | 1 | 28.27 | 27648.06
10 | 22 | 17:00 | 48 | 2014-10-22 | 17 | 30.84 | 1 | 31.84 | 1528.32
10 | 22 | 18:00 | 0 | 2014-10-22 | 18 | 50.63 | 1 | 51.63 | 0
10 | 22 | 19:00 | 0 | 2014-10-22 | 19 | 43.98 | 1 | 44.98 | 0
10 | 22 | 20:00 | 0 | 2014-10-22 | 20 | 32.81 | 1 | 33.81 | 0
10 | 22 | 21:00 | 0 | 2014-10-22 | 21 | 32.22 | 1 | 33.22 | 0
10 | 22 | 22:00 | 0 | 2014-10-22 | 22 | 30.95 | 1 | 31.95 | 0
10 | 22 | 23:00 | 0 | 2014-10-22 | 23 | 21.88 | 1 | 22.88 | 0
10 | 22 | 24:00 | 0 | 2014-10-22 | 24 | 19.68 | 1 | 20.68 | 0
10 | 23 | 01:00 | 0 | 2014-10-23 | 1 | 23.2 | 1 | 24.2 | 0
10 | 23 | 02:00 | 0 | 2014-10-23 | 2 | 21.38 | 1 | 22.38 | 0
10 | 23 | 03:00 | 0 | 2014-10-23 | 3 | 20.4 | 1 | 21.4 | 0
10 | 23 | 04:00 | 0 | 2014-10-23 | 4 | 19.69 | 1 | 20.69 | 0
10 | 23 | 05:00 | 0 | 2014-10-23 | 5 | 19.9 | 1 | 20.9 | 0
10 | 23 | 06:00 | 0 | 2014-10-23 | 6 | 20.73 | 1 | 21.73 | 0
10 | 23 | 07:00 | 4 | 2014-10-23 | 7 | 42.16 | 1 | 43.16 | 172.64
10 | 23 | 08:00 | 487 | 2014-10-23 | 8 | 53.46 | 1 | 54.46 | 26522.02
10 | 23 | 09:00 | 835 | 2014-10-23 | 9 | 45.01 | 1 | 46.01 | 38418.35
10 | 23 | 10:00 | 2034 | 2014-10-23 | 10 | 47.18 | 1 | 48.18 | 97998.12
10 | 23 | 11:00 | 832 | 2014-10-23 | 11 | 44.97 | 1 | 45.97 | 38247.04
10 | 23 | 12:00 | 1826 | 2014-10-23 | 12 | 45.74 | 1 | 46.74 | 85347.24
10 | 23 | 13:00 | 1652 | 2014-10-23 | 13 | 40.96 | 1 | 41.96 | 69317.92
10 | 23 | 14:00 | 86 | 2014-10-23 | 14 | 29.54 | 1 | 30.54 | 2626.44
10 | 23 | 15:00 | 455 | 2014-10-23 | 15 | 33.62 | 1 | 34.62 | 15752.1
10 | 23 | 16:00 | 780 | 2014-10-23 | 16 | 32.87 | 1 | 33.87 | 26418.6
10 | 23 | 17:00 | 6 | 2014-10-23 | 17 | 50.45 | 1 | 51.45 | 308.7
10 | 23 | 18:00 | 0 | 2014-10-23 | 18 | 259.04 | 1 | 260.04 | 0
10 | 23 | 19:00 | 0 | 2014-10-23 | 19 | 97.71 | 1 | 98.71 | 0
10 | 23 | 20:00 | 0 | 2014-10-23 | 20 | 35 | 1 | 36 | 0
10 | 23 | 21:00 | 0 | 2014-10-23 | 21 | 33.36 | 1 | 34.36 | 0
10 | 23 | 22:00 | 0 | 2014-10-23 | 22 | 24.82 | 1 | 25.82 | 0
10 | 23 | 23:00 | 0 | 2014-10-23 | 23 | 33.68 | 1 | 34.68 | 0
10 | 23 | 24:00 | 0 | 2014-10-23 | 24 | 23.34 | 1 | 24.34 | 0
10 | 24 | 01:00 | 0 | 2014-10-24 | 1 | 27.87 | 1 | 28.87 | 0
10 | 24 | 02:00 | 0 | 2014-10-24 | 2 | 73.16 | 1 | 74.16 | 0
10 | 24 | 03:00 | 0 | 2014-10-24 | 3 | 17.66 | 1 | 18.66 | 0
10 | 24 | 04:00 | 0 | 2014-10-24 | 4 | 13.16 | 1 | 14.16 | 0
10 | 24 | 05:00 | 0 | 2014-10-24 | 5 | 17.2 | 1 | 18.2 | 0
10 | 24 | 06:00 | 0 | 2014-10-24 | 6 | 21.34 | 1 | 22.34 | 0
10 | 24 | 07:00 | 11 | 2014-10-24 | 7 | 32.28 | 1 | 33.28 | 366.08
10 | 24 | 08:00 | 942 | 2014-10-24 | 8 | 35.06 | 1 | 36.06 | 33968.52
10 | 24 | 09:00 | 1834 | 2014-10-24 | 9 | 39.91 | 1 | 40.91 | 75028.94
10 | 24 | 10:00 | 2440 | 2014-10-24 | 10 | 26.93 | 1 | 27.93 | 68149.2
10 | 24 | 11:00 | 2692 | 2014-10-24 | 11 | 26.85 | 1 | 27.85 | 74972.2
10 | 24 | 12:00 | 2791 | 2014-10-24 | 12 | 27.29 | 1 | 28.29 | 78957.39
10 | 24 | 13:00 | 2666 | 2014-10-24 | 13 | 27.32 | 1 | 28.32 | 75501.12
10 | 24 | 14:00 | 2438 | 2014-10-24 | 14 | 31.92 | 1 | 32.92 | 80258.96
10 | 24 | 15:00 | 1814 | 2014-10-24 | 15 | 28.42 | 1 | 29.42 | 53367.88
10 | 24 | 16:00 | 938 | 2014-10-24 | 16 | 19.43 | 1 | 20.43 | 19163.34
10 | 24 | 17:00 | 11 | 2014-10-24 | 17 | 18.41 | 1 | 19.41 | 213.51
10 | 24 | 18:00 | 0 | 2014-10-24 | 18 | 22.6 | 1 | 23.6 | 0
10 | 24 | 19:00 | 0 | 2014-10-24 | 19 | 23.47 | 1 | 24.47 | 0
10 | 24 | 20:00 | 0 | 2014-10-24 | 20 | 25.02 | 1 | 26.02 | 0
10 | 24 | 21:00 | 0 | 2014-10-24 | 21 | 36.2 | 1 | 37.2 | 0
10 | 24 | 22:00 | 0 | 2014-10-24 | 22 | 26.71 | 1 | 27.71 | 0
10 | 24 | 23:00 | 0 | 2014-10-24 | 23 | 30.19 | 1 | 31.19 | 0
10 | 24 | 24:00 | 0 | 2014-10-24 | 24 | 19.73 | 1 | 20.73 | 0
10 | 25 | 01:00 | 0 | 2014-10-25 | 1 | 17.82 | 1 | 18.82 | 0
10 | 25 | 02:00 | 0 | 2014-10-25 | 2 | 20.65 | 1 | 21.65 | 0
10 | 25 | 03:00 | 0 | 2014-10-25 | 3 | 25.88 | 1 | 26.88 | 0
10 | 25 | 04:00 | 0 | 2014-10-25 | 4 | 24.2 | 1 | 25.2 | 0
10 | 25 | 05:00 | 0 | 2014-10-25 | 5 | 23.27 | 1 | 24.27 | 0
10 | 25 | 06:00 | 0 | 2014-10-25 | 6 | 19.06 | 1 | 20.06 | 0
10 | 25 | 07:00 | 5 | 2014-10-25 | 7 | 19.24 | 1 | 20.24 | 101.2
10 | 25 | 08:00 | 865 | 2014-10-25 | 8 | 17.17 | 1 | 18.17 | 15717.05
10 | 25 | 09:00 | 1678 | 2014-10-25 | 9 | 16.25 | 1 | 17.25 | 28945.5
10 | 25 | 10:00 | 2294 | 2014-10-25 | 10 | 20.59 | 1 | 21.59 | 49527.46
10 | 25 | 11:00 | 2606 | 2014-10-25 | 11 | 17.87 | 1 | 18.87 | 49175.22
10 | 25 | 12:00 | 2724 | 2014-10-25 | 12 | 16 | 1 | 17 | 46308
10 | 25 | 13:00 | 2575 | 2014-10-25 | 13 | 15.76 | 1 | 16.76 | 43157
10 | 25 | 14:00 | 1747 | 2014-10-25 | 14 | 17.84 | 1 | 18.84 | 32913.48
10 | 25 | 15:00 | 1483 | 2014-10-25 | 15 | 17.89 | 1 | 18.89 | 28013.87
10 | 25 | 16:00 | 742 | 2014-10-25 | 16 | 17.64 | 1 | 18.64 | 13830.88
10 | 25 | 17:00 | 1 | 2014-10-25 | 17 | 18.28 | 1 | 19.28 | 19.28
10 | 25 | 18:00 | 0 | 2014-10-25 | 18 | 16.74 | 1 | 17.74 | 0
10 | 25 | 19:00 | 0 | 2014-10-25 | 19 | 27.3 | 1 | 28.3 | 0
10 | 25 | 20:00 | 0 | 2014-10-25 | 20 | 27.62 | 1 | 28.62 | 0
10 | 25 | 21:00 | 0 | 2014-10-25 | 21 | 18.47 | 1 | 19.47 | 0
10 | 25 | 22:00 | 0 | 2014-10-25 | 22 | 18.24 | 1 | 19.24 | 0
10 | 25 | 23:00 | 0 | 2014-10-25 | 23 | 19.79 | 1 | 20.79 | 0
10 | 25 | 24:00 | 0 | 2014-10-25 | 24 | 15.14 | 1 | 16.14 | 0
10 | 26 | 01:00 | 0 | 2014-10-26 | 1 | 16.07 | 1 | 17.07 | 0
10 | 26 | 02:00 | 0 | 2014-10-26 | 2 | 19.72 | 1 | 20.72 | 0
10 | 26 | 03:00 | 0 | 2014-10-26 | 3 | 17.06 | 1 | 18.06 | 0
10 | 26 | 04:00 | 0 | 2014-10-26 | 4 | 16.74 | 1 | 17.74 | 0
10 | 26 | 05:00 | 0 | 2014-10-26 | 5 | 16.01 | 1 | 17.01 | 0
10 | 26 | 06:00 | 0 | 2014-10-26 | 6 | 16.36 | 1 | 17.36 | 0
10 | 26 | 07:00 | 0 | 2014-10-26 | 7 | 16.82 | 1 | 17.82 | 0
10 | 26 | 08:00 | 23 | 2014-10-26 | 8 | 17.85 | 1 | 18.85 | 433.55
10 | 26 | 09:00 | 230 | 2014-10-26 | 9 | 17.27 | 1 | 18.27 | 4202.1
10 | 26 | 10:00 | 435 | 2014-10-26 | 10 | 17.96 | 1 | 18.96 | 8247.6
10 | 26 | 11:00 | 558 | 2014-10-26 | 11 | 19.59 | 1 | 20.59 | 11489.22
10 | 26 | 12:00 | 602 | 2014-10-26 | 12 | 23.59 | 1 | 24.59 | 14803.18
10 | 26 | 13:00 | 837 | 2014-10-26 | 13 | 20.5 | 1 | 21.5 | 17995.5
10 | 26 | 14:00 | 449 | 2014-10-26 | 14 | 16.62 | 1 | 17.62 | 7911.38
10 | 26 | 15:00 | 24 | 2014-10-26 | 15 | 13.36 | 1 | 14.36 | 344.64
10 | 26 | 16:00 | 4 | 2014-10-26 | 16 | 17.96 | 1 | 18.96 | 75.84
10 | 26 | 17:00 | 0 | 2014-10-26 | 17 | 19.27 | 1 | 20.27 | 0
10 | 26 | 18:00 | 0 | 2014-10-26 | 18 | 25.25 | 1 | 26.25 | 0
10 | 26 | 19:00 | 0 | 2014-10-26 | 19 | 47.42 | 1 | 48.42 | 0
10 | 26 | 20:00 | 0 | 2014-10-26 | 20 | 25.4 | 1 | 26.4 | 0
10 | 26 | 21:00 | 0 | 2014-10-26 | 21 | 28.89 | 1 | 29.89 | 0
10 | 26 | 22:00 | 0 | 2014-10-26 | 22 | 20.94 | 1 | 21.94 | 0
10 | 26 | 23:00 | 0 | 2014-10-26 | 23 | 21.13 | 1 | 22.13 | 0
10 | 26 | 24:00 | 0 | 2014-10-26 | 24 | 17.83 | 1 | 18.83 | 0
10 | 27 | 01:00 | 0 | 2014-10-27 | 1 | 22.2 | 1 | 23.2 | 0
10 | 27 | 02:00 | 0 | 2014-10-27 | 2 | 19.94 | 1 | 20.94 | 0
10 | 27 | 03:00 | 0 | 2014-10-27 | 3 | 16.07 | 1 | 17.07 | 0
10 | 27 | 04:00 | 0 | 2014-10-27 | 4 | 15.04 | 1 | 16.04 | 0
10 | 27 | 05:00 | 0 | 2014-10-27 | 5 | 13.48 | 1 | 14.48 | 0
10 | 27 | 06:00 | 0 | 2014-10-27 | 6 | 17.14 | 1 | 18.14 | 0
10 | 27 | 07:00 | 0 | 2014-10-27 | 7 | 22.77 | 1 | 23.77 | 0
10 | 27 | 08:00 | 2 | 2014-10-27 | 8 | 30.99 | 1 | 31.99 | 63.98
10 | 27 | 09:00 | 66 | 2014-10-27 | 9 | 26.05 | 1 | 27.05 | 1785.3
10 | 27 | 10:00 | 291 | 2014-10-27 | 10 | 18.02 | 1 | 19.02 | 5534.82
10 | 27 | 11:00 | 424 | 2014-10-27 | 11 | 18.89 | 1 | 19.89 | 8433.36
10 | 27 | 12:00 | 503 | 2014-10-27 | 12 | 20.68 | 1 | 21.68 | 10905.04
10 | 27 | 13:00 | 473 | 2014-10-27 | 13 | 20.71 | 1 | 21.71 | 10268.83
10 | 27 | 14:00 | 309 | 2014-10-27 | 14 | 26.36 | 1 | 27.36 | 8454.24
10 | 27 | 15:00 | 100 | 2014-10-27 | 15 | 20.91 | 1 | 21.91 | 2191
10 | 27 | 16:00 | 6 | 2014-10-27 | 16 | 16.95 | 1 | 17.95 | 107.7
10 | 27 | 17:00 | 0 | 2014-10-27 | 17 | 28.64 | 1 | 29.64 | 0
10 | 27 | 18:00 | 0 | 2014-10-27 | 18 | 27.67 | 1 | 28.67 | 0
10 | 27 | 19:00 | 0 | 2014-10-27 | 19 | 49.72 | 1 | 50.72 | 0
10 | 27 | 20:00 | 0 | 2014-10-27 | 20 | 32.44 | 1 | 33.44 | 0
10 | 27 | 21:00 | 0 | 2014-10-27 | 21 | 24.99 | 1 | 25.99 | 0
10 | 27 | 22:00 | 0 | 2014-10-27 | 22 | 15.72 | 1 | 16.72 | 0
10 | 27 | 23:00 | 0 | 2014-10-27 | 23 | 16.3 | 1 | 17.3 | 0
10 | 27 | 24:00 | 0 | 2014-10-27 | 24 | 18.82 | 1 | 19.82 | 0
10 | 28 | 01:00 | 0 | 2014-10-28 | 1 | 19.04 | 1 | 20.04 | 0
10 | 28 | 02:00 | 0 | 2014-10-28 | 2 | 17.74 | 1 | 18.74 | 0
10 | 28 | 03:00 | 0 | 2014-10-28 | 3 | 17.03 | 1 | 18.03 | 0
10 | 28 | 04:00 | 0 | 2014-10-28 | 4 | 16.68 | 1 | 17.68 | 0
10 | 28 | 05:00 | 0 | 2014-10-28 | 5 | 17.34 | 1 | 18.34 | 0
10 | 28 | 06:00 | 0 | 2014-10-28 | 6 | 18.52 | 1 | 19.52 | 0
10 | 28 | 07:00 | 0 | 2014-10-28 | 7 | 27.85 | 1 | 28.85 | 0
10 | 28 | 08:00 | 75 | 2014-10-28 | 8 | 25.77 | 1 | 26.77 | 2007.75
10 | 28 | 09:00 | 498 | 2014-10-28 | 9 | 23.05 | 1 | 24.05 | 11976.9
10 | 28 | 10:00 | 768 | 2014-10-28 | 10 | 22.15 | 1 | 23.15 | 17779.2
10 | 28 | 11:00 | 997 | 2014-10-28 | 11 | 20.36 | 1 | 21.36 | 21295.92
10 | 28 | 12:00 | 987 | 2014-10-28 | 12 | 20.64 | 1 | 21.64 | 21358.68
10 | 28 | 13:00 | 1601 | 2014-10-28 | 13 | 21.22 | 1 | 22.22 | 35574.22
10 | 28 | 14:00 | 568 | 2014-10-28 | 14 | 21.93 | 1 | 22.93 | 13024.24
10 | 28 | 15:00 | 261 | 2014-10-28 | 15 | 23.01 | 1 | 24.01 | 6266.61
10 | 28 | 16:00 | 120 | 2014-10-28 | 16 | 22.29 | 1 | 23.29 | 2794.8
10 | 28 | 17:00 | 7 | 2014-10-28 | 17 | 18.7 | 1 | 19.7 | 137.9
10 | 28 | 18:00 | 0 | 2014-10-28 | 18 | 31.98 | 1 | 32.98 | 0
10 | 28 | 19:00 | 0 | 2014-10-28 | 19 | 39.22 | 1 | 40.22 | 0
10 | 28 | 20:00 | 0 | 2014-10-28 | 20 | 36.18 | 1 | 37.18 | 0
10 | 28 | 21:00 | 0 | 2014-10-28 | 21 | 27.29 | 1 | 28.29 | 0
10 | 28 | 22:00 | 0 | 2014-10-28 | 22 | 24.82 | 1 | 25.82 | 0
10 | 28 | 23:00 | 0 | 2014-10-28 | 23 | 20.06 | 1 | 21.06 | 0
10 | 28 | 24:00 | 0 | 2014-10-28 | 24 | 18.01 | 1 | 19.01 | 0
10 | 29 | 01:00 | 0 | 2014-10-29 | 1 | 18.31 | 1 | 19.31 | 0
10 | 29 | 02:00 | 0 | 2014-10-29 | 2 | 16.58 | 1 | 17.58 | 0
10 | 29 | 03:00 | 0 | 2014-10-29 | 3 | 17.02 | 1 | 18.02 | 0
10 | 29 | 04:00 | 0 | 2014-10-29 | 4 | 15.86 | 1 | 16.86 | 0
10 | 29 | 05:00 | 0 | 2014-10-29 | 5 | 15.85 | 1 | 16.85 | 0
10 | 29 | 06:00 | 0 | 2014-10-29 | 6 | 20.18 | 1 | 21.18 | 0
10 | 29 | 07:00 | 0 | 2014-10-29 | 7 | 28.7 | 1 | 29.7 | 0
10 | 29 | 08:00 | 422 | 2014-10-29 | 8 | 29.95 | 1 | 30.95 | 13060.9
10 | 29 | 09:00 | 1192 | 2014-10-29 | 9 | 24.15 | 1 | 25.15 | 29978.8
10 | 29 | 10:00 | 2067 | 2014-10-29 | 10 | 22.96 | 1 | 23.96 | 49525.32
10 | 29 | 11:00 | 2393 | 2014-10-29 | 11 | 26.11 | 1 | 27.11 | 64874.23
10 | 29 | 12:00 | 2501 | 2014-10-29 | 12 | 26.05 | 1 | 27.05 | 67652.05
10 | 29 | 13:00 | 2561 | 2014-10-29 | 13 | 31.36 | 1 | 32.36 | 82873.96
10 | 29 | 14:00 | 1588 | 2014-10-29 | 14 | 35.94 | 1 | 36.94 | 58660.72
10 | 29 | 15:00 | 1383 | 2014-10-29 | 15 | 35.4 | 1 | 36.4 | 50341.2
10 | 29 | 16:00 | 698 | 2014-10-29 | 16 | 28.03 | 1 | 29.03 | 20262.94
10 | 29 | 17:00 | 1 | 2014-10-29 | 17 | 42.3 | 1 | 43.3 | 43.3
10 | 29 | 18:00 | 0 | 2014-10-29 | 18 | 45.53 | 1 | 46.53 | 0
10 | 29 | 19:00 | 0 | 2014-10-29 | 19 | 31.06 | 1 | 32.06 | 0
10 | 29 | 20:00 | 0 | 2014-10-29 | 20 | 27.95 | 1 | 28.95 | 0
10 | 29 | 21:00 | 0 | 2014-10-29 | 21 | 22.92 | 1 | 23.92 | 0
10 | 29 | 22:00 | 0 | 2014-10-29 | 22 | 20.94 | 1 | 21.94 | 0
10 | 29 | 23:00 | 0 | 2014-10-29 | 23 | 19.15 | 1 | 20.15 | 0
10 | 29 | 24:00 | 0 | 2014-10-29 | 24 | 18.56 | 1 | 19.56 | 0
10 | 30 | 01:00 | 0 | 2014-10-30 | 1 | 23.08 | 1 | 24.08 | 0
10 | 30 | 02:00 | 0 | 2014-10-30 | 2 | 21.43 | 1 | 22.43 | 0
10 | 30 | 03:00 | 0 | 2014-10-30 | 3 | 17.75 | 1 | 18.75 | 0
10 | 30 | 04:00 | 0 | 2014-10-30 | 4 | 17.15 | 1 | 18.15 | 0
10 | 30 | 05:00 | 0 | 2014-10-30 | 5 | 20.6 | 1 | 21.6 | 0
10 | 30 | 06:00 | 0 | 2014-10-30 | 6 | 21.25 | 1 | 22.25 | 0
10 | 30 | 07:00 | 2 | 2014-10-30 | 7 | 44.03 | 1 | 45.03 | 90.06
10 | 30 | 08:00 | 632 | 2014-10-30 | 8 | 39.81 | 1 | 40.81 | 25791.92
10 | 30 | 09:00 | 738 | 2014-10-30 | 9 | 33.71 | 1 | 34.71 | 25615.98
10 | 30 | 10:00 | 2268 | 2014-10-30 | 10 | 28.82 | 1 | 29.82 | 67631.76
10 | 30 | 11:00 | 1744 | 2014-10-30 | 11 | 30.05 | 1 | 31.05 | 54151.2
10 | 30 | 12:00 | 1027 | 2014-10-30 | 12 | 30.6 | 1 | 31.6 | 32453.2
10 | 30 | 13:00 | 2612 | 2014-10-30 | 13 | 29.5 | 1 | 30.5 | 79666
10 | 30 | 14:00 | 2204 | 2014-10-30 | 14 | 29.86 | 1 | 30.86 | 68015.44
10 | 30 | 15:00 | 1355 | 2014-10-30 | 15 | 29.38 | 1 | 30.38 | 41164.9
10 | 30 | 16:00 | 667 | 2014-10-30 | 16 | 28.74 | 1 | 29.74 | 19836.58
10 | 30 | 17:00 | 28 | 2014-10-30 | 17 | 29.39 | 1 | 30.39 | 850.92
10 | 30 | 18:00 | 0 | 2014-10-30 | 18 | 28.26 | 1 | 29.26 | 0
10 | 30 | 19:00 | 0 | 2014-10-30 | 19 | 32.04 | 1 | 33.04 | 0
10 | 30 | 20:00 | 0 | 2014-10-30 | 20 | 33.09 | 1 | 34.09 | 0
10 | 30 | 21:00 | 0 | 2014-10-30 | 21 | 31.32 | 1 | 32.32 | 0
10 | 30 | 22:00 | 0 | 2014-10-30 | 22 | 33.68 | 1 | 34.68 | 0
10 | 30 | 23:00 | 0 | 2014-10-30 | 23 | 23.95 | 1 | 24.95 | 0
10 | 30 | 24:00 | 0 | 2014-10-30 | 24 | 28.39 | 1 | 29.39 | 0
10 | 31 | 01:00 | 0 | 2014-10-31 | 1 | 28.19 | 1 | 29.19 | 0
10 | 31 | 02:00 | 0 | 2014-10-31 | 2 | 27.72 | 1 | 28.72 | 0
10 | 31 | 03:00 | 0 | 2014-10-31 | 3 | 27.1 | 1 | 28.1 | 0
10 | 31 | 04:00 | 0 | 2014-10-31 | 4 | 26.81 | 1 | 27.81 | 0
10 | 31 | 05:00 | 0 | 2014-10-31 | 5 | 27.15 | 1 | 28.15 | 0
10 | 31 | 06:00 | 0 | 2014-10-31 | 6 | 26.61 | 1 | 27.61 | 0
10 | 31 | 07:00 | 1 | 2014-10-31 | 7 | 42.25 | 1 | 43.25 | 43.25
10 | 31 | 08:00 | 770 | 2014-10-31 | 8 | 39.48 | 1 | 40.48 | 31169.6
10 | 31 | 09:00 | 1610 | 2014-10-31 | 9 | 33.16 | 1 | 34.16 | 54997.6
10 | 31 | 10:00 | 2289 | 2014-10-31 | 10 | 34.57 | 1 | 35.57 | 81419.73
10 | 31 | 11:00 | 2611 | 2014-10-31 | 11 | 33.82 | 1 | 34.82 | 90915.02
10 | 31 | 12:00 | 2742 | 2014-10-31 | 12 | 35.99 | 1 | 36.99 | 101426.58
10 | 31 | 13:00 | 2612 | 2014-10-31 | 13 | 39.05 | 1 | 40.05 | 104610.6
10 | 31 | 14:00 | 2252 | 2014-10-31 | 14 | 41.19 | 1 | 42.19 | 95011.88
10 | 31 | 15:00 | 1630 | 2014-10-31 | 15 | 41.97 | 1 | 42.97 | 70041.1
10 | 31 | 16:00 | 745 | 2014-10-31 | 16 | 36.74 | 1 | 37.74 | 28116.3
10 | 31 | 17:00 | 1 | 2014-10-31 | 17 | 37.28 | 1 | 38.28 | 38.28
10 | 31 | 18:00 | 0 | 2014-10-31 | 18 | 50.44 | 1 | 51.44 | 0
10 | 31 | 19:00 | 0 | 2014-10-31 | 19 | 40.24 | 1 | 41.24 | 0
10 | 31 | 20:00 | 0 | 2014-10-31 | 20 | 31.85 | 1 | 32.85 | 0
10 | 31 | 21:00 | 0 | 2014-10-31 | 21 | 31.15 | 1 | 32.15 | 0
10 | 31 | 22:00 | 0 | 2014-10-31 | 22 | 37.7 | 1 | 38.7 | 0
10 | 31 | 23:00 | 0 | 2014-10-31 | 23 | 28.33 | 1 | 29.33 | 0
10 | 31 | 24:00 | 0 | 2014-10-31 | 24 | 29.52 | 1 | 30.52 | 0
11 | 1 | 01:00 | 0 | 2014-11-01 | 1 | 40.43 | 1 | 41.43 | 0
11 | 1 | 02:00 | 0 | 2014-11-01 | 2 | 31.72 | 1 | 32.72 | 0
11 | 1 | 03:00 | 0 | 2014-11-01 | 3 | 31.16 | 1 | 32.16 | 0
11 | 1 | 04:00 | 0 | 2014-11-01 | 4 | 26.62 | 1 | 27.62 | 0
11 | 1 | 05:00 | 0 | 2014-11-01 | 5 | 29.24 | 1 | 30.24 | 0
11 | 1 | 06:00 | 0 | 2014-11-01 | 6 | 31.39 | 1 | 32.39 | 0
11 | 1 | 07:00 | 0 | 2014-11-01 | 7 | 36.85 | 1 | 37.85 | 0
11 | 1 | 08:00 | 255 | 2014-11-01 | 8 | 57.85 | 1 | 58.85 | 15006.75
11 | 1 | 09:00 | 732 | 2014-11-01 | 9 | 63.55 | 1 | 64.55 | 47250.6
11 | 1 | 10:00 | 414 | 2014-11-01 | 10 | 71.06 | 1 | 72.06 | 29832.84
11 | 1 | 11:00 | 1183 | 2014-11-01 | 11 | 83.63 | 1 | 84.63 | 100117.29
11 | 1 | 12:00 | 720 | 2014-11-01 | 12 | 114.96 | 1 | 115.96 | 83491.2
11 | 1 | 13:00 | 1113 | 2014-11-01 | 13 | 117.06 | 1 | 118.06 | 131400.78
11 | 1 | 14:00 | 919 | 2014-11-01 | 14 | 88.39 | 1 | 89.39 | 82149.41
11 | 1 | 15:00 | 136 | 2014-11-01 | 15 | 94.35 | 1 | 95.35 | 12967.6
11 | 1 | 16:00 | 14 | 2014-11-01 | 16 | 123.66 | 1 | 124.66 | 1745.24
11 | 1 | 17:00 | 0 | 2014-11-01 | 17 | 84.67 | 1 | 85.67 | 0
11 | 1 | 18:00 | 0 | 2014-11-01 | 18 | 237.67 | 1 | 238.67 | 0
11 | 1 | 19:00 | 0 | 2014-11-01 | 19 | 48.93 | 1 | 49.93 | 0
11 | 1 | 20:00 | 0 | 2014-11-01 | 20 | 51.56 | 1 | 52.56 | 0
11 | 1 | 21:00 | 0 | 2014-11-01 | 21 | 56.32 | 1 | 57.32 | 0
11 | 1 | 22:00 | 0 | 2014-11-01 | 22 | 52.84 | 1 | 53.84 | 0
11 | 1 | 23:00 | 0 | 2014-11-01 | 23 | 41.7 | 1 | 42.7 | 0
11 | 1 | 24:00 | 0 | 2014-11-01 | 24 | 40.78 | 1 | 41.78 | 0
11 | 2 | 01:00 | 0 | 2014-11-02 | 1 | 45.9 | 1 | 46.9 | 0
11 | 2 | 02:00 | 0 | 2014-11-02 | 2 | 70.87 | 1 | 71.87 | 0
11 | 2 | 03:00 | 0 | 2014-11-02 | 3 | 27.73 | 1 | 28.73 | 0
11 | 2 | 04:00 | 0 | 2014-11-02 | 4 | 31.1 | 1 | 32.1 | 0
11 | 2 | 05:00 | 0 | 2014-11-02 | 5 | 33.56 | 1 | 34.56 | 0
11 | 2 | 06:00 | 0 | 2014-11-02 | 6 | 33.8 | 1 | 34.8 | 0
11 | 2 | 07:00 | 10 | 2014-11-02 | 7 | 38.15 | 1 | 39.15 | 391.5
11 | 2 | 08:00 | 949 | 2014-11-02 | 8 | 46.23 | 1 | 47.23 | 44821.27
11 | 2 | 09:00 | 1892 | 2014-11-02 | 9 | 72 | 1 | 73 | 138116
11 | 2 | 10:00 | 2512 | 2014-11-02 | 10 | 74.76 | 1 | 75.76 | 190309.12
11 | 2 | 11:00 | 2682 | 2014-11-02 | 11 | 68.5 | 1 | 69.5 | 186399
11 | 2 | 12:00 | 2747 | 2014-11-02 | 12 | 64.42 | 1 | 65.42 | 179708.74
11 | 2 | 13:00 | 2197 | 2014-11-02 | 13 | 73.49 | 1 | 74.49 | 163654.53
11 | 2 | 14:00 | 1818 | 2014-11-02 | 14 | 66.9 | 1 | 67.9 | 123442.2
11 | 2 | 15:00 | 1061 | 2014-11-02 | 15 | 59.04 | 1 | 60.04 | 63702.44
11 | 2 | 16:00 | 677 | 2014-11-02 | 16 | 48.12 | 1 | 49.12 | 33254.24
11 | 2 | 17:00 | 4 | 2014-11-02 | 17 | 63.88 | 1 | 64.88 | 259.52
11 | 2 | 18:00 | 0 | 2014-11-02 | 18 | 74.97 | 1 | 75.97 | 0
11 | 2 | 19:00 | 0 | 2014-11-02 | 19 | 56.98 | 1 | 57.98 | 0
11 | 2 | 20:00 | 0 | 2014-11-02 | 20 | 49.33 | 1 | 50.33 | 0
11 | 2 | 21:00 | 0 | 2014-11-02 | 21 | 45.38 | 1 | 46.38 | 0
11 | 2 | 22:00 | 0 | 2014-11-02 | 22 | 30.46 | 1 | 31.46 | 0
11 | 2 | 23:00 | 0 | 2014-11-02 | 23 | 33.16 | 1 | 34.16 | 0
11 | 2 | 24:00 | 0 | 2014-11-02 | 24 | 38.59 | 1 | 39.59 | 0
11 | 3 | 01:00 | 0 | 2014-11-03 | 1 | 43.13 | 1 | 44.13 | 0
11 | 3 | 02:00 | 0 | 2014-11-03 | 2 | 39.05 | 1 | 40.05 | 0
11 | 3 | 03:00 | 0 | 2014-11-03 | 3 | 34.81 | 1 | 35.81 | 0
11 | 3 | 04:00 | 0 | 2014-11-03 | 4 | 39.56 | 1 | 40.56 | 0
11 | 3 | 05:00 | 0 | 2014-11-03 | 5 | 42.4 | 1 | 43.4 | 0
11 | 3 | 06:00 | 0 | 2014-11-03 | 6 | 48.98 | 1 | 49.98 | 0
11 | 3 | 07:00 | 0 | 2014-11-03 | 7 | 55.04 | 1 | 56.04 | 0
11 | 3 | 08:00 | 740 | 2014-11-03 | 8 | 67.52 | 1 | 68.52 | 50704.8
11 | 3 | 09:00 | 1522 | 2014-11-03 | 9 | 58.07 | 1 | 59.07 | 89904.54
11 | 3 | 10:00 | 2067 | 2014-11-03 | 10 | 49.14 | 1 | 50.14 | 103639.38
11 | 3 | 11:00 | 2078 | 2014-11-03 | 11 | 46.52 | 1 | 47.52 | 98746.56
11 | 3 | 12:00 | 2437 | 2014-11-03 | 12 | 52.06 | 1 | 53.06 | 129307.22
11 | 3 | 13:00 | 2190 | 2014-11-03 | 13 | 46.85 | 1 | 47.85 | 104791.5
11 | 3 | 14:00 | 1773 | 2014-11-03 | 14 | 46.36 | 1 | 47.36 | 83969.28
11 | 3 | 15:00 | 1188 | 2014-11-03 | 15 | 44.5 | 1 | 45.5 | 54054
11 | 3 | 16:00 | 454 | 2014-11-03 | 16 | 46.18 | 1 | 47.18 | 21419.72
11 | 3 | 17:00 | 0 | 2014-11-03 | 17 | 48.86 | 1 | 49.86 | 0
11 | 3 | 18:00 | 0 | 2014-11-03 | 18 | 75.02 | 1 | 76.02 | 0
11 | 3 | 19:00 | 0 | 2014-11-03 | 19 | 51.54 | 1 | 52.54 | 0
11 | 3 | 20:00 | 0 | 2014-11-03 | 20 | 51.97 | 1 | 52.97 | 0
11 | 3 | 21:00 | 0 | 2014-11-03 | 21 | 51.57 | 1 | 52.57 | 0
11 | 3 | 22:00 | 0 | 2014-11-03 | 22 | 39.93 | 1 | 40.93 | 0
11 | 3 | 23:00 | 0 | 2014-11-03 | 23 | 39.87 | 1 | 40.87 | 0
11 | 3 | 24:00 | 0 | 2014-11-03 | 24 | 30.16 | 1 | 31.16 | 0
11 | 4 | 01:00 | 0 | 2014-11-04 | 1 | 33.69 | 1 | 34.69 | 0
11 | 4 | 02:00 | 0 | 2014-11-04 | 2 | 33.67 | 1 | 34.67 | 0
11 | 4 | 03:00 | 0 | 2014-11-04 | 3 | 34.23 | 1 | 35.23 | 0
11 | 4 | 04:00 | 0 | 2014-11-04 | 4 | 34.03 | 1 | 35.03 | 0
11 | 4 | 05:00 | 0 | 2014-11-04 | 5 | 39.46 | 1 | 40.46 | 0
11 | 4 | 06:00 | 0 | 2014-11-04 | 6 | 46.67 | 1 | 47.67 | 0
11 | 4 | 07:00 | 0 | 2014-11-04 | 7 | 58.33 | 1 | 59.33 | 0
11 | 4 | 08:00 | 5 | 2014-11-04 | 8 | 48.07 | 1 | 49.07 | 245.35
11 | 4 | 09:00 | 163 | 2014-11-04 | 9 | 48.61 | 1 | 49.61 | 8086.43
11 | 4 | 10:00 | 562 | 2014-11-04 | 10 | 53.7 | 1 | 54.7 | 30741.4
11 | 4 | 11:00 | 627 | 2014-11-04 | 11 | 43.74 | 1 | 44.74 | 28051.98
11 | 4 | 12:00 | 603 | 2014-11-04 | 12 | 43.26 | 1 | 44.26 | 26688.78
11 | 4 | 13:00 | 812 | 2014-11-04 | 13 | 43.03 | 1 | 44.03 | 35752.36
11 | 4 | 14:00 | 499 | 2014-11-04 | 14 | 41.72 | 1 | 42.72 | 21317.28
11 | 4 | 15:00 | 396 | 2014-11-04 | 15 | 40.72 | 1 | 41.72 | 16521.12
11 | 4 | 16:00 | 28 | 2014-11-04 | 16 | 39.66 | 1 | 40.66 | 1138.48
11 | 4 | 17:00 | 0 | 2014-11-04 | 17 | 56.12 | 1 | 57.12 | 0
11 | 4 | 18:00 | 0 | 2014-11-04 | 18 | 80.88 | 1 | 81.88 | 0
11 | 4 | 19:00 | 0 | 2014-11-04 | 19 | 49.99 | 1 | 50.99 | 0
11 | 4 | 20:00 | 0 | 2014-11-04 | 20 | 56.73 | 1 | 57.73 | 0
11 | 4 | 21:00 | 0 | 2014-11-04 | 21 | 43.46 | 1 | 44.46 | 0
11 | 4 | 22:00 | 0 | 2014-11-04 | 22 | 37.83 | 1 | 38.83 | 0
11 | 4 | 23:00 | 0 | 2014-11-04 | 23 | 32.49 | 1 | 33.49 | 0
11 | 4 | 24:00 | 0 | 2014-11-04 | 24 | 28.59 | 1 | 29.59 | 0
11 | 5 | 01:00 | 0 | 2014-11-05 | 1 | 27.62 | 1 | 28.62 | 0
11 | 5 | 02:00 | 0 | 2014-11-05 | 2 | 23.98 | 1 | 24.98 | 0
11 | 5 | 03:00 | 0 | 2014-11-05 | 3 | 25.19 | 1 | 26.19 | 0
11 | 5 | 04:00 | 0 | 2014-11-05 | 4 | 24.4 | 1 | 25.4 | 0
11 | 5 | 05:00 | 0 | 2014-11-05 | 5 | 25.11 | 1 | 26.11 | 0
11 | 5 | 06:00 | 0 | 2014-11-05 | 6 | 27.93 | 1 | 28.93 | 0
11 | 5 | 07:00 | 0 | 2014-11-05 | 7 | 30.33 | 1 | 31.33 | 0
11 | 5 | 08:00 | 28 | 2014-11-05 | 8 | 27.71 | 1 | 28.71 | 803.88
11 | 5 | 09:00 | 382 | 2014-11-05 | 9 | 27.44 | 1 | 28.44 | 10864.08
11 | 5 | 10:00 | 144 | 2014-11-05 | 10 | 28.64 | 1 | 29.64 | 4268.16
11 | 5 | 11:00 | 732 | 2014-11-05 | 11 | 30.45 | 1 | 31.45 | 23021.4
11 | 5 | 12:00 | 692 | 2014-11-05 | 12 | 27.72 | 1 | 28.72 | 19874.24
11 | 5 | 13:00 | 388 | 2014-11-05 | 13 | 26.43 | 1 | 27.43 | 10642.84
11 | 5 | 14:00 | 558 | 2014-11-05 | 14 | 28.03 | 1 | 29.03 | 16198.74
11 | 5 | 15:00 | 428 | 2014-11-05 | 15 | 29.5 | 1 | 30.5 | 13054
11 | 5 | 16:00 | 2 | 2014-11-05 | 16 | 28.99 | 1 | 29.99 | 59.98
11 | 5 | 17:00 | 0 | 2014-11-05 | 17 | 33.65 | 1 | 34.65 | 0
11 | 5 | 18:00 | 0 | 2014-11-05 | 18 | 46.1 | 1 | 47.1 | 0
11 | 5 | 19:00 | 0 | 2014-11-05 | 19 | 41.1 | 1 | 42.1 | 0
11 | 5 | 20:00 | 0 | 2014-11-05 | 20 | 37.5 | 1 | 38.5 | 0
11 | 5 | 21:00 | 0 | 2014-11-05 | 21 | 31.41 | 1 | 32.41 | 0
11 | 5 | 22:00 | 0 | 2014-11-05 | 22 | 25.5 | 1 | 26.5 | 0
11 | 5 | 23:00 | 0 | 2014-11-05 | 23 | 20.28 | 1 | 21.28 | 0
11 | 5 | 24:00 | 0 | 2014-11-05 | 24 | 23.1 | 1 | 24.1 | 0
11 | 6 | 01:00 | 0 | 2014-11-06 | 1 | 25.76 | 1 | 26.76 | 0
11 | 6 | 02:00 | 0 | 2014-11-06 | 2 | 24.34 | 1 | 25.34 | 0
11 | 6 | 03:00 | 0 | 2014-11-06 | 3 | 24.32 | 1 | 25.32 | 0
11 | 6 | 04:00 | 0 | 2014-11-06 | 4 | 24.37 | 1 | 25.37 | 0
11 | 6 | 05:00 | 0 | 2014-11-06 | 5 | 24.63 | 1 | 25.63 | 0
11 | 6 | 06:00 | 0 | 2014-11-06 | 6 | 28.21 | 1 | 29.21 | 0
11 | 6 | 07:00 | 0 | 2014-11-06 | 7 | 38.7 | 1 | 39.7 | 0
11 | 6 | 08:00 | 27 | 2014-11-06 | 8 | 47.75 | 1 | 48.75 | 1316.25
11 | 6 | 09:00 | 377 | 2014-11-06 | 9 | 43.31 | 1 | 44.31 | 16704.87
11 | 6 | 10:00 | 557 | 2014-11-06 | 10 | 38.89 | 1 | 39.89 | 22218.73
11 | 6 | 11:00 | 635 | 2014-11-06 | 11 | 40.7 | 1 | 41.7 | 26479.5
11 | 6 | 12:00 | 668 | 2014-11-06 | 12 | 42.89 | 1 | 43.89 | 29318.52
11 | 6 | 13:00 | 639 | 2014-11-06 | 13 | 43.51 | 1 | 44.51 | 28441.89
11 | 6 | 14:00 | 544 | 2014-11-06 | 14 | 43.84 | 1 | 44.84 | 24392.96
11 | 6 | 15:00 | 371 | 2014-11-06 | 15 | 39.81 | 1 | 40.81 | 15140.51
11 | 6 | 16:00 | 18 | 2014-11-06 | 16 | 45.66 | 1 | 46.66 | 839.88
11 | 6 | 17:00 | 0 | 2014-11-06 | 17 | 68.6 | 1 | 69.6 | 0
11 | 6 | 18:00 | 0 | 2014-11-06 | 18 | 51.09 | 1 | 52.09 | 0
11 | 6 | 19:00 | 0 | 2014-11-06 | 19 | 61.95 | 1 | 62.95 | 0
11 | 6 | 20:00 | 0 | 2014-11-06 | 20 | 53.79 | 1 | 54.79 | 0
11 | 6 | 21:00 | 0 | 2014-11-06 | 21 | 36.25 | 1 | 37.25 | 0
11 | 6 | 22:00 | 0 | 2014-11-06 | 22 | 32.26 | 1 | 33.26 | 0
11 | 6 | 23:00 | 0 | 2014-11-06 | 23 | 14.33 | 1 | 15.33 | 0
11 | 6 | 24:00 | 0 | 2014-11-06 | 24 | 0 | 1 | 1 | 0
11 | 7 | 01:00 | 0 | 2014-11-07 | 1 | 23.6 | 1 | 24.6 | 0
11 | 7 | 02:00 | 0 | 2014-11-07 | 2 | 35.45 | 1 | 36.45 | 0
11 | 7 | 03:00 | 0 | 2014-11-07 | 3 | 41.4 | 1 | 42.4 | 0
11 | 7 | 04:00 | 0 | 2014-11-07 | 4 | 37.71 | 1 | 38.71 | 0
11 | 7 | 05:00 | 0 | 2014-11-07 | 5 | 41.19 | 1 | 42.19 | 0
11 | 7 | 06:00 | 0 | 2014-11-07 | 6 | 35.24 | 1 | 36.24 | 0
11 | 7 | 07:00 | 0 | 2014-11-07 | 7 | 59.44 | 1 | 60.44 | 0
11 | 7 | 08:00 | 186 | 2014-11-07 | 8 | 72.32 | 1 | 73.32 | 13637.52
11 | 7 | 09:00 | 103 | 2014-11-07 | 9 | 63.54 | 1 | 64.54 | 6647.62
11 | 7 | 10:00 | 488 | 2014-11-07 | 10 | 70.47 | 1 | 71.47 | 34877.36
11 | 7 | 11:00 | 651 | 2014-11-07 | 11 | 63.33 | 1 | 64.33 | 41878.83
11 | 7 | 12:00 | 629 | 2014-11-07 | 12 | 59.95 | 1 | 60.95 | 38337.55
11 | 7 | 13:00 | 654 | 2014-11-07 | 13 | 56.67 | 1 | 57.67 | 37716.18
11 | 7 | 14:00 | 1258 | 2014-11-07 | 14 | 56.62 | 1 | 57.62 | 72485.96
11 | 7 | 15:00 | 645 | 2014-11-07 | 15 | 56.28 | 1 | 57.28 | 36945.6
11 | 7 | 16:00 | 146 | 2014-11-07 | 16 | 58.17 | 1 | 59.17 | 8638.82
11 | 7 | 17:00 | 0 | 2014-11-07 | 17 | 74.44 | 1 | 75.44 | 0
11 | 7 | 18:00 | 0 | 2014-11-07 | 18 | 59.31 | 1 | 60.31 | 0
11 | 7 | 19:00 | 0 | 2014-11-07 | 19 | 72.1 | 1 | 73.1 | 0
11 | 7 | 20:00 | 0 | 2014-11-07 | 20 | 62.87 | 1 | 63.87 | 0
11 | 7 | 21:00 | 0 | 2014-11-07 | 21 | 64.19 | 1 | 65.19 | 0
11 | 7 | 22:00 | 0 | 2014-11-07 | 22 | 51.53 | 1 | 52.53 | 0
11 | 7 | 23:00 | 0 | 2014-11-07 | 23 | 52.79 | 1 | 53.79 | 0
11 | 7 | 24:00 | 0 | 2014-11-07 | 24 | 50.7 | 1 | 51.7 | 0
11 | 8 | 01:00 | 0 | 2014-11-08 | 1 | 44.53 | 1 | 45.53 | 0
11 | 8 | 02:00 | 0 | 2014-11-08 | 2 | 38.32 | 1 | 39.32 | 0
11 | 8 | 03:00 | 0 | 2014-11-08 | 3 | 36.9 | 1 | 37.9 | 0
11 | 8 | 04:00 | 0 | 2014-11-08 | 4 | 37.29 | 1 | 38.29 | 0
11 | 8 | 05:00 | 0 | 2014-11-08 | 5 | 39.04 | 1 | 40.04 | 0
11 | 8 | 06:00 | 0 | 2014-11-08 | 6 | 36.92 | 1 | 37.92 | 0
11 | 8 | 07:00 | 0 | 2014-11-08 | 7 | 40.92 | 1 | 41.92 | 0
11 | 8 | 08:00 | 113 | 2014-11-08 | 8 | 40.88 | 1 | 41.88 | 4732.44
11 | 8 | 09:00 | 604 | 2014-11-08 | 9 | 42.94 | 1 | 43.94 | 26539.76
11 | 8 | 10:00 | 1460 | 2014-11-08 | 10 | 43.03 | 1 | 44.03 | 64283.8
11 | 8 | 11:00 | 2236 | 2014-11-08 | 11 | 41.06 | 1 | 42.06 | 94046.16
11 | 8 | 12:00 | 2259 | 2014-11-08 | 12 | 41.58 | 1 | 42.58 | 96188.22
11 | 8 | 13:00 | 1522 | 2014-11-08 | 13 | 39.35 | 1 | 40.35 | 61412.7
11 | 8 | 14:00 | 1628 | 2014-11-08 | 14 | 37.95 | 1 | 38.95 | 63410.6
11 | 8 | 15:00 | 947 | 2014-11-08 | 15 | 37.15 | 1 | 38.15 | 36128.05
11 | 8 | 16:00 | 403 | 2014-11-08 | 16 | 39.62 | 1 | 40.62 | 16369.86
11 | 8 | 17:00 | 0 | 2014-11-08 | 17 | 53.24 | 1 | 54.24 | 0
11 | 8 | 18:00 | 0 | 2014-11-08 | 18 | 50.1 | 1 | 51.1 | 0
11 | 8 | 19:00 | 0 | 2014-11-08 | 19 | 49.09 | 1 | 50.09 | 0
11 | 8 | 20:00 | 0 | 2014-11-08 | 20 | 49.09 | 1 | 50.09 | 0
11 | 8 | 21:00 | 0 | 2014-11-08 | 21 | 46.46 | 1 | 47.46 | 0
11 | 8 | 22:00 | 0 | 2014-11-08 | 22 | 44.51 | 1 | 45.51 | 0
11 | 8 | 23:00 | 0 | 2014-11-08 | 23 | 40.66 | 1 | 41.66 | 0
11 | 8 | 24:00 | 0 | 2014-11-08 | 24 | 40.38 | 1 | 41.38 | 0
11 | 9 | 01:00 | 0 | 2014-11-09 | 1 | 22.92 | 1 | 23.92 | 0
11 | 9 | 02:00 | 0 | 2014-11-09 | 2 | 8.01 | 1 | 9.01 | 0
11 | 9 | 03:00 | 0 | 2014-11-09 | 3 | 8.01 | 1 | 9.01 | 0
11 | 9 | 04:00 | 0 | 2014-11-09 | 4 | 28.61 | 1 | 29.61 | 0
11 | 9 | 05:00 | 0 | 2014-11-09 | 5 | 36.62 | 1 | 37.62 | 0
11 | 9 | 06:00 | 0 | 2014-11-09 | 6 | 37.31 | 1 | 38.31 | 0
11 | 9 | 07:00 | 0 | 2014-11-09 | 7 | 39.1 | 1 | 40.1 | 0
11 | 9 | 08:00 | 655 | 2014-11-09 | 8 | 40.22 | 1 | 41.22 | 26999.1
11 | 9 | 09:00 | 1600 | 2014-11-09 | 9 | 38.81 | 1 | 39.81 | 63696
11 | 9 | 10:00 | 2294 | 2014-11-09 | 10 | 41.99 | 1 | 42.99 | 98619.06
11 | 9 | 11:00 | 2647 | 2014-11-09 | 11 | 38.29 | 1 | 39.29 | 104000.63
11 | 9 | 12:00 | 2728 | 2014-11-09 | 12 | 39.6 | 1 | 40.6 | 110756.8
11 | 9 | 13:00 | 2588 | 2014-11-09 | 13 | 34.14 | 1 | 35.14 | 90942.32
11 | 9 | 14:00 | 2215 | 2014-11-09 | 14 | 8.11 | 1 | 9.11 | 20178.65
11 | 9 | 15:00 | 1579 | 2014-11-09 | 15 | 8.08 | 1 | 9.08 | 14337.32
11 | 9 | 16:00 | 701 | 2014-11-09 | 16 | 14.23 | 1 | 15.23 | 10676.23
11 | 9 | 17:00 | 0 | 2014-11-09 | 17 | 54.16 | 1 | 55.16 | 0
11 | 9 | 18:00 | 0 | 2014-11-09 | 18 | 85.28 | 1 | 86.28 | 0
11 | 9 | 19:00 | 0 | 2014-11-09 | 19 | 69.12 | 1 | 70.12 | 0
11 | 9 | 20:00 | 0 | 2014-11-09 | 20 | 63.67 | 1 | 64.67 | 0
11 | 9 | 21:00 | 0 | 2014-11-09 | 21 | 51.04 | 1 | 52.04 | 0
11 | 9 | 22:00 | 0 | 2014-11-09 | 22 | 42.18 | 1 | 43.18 | 0
11 | 9 | 23:00 | 0 | 2014-11-09 | 23 | 37.64 | 1 | 38.64 | 0
11 | 9 | 24:00 | 0 | 2014-11-09 | 24 | 37.1 | 1 | 38.1 | 0
11 | 10 | 01:00 | 0 | 2014-11-10 | 1 | 37.62 | 1 | 38.62 | 0
11 | 10 | 02:00 | 0 | 2014-11-10 | 2 | 46 | 1 | 47 | 0
11 | 10 | 03:00 | 0 | 2014-11-10 | 3 | 42.3 | 1 | 43.3 | 0
11 | 10 | 04:00 | 0 | 2014-11-10 | 4 | 43.43 | 1 | 44.43 | 0
11 | 10 | 05:00 | 0 | 2014-11-10 | 5 | 44.9 | 1 | 45.9 | 0
11 | 10 | 06:00 | 0 | 2014-11-10 | 6 | 44.28 | 1 | 45.28 | 0
11 | 10 | 07:00 | 0 | 2014-11-10 | 7 | 74.39 | 1 | 75.39 | 0
11 | 10 | 08:00 | 676 | 2014-11-10 | 8 | 73.67 | 1 | 74.67 | 50476.92
11 | 10 | 09:00 | 1418 | 2014-11-10 | 9 | 57.41 | 1 | 58.41 | 82825.38
11 | 10 | 10:00 | 2042 | 2014-11-10 | 10 | 50.23 | 1 | 51.23 | 104611.66
11 | 10 | 11:00 | 2369 | 2014-11-10 | 11 | 45.51 | 1 | 46.51 | 110182.19
11 | 10 | 12:00 | 2471 | 2014-11-10 | 12 | 48.29 | 1 | 49.29 | 121795.59
11 | 10 | 13:00 | 2358 | 2014-11-10 | 13 | 41.99 | 1 | 42.99 | 101370.42
11 | 10 | 14:00 | 1937 | 2014-11-10 | 14 | 39.62 | 1 | 40.62 | 78680.94
11 | 10 | 15:00 | 1423 | 2014-11-10 | 15 | 38.68 | 1 | 39.68 | 56464.64
11 | 10 | 16:00 | 619 | 2014-11-10 | 16 | 39.21 | 1 | 40.21 | 24889.99
11 | 10 | 17:00 | 0 | 2014-11-10 | 17 | 44.67 | 1 | 45.67 | 0
11 | 10 | 18:00 | 0 | 2014-11-10 | 18 | 79.22 | 1 | 80.22 | 0
11 | 10 | 19:00 | 0 | 2014-11-10 | 19 | 44.65 | 1 | 45.65 | 0
11 | 10 | 20:00 | 0 | 2014-11-10 | 20 | 46.68 | 1 | 47.68 | 0
11 | 10 | 21:00 | 0 | 2014-11-10 | 21 | 40.45 | 1 | 41.45 | 0
11 | 10 | 22:00 | 0 | 2014-11-10 | 22 | 40.42 | 1 | 41.42 | 0
11 | 10 | 23:00 | 0 | 2014-11-10 | 23 | 42.98 | 1 | 43.98 | 0
11 | 10 | 24:00 | 0 | 2014-11-10 | 24 | 41.35 | 1 | 42.35 | 0
11 | 11 | 01:00 | 0 | 2014-11-11 | 1 | 33.94 | 1 | 34.94 | 0
11 | 11 | 02:00 | 0 | 2014-11-11 | 2 | 30.15 | 1 | 31.15 | 0
11 | 11 | 03:00 | 0 | 2014-11-11 | 3 | 29.32 | 1 | 30.32 | 0
11 | 11 | 04:00 | 0 | 2014-11-11 | 4 | 28.21 | 1 | 29.21 | 0
11 | 11 | 05:00 | 0 | 2014-11-11 | 5 | 28.11 | 1 | 29.11 | 0
11 | 11 | 06:00 | 0 | 2014-11-11 | 6 | 25.22 | 1 | 26.22 | 0
11 | 11 | 07:00 | 0 | 2014-11-11 | 7 | 30.7 | 1 | 31.7 | 0
11 | 11 | 08:00 | 616 | 2014-11-11 | 8 | 36.33 | 1 | 37.33 | 22995.28
11 | 11 | 09:00 | 1501 | 2014-11-11 | 9 | 43.25 | 1 | 44.25 | 66419.25
11 | 11 | 10:00 | 2117 | 2014-11-11 | 10 | 41.6 | 1 | 42.6 | 90184.2
11 | 11 | 11:00 | 2467 | 2014-11-11 | 11 | 41.2 | 1 | 42.2 | 104107.4
11 | 11 | 12:00 | 2558 | 2014-11-11 | 12 | 39.67 | 1 | 40.67 | 104033.86
11 | 11 | 13:00 | 2409 | 2014-11-11 | 13 | 40.13 | 1 | 41.13 | 99082.17
11 | 11 | 14:00 | 1915 | 2014-11-11 | 14 | 40.7 | 1 | 41.7 | 79855.5
11 | 11 | 15:00 | 1320 | 2014-11-11 | 15 | 39.83 | 1 | 40.83 | 53895.6
11 | 11 | 16:00 | 389 | 2014-11-11 | 16 | 38.38 | 1 | 39.38 | 15318.82
11 | 11 | 17:00 | 0 | 2014-11-11 | 17 | 38.87 | 1 | 39.87 | 0
11 | 11 | 18:00 | 0 | 2014-11-11 | 18 | 60.95 | 1 | 61.95 | 0
11 | 11 | 19:00 | 0 | 2014-11-11 | 19 | 38.02 | 1 | 39.02 | 0
11 | 11 | 20:00 | 0 | 2014-11-11 | 20 | 38.34 | 1 | 39.34 | 0
11 | 11 | 21:00 | 0 | 2014-11-11 | 21 | 35.47 | 1 | 36.47 | 0
11 | 11 | 22:00 | 0 | 2014-11-11 | 22 | 38.92 | 1 | 39.92 | 0
11 | 11 | 23:00 | 0 | 2014-11-11 | 23 | 31.21 | 1 | 32.21 | 0
11 | 11 | 24:00 | 0 | 2014-11-11 | 24 | 26.71 | 1 | 27.71 | 0
11 | 12 | 01:00 | 0 | 2014-11-12 | 1 | 33 | 1 | 34 | 0
11 | 12 | 02:00 | 0 | 2014-11-12 | 2 | 29.63 | 1 | 30.63 | 0
11 | 12 | 03:00 | 0 | 2014-11-12 | 3 | 2.6 | 1 | 3.6 | 0
11 | 12 | 04:00 | 0 | 2014-11-12 | 4 | 0 | 1 | 1 | 0
11 | 12 | 05:00 | 0 | 2014-11-12 | 5 | 0 | 1 | 1 | 0
11 | 12 | 06:00 | 0 | 2014-11-12 | 6 | 14.46 | 1 | 15.46 | 0
11 | 12 | 07:00 | 0 | 2014-11-12 | 7 | 43.14 | 1 | 44.14 | 0
11 | 12 | 08:00 | 0 | 2014-11-12 | 8 | 45.86 | 1 | 46.86 | 0
11 | 12 | 09:00 | 25 | 2014-11-12 | 9 | 48.14 | 1 | 49.14 | 1228.5
11 | 12 | 10:00 | 18 | 2014-11-12 | 10 | 47.06 | 1 | 48.06 | 865.08
11 | 12 | 11:00 | 626 | 2014-11-12 | 11 | 60.03 | 1 | 61.03 | 38204.78
11 | 12 | 12:00 | 552 | 2014-11-12 | 12 | 49.86 | 1 | 50.86 | 28074.72
11 | 12 | 13:00 | 155 | 2014-11-12 | 13 | 47.06 | 1 | 48.06 | 7449.3
11 | 12 | 14:00 | 502 | 2014-11-12 | 14 | 47.42 | 1 | 48.42 | 24306.84
11 | 12 | 15:00 | 190 | 2014-11-12 | 15 | 43.06 | 1 | 44.06 | 8371.4
11 | 12 | 16:00 | 0 | 2014-11-12 | 16 | 42.33 | 1 | 43.33 | 0
11 | 12 | 17:00 | 0 | 2014-11-12 | 17 | 49.88 | 1 | 50.88 | 0
11 | 12 | 18:00 | 0 | 2014-11-12 | 18 | 64.07 | 1 | 65.07 | 0
11 | 12 | 19:00 | 0 | 2014-11-12 | 19 | 70.69 | 1 | 71.69 | 0
11 | 12 | 20:00 | 0 | 2014-11-12 | 20 | 58.71 | 1 | 59.71 | 0
11 | 12 | 21:00 | 0 | 2014-11-12 | 21 | 40.98 | 1 | 41.98 | 0
11 | 12 | 22:00 | 0 | 2014-11-12 | 22 | 27.83 | 1 | 28.83 | 0
11 | 12 | 23:00 | 0 | 2014-11-12 | 23 | 45.8 | 1 | 46.8 | 0
11 | 12 | 24:00 | 0 | 2014-11-12 | 24 | 36.34 | 1 | 37.34 | 0
11 | 13 | 01:00 | 0 | 2014-11-13 | 1 | 30.39 | 1 | 31.39 | 0
11 | 13 | 02:00 | 0 | 2014-11-13 | 2 | 29.05 | 1 | 30.05 | 0
11 | 13 | 03:00 | 0 | 2014-11-13 | 3 | 25.47 | 1 | 26.47 | 0
11 | 13 | 04:00 | 0 | 2014-11-13 | 4 | 29.13 | 1 | 30.13 | 0
11 | 13 | 05:00 | 0 | 2014-11-13 | 5 | 29.46 | 1 | 30.46 | 0
11 | 13 | 06:00 | 0 | 2014-11-13 | 6 | 30.06 | 1 | 31.06 | 0
11 | 13 | 07:00 | 0 | 2014-11-13 | 7 | 48 | 1 | 49 | 0
11 | 13 | 08:00 | 5 | 2014-11-13 | 8 | 45.46 | 1 | 46.46 | 232.3
11 | 13 | 09:00 | 403 | 2014-11-13 | 9 | 44.11 | 1 | 45.11 | 18179.33
11 | 13 | 10:00 | 495 | 2014-11-13 | 10 | 38.35 | 1 | 39.35 | 19478.25
11 | 13 | 11:00 | 1146 | 2014-11-13 | 11 | 45.28 | 1 | 46.28 | 53036.88
11 | 13 | 12:00 | 1521 | 2014-11-13 | 12 | 47.8 | 1 | 48.8 | 74224.8
11 | 13 | 13:00 | 529 | 2014-11-13 | 13 | 48.37 | 1 | 49.37 | 26116.73
11 | 13 | 14:00 | 1359 | 2014-11-13 | 14 | 48.03 | 1 | 49.03 | 66631.77
11 | 13 | 15:00 | 890 | 2014-11-13 | 15 | 51.15 | 1 | 52.15 | 46413.5
11 | 13 | 16:00 | 487 | 2014-11-13 | 16 | 50.07 | 1 | 51.07 | 24871.09
11 | 13 | 17:00 | 0 | 2014-11-13 | 17 | 65.15 | 1 | 66.15 | 0
11 | 13 | 18:00 | 0 | 2014-11-13 | 18 | 81.34 | 1 | 82.34 | 0
11 | 13 | 19:00 | 0 | 2014-11-13 | 19 | 72.56 | 1 | 73.56 | 0
11 | 13 | 20:00 | 0 | 2014-11-13 | 20 | 60.18 | 1 | 61.18 | 0
11 | 13 | 21:00 | 0 | 2014-11-13 | 21 | 55.7 | 1 | 56.7 | 0
11 | 13 | 22:00 | 0 | 2014-11-13 | 22 | 47.39 | 1 | 48.39 | 0
11 | 13 | 23:00 | 0 | 2014-11-13 | 23 | 42.24 | 1 | 43.24 | 0
11 | 13 | 24:00 | 0 | 2014-11-13 | 24 | 41.38 | 1 | 42.38 | 0
11 | 14 | 01:00 | 0 | 2014-11-14 | 1 | 44.86 | 1 | 45.86 | 0
11 | 14 | 02:00 | 0 | 2014-11-14 | 2 | 39.28 | 1 | 40.28 | 0
11 | 14 | 03:00 | 0 | 2014-11-14 | 3 | 38.34 | 1 | 39.34 | 0
11 | 14 | 04:00 | 0 | 2014-11-14 | 4 | 37.56 | 1 | 38.56 | 0
11 | 14 | 05:00 | 0 | 2014-11-14 | 5 | 38.87 | 1 | 39.87 | 0
11 | 14 | 06:00 | 0 | 2014-11-14 | 6 | 45.71 | 1 | 46.71 | 0
11 | 14 | 07:00 | 0 | 2014-11-14 | 7 | 72.99 | 1 | 73.99 | 0
11 | 14 | 08:00 | 19 | 2014-11-14 | 8 | 61.75 | 1 | 62.75 | 1192.25
11 | 14 | 09:00 | 1182 | 2014-11-14 | 9 | 70.87 | 1 | 71.87 | 84950.34
11 | 14 | 10:00 | 1175 | 2014-11-14 | 10 | 68.3 | 1 | 69.3 | 81427.5
11 | 14 | 11:00 | 1315 | 2014-11-14 | 11 | 58.69 | 1 | 59.69 | 78492.35
11 | 14 | 12:00 | 1264 | 2014-11-14 | 12 | 54.36 | 1 | 55.36 | 69975.04
11 | 14 | 13:00 | 828 | 2014-11-14 | 13 | 49.68 | 1 | 50.68 | 41963.04
11 | 14 | 14:00 | 594 | 2014-11-14 | 14 | 47.23 | 1 | 48.23 | 28648.62
11 | 14 | 15:00 | 455 | 2014-11-14 | 15 | 46.39 | 1 | 47.39 | 21562.45
11 | 14 | 16:00 | 1 | 2014-11-14 | 16 | 44.77 | 1 | 45.77 | 45.77
11 | 14 | 17:00 | 0 | 2014-11-14 | 17 | 61.65 | 1 | 62.65 | 0
11 | 14 | 18:00 | 0 | 2014-11-14 | 18 | 79.49 | 1 | 80.49 | 0
11 | 14 | 19:00 | 0 | 2014-11-14 | 19 | 78.5 | 1 | 79.5 | 0
11 | 14 | 20:00 | 0 | 2014-11-14 | 20 | 67.62 | 1 | 68.62 | 0
11 | 14 | 21:00 | 0 | 2014-11-14 | 21 | 54.04 | 1 | 55.04 | 0
11 | 14 | 22:00 | 0 | 2014-11-14 | 22 | 50.63 | 1 | 51.63 | 0
11 | 14 | 23:00 | 0 | 2014-11-14 | 23 | 39.92 | 1 | 40.92 | 0
11 | 14 | 24:00 | 0 | 2014-11-14 | 24 | 48.05 | 1 | 49.05 | 0
11 | 15 | 01:00 | 0 | 2014-11-15 | 1 | 40.34 | 1 | 41.34 | 0
11 | 15 | 02:00 | 0 | 2014-11-15 | 2 | 38.14 | 1 | 39.14 | 0
11 | 15 | 03:00 | 0 | 2014-11-15 | 3 | 41.71 | 1 | 42.71 | 0
11 | 15 | 04:00 | 0 | 2014-11-15 | 4 | 40.47 | 1 | 41.47 | 0
11 | 15 | 05:00 | 0 | 2014-11-15 | 5 | 41.2 | 1 | 42.2 | 0
11 | 15 | 06:00 | 0 | 2014-11-15 | 6 | 40.87 | 1 | 41.87 | 0
11 | 15 | 07:00 | 0 | 2014-11-15 | 7 | 39.92 | 1 | 40.92 | 0
11 | 15 | 08:00 | 3 | 2014-11-15 | 8 | 44.05 | 1 | 45.05 | 135.15
11 | 15 | 09:00 | 639 | 2014-11-15 | 9 | 55.13 | 1 | 56.13 | 35867.07
11 | 15 | 10:00 | 945 | 2014-11-15 | 10 | 52.01 | 1 | 53.01 | 50094.45
11 | 15 | 11:00 | 1690 | 2014-11-15 | 11 | 53.96 | 1 | 54.96 | 92882.4
11 | 15 | 12:00 | 2310 | 2014-11-15 | 12 | 46.68 | 1 | 47.68 | 110140.8
11 | 15 | 13:00 | 878 | 2014-11-15 | 13 | 41.69 | 1 | 42.69 | 37481.82
11 | 15 | 14:00 | 1180 | 2014-11-15 | 14 | 30.14 | 1 | 31.14 | 36745.2
11 | 15 | 15:00 | 751 | 2014-11-15 | 15 | 37.91 | 1 | 38.91 | 29221.41
11 | 15 | 16:00 | 577 | 2014-11-15 | 16 | 42.86 | 1 | 43.86 | 25307.22
11 | 15 | 17:00 | 0 | 2014-11-15 | 17 | 58.65 | 1 | 59.65 | 0
11 | 15 | 18:00 | 0 | 2014-11-15 | 18 | 52.13 | 1 | 53.13 | 0
11 | 15 | 19:00 | 0 | 2014-11-15 | 19 | 50.61 | 1 | 51.61 | 0
11 | 15 | 20:00 | 0 | 2014-11-15 | 20 | 50.41 | 1 | 51.41 | 0
11 | 15 | 21:00 | 0 | 2014-11-15 | 21 | 58.12 | 1 | 59.12 | 0
11 | 15 | 22:00 | 0 | 2014-11-15 | 22 | 57.44 | 1 | 58.44 | 0
11 | 15 | 23:00 | 0 | 2014-11-15 | 23 | 45.76 | 1 | 46.76 | 0
11 | 15 | 24:00 | 0 | 2014-11-15 | 24 | 46.75 | 1 | 47.75 | 0
11 | 16 | 01:00 | 0 | 2014-11-16 | 1 | 38.6 | 1 | 39.6 | 0
11 | 16 | 02:00 | 0 | 2014-11-16 | 2 | 45.5 | 1 | 46.5 | 0
11 | 16 | 03:00 | 0 | 2014-11-16 | 3 | 41.91 | 1 | 42.91 | 0
11 | 16 | 04:00 | 0 | 2014-11-16 | 4 | 37.32 | 1 | 38.32 | 0
11 | 16 | 05:00 | 0 | 2014-11-16 | 5 | 38.35 | 1 | 39.35 | 0
11 | 16 | 06:00 | 0 | 2014-11-16 | 6 | 39.96 | 1 | 40.96 | 0
11 | 16 | 07:00 | 0 | 2014-11-16 | 7 | 34.26 | 1 | 35.26 | 0
11 | 16 | 08:00 | 55 | 2014-11-16 | 8 | 38.74 | 1 | 39.74 | 2185.7
11 | 16 | 09:00 | 1612 | 2014-11-16 | 9 | 47.96 | 1 | 48.96 | 78923.52
11 | 16 | 10:00 | 2294 | 2014-11-16 | 10 | 56.37 | 1 | 57.37 | 131606.78
11 | 16 | 11:00 | 2600 | 2014-11-16 | 11 | 52.23 | 1 | 53.23 | 138398
11 | 16 | 12:00 | 2834 | 2014-11-16 | 12 | 48.11 | 1 | 49.11 | 139177.74
11 | 16 | 13:00 | 2086 | 2014-11-16 | 13 | 46.93 | 1 | 47.93 | 99981.98
11 | 16 | 14:00 | 952 | 2014-11-16 | 14 | 46.39 | 1 | 47.39 | 45115.28
11 | 16 | 15:00 | 315 | 2014-11-16 | 15 | 47.79 | 1 | 48.79 | 15368.85
11 | 16 | 16:00 | 11 | 2014-11-16 | 16 | 46.63 | 1 | 47.63 | 523.93
11 | 16 | 17:00 | 0 | 2014-11-16 | 17 | 55.97 | 1 | 56.97 | 0
11 | 16 | 18:00 | 0 | 2014-11-16 | 18 | 61.12 | 1 | 62.12 | 0
11 | 16 | 19:00 | 0 | 2014-11-16 | 19 | 60.44 | 1 | 61.44 | 0
11 | 16 | 20:00 | 0 | 2014-11-16 | 20 | 51.27 | 1 | 52.27 | 0
11 | 16 | 21:00 | 0 | 2014-11-16 | 21 | 49.04 | 1 | 50.04 | 0
11 | 16 | 22:00 | 0 | 2014-11-16 | 22 | 44.67 | 1 | 45.67 | 0
11 | 16 | 23:00 | 0 | 2014-11-16 | 23 | 40 | 1 | 41 | 0
11 | 16 | 24:00 | 0 | 2014-11-16 | 24 | 28.58 | 1 | 29.58 | 0
11 | 17 | 01:00 | 0 | 2014-11-17 | 1 | 34.58 | 1 | 35.58 | 0
11 | 17 | 02:00 | 0 | 2014-11-17 | 2 | 32.07 | 1 | 33.07 | 0
11 | 17 | 03:00 | 0 | 2014-11-17 | 3 | 30.94 | 1 | 31.94 | 0
11 | 17 | 04:00 | 0 | 2014-11-17 | 4 | 28.78 | 1 | 29.78 | 0
11 | 17 | 05:00 | 0 | 2014-11-17 | 5 | 30.34 | 1 | 31.34 | 0
11 | 17 | 06:00 | 0 | 2014-11-17 | 6 | 42.07 | 1 | 43.07 | 0
11 | 17 | 07:00 | 0 | 2014-11-17 | 7 | 60.33 | 1 | 61.33 | 0
11 | 17 | 08:00 | 129 | 2014-11-17 | 8 | 69.54 | 1 | 70.54 | 9099.66
11 | 17 | 09:00 | 594 | 2014-11-17 | 9 | 77.24 | 1 | 78.24 | 46474.56
11 | 17 | 10:00 | 417 | 2014-11-17 | 10 | 53.28 | 1 | 54.28 | 22634.76
11 | 17 | 11:00 | 636 | 2014-11-17 | 11 | 55.73 | 1 | 56.73 | 36080.28
11 | 17 | 12:00 | 477 | 2014-11-17 | 12 | 69.2 | 1 | 70.2 | 33485.4
11 | 17 | 13:00 | 623 | 2014-11-17 | 13 | 81.8 | 1 | 82.8 | 51584.4
11 | 17 | 14:00 | 919 | 2014-11-17 | 14 | 65.66 | 1 | 66.66 | 61260.54
11 | 17 | 15:00 | 997 | 2014-11-17 | 15 | 64.94 | 1 | 65.94 | 65742.18
11 | 17 | 16:00 | 387 | 2014-11-17 | 16 | 69.19 | 1 | 70.19 | 27163.53
11 | 17 | 17:00 | 0 | 2014-11-17 | 17 | 90.76 | 1 | 91.76 | 0
11 | 17 | 18:00 | 0 | 2014-11-17 | 18 | 52.64 | 1 | 53.64 | 0
11 | 17 | 19:00 | 0 | 2014-11-17 | 19 | 55.02 | 1 | 56.02 | 0
11 | 17 | 20:00 | 0 | 2014-11-17 | 20 | 48.94 | 1 | 49.94 | 0
11 | 17 | 21:00 | 0 | 2014-11-17 | 21 | 44.07 | 1 | 45.07 | 0
11 | 17 | 22:00 | 0 | 2014-11-17 | 22 | 40.54 | 1 | 41.54 | 0
11 | 17 | 23:00 | 0 | 2014-11-17 | 23 | 36.3 | 1 | 37.3 | 0
11 | 17 | 24:00 | 0 | 2014-11-17 | 24 | 38.47 | 1 | 39.47 | 0
11 | 18 | 01:00 | 0 | 2014-11-18 | 1 | 43.11 | 1 | 44.11 | 0
11 | 18 | 02:00 | 0 | 2014-11-18 | 2 | 24.37 | 1 | 25.37 | 0
11 | 18 | 03:00 | 0 | 2014-11-18 | 3 | 8.14 | 1 | 9.14 | 0
11 | 18 | 04:00 | 0 | 2014-11-18 | 4 | 8.14 | 1 | 9.14 | 0
11 | 18 | 05:00 | 0 | 2014-11-18 | 5 | 18.29 | 1 | 19.29 | 0
11 | 18 | 06:00 | 0 | 2014-11-18 | 6 | 52.62 | 1 | 53.62 | 0
11 | 18 | 07:00 | 0 | 2014-11-18 | 7 | 58.41 | 1 | 59.41 | 0
11 | 18 | 08:00 | 631 | 2014-11-18 | 8 | 59.84 | 1 | 60.84 | 38390.04
11 | 18 | 09:00 | 1472 | 2014-11-18 | 9 | 50.03 | 1 | 51.03 | 75116.16
11 | 18 | 10:00 | 2191 | 2014-11-18 | 10 | 41.57 | 1 | 42.57 | 93270.87
11 | 18 | 11:00 | 2435 | 2014-11-18 | 11 | 39.39 | 1 | 40.39 | 98349.65
11 | 18 | 12:00 | 2635 | 2014-11-18 | 12 | 44.62 | 1 | 45.62 | 120208.7
11 | 18 | 13:00 | 2328 | 2014-11-18 | 13 | 37.04 | 1 | 38.04 | 88557.12
11 | 18 | 14:00 | 1924 | 2014-11-18 | 14 | 36.76 | 1 | 37.76 | 72650.24
11 | 18 | 15:00 | 1499 | 2014-11-18 | 15 | 45.67 | 1 | 46.67 | 69958.33
11 | 18 | 16:00 | 541 | 2014-11-18 | 16 | 62.56 | 1 | 63.56 | 34385.96
11 | 18 | 17:00 | 0 | 2014-11-18 | 17 | 65.72 | 1 | 66.72 | 0
11 | 18 | 18:00 | 0 | 2014-11-18 | 18 | 75.75 | 1 | 76.75 | 0
11 | 18 | 19:00 | 0 | 2014-11-18 | 19 | 79.31 | 1 | 80.31 | 0
11 | 18 | 20:00 | 0 | 2014-11-18 | 20 | 77.84 | 1 | 78.84 | 0
11 | 18 | 21:00 | 0 | 2014-11-18 | 21 | 76.77 | 1 | 77.77 | 0
11 | 18 | 22:00 | 0 | 2014-11-18 | 22 | 69.83 | 1 | 70.83 | 0
11 | 18 | 23:00 | 0 | 2014-11-18 | 23 | 54.27 | 1 | 55.27 | 0
11 | 18 | 24:00 | 0 | 2014-11-18 | 24 | 48.38 | 1 | 49.38 | 0
11 | 19 | 01:00 | 0 | 2014-11-19 | 1 | 44.34 | 1 | 45.34 | 0
11 | 19 | 02:00 | 0 | 2014-11-19 | 2 | 45.56 | 1 | 46.56 | 0
11 | 19 | 03:00 | 0 | 2014-11-19 | 3 | 48.63 | 1 | 49.63 | 0
11 | 19 | 04:00 | 0 | 2014-11-19 | 4 | 51.38 | 1 | 52.38 | 0
11 | 19 | 05:00 | 0 | 2014-11-19 | 5 | 51.76 | 1 | 52.76 | 0
11 | 19 | 06:00 | 0 | 2014-11-19 | 6 | 55.55 | 1 | 56.55 | 0
11 | 19 | 07:00 | 0 | 2014-11-19 | 7 | 61.52 | 1 | 62.52 | 0
11 | 19 | 08:00 | 695 | 2014-11-19 | 8 | 65.31 | 1 | 66.31 | 46085.45
11 | 19 | 09:00 | 1445 | 2014-11-19 | 9 | 56.99 | 1 | 57.99 | 83795.55
11 | 19 | 10:00 | 1951 | 2014-11-19 | 10 | 55.77 | 1 | 56.77 | 110758.27
11 | 19 | 11:00 | 2240 | 2014-11-19 | 11 | 52.72 | 1 | 53.72 | 120332.8
11 | 19 | 12:00 | 2488 | 2014-11-19 | 12 | 41.31 | 1 | 42.31 | 105267.28
11 | 19 | 13:00 | 2384 | 2014-11-19 | 13 | 50.4 | 1 | 51.4 | 122537.6
11 | 19 | 14:00 | 1811 | 2014-11-19 | 14 | 52.65 | 1 | 53.65 | 97160.15
11 | 19 | 15:00 | 706 | 2014-11-19 | 15 | 50.82 | 1 | 51.82 | 36584.92
11 | 19 | 16:00 | 142 | 2014-11-19 | 16 | 48.61 | 1 | 49.61 | 7044.62
11 | 19 | 17:00 | 0 | 2014-11-19 | 17 | 62.02 | 1 | 63.02 | 0
11 | 19 | 18:00 | 0 | 2014-11-19 | 18 | 6.73 | 1 | 7.73 | 0
11 | 19 | 19:00 | 0 | 2014-11-19 | 19 | 64.73 | 1 | 65.73 | 0
11 | 19 | 20:00 | 0 | 2014-11-19 | 20 | 62.29 | 1 | 63.29 | 0
11 | 19 | 21:00 | 0 | 2014-11-19 | 21 | 62.19 | 1 | 63.19 | 0
11 | 19 | 22:00 | 0 | 2014-11-19 | 22 | 54.7 | 1 | 55.7 | 0
11 | 19 | 23:00 | 0 | 2014-11-19 | 23 | 53.27 | 1 | 54.27 | 0
11 | 19 | 24:00 | 0 | 2014-11-19 | 24 | 38.28 | 1 | 39.28 | 0
11 | 20 | 01:00 | 0 | 2014-11-20 | 1 | 35.54 | 1 | 36.54 | 0
11 | 20 | 02:00 | 0 | 2014-11-20 | 2 | 30.91 | 1 | 31.91 | 0
11 | 20 | 03:00 | 0 | 2014-11-20 | 3 | 35.16 | 1 | 36.16 | 0
11 | 20 | 04:00 | 0 | 2014-11-20 | 4 | 36.53 | 1 | 37.53 | 0
11 | 20 | 05:00 | 0 | 2014-11-20 | 5 | 38.85 | 1 | 39.85 | 0
11 | 20 | 06:00 | 0 | 2014-11-20 | 6 | 41.26 | 1 | 42.26 | 0
11 | 20 | 07:00 | 0 | 2014-11-20 | 7 | 55.34 | 1 | 56.34 | 0
11 | 20 | 08:00 | 4 | 2014-11-20 | 8 | 59.92 | 1 | 60.92 | 243.68
11 | 20 | 09:00 | 196 | 2014-11-20 | 9 | 45.71 | 1 | 46.71 | 9155.16
11 | 20 | 10:00 | 86 | 2014-11-20 | 10 | 40.46 | 1 | 41.46 | 3565.56
11 | 20 | 11:00 | 539 | 2014-11-20 | 11 | 40.48 | 1 | 41.48 | 22357.72
11 | 20 | 12:00 | 547 | 2014-11-20 | 12 | 40.39 | 1 | 41.39 | 22640.33
11 | 20 | 13:00 | 196 | 2014-11-20 | 13 | 40.04 | 1 | 41.04 | 8043.84
11 | 20 | 14:00 | 448 | 2014-11-20 | 14 | 38.2 | 1 | 39.2 | 17561.6
11 | 20 | 15:00 | 302 | 2014-11-20 | 15 | 29 | 1 | 30 | 9060
11 | 20 | 16:00 | 1 | 2014-11-20 | 16 | 30.55 | 1 | 31.55 | 31.55
11 | 20 | 17:00 | 0 | 2014-11-20 | 17 | 52.45 | 1 | 53.45 | 0
11 | 20 | 18:00 | 0 | 2014-11-20 | 18 | 47.61 | 1 | 48.61 | 0
11 | 20 | 19:00 | 0 | 2014-11-20 | 19 | 45.93 | 1 | 46.93 | 0
11 | 20 | 20:00 | 0 | 2014-11-20 | 20 | 42.86 | 1 | 43.86 | 0
11 | 20 | 21:00 | 0 | 2014-11-20 | 21 | 44.11 | 1 | 45.11 | 0
11 | 20 | 22:00 | 0 | 2014-11-20 | 22 | 41.78 | 1 | 42.78 | 0
11 | 20 | 23:00 | 0 | 2014-11-20 | 23 | 37.04 | 1 | 38.04 | 0
11 | 20 | 24:00 | 0 | 2014-11-20 | 24 | 35.73 | 1 | 36.73 | 0
11 | 21 | 01:00 | 0 | 2014-11-21 | 1 | 24.15 | 1 | 25.15 | 0
11 | 21 | 02:00 | 0 | 2014-11-21 | 2 | 8.2 | 1 | 9.2 | 0
11 | 21 | 03:00 | 0 | 2014-11-21 | 3 | 0.69 | 1 | 1.69 | 0
11 | 21 | 04:00 | 0 | 2014-11-21 | 4 | 0 | 1 | 1 | 0
11 | 21 | 05:00 | 0 | 2014-11-21 | 5 | 0 | 1 | 1 | 0
11 | 21 | 06:00 | 0 | 2014-11-21 | 6 | 38.88 | 1 | 39.88 | 0
11 | 21 | 07:00 | 0 | 2014-11-21 | 7 | 49.63 | 1 | 50.63 | 0
11 | 21 | 08:00 | 17 | 2014-11-21 | 8 | 56.53 | 1 | 57.53 | 978.01
11 | 21 | 09:00 | 407 | 2014-11-21 | 9 | 49.78 | 1 | 50.78 | 20667.46
11 | 21 | 10:00 | 200 | 2014-11-21 | 10 | 48.35 | 1 | 49.35 | 9870
11 | 21 | 11:00 | 656 | 2014-11-21 | 11 | 48.14 | 1 | 49.14 | 32235.84
11 | 21 | 12:00 | 774 | 2014-11-21 | 12 | 47.31 | 1 | 48.31 | 37391.94
11 | 21 | 13:00 | 312 | 2014-11-21 | 13 | 42.35 | 1 | 43.35 | 13525.2
11 | 21 | 14:00 | 573 | 2014-11-21 | 14 | 44.97 | 1 | 45.97 | 26340.81
11 | 21 | 15:00 | 368 | 2014-11-21 | 15 | 40.8 | 1 | 41.8 | 15382.4
11 | 21 | 16:00 | 1 | 2014-11-21 | 16 | 43.63 | 1 | 44.63 | 44.63
11 | 21 | 17:00 | 0 | 2014-11-21 | 17 | 85.55 | 1 | 86.55 | 0
11 | 21 | 18:00 | 0 | 2014-11-21 | 18 | 87.92 | 1 | 88.92 | 0
11 | 21 | 19:00 | 0 | 2014-11-21 | 19 | 54.55 | 1 | 55.55 | 0
11 | 21 | 20:00 | 0 | 2014-11-21 | 20 | 49.43 | 1 | 50.43 | 0
11 | 21 | 21:00 | 0 | 2014-11-21 | 21 | 50.95 | 1 | 51.95 | 0
11 | 21 | 22:00 | 0 | 2014-11-21 | 22 | 47.6 | 1 | 48.6 | 0
11 | 21 | 23:00 | 0 | 2014-11-21 | 23 | 47.84 | 1 | 48.84 | 0
11 | 21 | 24:00 | 0 | 2014-11-21 | 24 | 46.84 | 1 | 47.84 | 0
11 | 22 | 01:00 | 0 | 2014-11-22 | 1 | 57.59 | 1 | 58.59 | 0
11 | 22 | 02:00 | 0 | 2014-11-22 | 2 | 42.73 | 1 | 43.73 | 0
11 | 22 | 03:00 | 0 | 2014-11-22 | 3 | 46.84 | 1 | 47.84 | 0
11 | 22 | 04:00 | 0 | 2014-11-22 | 4 | 41.98 | 1 | 42.98 | 0
11 | 22 | 05:00 | 0 | 2014-11-22 | 5 | 29.46 | 1 | 30.46 | 0
11 | 22 | 06:00 | 0 | 2014-11-22 | 6 | 45.1 | 1 | 46.1 | 0
11 | 22 | 07:00 | 0 | 2014-11-22 | 7 | 47.11 | 1 | 48.11 | 0
11 | 22 | 08:00 | 32 | 2014-11-22 | 8 | 60.09 | 1 | 61.09 | 1954.88
11 | 22 | 09:00 | 717 | 2014-11-22 | 9 | 59.89 | 1 | 60.89 | 43658.13
11 | 22 | 10:00 | 830 | 2014-11-22 | 10 | 62.02 | 1 | 63.02 | 52306.6
11 | 22 | 11:00 | 2610 | 2014-11-22 | 11 | 51.45 | 1 | 52.45 | 136894.5
11 | 22 | 12:00 | 2759 | 2014-11-22 | 12 | 49.41 | 1 | 50.41 | 139081.19
11 | 22 | 13:00 | 1650 | 2014-11-22 | 13 | 34.29 | 1 | 35.29 | 58228.5
11 | 22 | 14:00 | 2438 | 2014-11-22 | 14 | 34.57 | 1 | 35.57 | 86719.66
11 | 22 | 15:00 | 1743 | 2014-11-22 | 15 | 37.24 | 1 | 38.24 | 66652.32
11 | 22 | 16:00 | 945 | 2014-11-22 | 16 | 34.4 | 1 | 35.4 | 33453
11 | 22 | 17:00 | 0 | 2014-11-22 | 17 | 44.41 | 1 | 45.41 | 0
11 | 22 | 18:00 | 0 | 2014-11-22 | 18 | 44.77 | 1 | 45.77 | 0
11 | 22 | 19:00 | 0 | 2014-11-22 | 19 | 41.76 | 1 | 42.76 | 0
11 | 22 | 20:00 | 0 | 2014-11-22 | 20 | 38.72 | 1 | 39.72 | 0
11 | 22 | 21:00 | 0 | 2014-11-22 | 21 | 32.09 | 1 | 33.09 | 0
11 | 22 | 22:00 | 0 | 2014-11-22 | 22 | 32.36 | 1 | 33.36 | 0
11 | 22 | 23:00 | 0 | 2014-11-22 | 23 | 27.04 | 1 | 28.04 | 0
11 | 22 | 24:00 | 0 | 2014-11-22 | 24 | 29.58 | 1 | 30.58 | 0
11 | 23 | 01:00 | 0 | 2014-11-23 | 1 | 36.76 | 1 | 37.76 | 0
11 | 23 | 02:00 | 0 | 2014-11-23 | 2 | 34.04 | 1 | 35.04 | 0
11 | 23 | 03:00 | 0 | 2014-11-23 | 3 | 44.53 | 1 | 45.53 | 0
11 | 23 | 04:00 | 0 | 2014-11-23 | 4 | 32.78 | 1 | 33.78 | 0
11 | 23 | 05:00 | 0 | 2014-11-23 | 5 | 30.52 | 1 | 31.52 | 0
11 | 23 | 06:00 | 0 | 2014-11-23 | 6 | 23.75 | 1 | 24.75 | 0
11 | 23 | 07:00 | 0 | 2014-11-23 | 7 | 42.39 | 1 | 43.39 | 0
11 | 23 | 08:00 | 371 | 2014-11-23 | 8 | 32.52 | 1 | 33.52 | 12435.92
11 | 23 | 09:00 | 1335 | 2014-11-23 | 9 | 23.76 | 1 | 24.76 | 33054.6
11 | 23 | 10:00 | 1976 | 2014-11-23 | 10 | 29.27 | 1 | 30.27 | 59813.52
11 | 23 | 11:00 | 2344 | 2014-11-23 | 11 | 28.69 | 1 | 29.69 | 69593.36
11 | 23 | 12:00 | 2384 | 2014-11-23 | 12 | 23.11 | 1 | 24.11 | 57478.24
11 | 23 | 13:00 | 2253 | 2014-11-23 | 13 | 29.98 | 1 | 30.98 | 69797.94
11 | 23 | 14:00 | 1890 | 2014-11-23 | 14 | 28.74 | 1 | 29.74 | 56208.6
11 | 23 | 15:00 | 945 | 2014-11-23 | 15 | 22.34 | 1 | 23.34 | 22056.3
11 | 23 | 16:00 | 353 | 2014-11-23 | 16 | 23.05 | 1 | 24.05 | 8489.65
11 | 23 | 17:00 | 0 | 2014-11-23 | 17 | 37.76 | 1 | 38.76 | 0
11 | 23 | 18:00 | 0 | 2014-11-23 | 18 | 46.53 | 1 | 47.53 | 0
11 | 23 | 19:00 | 0 | 2014-11-23 | 19 | 48.12 | 1 | 49.12 | 0
11 | 23 | 20:00 | 0 | 2014-11-23 | 20 | 42.09 | 1 | 43.09 | 0
11 | 23 | 21:00 | 0 | 2014-11-23 | 21 | 38.15 | 1 | 39.15 | 0
11 | 23 | 22:00 | 0 | 2014-11-23 | 22 | 40.53 | 1 | 41.53 | 0
11 | 23 | 23:00 | 0 | 2014-11-23 | 23 | 44.2 | 1 | 45.2 | 0
11 | 23 | 24:00 | 0 | 2014-11-23 | 24 | 27.96 | 1 | 28.96 | 0
11 | 24 | 01:00 | 0 | 2014-11-24 | 1 | 29.8 | 1 | 30.8 | 0
11 | 24 | 02:00 | 0 | 2014-11-24 | 2 | 31.19 | 1 | 32.19 | 0
11 | 24 | 03:00 | 0 | 2014-11-24 | 3 | 29.01 | 1 | 30.01 | 0
11 | 24 | 04:00 | 0 | 2014-11-24 | 4 | 24.76 | 1 | 25.76 | 0
11 | 24 | 05:00 | 0 | 2014-11-24 | 5 | 19.74 | 1 | 20.74 | 0
11 | 24 | 06:00 | 0 | 2014-11-24 | 6 | 26.46 | 1 | 27.46 | 0
11 | 24 | 07:00 | 0 | 2014-11-24 | 7 | 44.38 | 1 | 45.38 | 0
11 | 24 | 08:00 | 5 | 2014-11-24 | 8 | 48.78 | 1 | 49.78 | 248.9
11 | 24 | 09:00 | 123 | 2014-11-24 | 9 | 44.1 | 1 | 45.1 | 5547.3
11 | 24 | 10:00 | 68 | 2014-11-24 | 10 | 53.06 | 1 | 54.06 | 3676.08
11 | 24 | 11:00 | 511 | 2014-11-24 | 11 | 51.19 | 1 | 52.19 | 26669.09
11 | 24 | 12:00 | 578 | 2014-11-24 | 12 | 40.32 | 1 | 41.32 | 23882.96
11 | 24 | 13:00 | 749 | 2014-11-24 | 13 | 42.54 | 1 | 43.54 | 32611.46
11 | 24 | 14:00 | 471 | 2014-11-24 | 14 | 40.54 | 1 | 41.54 | 19565.34
11 | 24 | 15:00 | 217 | 2014-11-24 | 15 | 40.91 | 1 | 41.91 | 9094.47
11 | 24 | 16:00 | 10 | 2014-11-24 | 16 | 35.39 | 1 | 36.39 | 363.9
11 | 24 | 17:00 | 0 | 2014-11-24 | 17 | 47.77 | 1 | 48.77 | 0
11 | 24 | 18:00 | 0 | 2014-11-24 | 18 | 43.64 | 1 | 44.64 | 0
11 | 24 | 19:00 | 0 | 2014-11-24 | 19 | 34.89 | 1 | 35.89 | 0
11 | 24 | 20:00 | 0 | 2014-11-24 | 20 | 18.2 | 1 | 19.2 | 0
11 | 24 | 21:00 | 0 | 2014-11-24 | 21 | 19.3 | 1 | 20.3 | 0
11 | 24 | 22:00 | 0 | 2014-11-24 | 22 | 21.94 | 1 | 22.94 | 0
11 | 24 | 23:00 | 0 | 2014-11-24 | 23 | 32.61 | 1 | 33.61 | 0
11 | 24 | 24:00 | 0 | 2014-11-24 | 24 | 17.83 | 1 | 18.83 | 0
11 | 25 | 01:00 | 0 | 2014-11-25 | 1 | 34.17 | 1 | 35.17 | 0
11 | 25 | 02:00 | 0 | 2014-11-25 | 2 | 24.59 | 1 | 25.59 | 0
11 | 25 | 03:00 | 0 | 2014-11-25 | 3 | 23.09 | 1 | 24.09 | 0
11 | 25 | 04:00 | 0 | 2014-11-25 | 4 | 20.68 | 1 | 21.68 | 0
11 | 25 | 05:00 | 0 | 2014-11-25 | 5 | 20.3 | 1 | 21.3 | 0
11 | 25 | 06:00 | 0 | 2014-11-25 | 6 | 15.37 | 1 | 16.37 | 0
11 | 25 | 07:00 | 0 | 2014-11-25 | 7 | 7.89 | 1 | 8.89 | 0
11 | 25 | 08:00 | 9 | 2014-11-25 | 8 | 30.14 | 1 | 31.14 | 280.26
11 | 25 | 09:00 | 230 | 2014-11-25 | 9 | 30.61 | 1 | 31.61 | 7270.3
11 | 25 | 10:00 | 498 | 2014-11-25 | 10 | 22.11 | 1 | 23.11 | 11508.78
11 | 25 | 11:00 | 651 | 2014-11-25 | 11 | 21.19 | 1 | 22.19 | 14445.69
11 | 25 | 12:00 | 677 | 2014-11-25 | 12 | 21.18 | 1 | 22.18 | 15015.86
11 | 25 | 13:00 | 734 | 2014-11-25 | 13 | 27.13 | 1 | 28.13 | 20647.42
11 | 25 | 14:00 | 544 | 2014-11-25 | 14 | 29.05 | 1 | 30.05 | 16347.2
11 | 25 | 15:00 | 356 | 2014-11-25 | 15 | 17.07 | 1 | 18.07 | 6432.92
11 | 25 | 16:00 | 1 | 2014-11-25 | 16 | 18.39 | 1 | 19.39 | 19.39
11 | 25 | 17:00 | 0 | 2014-11-25 | 17 | 23.24 | 1 | 24.24 | 0
11 | 25 | 18:00 | 0 | 2014-11-25 | 18 | 33.59 | 1 | 34.59 | 0
11 | 25 | 19:00 | 0 | 2014-11-25 | 19 | 32.25 | 1 | 33.25 | 0
11 | 25 | 20:00 | 0 | 2014-11-25 | 20 | 27.36 | 1 | 28.36 | 0
11 | 25 | 21:00 | 0 | 2014-11-25 | 21 | 27.42 | 1 | 28.42 | 0
11 | 25 | 22:00 | 0 | 2014-11-25 | 22 | 19.97 | 1 | 20.97 | 0
11 | 25 | 23:00 | 0 | 2014-11-25 | 23 | 28.23 | 1 | 29.23 | 0
11 | 25 | 24:00 | 0 | 2014-11-25 | 24 | 21.22 | 1 | 22.22 | 0
11 | 26 | 01:00 | 0 | 2014-11-26 | 1 | 1.56 | 1 | 2.56 | 0
11 | 26 | 02:00 | 0 | 2014-11-26 | 2 | 0 | 1 | 1 | 0
11 | 26 | 03:00 | 0 | 2014-11-26 | 3 | 0 | 1 | 1 | 0
11 | 26 | 04:00 | 0 | 2014-11-26 | 4 | 0 | 1 | 1 | 0
11 | 26 | 05:00 | 0 | 2014-11-26 | 5 | 0 | 1 | 1 | 0
11 | 26 | 06:00 | 0 | 2014-11-26 | 6 | 12.38 | 1 | 13.38 | 0
11 | 26 | 07:00 | 0 | 2014-11-26 | 7 | 43.53 | 1 | 44.53 | 0
11 | 26 | 08:00 | 2 | 2014-11-26 | 8 | 46.92 | 1 | 47.92 | 95.84
11 | 26 | 09:00 | 505 | 2014-11-26 | 9 | 51.77 | 1 | 52.77 | 26648.85
11 | 26 | 10:00 | 1420 | 2014-11-26 | 10 | 51.26 | 1 | 52.26 | 74209.2
11 | 26 | 11:00 | 894 | 2014-11-26 | 11 | 59.3 | 1 | 60.3 | 53908.2
11 | 26 | 12:00 | 1239 | 2014-11-26 | 12 | 63.78 | 1 | 64.78 | 80262.42
11 | 26 | 13:00 | 1158 | 2014-11-26 | 13 | 66.74 | 1 | 67.74 | 78442.92
11 | 26 | 14:00 | 1346 | 2014-11-26 | 14 | 58.49 | 1 | 59.49 | 80073.54
11 | 26 | 15:00 | 1148 | 2014-11-26 | 15 | 57.39 | 1 | 58.39 | 67031.72
11 | 26 | 16:00 | 225 | 2014-11-26 | 16 | 56.81 | 1 | 57.81 | 13007.25
11 | 26 | 17:00 | 0 | 2014-11-26 | 17 | 64.96 | 1 | 65.96 | 0
11 | 26 | 18:00 | 0 | 2014-11-26 | 18 | 75.06 | 1 | 76.06 | 0
11 | 26 | 19:00 | 0 | 2014-11-26 | 19 | 57.17 | 1 | 58.17 | 0
11 | 26 | 20:00 | 0 | 2014-11-26 | 20 | 47.15 | 1 | 48.15 | 0
11 | 26 | 21:00 | 0 | 2014-11-26 | 21 | 42.04 | 1 | 43.04 | 0
11 | 26 | 22:00 | 0 | 2014-11-26 | 22 | 39.96 | 1 | 40.96 | 0
11 | 26 | 23:00 | 0 | 2014-11-26 | 23 | 34.64 | 1 | 35.64 | 0
11 | 26 | 24:00 | 0 | 2014-11-26 | 24 | 44.7 | 1 | 45.7 | 0
11 | 27 | 01:00 | 0 | 2014-11-27 | 1 | 40.27 | 1 | 41.27 | 0
11 | 27 | 02:00 | 0 | 2014-11-27 | 2 | 33.28 | 1 | 34.28 | 0
11 | 27 | 03:00 | 0 | 2014-11-27 | 3 | 32.58 | 1 | 33.58 | 0
11 | 27 | 04:00 | 0 | 2014-11-27 | 4 | 35.52 | 1 | 36.52 | 0
11 | 27 | 05:00 | 0 | 2014-11-27 | 5 | 35.04 | 1 | 36.04 | 0
11 | 27 | 06:00 | 0 | 2014-11-27 | 6 | 34.23 | 1 | 35.23 | 0
11 | 27 | 07:00 | 0 | 2014-11-27 | 7 | 36.66 | 1 | 37.66 | 0
11 | 27 | 08:00 | 395 | 2014-11-27 | 8 | 31.92 | 1 | 32.92 | 13003.4
11 | 27 | 09:00 | 1370 | 2014-11-27 | 9 | 27.95 | 1 | 28.95 | 39661.5
11 | 27 | 10:00 | 2211 | 2014-11-27 | 10 | 44.32 | 1 | 45.32 | 100202.52
11 | 27 | 11:00 | 2487 | 2014-11-27 | 11 | 56.12 | 1 | 57.12 | 142057.44
11 | 27 | 12:00 | 2673 | 2014-11-27 | 12 | 58.27 | 1 | 59.27 | 158428.71
11 | 27 | 13:00 | 2680 | 2014-11-27 | 13 | 47.78 | 1 | 48.78 | 130730.4
11 | 27 | 14:00 | 2151 | 2014-11-27 | 14 | 41.95 | 1 | 42.95 | 92385.45
11 | 27 | 15:00 | 1565 | 2014-11-27 | 15 | 27.44 | 1 | 28.44 | 44508.6
11 | 27 | 16:00 | 543 | 2014-11-27 | 16 | 25.33 | 1 | 26.33 | 14297.19
11 | 27 | 17:00 | 0 | 2014-11-27 | 17 | 40.87 | 1 | 41.87 | 0
11 | 27 | 18:00 | 0 | 2014-11-27 | 18 | 38.64 | 1 | 39.64 | 0
11 | 27 | 19:00 | 0 | 2014-11-27 | 19 | 33.48 | 1 | 34.48 | 0
11 | 27 | 20:00 | 0 | 2014-11-27 | 20 | 31.62 | 1 | 32.62 | 0
11 | 27 | 21:00 | 0 | 2014-11-27 | 21 | 37.94 | 1 | 38.94 | 0
11 | 27 | 22:00 | 0 | 2014-11-27 | 22 | 46.69 | 1 | 47.69 | 0
11 | 27 | 23:00 | 0 | 2014-11-27 | 23 | 42.38 | 1 | 43.38 | 0
11 | 27 | 24:00 | 0 | 2014-11-27 | 24 | 29.71 | 1 | 30.71 | 0
11 | 28 | 01:00 | 0 | 2014-11-28 | 1 | 37.65 | 1 | 38.65 | 0
11 | 28 | 02:00 | 0 | 2014-11-28 | 2 | 38.43 | 1 | 39.43 | 0
11 | 28 | 03:00 | 0 | 2014-11-28 | 3 | 36.61 | 1 | 37.61 | 0
11 | 28 | 04:00 | 0 | 2014-11-28 | 4 | 38.35 | 1 | 39.35 | 0
11 | 28 | 05:00 | 0 | 2014-11-28 | 5 | 36.14 | 1 | 37.14 | 0
11 | 28 | 06:00 | 0 | 2014-11-28 | 6 | 35.91 | 1 | 36.91 | 0
11 | 28 | 07:00 | 0 | 2014-11-28 | 7 | 37.15 | 1 | 38.15 | 0
11 | 28 | 08:00 | 0 | 2014-11-28 | 8 | 42.27 | 1 | 43.27 | 0
11 | 28 | 09:00 | 112 | 2014-11-28 | 9 | 41.4 | 1 | 42.4 | 4748.8
11 | 28 | 10:00 | 468 | 2014-11-28 | 10 | 50.82 | 1 | 51.82 | 24251.76
11 | 28 | 11:00 | 709 | 2014-11-28 | 11 | 47.77 | 1 | 48.77 | 34577.93
11 | 28 | 12:00 | 1156 | 2014-11-28 | 12 | 45.31 | 1 | 46.31 | 53534.36
11 | 28 | 13:00 | 1060 | 2014-11-28 | 13 | 46.13 | 1 | 47.13 | 49957.8
11 | 28 | 14:00 | 1129 | 2014-11-28 | 14 | 46.22 | 1 | 47.22 | 53311.38
11 | 28 | 15:00 | 1150 | 2014-11-28 | 15 | 47.24 | 1 | 48.24 | 55476
11 | 28 | 16:00 | 514 | 2014-11-28 | 16 | 52.65 | 1 | 53.65 | 27576.1
11 | 28 | 17:00 | 0 | 2014-11-28 | 17 | 56.21 | 1 | 57.21 | 0
11 | 28 | 18:00 | 0 | 2014-11-28 | 18 | 60.7 | 1 | 61.7 | 0
11 | 28 | 19:00 | 0 | 2014-11-28 | 19 | 60.24 | 1 | 61.24 | 0
11 | 28 | 20:00 | 0 | 2014-11-28 | 20 | 59.15 | 1 | 60.15 | 0
11 | 28 | 21:00 | 0 | 2014-11-28 | 21 | 60.01 | 1 | 61.01 | 0
11 | 28 | 22:00 | 0 | 2014-11-28 | 22 | 55.22 | 1 | 56.22 | 0
11 | 28 | 23:00 | 0 | 2014-11-28 | 23 | 38.04 | 1 | 39.04 | 0
11 | 28 | 24:00 | 0 | 2014-11-28 | 24 | 24.07 | 1 | 25.07 | 0
11 | 29 | 01:00 | 0 | 2014-11-29 | 1 | 30.59 | 1 | 31.59 | 0
11 | 29 | 02:00 | 0 | 2014-11-29 | 2 | 36.05 | 1 | 37.05 | 0
11 | 29 | 03:00 | 0 | 2014-11-29 | 3 | 33.58 | 1 | 34.58 | 0
11 | 29 | 04:00 | 0 | 2014-11-29 | 4 | 28.37 | 1 | 29.37 | 0
11 | 29 | 05:00 | 0 | 2014-11-29 | 5 | 31.5 | 1 | 32.5 | 0
11 | 29 | 06:00 | 0 | 2014-11-29 | 6 | 38.8 | 1 | 39.8 | 0
11 | 29 | 07:00 | 0 | 2014-11-29 | 7 | 36.83 | 1 | 37.83 | 0
11 | 29 | 08:00 | 32 | 2014-11-29 | 8 | 46.95 | 1 | 47.95 | 1534.4
11 | 29 | 09:00 | 1493 | 2014-11-29 | 9 | 55.57 | 1 | 56.57 | 84459.01
11 | 29 | 10:00 | 2352 | 2014-11-29 | 10 | 44.17 | 1 | 45.17 | 106239.84
11 | 29 | 11:00 | 2716 | 2014-11-29 | 11 | 41.82 | 1 | 42.82 | 116299.12
11 | 29 | 12:00 | 2889 | 2014-11-29 | 12 | 58.65 | 1 | 59.65 | 172328.85
11 | 29 | 13:00 | 2792 | 2014-11-29 | 13 | 57.89 | 1 | 58.89 | 164420.88
11 | 29 | 14:00 | 2427 | 2014-11-29 | 14 | 48.07 | 1 | 49.07 | 119092.89
11 | 29 | 15:00 | 1810 | 2014-11-29 | 15 | 41.86 | 1 | 42.86 | 77576.6
11 | 29 | 16:00 | 857 | 2014-11-29 | 16 | 41.33 | 1 | 42.33 | 36276.81
11 | 29 | 17:00 | 0 | 2014-11-29 | 17 | 51.15 | 1 | 52.15 | 0
11 | 29 | 18:00 | 0 | 2014-11-29 | 18 | 50.15 | 1 | 51.15 | 0
11 | 29 | 19:00 | 0 | 2014-11-29 | 19 | 49.83 | 1 | 50.83 | 0
11 | 29 | 20:00 | 0 | 2014-11-29 | 20 | 48.92 | 1 | 49.92 | 0
11 | 29 | 21:00 | 0 | 2014-11-29 | 21 | 47.88 | 1 | 48.88 | 0
11 | 29 | 22:00 | 0 | 2014-11-29 | 22 | 56.87 | 1 | 57.87 | 0
11 | 29 | 23:00 | 0 | 2014-11-29 | 23 | 44.68 | 1 | 45.68 | 0
11 | 29 | 24:00 | 0 | 2014-11-29 | 24 | 30.8 | 1 | 31.8 | 0
11 | 30 | 01:00 | 0 | 2014-11-30 | 1 | 32.18 | 1 | 33.18 | 0
11 | 30 | 02:00 | 0 | 2014-11-30 | 2 | 29.87 | 1 | 30.87 | 0
11 | 30 | 03:00 | 0 | 2014-11-30 | 3 | 30.02 | 1 | 31.02 | 0
11 | 30 | 04:00 | 0 | 2014-11-30 | 4 | 30.23 | 1 | 31.23 | 0
11 | 30 | 05:00 | 0 | 2014-11-30 | 5 | 27.77 | 1 | 28.77 | 0
11 | 30 | 06:00 | 0 | 2014-11-30 | 6 | 32.49 | 1 | 33.49 | 0
11 | 30 | 07:00 | 0 | 2014-11-30 | 7 | 30.33 | 1 | 31.33 | 0
11 | 30 | 08:00 | 619 | 2014-11-30 | 8 | 32.6 | 1 | 33.6 | 20798.4
11 | 30 | 09:00 | 1669 | 2014-11-30 | 9 | 37.64 | 1 | 38.64 | 64490.16
11 | 30 | 10:00 | 2312 | 2014-11-30 | 10 | 38.64 | 1 | 39.64 | 91647.68
11 | 30 | 11:00 | 2684 | 2014-11-30 | 11 | 39.07 | 1 | 40.07 | 107547.88
11 | 30 | 12:00 | 2806 | 2014-11-30 | 12 | 38.13 | 1 | 39.13 | 109798.78
11 | 30 | 13:00 | 2675 | 2014-11-30 | 13 | 33.61 | 1 | 34.61 | 92581.75
11 | 30 | 14:00 | 2295 | 2014-11-30 | 14 | 33.46 | 1 | 34.46 | 79085.7
11 | 30 | 15:00 | 1680 | 2014-11-30 | 15 | 30.94 | 1 | 31.94 | 53659.2
11 | 30 | 16:00 | 736 | 2014-11-30 | 16 | 25.27 | 1 | 26.27 | 19334.72
11 | 30 | 17:00 | 0 | 2014-11-30 | 17 | 40.91 | 1 | 41.91 | 0
11 | 30 | 18:00 | 0 | 2014-11-30 | 18 | 45.12 | 1 | 46.12 | 0
11 | 30 | 19:00 | 0 | 2014-11-30 | 19 | 45.34 | 1 | 46.34 | 0
11 | 30 | 20:00 | 0 | 2014-11-30 | 20 | 40.68 | 1 | 41.68 | 0
11 | 30 | 21:00 | 0 | 2014-11-30 | 21 | 41.02 | 1 | 42.02 | 0
11 | 30 | 22:00 | 0 | 2014-11-30 | 22 | 34.34 | 1 | 35.34 | 0
11 | 30 | 23:00 | 0 | 2014-11-30 | 23 | 38.51 | 1 | 39.51 | 0
11 | 30 | 24:00 | 0 | 2014-11-30 | 24 | 2.98 | 1 | 3.98 | 0
12 | 1 | 01:00 | 0 | 2014-12-01 | 1 | 0 | 1 | 1 | 0
12 | 1 | 02:00 | 0 | 2014-12-01 | 2 | 0 | 1 | 1 | 0
12 | 1 | 03:00 | 0 | 2014-12-01 | 3 | 0 | 1 | 1 | 0
12 | 1 | 04:00 | 0 | 2014-12-01 | 4 | 0 | 1 | 1 | 0
12 | 1 | 05:00 | 0 | 2014-12-01 | 5 | 19.54 | 1 | 20.54 | 0
12 | 1 | 06:00 | 0 | 2014-12-01 | 6 | 34.11 | 1 | 35.11 | 0
12 | 1 | 07:00 | 0 | 2014-12-01 | 7 | 39.37 | 1 | 40.37 | 0
12 | 1 | 08:00 | 0 | 2014-12-01 | 8 | 41.22 | 1 | 42.22 | 0
12 | 1 | 09:00 | 132 | 2014-12-01 | 9 | 34.56 | 1 | 35.56 | 4693.92
12 | 1 | 10:00 | 399 | 2014-12-01 | 10 | 32.63 | 1 | 33.63 | 13418.37
12 | 1 | 11:00 | 849 | 2014-12-01 | 11 | 32.17 | 1 | 33.17 | 28161.33
12 | 1 | 12:00 | 966 | 2014-12-01 | 12 | 32.8 | 1 | 33.8 | 32650.8
12 | 1 | 13:00 | 503 | 2014-12-01 | 13 | 32.77 | 1 | 33.77 | 16986.31
12 | 1 | 14:00 | 434 | 2014-12-01 | 14 | 32.75 | 1 | 33.75 | 14647.5
12 | 1 | 15:00 | 245 | 2014-12-01 | 15 | 32.66 | 1 | 33.66 | 8246.7
12 | 1 | 16:00 | 2 | 2014-12-01 | 16 | 32.59 | 1 | 33.59 | 67.18
12 | 1 | 17:00 | 0 | 2014-12-01 | 17 | 37.58 | 1 | 38.58 | 0
12 | 1 | 18:00 | 0 | 2014-12-01 | 18 | 41.36 | 1 | 42.36 | 0
12 | 1 | 19:00 | 0 | 2014-12-01 | 19 | 43.41 | 1 | 44.41 | 0
12 | 1 | 20:00 | 0 | 2014-12-01 | 20 | 39.96 | 1 | 40.96 | 0
12 | 1 | 21:00 | 0 | 2014-12-01 | 21 | 35.16 | 1 | 36.16 | 0
12 | 1 | 22:00 | 0 | 2014-12-01 | 22 | 27.92 | 1 | 28.92 | 0
12 | 1 | 23:00 | 0 | 2014-12-01 | 23 | 22.55 | 1 | 23.55 | 0
12 | 1 | 24:00 | 0 | 2014-12-01 | 24 | 2.25 | 1 | 3.25 | 0
12 | 2 | 01:00 | 0 | 2014-12-02 | 1 | 0 | 1 | 1 | 0
12 | 2 | 02:00 | 0 | 2014-12-02 | 2 | 0 | 1 | 1 | 0
12 | 2 | 03:00 | 0 | 2014-12-02 | 3 | 0 | 1 | 1 | 0
12 | 2 | 04:00 | 0 | 2014-12-02 | 4 | 0 | 1 | 1 | 0
12 | 2 | 05:00 | 0 | 2014-12-02 | 5 | 0 | 1 | 1 | 0
12 | 2 | 06:00 | 0 | 2014-12-02 | 6 | 15.56 | 1 | 16.56 | 0
12 | 2 | 07:00 | 0 | 2014-12-02 | 7 | 43.5 | 1 | 44.5 | 0
12 | 2 | 08:00 | 2 | 2014-12-02 | 8 | 38.9 | 1 | 39.9 | 79.8
12 | 2 | 09:00 | 416 | 2014-12-02 | 9 | 37.3 | 1 | 38.3 | 15932.8
12 | 2 | 10:00 | 606 | 2014-12-02 | 10 | 37.1 | 1 | 38.1 | 23088.6
12 | 2 | 11:00 | 2411 | 2014-12-02 | 11 | 38.6 | 1 | 39.6 | 95475.6
12 | 2 | 12:00 | 385 | 2014-12-02 | 12 | 39.05 | 1 | 40.05 | 15419.25
12 | 2 | 13:00 | 175 | 2014-12-02 | 13 | 40.68 | 1 | 41.68 | 7294
12 | 2 | 14:00 | 524 | 2014-12-02 | 14 | 43.01 | 1 | 44.01 | 23061.24
12 | 2 | 15:00 | 690 | 2014-12-02 | 15 | 41.6 | 1 | 42.6 | 29394
12 | 2 | 16:00 | 420 | 2014-12-02 | 16 | 45.18 | 1 | 46.18 | 19395.6
12 | 2 | 17:00 | 0 | 2014-12-02 | 17 | 64.5 | 1 | 65.5 | 0
12 | 2 | 18:00 | 0 | 2014-12-02 | 18 | 63.81 | 1 | 64.81 | 0
12 | 2 | 19:00 | 0 | 2014-12-02 | 19 | 81.85 | 1 | 82.85 | 0
12 | 2 | 20:00 | 0 | 2014-12-02 | 20 | 53.74 | 1 | 54.74 | 0
12 | 2 | 21:00 | 0 | 2014-12-02 | 21 | 50.96 | 1 | 51.96 | 0
12 | 2 | 22:00 | 0 | 2014-12-02 | 22 | 39.45 | 1 | 40.45 | 0
12 | 2 | 23:00 | 0 | 2014-12-02 | 23 | 35.04 | 1 | 36.04 | 0
12 | 2 | 24:00 | 0 | 2014-12-02 | 24 | 33.15 | 1 | 34.15 | 0
12 | 3 | 01:00 | 0 | 2014-12-03 | 1 | 38.66 | 1 | 39.66 | 0
12 | 3 | 02:00 | 0 | 2014-12-03 | 2 | 38.66 | 1 | 39.66 | 0
12 | 3 | 03:00 | 0 | 2014-12-03 | 3 | 38.66 | 1 | 39.66 | 0
12 | 3 | 04:00 | 0 | 2014-12-03 | 4 | 118.72 | 1 | 119.72 | 0
12 | 3 | 05:00 | 0 | 2014-12-03 | 5 | 102.98 | 1 | 103.98 | 0
12 | 3 | 06:00 | 0 | 2014-12-03 | 6 | 81.3 | 1 | 82.3 | 0
12 | 3 | 07:00 | 0 | 2014-12-03 | 7 | 43.64 | 1 | 44.64 | 0
12 | 3 | 08:00 | 564 | 2014-12-03 | 8 | 71.43 | 1 | 72.43 | 40850.52
12 | 3 | 09:00 | 1459 | 2014-12-03 | 9 | 81.31 | 1 | 82.31 | 120090.29
12 | 3 | 10:00 | 2182 | 2014-12-03 | 10 | 135.92 | 1 | 136.92 | 298759.44
12 | 3 | 11:00 | 2821 | 2014-12-03 | 11 | 113.51 | 1 | 114.51 | 323032.71
12 | 3 | 12:00 | 3015 | 2014-12-03 | 12 | 36.38 | 1 | 37.38 | 112700.7
12 | 3 | 13:00 | 2911 | 2014-12-03 | 13 | 30.04 | 1 | 31.04 | 90357.44
12 | 3 | 14:00 | 2527 | 2014-12-03 | 14 | 46.21 | 1 | 47.21 | 119299.67
12 | 3 | 15:00 | 1864 | 2014-12-03 | 15 | 60.09 | 1 | 61.09 | 113871.76
12 | 3 | 16:00 | 835 | 2014-12-03 | 16 | 73.1 | 1 | 74.1 | 61873.5
12 | 3 | 17:00 | 0 | 2014-12-03 | 17 | 74.69 | 1 | 75.69 | 0
12 | 3 | 18:00 | 0 | 2014-12-03 | 18 | 72.68 | 1 | 73.68 | 0
12 | 3 | 19:00 | 0 | 2014-12-03 | 19 | 77.79 | 1 | 78.79 | 0
12 | 3 | 20:00 | 0 | 2014-12-03 | 20 | 43.78 | 1 | 44.78 | 0
12 | 3 | 21:00 | 0 | 2014-12-03 | 21 | 40.88 | 1 | 41.88 | 0
12 | 3 | 22:00 | 0 | 2014-12-03 | 22 | 31.37 | 1 | 32.37 | 0
12 | 3 | 23:00 | 0 | 2014-12-03 | 23 | 33.22 | 1 | 34.22 | 0
12 | 3 | 24:00 | 0 | 2014-12-03 | 24 | 27.83 | 1 | 28.83 | 0
12 | 4 | 01:00 | 0 | 2014-12-04 | 1 | 94.28 | 1 | 95.28 | 0
12 | 4 | 02:00 | 0 | 2014-12-04 | 2 | 57.82 | 1 | 58.82 | 0
12 | 4 | 03:00 | 0 | 2014-12-04 | 3 | 30.07 | 1 | 31.07 | 0
12 | 4 | 04:00 | 0 | 2014-12-04 | 4 | 32.8 | 1 | 33.8 | 0
12 | 4 | 05:00 | 0 | 2014-12-04 | 5 | 29.73 | 1 | 30.73 | 0
12 | 4 | 06:00 | 0 | 2014-12-04 | 6 | 37.25 | 1 | 38.25 | 0
12 | 4 | 07:00 | 0 | 2014-12-04 | 7 | 57.51 | 1 | 58.51 | 0
12 | 4 | 08:00 | 14 | 2014-12-04 | 8 | 78.06 | 1 | 79.06 | 1106.84
12 | 4 | 09:00 | 520 | 2014-12-04 | 9 | 42.8 | 1 | 43.8 | 22776
12 | 4 | 10:00 | 570 | 2014-12-04 | 10 | 31.94 | 1 | 32.94 | 18775.8
12 | 4 | 11:00 | 308 | 2014-12-04 | 11 | 42.79 | 1 | 43.79 | 13487.32
12 | 4 | 12:00 | 478 | 2014-12-04 | 12 | 46.33 | 1 | 47.33 | 22623.74
12 | 4 | 13:00 | 753 | 2014-12-04 | 13 | 45.93 | 1 | 46.93 | 35338.29
12 | 4 | 14:00 | 617 | 2014-12-04 | 14 | 42.78 | 1 | 43.78 | 27012.26
12 | 4 | 15:00 | 406 | 2014-12-04 | 15 | 39.27 | 1 | 40.27 | 16349.62
12 | 4 | 16:00 | 193 | 2014-12-04 | 16 | 43.07 | 1 | 44.07 | 8505.51
12 | 4 | 17:00 | 0 | 2014-12-04 | 17 | 776.05 | 1 | 777.05 | 0
12 | 4 | 18:00 | 0 | 2014-12-04 | 18 | 1125.64 | 1 | 1126.64 | 0
12 | 4 | 19:00 | 0 | 2014-12-04 | 19 | 793.12 | 1 | 794.12 | 0
12 | 4 | 20:00 | 0 | 2014-12-04 | 20 | 311.06 | 1 | 312.06 | 0
12 | 4 | 21:00 | 0 | 2014-12-04 | 21 | 182.81 | 1 | 183.81 | 0
12 | 4 | 22:00 | 0 | 2014-12-04 | 22 | 116.29 | 1 | 117.29 | 0
12 | 4 | 23:00 | 0 | 2014-12-04 | 23 | 60 | 1 | 61 | 0
12 | 4 | 24:00 | 0 | 2014-12-04 | 24 | 53.52 | 1 | 54.52 | 0
12 | 5 | 01:00 | 0 | 2014-12-05 | 1 | 103.25 | 1 | 104.25 | 0
12 | 5 | 02:00 | 0 | 2014-12-05 | 2 | 81.98 | 1 | 82.98 | 0
12 | 5 | 03:00 | 0 | 2014-12-05 | 3 | 86.09 | 1 | 87.09 | 0
12 | 5 | 04:00 | 0 | 2014-12-05 | 4 | 102.62 | 1 | 103.62 | 0
12 | 5 | 05:00 | 0 | 2014-12-05 | 5 | 80.89 | 1 | 81.89 | 0
12 | 5 | 06:00 | 0 | 2014-12-05 | 6 | 172.77 | 1 | 173.77 | 0
12 | 5 | 07:00 | 0 | 2014-12-05 | 7 | 108.89 | 1 | 109.89 | 0
12 | 5 | 08:00 | 3 | 2014-12-05 | 8 | 101.65 | 1 | 102.65 | 307.95
12 | 5 | 09:00 | 446 | 2014-12-05 | 9 | 104.35 | 1 | 105.35 | 46986.1
12 | 5 | 10:00 | 1065 | 2014-12-05 | 10 | 72.52 | 1 | 73.52 | 78298.8
12 | 5 | 11:00 | 823 | 2014-12-05 | 11 | 62.24 | 1 | 63.24 | 52046.52
12 | 5 | 12:00 | 486 | 2014-12-05 | 12 | 58.16 | 1 | 59.16 | 28751.76
12 | 5 | 13:00 | 447 | 2014-12-05 | 13 | 43.04 | 1 | 44.04 | 19685.88
12 | 5 | 14:00 | 427 | 2014-12-05 | 14 | 61.65 | 1 | 62.65 | 26751.55
12 | 5 | 15:00 | 27 | 2014-12-05 | 15 | 67.44 | 1 | 68.44 | 1847.88
12 | 5 | 16:00 | 44 | 2014-12-05 | 16 | 62.85 | 1 | 63.85 | 2809.4
12 | 5 | 17:00 | 0 | 2014-12-05 | 17 | 84.25 | 1 | 85.25 | 0
12 | 5 | 18:00 | 0 | 2014-12-05 | 18 | 88.29 | 1 | 89.29 | 0
12 | 5 | 19:00 | 0 | 2014-12-05 | 19 | 71.26 | 1 | 72.26 | 0
12 | 5 | 20:00 | 0 | 2014-12-05 | 20 | 49.78 | 1 | 50.78 | 0
12 | 5 | 21:00 | 0 | 2014-12-05 | 21 | 33.78 | 1 | 34.78 | 0
12 | 5 | 22:00 | 0 | 2014-12-05 | 22 | 38.63 | 1 | 39.63 | 0
12 | 5 | 23:00 | 0 | 2014-12-05 | 23 | 33.36 | 1 | 34.36 | 0
12 | 5 | 24:00 | 0 | 2014-12-05 | 24 | 32.45 | 1 | 33.45 | 0
12 | 6 | 01:00 | 0 | 2014-12-06 | 1 | 25.22 | 1 | 26.22 | 0
12 | 6 | 02:00 | 0 | 2014-12-06 | 2 | 29.96 | 1 | 30.96 | 0
12 | 6 | 03:00 | 0 | 2014-12-06 | 3 | 39.48 | 1 | 40.48 | 0
12 | 6 | 04:00 | 0 | 2014-12-06 | 4 | 38.71 | 1 | 39.71 | 0
12 | 6 | 05:00 | 0 | 2014-12-06 | 5 | 23.59 | 1 | 24.59 | 0
12 | 6 | 06:00 | 0 | 2014-12-06 | 6 | 32.29 | 1 | 33.29 | 0
12 | 6 | 07:00 | 0 | 2014-12-06 | 7 | 31.06 | 1 | 32.06 | 0
12 | 6 | 08:00 | 0 | 2014-12-06 | 8 | 33.43 | 1 | 34.43 | 0
12 | 6 | 09:00 | 16 | 2014-12-06 | 9 | 21.13 | 1 | 22.13 | 354.08
12 | 6 | 10:00 | 357 | 2014-12-06 | 10 | 30.97 | 1 | 31.97 | 11413.29
12 | 6 | 11:00 | 457 | 2014-12-06 | 11 | 37.92 | 1 | 38.92 | 17786.44
12 | 6 | 12:00 | 475 | 2014-12-06 | 12 | 40.73 | 1 | 41.73 | 19821.75
12 | 6 | 13:00 | 534 | 2014-12-06 | 13 | 38.34 | 1 | 39.34 | 21007.56
12 | 6 | 14:00 | 477 | 2014-12-06 | 14 | 31.96 | 1 | 32.96 | 15721.92
12 | 6 | 15:00 | 142 | 2014-12-06 | 15 | 37.15 | 1 | 38.15 | 5417.3
12 | 6 | 16:00 | 4 | 2014-12-06 | 16 | 39.18 | 1 | 40.18 | 160.72
12 | 6 | 17:00 | 0 | 2014-12-06 | 17 | 38.21 | 1 | 39.21 | 0
12 | 6 | 18:00 | 0 | 2014-12-06 | 18 | 42.34 | 1 | 43.34 | 0
12 | 6 | 19:00 | 0 | 2014-12-06 | 19 | 35.25 | 1 | 36.25 | 0
12 | 6 | 20:00 | 0 | 2014-12-06 | 20 | 37.33 | 1 | 38.33 | 0
12 | 6 | 21:00 | 0 | 2014-12-06 | 21 | 37.03 | 1 | 38.03 | 0
12 | 6 | 22:00 | 0 | 2014-12-06 | 22 | 6.31 | 1 | 7.31 | 0
12 | 6 | 23:00 | 0 | 2014-12-06 | 23 | 5.07 | 1 | 6.07 | 0
12 | 6 | 24:00 | 0 | 2014-12-06 | 24 | 10.18 | 1 | 11.18 | 0
12 | 7 | 01:00 | 0 | 2014-12-07 | 1 | 32.41 | 1 | 33.41 | 0
12 | 7 | 02:00 | 0 | 2014-12-07 | 2 | 24.22 | 1 | 25.22 | 0
12 | 7 | 03:00 | 0 | 2014-12-07 | 3 | 18.27 | 1 | 19.27 | 0
12 | 7 | 04:00 | 0 | 2014-12-07 | 4 | 25.82 | 1 | 26.82 | 0
12 | 7 | 05:00 | 0 | 2014-12-07 | 5 | 26.01 | 1 | 27.01 | 0
12 | 7 | 06:00 | 0 | 2014-12-07 | 6 | 40.23 | 1 | 41.23 | 0
12 | 7 | 07:00 | 0 | 2014-12-07 | 7 | 6.29 | 1 | 7.29 | 0
12 | 7 | 08:00 | 160 | 2014-12-07 | 8 | 0.03 | 1 | 1.03 | 164.8
12 | 7 | 09:00 | 1299 | 2014-12-07 | 9 | 41.52 | 1 | 42.52 | 55233.48
12 | 7 | 10:00 | 2000 | 2014-12-07 | 10 | 51.69 | 1 | 52.69 | 105380
12 | 7 | 11:00 | 878 | 2014-12-07 | 11 | 67.35 | 1 | 68.35 | 60011.3
12 | 7 | 12:00 | 1057 | 2014-12-07 | 12 | 68.58 | 1 | 69.58 | 73546.06
12 | 7 | 13:00 | 765 | 2014-12-07 | 13 | 39.07 | 1 | 40.07 | 30653.55
12 | 7 | 14:00 | 1108 | 2014-12-07 | 14 | 47.06 | 1 | 48.06 | 53250.48
12 | 7 | 15:00 | 1241 | 2014-12-07 | 15 | 60.67 | 1 | 61.67 | 76532.47
12 | 7 | 16:00 | 274 | 2014-12-07 | 16 | 56.98 | 1 | 57.98 | 15886.52
12 | 7 | 17:00 | 0 | 2014-12-07 | 17 | 74.65 | 1 | 75.65 | 0
12 | 7 | 18:00 | 0 | 2014-12-07 | 18 | 146.76 | 1 | 147.76 | 0
12 | 7 | 19:00 | 0 | 2014-12-07 | 19 | 193.22 | 1 | 194.22 | 0
12 | 7 | 20:00 | 0 | 2014-12-07 | 20 | 77.21 | 1 | 78.21 | 0
12 | 7 | 21:00 | 0 | 2014-12-07 | 21 | 68.27 | 1 | 69.27 | 0
12 | 7 | 22:00 | 0 | 2014-12-07 | 22 | 65.13 | 1 | 66.13 | 0
12 | 7 | 23:00 | 0 | 2014-12-07 | 23 | 62.49 | 1 | 63.49 | 0
12 | 7 | 24:00 | 0 | 2014-12-07 | 24 | 47.01 | 1 | 48.01 | 0
12 | 8 | 01:00 | 0 | 2014-12-08 | 1 | 52.78 | 1 | 53.78 | 0
12 | 8 | 02:00 | 0 | 2014-12-08 | 2 | 46.69 | 1 | 47.69 | 0
12 | 8 | 03:00 | 0 | 2014-12-08 | 3 | 64.12 | 1 | 65.12 | 0
12 | 8 | 04:00 | 0 | 2014-12-08 | 4 | 66.73 | 1 | 67.73 | 0
12 | 8 | 05:00 | 0 | 2014-12-08 | 5 | 117.1 | 1 | 118.1 | 0
12 | 8 | 06:00 | 0 | 2014-12-08 | 6 | 168.17 | 1 | 169.17 | 0
12 | 8 | 07:00 | 0 | 2014-12-08 | 7 | 136.56 | 1 | 137.56 | 0
12 | 8 | 08:00 | 1 | 2014-12-08 | 8 | 142.81 | 1 | 143.81 | 143.81
12 | 8 | 09:00 | 58 | 2014-12-08 | 9 | 138.13 | 1 | 139.13 | 8069.54
12 | 8 | 10:00 | 1011 | 2014-12-08 | 10 | 123.71 | 1 | 124.71 | 126081.81
12 | 8 | 11:00 | 1025 | 2014-12-08 | 11 | 188.29 | 1 | 189.29 | 194022.25
12 | 8 | 12:00 | 173 | 2014-12-08 | 12 | 131.96 | 1 | 132.96 | 23002.08
12 | 8 | 13:00 | 710 | 2014-12-08 | 13 | 121.81 | 1 | 122.81 | 87195.1
12 | 8 | 14:00 | 185 | 2014-12-08 | 14 | 139.28 | 1 | 140.28 | 25951.8
12 | 8 | 15:00 | 35 | 2014-12-08 | 15 | 130.71 | 1 | 131.71 | 4609.85
12 | 8 | 16:00 | 0 | 2014-12-08 | 16 | 129.01 | 1 | 130.01 | 0
12 | 8 | 17:00 | 0 | 2014-12-08 | 17 | 185.03 | 1 | 186.03 | 0
12 | 8 | 18:00 | 0 | 2014-12-08 | 18 | 190.72 | 1 | 191.72 | 0
12 | 8 | 19:00 | 0 | 2014-12-08 | 19 | 94.57 | 1 | 95.57 | 0
12 | 8 | 20:00 | 0 | 2014-12-08 | 20 | 96.21 | 1 | 97.21 | 0
12 | 8 | 21:00 | 0 | 2014-12-08 | 21 | 94.05 | 1 | 95.05 | 0
12 | 8 | 22:00 | 0 | 2014-12-08 | 22 | 175.17 | 1 | 176.17 | 0
12 | 8 | 23:00 | 0 | 2014-12-08 | 23 | 183.54 | 1 | 184.54 | 0
12 | 8 | 24:00 | 0 | 2014-12-08 | 24 | 51.14 | 1 | 52.14 | 0
12 | 9 | 01:00 | 0 | 2014-12-09 | 1 | 57.74 | 1 | 58.74 | 0
12 | 9 | 02:00 | 0 | 2014-12-09 | 2 | 62.24 | 1 | 63.24 | 0
12 | 9 | 03:00 | 0 | 2014-12-09 | 3 | 62.46 | 1 | 63.46 | 0
12 | 9 | 04:00 | 0 | 2014-12-09 | 4 | 66.84 | 1 | 67.84 | 0
12 | 9 | 05:00 | 0 | 2014-12-09 | 5 | 59.45 | 1 | 60.45 | 0
12 | 9 | 06:00 | 0 | 2014-12-09 | 6 | 63.55 | 1 | 64.55 | 0
12 | 9 | 07:00 | 0 | 2014-12-09 | 7 | 62.96 | 1 | 63.96 | 0
12 | 9 | 08:00 | 43 | 2014-12-09 | 8 | 67.91 | 1 | 68.91 | 2963.13
12 | 9 | 09:00 | 472 | 2014-12-09 | 9 | 66.56 | 1 | 67.56 | 31888.32
12 | 9 | 10:00 | 565 | 2014-12-09 | 10 | 67.95 | 1 | 68.95 | 38956.75
12 | 9 | 11:00 | 1256 | 2014-12-09 | 11 | 81.57 | 1 | 82.57 | 103707.92
12 | 9 | 12:00 | 1113 | 2014-12-09 | 12 | 80.44 | 1 | 81.44 | 90642.72
12 | 9 | 13:00 | 1180 | 2014-12-09 | 13 | 82.54 | 1 | 83.54 | 98577.2
12 | 9 | 14:00 | 1655 | 2014-12-09 | 14 | 68.64 | 1 | 69.64 | 115254.2
12 | 9 | 15:00 | 1539 | 2014-12-09 | 15 | 45.31 | 1 | 46.31 | 71271.09
12 | 9 | 16:00 | 603 | 2014-12-09 | 16 | 49.05 | 1 | 50.05 | 30180.15
12 | 9 | 17:00 | 0 | 2014-12-09 | 17 | 68.91 | 1 | 69.91 | 0
12 | 9 | 18:00 | 0 | 2014-12-09 | 18 | 79.21 | 1 | 80.21 | 0
12 | 9 | 19:00 | 0 | 2014-12-09 | 19 | 64.61 | 1 | 65.61 | 0
12 | 9 | 20:00 | 0 | 2014-12-09 | 20 | 37.87 | 1 | 38.87 | 0
12 | 9 | 21:00 | 0 | 2014-12-09 | 21 | 31.17 | 1 | 32.17 | 0
12 | 9 | 22:00 | 0 | 2014-12-09 | 22 | 31.24 | 1 | 32.24 | 0
12 | 9 | 23:00 | 0 | 2014-12-09 | 23 | 28.67 | 1 | 29.67 | 0
12 | 9 | 24:00 | 0 | 2014-12-09 | 24 | 33.87 | 1 | 34.87 | 0
12 | 10 | 01:00 | 0 | 2014-12-10 | 1 | 33.66 | 1 | 34.66 | 0
12 | 10 | 02:00 | 0 | 2014-12-10 | 2 | 39.03 | 1 | 40.03 | 0
12 | 10 | 03:00 | 0 | 2014-12-10 | 3 | 34.57 | 1 | 35.57 | 0
12 | 10 | 04:00 | 0 | 2014-12-10 | 4 | 28.59 | 1 | 29.59 | 0
12 | 10 | 05:00 | 0 | 2014-12-10 | 5 | 38.36 | 1 | 39.36 | 0
12 | 10 | 06:00 | 0 | 2014-12-10 | 6 | 44.51 | 1 | 45.51 | 0
12 | 10 | 07:00 | 0 | 2014-12-10 | 7 | 33.76 | 1 | 34.76 | 0
12 | 10 | 08:00 | 412 | 2014-12-10 | 8 | 45.1 | 1 | 46.1 | 18993.2
12 | 10 | 09:00 | 1436 | 2014-12-10 | 9 | 39.18 | 1 | 40.18 | 57698.48
12 | 10 | 10:00 | 2214 | 2014-12-10 | 10 | 39.31 | 1 | 40.31 | 89246.34
12 | 10 | 11:00 | 2348 | 2014-12-10 | 11 | 44.25 | 1 | 45.25 | 106247
12 | 10 | 12:00 | 2180 | 2014-12-10 | 12 | 45.9 | 1 | 46.9 | 102242
12 | 10 | 13:00 | 777 | 2014-12-10 | 13 | 45.31 | 1 | 46.31 | 35982.87
12 | 10 | 14:00 | 815 | 2014-12-10 | 14 | 40.69 | 1 | 41.69 | 33977.35
12 | 10 | 15:00 | 156 | 2014-12-10 | 15 | 37.32 | 1 | 38.32 | 5977.92
12 | 10 | 16:00 | 0 | 2014-12-10 | 16 | 39.73 | 1 | 40.73 | 0
12 | 10 | 17:00 | 0 | 2014-12-10 | 17 | 45.71 | 1 | 46.71 | 0
12 | 10 | 18:00 | 0 | 2014-12-10 | 18 | 52.46 | 1 | 53.46 | 0
12 | 10 | 19:00 | 0 | 2014-12-10 | 19 | 51.76 | 1 | 52.76 | 0
12 | 10 | 20:00 | 0 | 2014-12-10 | 20 | 44 | 1 | 45 | 0
12 | 10 | 21:00 | 0 | 2014-12-10 | 21 | 47.86 | 1 | 48.86 | 0
12 | 10 | 22:00 | 0 | 2014-12-10 | 22 | 47.79 | 1 | 48.79 | 0
12 | 10 | 23:00 | 0 | 2014-12-10 | 23 | 24.76 | 1 | 25.76 | 0
12 | 10 | 24:00 | 0 | 2014-12-10 | 24 | 27.16 | 1 | 28.16 | 0
12 | 11 | 01:00 | 0 | 2014-12-11 | 1 | 26.66 | 1 | 27.66 | 0
12 | 11 | 02:00 | 0 | 2014-12-11 | 2 | 34.73 | 1 | 35.73 | 0
12 | 11 | 03:00 | 0 | 2014-12-11 | 3 | -149.21 | 1 | -148.21 | 0
12 | 11 | 04:00 | 0 | 2014-12-11 | 4 | -112.52 | 1 | -111.52 | 0
12 | 11 | 05:00 | 0 | 2014-12-11 | 5 | 27.79 | 1 | 28.79 | 0
12 | 11 | 06:00 | 0 | 2014-12-11 | 6 | 48.28 | 1 | 49.28 | 0
12 | 11 | 07:00 | 0 | 2014-12-11 | 7 | 48.61 | 1 | 49.61 | 0
12 | 11 | 08:00 | 0 | 2014-12-11 | 8 | 44.23 | 1 | 45.23 | 0
12 | 11 | 09:00 | 36 | 2014-12-11 | 9 | 49.91 | 1 | 50.91 | 1832.76
12 | 11 | 10:00 | 209 | 2014-12-11 | 10 | 46.65 | 1 | 47.65 | 9958.85
12 | 11 | 11:00 | 476 | 2014-12-11 | 11 | 59.81 | 1 | 60.81 | 28945.56
12 | 11 | 12:00 | 660 | 2014-12-11 | 12 | 63.24 | 1 | 64.24 | 42398.4
12 | 11 | 13:00 | 591 | 2014-12-11 | 13 | 63.18 | 1 | 64.18 | 37930.38
12 | 11 | 14:00 | 533 | 2014-12-11 | 14 | 61.31 | 1 | 62.31 | 33211.23
12 | 11 | 15:00 | 301 | 2014-12-11 | 15 | 54.65 | 1 | 55.65 | 16750.65
12 | 11 | 16:00 | 0 | 2014-12-11 | 16 | 63.78 | 1 | 64.78 | 0
12 | 11 | 17:00 | 0 | 2014-12-11 | 17 | 72.15 | 1 | 73.15 | 0
12 | 11 | 18:00 | 0 | 2014-12-11 | 18 | 93.71 | 1 | 94.71 | 0
12 | 11 | 19:00 | 0 | 2014-12-11 | 19 | 69.27 | 1 | 70.27 | 0
12 | 11 | 20:00 | 0 | 2014-12-11 | 20 | 70.33 | 1 | 71.33 | 0
12 | 11 | 21:00 | 0 | 2014-12-11 | 21 | 62.13 | 1 | 63.13 | 0
12 | 11 | 22:00 | 0 | 2014-12-11 | 22 | 41.21 | 1 | 42.21 | 0
12 | 11 | 23:00 | 0 | 2014-12-11 | 23 | 37.75 | 1 | 38.75 | 0
12 | 11 | 24:00 | 0 | 2014-12-11 | 24 | 42.37 | 1 | 43.37 | 0
12 | 12 | 01:00 | 0 | 2014-12-12 | 1 | 34.26 | 1 | 35.26 | 0
12 | 12 | 02:00 | 0 | 2014-12-12 | 2 | 35.68 | 1 | 36.68 | 0
12 | 12 | 03:00 | 0 | 2014-12-12 | 3 | 33.83 | 1 | 34.83 | 0
12 | 12 | 04:00 | 0 | 2014-12-12 | 4 | 42.58 | 1 | 43.58 | 0
12 | 12 | 05:00 | 0 | 2014-12-12 | 5 | 44 | 1 | 45 | 0
12 | 12 | 06:00 | 0 | 2014-12-12 | 6 | 43.21 | 1 | 44.21 | 0
12 | 12 | 07:00 | 0 | 2014-12-12 | 7 | 58.78 | 1 | 59.78 | 0
12 | 12 | 08:00 | 0 | 2014-12-12 | 8 | 62.24 | 1 | 63.24 | 0
12 | 12 | 09:00 | 5 | 2014-12-12 | 9 | 57.77 | 1 | 58.77 | 293.85
12 | 12 | 10:00 | 94 | 2014-12-12 | 10 | 54.29 | 1 | 55.29 | 5197.26
12 | 12 | 11:00 | 669 | 2014-12-12 | 11 | 42.79 | 1 | 43.79 | 29295.51
12 | 12 | 12:00 | 761 | 2014-12-12 | 12 | 45.38 | 1 | 46.38 | 35295.18
12 | 12 | 13:00 | 614 | 2014-12-12 | 13 | 47.86 | 1 | 48.86 | 30000.04
12 | 12 | 14:00 | 1647 | 2014-12-12 | 14 | 45.42 | 1 | 46.42 | 76453.74
12 | 12 | 15:00 | 890 | 2014-12-12 | 15 | 42.58 | 1 | 43.58 | 38786.2
12 | 12 | 16:00 | 589 | 2014-12-12 | 16 | 44.32 | 1 | 45.32 | 26693.48
12 | 12 | 17:00 | 0 | 2014-12-12 | 17 | 53.53 | 1 | 54.53 | 0
12 | 12 | 18:00 | 0 | 2014-12-12 | 18 | 52.14 | 1 | 53.14 | 0
12 | 12 | 19:00 | 0 | 2014-12-12 | 19 | 49.15 | 1 | 50.15 | 0
12 | 12 | 20:00 | 0 | 2014-12-12 | 20 | 47.17 | 1 | 48.17 | 0
12 | 12 | 21:00 | 0 | 2014-12-12 | 21 | 44.93 | 1 | 45.93 | 0
12 | 12 | 22:00 | 0 | 2014-12-12 | 22 | 42.49 | 1 | 43.49 | 0
12 | 12 | 23:00 | 0 | 2014-12-12 | 23 | 37.08 | 1 | 38.08 | 0
12 | 12 | 24:00 | 0 | 2014-12-12 | 24 | 50.98 | 1 | 51.98 | 0
12 | 13 | 01:00 | 0 | 2014-12-13 | 1 | 52.09 | 1 | 53.09 | 0
12 | 13 | 02:00 | 0 | 2014-12-13 | 2 | 30.24 | 1 | 31.24 | 0
12 | 13 | 03:00 | 0 | 2014-12-13 | 3 | 29.88 | 1 | 30.88 | 0
12 | 13 | 04:00 | 0 | 2014-12-13 | 4 | 31.17 | 1 | 32.17 | 0
12 | 13 | 05:00 | 0 | 2014-12-13 | 5 | 36.52 | 1 | 37.52 | 0
12 | 13 | 06:00 | 0 | 2014-12-13 | 6 | 33.91 | 1 | 34.91 | 0
12 | 13 | 07:00 | 0 | 2014-12-13 | 7 | 33.19 | 1 | 34.19 | 0
12 | 13 | 08:00 | 0 | 2014-12-13 | 8 | 38.4 | 1 | 39.4 | 0
12 | 13 | 09:00 | 529 | 2014-12-13 | 9 | 51.17 | 1 | 52.17 | 27597.93
12 | 13 | 10:00 | 1122 | 2014-12-13 | 10 | 46.79 | 1 | 47.79 | 53620.38
12 | 13 | 11:00 | 660 | 2014-12-13 | 11 | 42.97 | 1 | 43.97 | 29020.2
12 | 13 | 12:00 | 693 | 2014-12-13 | 12 | 51.98 | 1 | 52.98 | 36715.14
12 | 13 | 13:00 | 599 | 2014-12-13 | 13 | 35.03 | 1 | 36.03 | 21581.97
12 | 13 | 14:00 | 460 | 2014-12-13 | 14 | 31.08 | 1 | 32.08 | 14756.8
12 | 13 | 15:00 | 94 | 2014-12-13 | 15 | 29.45 | 1 | 30.45 | 2862.3
12 | 13 | 16:00 | 0 | 2014-12-13 | 16 | 32.69 | 1 | 33.69 | 0
12 | 13 | 17:00 | 0 | 2014-12-13 | 17 | 60.97 | 1 | 61.97 | 0
12 | 13 | 18:00 | 0 | 2014-12-13 | 18 | 47.46 | 1 | 48.46 | 0
12 | 13 | 19:00 | 0 | 2014-12-13 | 19 | 46.3 | 1 | 47.3 | 0
12 | 13 | 20:00 | 0 | 2014-12-13 | 20 | 44.15 | 1 | 45.15 | 0
12 | 13 | 21:00 | 0 | 2014-12-13 | 21 | 37.39 | 1 | 38.39 | 0
12 | 13 | 22:00 | 0 | 2014-12-13 | 22 | 40.63 | 1 | 41.63 | 0
12 | 13 | 23:00 | 0 | 2014-12-13 | 23 | 34.45 | 1 | 35.45 | 0
12 | 13 | 24:00 | 0 | 2014-12-13 | 24 | 31.34 | 1 | 32.34 | 0
12 | 14 | 01:00 | 0 | 2014-12-14 | 1 | 36.05 | 1 | 37.05 | 0
12 | 14 | 02:00 | 0 | 2014-12-14 | 2 | 38.46 | 1 | 39.46 | 0
12 | 14 | 03:00 | 0 | 2014-12-14 | 3 | 38.95 | 1 | 39.95 | 0
12 | 14 | 04:00 | 0 | 2014-12-14 | 4 | 30.41 | 1 | 31.41 | 0
12 | 14 | 05:00 | 0 | 2014-12-14 | 5 | 29.82 | 1 | 30.82 | 0
12 | 14 | 06:00 | 0 | 2014-12-14 | 6 | 42.77 | 1 | 43.77 | 0
12 | 14 | 07:00 | 0 | 2014-12-14 | 7 | 34.32 | 1 | 35.32 | 0
12 | 14 | 08:00 | 1 | 2014-12-14 | 8 | 30.4 | 1 | 31.4 | 31.4
12 | 14 | 09:00 | 241 | 2014-12-14 | 9 | 21.54 | 1 | 22.54 | 5432.14
12 | 14 | 10:00 | 1835 | 2014-12-14 | 10 | 29.09 | 1 | 30.09 | 55215.15
12 | 14 | 11:00 | 2319 | 2014-12-14 | 11 | 28.92 | 1 | 29.92 | 69384.48
12 | 14 | 12:00 | 997 | 2014-12-14 | 12 | 29.02 | 1 | 30.02 | 29929.94
12 | 14 | 13:00 | 2611 | 2014-12-14 | 13 | 31.09 | 1 | 32.09 | 83786.99
12 | 14 | 14:00 | 2004 | 2014-12-14 | 14 | 31.55 | 1 | 32.55 | 65230.2
12 | 14 | 15:00 | 1557 | 2014-12-14 | 15 | 29.68 | 1 | 30.68 | 47768.76
12 | 14 | 16:00 | 635 | 2014-12-14 | 16 | 29.72 | 1 | 30.72 | 19507.2
12 | 14 | 17:00 | 0 | 2014-12-14 | 17 | 44.1 | 1 | 45.1 | 0
12 | 14 | 18:00 | 0 | 2014-12-14 | 18 | 63.99 | 1 | 64.99 | 0
12 | 14 | 19:00 | 0 | 2014-12-14 | 19 | 60.2 | 1 | 61.2 | 0
12 | 14 | 20:00 | 0 | 2014-12-14 | 20 | 52 | 1 | 53 | 0
12 | 14 | 21:00 | 0 | 2014-12-14 | 21 | 39.4 | 1 | 40.4 | 0
12 | 14 | 22:00 | 0 | 2014-12-14 | 22 | 33.72 | 1 | 34.72 | 0
12 | 14 | 23:00 | 0 | 2014-12-14 | 23 | 30.84 | 1 | 31.84 | 0
12 | 14 | 24:00 | 0 | 2014-12-14 | 24 | 39.11 | 1 | 40.11 | 0
12 | 15 | 01:00 | 0 | 2014-12-15 | 1 | 30.01 | 1 | 31.01 | 0
12 | 15 | 02:00 | 0 | 2014-12-15 | 2 | 29.8 | 1 | 30.8 | 0
12 | 15 | 03:00 | 0 | 2014-12-15 | 3 | 30.37 | 1 | 31.37 | 0
12 | 15 | 04:00 | 0 | 2014-12-15 | 4 | 30.4 | 1 | 31.4 | 0
12 | 15 | 05:00 | 0 | 2014-12-15 | 5 | 30.58 | 1 | 31.58 | 0
12 | 15 | 06:00 | 0 | 2014-12-15 | 6 | 23.83 | 1 | 24.83 | 0
12 | 15 | 07:00 | 0 | 2014-12-15 | 7 | 51.06 | 1 | 52.06 | 0
12 | 15 | 08:00 | 130 | 2014-12-15 | 8 | 40.74 | 1 | 41.74 | 5426.2
12 | 15 | 09:00 | 1341 | 2014-12-15 | 9 | 33.62 | 1 | 34.62 | 46425.42
12 | 15 | 10:00 | 1916 | 2014-12-15 | 10 | 31.21 | 1 | 32.21 | 61714.36
12 | 15 | 11:00 | 2374 | 2014-12-15 | 11 | 32.86 | 1 | 33.86 | 80383.64
12 | 15 | 12:00 | 2545 | 2014-12-15 | 12 | 34.07 | 1 | 35.07 | 89253.15
12 | 15 | 13:00 | 2661 | 2014-12-15 | 13 | 33.65 | 1 | 34.65 | 92203.65
12 | 15 | 14:00 | 1415 | 2014-12-15 | 14 | 32.22 | 1 | 33.22 | 47006.3
12 | 15 | 15:00 | 491 | 2014-12-15 | 15 | 30.48 | 1 | 31.48 | 15456.68
12 | 15 | 16:00 | 235 | 2014-12-15 | 16 | 32.18 | 1 | 33.18 | 7797.3
12 | 15 | 17:00 | 0 | 2014-12-15 | 17 | 47.83 | 1 | 48.83 | 0
12 | 15 | 18:00 | 0 | 2014-12-15 | 18 | 54.48 | 1 | 55.48 | 0
12 | 15 | 19:00 | 0 | 2014-12-15 | 19 | 48.16 | 1 | 49.16 | 0
12 | 15 | 20:00 | 0 | 2014-12-15 | 20 | 61.23 | 1 | 62.23 | 0
12 | 15 | 21:00 | 0 | 2014-12-15 | 21 | 51.08 | 1 | 52.08 | 0
12 | 15 | 22:00 | 0 | 2014-12-15 | 22 | 37.9 | 1 | 38.9 | 0
12 | 15 | 23:00 | 0 | 2014-12-15 | 23 | 33.88 | 1 | 34.88 | 0
12 | 15 | 24:00 | 0 | 2014-12-15 | 24 | 30.84 | 1 | 31.84 | 0
12 | 16 | 01:00 | 0 | 2014-12-16 | 1 | 42.23 | 1 | 43.23 | 0
12 | 16 | 02:00 | 0 | 2014-12-16 | 2 | 52.49 | 1 | 53.49 | 0
12 | 16 | 03:00 | 0 | 2014-12-16 | 3 | 36.44 | 1 | 37.44 | 0
12 | 16 | 04:00 | 0 | 2014-12-16 | 4 | 35.28 | 1 | 36.28 | 0
12 | 16 | 05:00 | 0 | 2014-12-16 | 5 | 35.03 | 1 | 36.03 | 0
12 | 16 | 06:00 | 0 | 2014-12-16 | 6 | 43.23 | 1 | 44.23 | 0
12 | 16 | 07:00 | 0 | 2014-12-16 | 7 | 51.74 | 1 | 52.74 | 0
12 | 16 | 08:00 | 187 | 2014-12-16 | 8 | 54.95 | 1 | 55.95 | 10462.65
12 | 16 | 09:00 | 1263 | 2014-12-16 | 9 | 44.21 | 1 | 45.21 | 57100.23
12 | 16 | 10:00 | 1379 | 2014-12-16 | 10 | 34.47 | 1 | 35.47 | 48913.13
12 | 16 | 11:00 | 1137 | 2014-12-16 | 11 | 30.17 | 1 | 31.17 | 35440.29
12 | 16 | 12:00 | 2145 | 2014-12-16 | 12 | 31.1 | 1 | 32.1 | 68854.5
12 | 16 | 13:00 | 1630 | 2014-12-16 | 13 | 38.13 | 1 | 39.13 | 63781.9
12 | 16 | 14:00 | 1407 | 2014-12-16 | 14 | 42.45 | 1 | 43.45 | 61134.15
12 | 16 | 15:00 | 1625 | 2014-12-16 | 15 | 40.15 | 1 | 41.15 | 66868.75
12 | 16 | 16:00 | 437 | 2014-12-16 | 16 | 34.4 | 1 | 35.4 | 15469.8
12 | 16 | 17:00 | 0 | 2014-12-16 | 17 | 45.19 | 1 | 46.19 | 0
12 | 16 | 18:00 | 0 | 2014-12-16 | 18 | 50.14 | 1 | 51.14 | 0
12 | 16 | 19:00 | 0 | 2014-12-16 | 19 | 49.92 | 1 | 50.92 | 0
12 | 16 | 20:00 | 0 | 2014-12-16 | 20 | 49.15 | 1 | 50.15 | 0
12 | 16 | 21:00 | 0 | 2014-12-16 | 21 | 41 | 1 | 42 | 0
12 | 16 | 22:00 | 0 | 2014-12-16 | 22 | 41.1 | 1 | 42.1 | 0
12 | 16 | 23:00 | 0 | 2014-12-16 | 23 | 31.87 | 1 | 32.87 | 0
12 | 16 | 24:00 | 0 | 2014-12-16 | 24 | 31.57 | 1 | 32.57 | 0
12 | 17 | 01:00 | 0 | 2014-12-17 | 1 | 29.22 | 1 | 30.22 | 0
12 | 17 | 02:00 | 0 | 2014-12-17 | 2 | 27.99 | 1 | 28.99 | 0
12 | 17 | 03:00 | 0 | 2014-12-17 | 3 | 26.96 | 1 | 27.96 | 0
12 | 17 | 04:00 | 0 | 2014-12-17 | 4 | 28.46 | 1 | 29.46 | 0
12 | 17 | 05:00 | 0 | 2014-12-17 | 5 | 30.15 | 1 | 31.15 | 0
12 | 17 | 06:00 | 0 | 2014-12-17 | 6 | 28.52 | 1 | 29.52 | 0
12 | 17 | 07:00 | 0 | 2014-12-17 | 7 | 26.02 | 1 | 27.02 | 0
12 | 17 | 08:00 | 15 | 2014-12-17 | 8 | 29.86 | 1 | 30.86 | 462.9
12 | 17 | 09:00 | 1113 | 2014-12-17 | 9 | 27.9 | 1 | 28.9 | 32165.7
12 | 17 | 10:00 | 1851 | 2014-12-17 | 10 | 27.98 | 1 | 28.98 | 53641.98
12 | 17 | 11:00 | 2355 | 2014-12-17 | 11 | 28.08 | 1 | 29.08 | 68483.4
12 | 17 | 12:00 | 2571 | 2014-12-17 | 12 | 27.6 | 1 | 28.6 | 73530.6
12 | 17 | 13:00 | 2184 | 2014-12-17 | 13 | 27.27 | 1 | 28.27 | 61741.68
12 | 17 | 14:00 | 1300 | 2014-12-17 | 14 | 27.18 | 1 | 28.18 | 36634
12 | 17 | 15:00 | 826 | 2014-12-17 | 15 | 25.18 | 1 | 26.18 | 21624.68
12 | 17 | 16:00 | 444 | 2014-12-17 | 16 | 23.18 | 1 | 24.18 | 10735.92
12 | 17 | 17:00 | 0 | 2014-12-17 | 17 | 30.47 | 1 | 31.47 | 0
12 | 17 | 18:00 | 0 | 2014-12-17 | 18 | 30.89 | 1 | 31.89 | 0
12 | 17 | 19:00 | 0 | 2014-12-17 | 19 | 29.55 | 1 | 30.55 | 0
12 | 17 | 20:00 | 0 | 2014-12-17 | 20 | 30.9 | 1 | 31.9 | 0
12 | 17 | 21:00 | 0 | 2014-12-17 | 21 | 30.76 | 1 | 31.76 | 0
12 | 17 | 22:00 | 0 | 2014-12-17 | 22 | 16.68 | 1 | 17.68 | 0
12 | 17 | 23:00 | 0 | 2014-12-17 | 23 | 29.59 | 1 | 30.59 | 0
12 | 17 | 24:00 | 0 | 2014-12-17 | 24 | 22.8 | 1 | 23.8 | 0
12 | 18 | 01:00 | 0 | 2014-12-18 | 1 | 25.2 | 1 | 26.2 | 0
12 | 18 | 02:00 | 0 | 2014-12-18 | 2 | 24.71 | 1 | 25.71 | 0
12 | 18 | 03:00 | 0 | 2014-12-18 | 3 | 19.36 | 1 | 20.36 | 0
12 | 18 | 04:00 | 0 | 2014-12-18 | 4 | 25.79 | 1 | 26.79 | 0
12 | 18 | 05:00 | 0 | 2014-12-18 | 5 | 24.08 | 1 | 25.08 | 0
12 | 18 | 06:00 | 0 | 2014-12-18 | 6 | 12.82 | 1 | 13.82 | 0
12 | 18 | 07:00 | 0 | 2014-12-18 | 7 | 20.49 | 1 | 21.49 | 0
12 | 18 | 08:00 | 230 | 2014-12-18 | 8 | 27.49 | 1 | 28.49 | 6552.7
12 | 18 | 09:00 | 953 | 2014-12-18 | 9 | 23.4 | 1 | 24.4 | 23253.2
12 | 18 | 10:00 | 1667 | 2014-12-18 | 10 | 30.32 | 1 | 31.32 | 52210.44
12 | 18 | 11:00 | 2882 | 2014-12-18 | 11 | 34.82 | 1 | 35.82 | 103233.24
12 | 18 | 12:00 | 1968 | 2014-12-18 | 12 | 35.95 | 1 | 36.95 | 72717.6
12 | 18 | 13:00 | 2654 | 2014-12-18 | 13 | 31.32 | 1 | 32.32 | 85777.28
12 | 18 | 14:00 | 1705 | 2014-12-18 | 14 | 30.96 | 1 | 31.96 | 54491.8
12 | 18 | 15:00 | 997 | 2014-12-18 | 15 | 30.03 | 1 | 31.03 | 30936.91
12 | 18 | 16:00 | 705 | 2014-12-18 | 16 | 32.11 | 1 | 33.11 | 23342.55
12 | 18 | 17:00 | 0 | 2014-12-18 | 17 | 41.74 | 1 | 42.74 | 0
12 | 18 | 18:00 | 0 | 2014-12-18 | 18 | 67.5 | 1 | 68.5 | 0
12 | 18 | 19:00 | 0 | 2014-12-18 | 19 | 38.98 | 1 | 39.98 | 0
12 | 18 | 20:00 | 0 | 2014-12-18 | 20 | 42.52 | 1 | 43.52 | 0
12 | 18 | 21:00 | 0 | 2014-12-18 | 21 | 41.79 | 1 | 42.79 | 0
12 | 18 | 22:00 | 0 | 2014-12-18 | 22 | 33.36 | 1 | 34.36 | 0
12 | 18 | 23:00 | 0 | 2014-12-18 | 23 | 35.17 | 1 | 36.17 | 0
12 | 18 | 24:00 | 0 | 2014-12-18 | 24 | 39.96 | 1 | 40.96 | 0
12 | 19 | 01:00 | 0 | 2014-12-19 | 1 | 33.55 | 1 | 34.55 | 0
12 | 19 | 02:00 | 0 | 2014-12-19 | 2 | 35.92 | 1 | 36.92 | 0
12 | 19 | 03:00 | 0 | 2014-12-19 | 3 | 38.13 | 1 | 39.13 | 0
12 | 19 | 04:00 | 0 | 2014-12-19 | 4 | 31.72 | 1 | 32.72 | 0
12 | 19 | 05:00 | 0 | 2014-12-19 | 5 | 0.01 | 1 | 1.01 | 0
12 | 19 | 06:00 | 0 | 2014-12-19 | 6 | -37.51 | 1 | -36.51 | 0
12 | 19 | 07:00 | 0 | 2014-12-19 | 7 | 47.17 | 1 | 48.17 | 0
12 | 19 | 08:00 | 22 | 2014-12-19 | 8 | 54.67 | 1 | 55.67 | 1224.74
12 | 19 | 09:00 | 1189 | 2014-12-19 | 9 | 40.82 | 1 | 41.82 | 49723.98
12 | 19 | 10:00 | 2132 | 2014-12-19 | 10 | 42.87 | 1 | 43.87 | 93530.84
12 | 19 | 11:00 | 2650 | 2014-12-19 | 11 | 52.76 | 1 | 53.76 | 142464
12 | 19 | 12:00 | 2630 | 2014-12-19 | 12 | 47.21 | 1 | 48.21 | 126792.3
12 | 19 | 13:00 | 2649 | 2014-12-19 | 13 | 48.29 | 1 | 49.29 | 130569.21
12 | 19 | 14:00 | 2160 | 2014-12-19 | 14 | 46.2 | 1 | 47.2 | 101952
12 | 19 | 15:00 | 773 | 2014-12-19 | 15 | 45.36 | 1 | 46.36 | 35836.28
12 | 19 | 16:00 | 533 | 2014-12-19 | 16 | 45.76 | 1 | 46.76 | 24923.08
12 | 19 | 17:00 | 0 | 2014-12-19 | 17 | 60.2 | 1 | 61.2 | 0
12 | 19 | 18:00 | 0 | 2014-12-19 | 18 | 65.54 | 1 | 66.54 | 0
12 | 19 | 19:00 | 0 | 2014-12-19 | 19 | 56.18 | 1 | 57.18 | 0
12 | 19 | 20:00 | 0 | 2014-12-19 | 20 | 52.4 | 1 | 53.4 | 0
12 | 19 | 21:00 | 0 | 2014-12-19 | 21 | 49.21 | 1 | 50.21 | 0
12 | 19 | 22:00 | 0 | 2014-12-19 | 22 | 47.61 | 1 | 48.61 | 0
12 | 19 | 23:00 | 0 | 2014-12-19 | 23 | 52.66 | 1 | 53.66 | 0
12 | 19 | 24:00 | 0 | 2014-12-19 | 24 | 59.45 | 1 | 60.45 | 0
12 | 20 | 01:00 | 0 | 2014-12-20 | 1 | 28.2 | 1 | 29.2 | 0
12 | 20 | 02:00 | 0 | 2014-12-20 | 2 | 40.16 | 1 | 41.16 | 0
12 | 20 | 03:00 | 0 | 2014-12-20 | 3 | 50.4 | 1 | 51.4 | 0
12 | 20 | 04:00 | 0 | 2014-12-20 | 4 | 58.42 | 1 | 59.42 | 0
12 | 20 | 05:00 | 0 | 2014-12-20 | 5 | 53.95 | 1 | 54.95 | 0
12 | 20 | 06:00 | 0 | 2014-12-20 | 6 | 57.19 | 1 | 58.19 | 0
12 | 20 | 07:00 | 0 | 2014-12-20 | 7 | 48.69 | 1 | 49.69 | 0
12 | 20 | 08:00 | 433 | 2014-12-20 | 8 | 49.75 | 1 | 50.75 | 21974.75
12 | 20 | 09:00 | 1601 | 2014-12-20 | 9 | 49.93 | 1 | 50.93 | 81538.93
12 | 20 | 10:00 | 2237 | 2014-12-20 | 10 | 50.33 | 1 | 51.33 | 114825.21
12 | 20 | 11:00 | 2620 | 2014-12-20 | 11 | 51.63 | 1 | 52.63 | 137890.6
12 | 20 | 12:00 | 2749 | 2014-12-20 | 12 | 57.88 | 1 | 58.88 | 161861.12
12 | 20 | 13:00 | 2553 | 2014-12-20 | 13 | 56.07 | 1 | 57.07 | 145699.71
12 | 20 | 14:00 | 1684 | 2014-12-20 | 14 | 48.03 | 1 | 49.03 | 82566.52
12 | 20 | 15:00 | 844 | 2014-12-20 | 15 | 52.21 | 1 | 53.21 | 44909.24
12 | 20 | 16:00 | 4 | 2014-12-20 | 16 | 68.74 | 1 | 69.74 | 278.96
12 | 20 | 17:00 | 0 | 2014-12-20 | 17 | 76.89 | 1 | 77.89 | 0
12 | 20 | 18:00 | 0 | 2014-12-20 | 18 | 228.26 | 1 | 229.26 | 0
12 | 20 | 19:00 | 0 | 2014-12-20 | 19 | 56.45 | 1 | 57.45 | 0
12 | 20 | 20:00 | 0 | 2014-12-20 | 20 | 58.52 | 1 | 59.52 | 0
12 | 20 | 21:00 | 0 | 2014-12-20 | 21 | 66.45 | 1 | 67.45 | 0
12 | 20 | 22:00 | 0 | 2014-12-20 | 22 | 40.69 | 1 | 41.69 | 0
12 | 20 | 23:00 | 0 | 2014-12-20 | 23 | 42.09 | 1 | 43.09 | 0
12 | 20 | 24:00 | 0 | 2014-12-20 | 24 | 48.17 | 1 | 49.17 | 0
12 | 21 | 01:00 | 0 | 2014-12-21 | 1 | 50.23 | 1 | 51.23 | 0
12 | 21 | 02:00 | 0 | 2014-12-21 | 2 | 39.37 | 1 | 40.37 | 0
12 | 21 | 03:00 | 0 | 2014-12-21 | 3 | 50.31 | 1 | 51.31 | 0
12 | 21 | 04:00 | 0 | 2014-12-21 | 4 | 77.48 | 1 | 78.48 | 0
12 | 21 | 05:00 | 0 | 2014-12-21 | 5 | 44.48 | 1 | 45.48 | 0
12 | 21 | 06:00 | 0 | 2014-12-21 | 6 | 53.53 | 1 | 54.53 | 0
12 | 21 | 07:00 | 0 | 2014-12-21 | 7 | 52.97 | 1 | 53.97 | 0
12 | 21 | 08:00 | 59 | 2014-12-21 | 8 | 53.93 | 1 | 54.93 | 3240.87
12 | 21 | 09:00 | 1184 | 2014-12-21 | 9 | 27.8 | 1 | 28.8 | 34099.2
12 | 21 | 10:00 | 1551 | 2014-12-21 | 10 | 38.59 | 1 | 39.59 | 61404.09
12 | 21 | 11:00 | 2060 | 2014-12-21 | 11 | 40.45 | 1 | 41.45 | 85387
12 | 21 | 12:00 | 2134 | 2014-12-21 | 12 | 54.52 | 1 | 55.52 | 118479.68
12 | 21 | 13:00 | 2313 | 2014-12-21 | 13 | 74.24 | 1 | 75.24 | 174030.12
12 | 21 | 14:00 | 1780 | 2014-12-21 | 14 | 58.8 | 1 | 59.8 | 106444
12 | 21 | 15:00 | 647 | 2014-12-21 | 15 | 63.04 | 1 | 64.04 | 41433.88
12 | 21 | 16:00 | 141 | 2014-12-21 | 16 | 42.72 | 1 | 43.72 | 6164.52
12 | 21 | 17:00 | 0 | 2014-12-21 | 17 | 69.4 | 1 | 70.4 | 0
12 | 21 | 18:00 | 0 | 2014-12-21 | 18 | 56.59 | 1 | 57.59 | 0
12 | 21 | 19:00 | 0 | 2014-12-21 | 19 | 45.93 | 1 | 46.93 | 0
12 | 21 | 20:00 | 0 | 2014-12-21 | 20 | 46.49 | 1 | 47.49 | 0
12 | 21 | 21:00 | 0 | 2014-12-21 | 21 | 46.68 | 1 | 47.68 | 0
12 | 21 | 22:00 | 0 | 2014-12-21 | 22 | 36.71 | 1 | 37.71 | 0
12 | 21 | 23:00 | 0 | 2014-12-21 | 23 | 26.55 | 1 | 27.55 | 0
12 | 21 | 24:00 | 0 | 2014-12-21 | 24 | 38.45 | 1 | 39.45 | 0
12 | 22 | 01:00 | 0 | 2014-12-22 | 1 | 36.08 | 1 | 37.08 | 0
12 | 22 | 02:00 | 0 | 2014-12-22 | 2 | 32.76 | 1 | 33.76 | 0
12 | 22 | 03:00 | 0 | 2014-12-22 | 3 | 29.8 | 1 | 30.8 | 0
12 | 22 | 04:00 | 0 | 2014-12-22 | 4 | 31.31 | 1 | 32.31 | 0
12 | 22 | 05:00 | 0 | 2014-12-22 | 5 | 38.71 | 1 | 39.71 | 0
12 | 22 | 06:00 | 0 | 2014-12-22 | 6 | 34.52 | 1 | 35.52 | 0
12 | 22 | 07:00 | 0 | 2014-12-22 | 7 | 50.23 | 1 | 51.23 | 0
12 | 22 | 08:00 | 18 | 2014-12-22 | 8 | 44.59 | 1 | 45.59 | 820.62
12 | 22 | 09:00 | 1174 | 2014-12-22 | 9 | 42.44 | 1 | 43.44 | 50998.56
12 | 22 | 10:00 | 1880 | 2014-12-22 | 10 | 32.06 | 1 | 33.06 | 62152.8
12 | 22 | 11:00 | 2319 | 2014-12-22 | 11 | 30.5 | 1 | 31.5 | 73048.5
12 | 22 | 12:00 | 2484 | 2014-12-22 | 12 | 40.54 | 1 | 41.54 | 103185.36
12 | 22 | 13:00 | 2203 | 2014-12-22 | 13 | 40.83 | 1 | 41.83 | 92151.49
12 | 22 | 14:00 | 1976 | 2014-12-22 | 14 | 41.63 | 1 | 42.63 | 84236.88
12 | 22 | 15:00 | 1234 | 2014-12-22 | 15 | 31.98 | 1 | 32.98 | 40697.32
12 | 22 | 16:00 | 136 | 2014-12-22 | 16 | 33.79 | 1 | 34.79 | 4731.44
12 | 22 | 17:00 | 0 | 2014-12-22 | 17 | 42.82 | 1 | 43.82 | 0
12 | 22 | 18:00 | 0 | 2014-12-22 | 18 | 50.79 | 1 | 51.79 | 0
12 | 22 | 19:00 | 0 | 2014-12-22 | 19 | 48.48 | 1 | 49.48 | 0
12 | 22 | 20:00 | 0 | 2014-12-22 | 20 | 36.76 | 1 | 37.76 | 0
12 | 22 | 21:00 | 0 | 2014-12-22 | 21 | 32.21 | 1 | 33.21 | 0
12 | 22 | 22:00 | 0 | 2014-12-22 | 22 | 27.69 | 1 | 28.69 | 0
12 | 22 | 23:00 | 0 | 2014-12-22 | 23 | 24.65 | 1 | 25.65 | 0
12 | 22 | 24:00 | 0 | 2014-12-22 | 24 | 26.97 | 1 | 27.97 | 0
12 | 23 | 01:00 | 0 | 2014-12-23 | 1 | 22.99 | 1 | 23.99 | 0
12 | 23 | 02:00 | 0 | 2014-12-23 | 2 | 19.35 | 1 | 20.35 | 0
12 | 23 | 03:00 | 0 | 2014-12-23 | 3 | 12.89 | 1 | 13.89 | 0
12 | 23 | 04:00 | 0 | 2014-12-23 | 4 | 20.26 | 1 | 21.26 | 0
12 | 23 | 05:00 | 0 | 2014-12-23 | 5 | 20.32 | 1 | 21.32 | 0
12 | 23 | 06:00 | 0 | 2014-12-23 | 6 | 20.96 | 1 | 21.96 | 0
12 | 23 | 07:00 | 0 | 2014-12-23 | 7 | -34.58 | 1 | -33.58 | 0
12 | 23 | 08:00 | 0 | 2014-12-23 | 8 | 20.57 | 1 | 21.57 | 0
12 | 23 | 09:00 | 26 | 2014-12-23 | 9 | 10.44 | 1 | 11.44 | 297.44
12 | 23 | 10:00 | 506 | 2014-12-23 | 10 | 23.1 | 1 | 24.1 | 12194.6
12 | 23 | 11:00 | 700 | 2014-12-23 | 11 | 23.35 | 1 | 24.35 | 17045
12 | 23 | 12:00 | 633 | 2014-12-23 | 12 | 23.03 | 1 | 24.03 | 15210.99
12 | 23 | 13:00 | 467 | 2014-12-23 | 13 | 21.83 | 1 | 22.83 | 10661.61
12 | 23 | 14:00 | 1080 | 2014-12-23 | 14 | 21.52 | 1 | 22.52 | 24321.6
12 | 23 | 15:00 | 161 | 2014-12-23 | 15 | 18.36 | 1 | 19.36 | 3116.96
12 | 23 | 16:00 | 2 | 2014-12-23 | 16 | 15.96 | 1 | 16.96 | 33.92
12 | 23 | 17:00 | 0 | 2014-12-23 | 17 | 19.4 | 1 | 20.4 | 0
12 | 23 | 18:00 | 0 | 2014-12-23 | 18 | 27.56 | 1 | 28.56 | 0
12 | 23 | 19:00 | 0 | 2014-12-23 | 19 | 21.81 | 1 | 22.81 | 0
12 | 23 | 20:00 | 0 | 2014-12-23 | 20 | 22.1 | 1 | 23.1 | 0
12 | 23 | 21:00 | 0 | 2014-12-23 | 21 | 22.88 | 1 | 23.88 | 0
12 | 23 | 22:00 | 0 | 2014-12-23 | 22 | 22.92 | 1 | 23.92 | 0
12 | 23 | 23:00 | 0 | 2014-12-23 | 23 | 29.68 | 1 | 30.68 | 0
12 | 23 | 24:00 | 0 | 2014-12-23 | 24 | 23.63 | 1 | 24.63 | 0
12 | 24 | 01:00 | 0 | 2014-12-24 | 1 | 11.6 | 1 | 12.6 | 0
12 | 24 | 02:00 | 0 | 2014-12-24 | 2 | 22.1 | 1 | 23.1 | 0
12 | 24 | 03:00 | 0 | 2014-12-24 | 3 | 17.6 | 1 | 18.6 | 0
12 | 24 | 04:00 | 0 | 2014-12-24 | 4 | 17.03 | 1 | 18.03 | 0
12 | 24 | 05:00 | 0 | 2014-12-24 | 5 | 15.95 | 1 | 16.95 | 0
12 | 24 | 06:00 | 0 | 2014-12-24 | 6 | 23.59 | 1 | 24.59 | 0
12 | 24 | 07:00 | 0 | 2014-12-24 | 7 | 15.35 | 1 | 16.35 | 0
12 | 24 | 08:00 | 0 | 2014-12-24 | 8 | 13.19 | 1 | 14.19 | 0
12 | 24 | 09:00 | 96 | 2014-12-24 | 9 | 12.14 | 1 | 13.14 | 1261.44
12 | 24 | 10:00 | 76 | 2014-12-24 | 10 | 23.45 | 1 | 24.45 | 1858.2
12 | 24 | 11:00 | 165 | 2014-12-24 | 11 | 24.46 | 1 | 25.46 | 4200.9
12 | 24 | 12:00 | 384 | 2014-12-24 | 12 | 24.52 | 1 | 25.52 | 9799.68
12 | 24 | 13:00 | 473 | 2014-12-24 | 13 | 22.81 | 1 | 23.81 | 11262.13
12 | 24 | 14:00 | 732 | 2014-12-24 | 14 | 21.23 | 1 | 22.23 | 16272.36
12 | 24 | 15:00 | 446 | 2014-12-24 | 15 | 21.18 | 1 | 22.18 | 9892.28
12 | 24 | 16:00 | 52 | 2014-12-24 | 16 | 20.57 | 1 | 21.57 | 1121.64
12 | 24 | 17:00 | 0 | 2014-12-24 | 17 | 15.21 | 1 | 16.21 | 0
12 | 24 | 18:00 | 0 | 2014-12-24 | 18 | 17.24 | 1 | 18.24 | 0
12 | 24 | 19:00 | 0 | 2014-12-24 | 19 | 6.14 | 1 | 7.14 | 0
12 | 24 | 20:00 | 0 | 2014-12-24 | 20 | -103.4 | 1 | -102.4 | 0
12 | 24 | 21:00 | 0 | 2014-12-24 | 21 | -133.39 | 1 | -132.39 | 0
12 | 24 | 22:00 | 0 | 2014-12-24 | 22 | 0 | 1 | 1 | 0
12 | 24 | 23:00 | 0 | 2014-12-24 | 23 | 0.04 | 1 | 1.04 | 0
12 | 24 | 24:00 | 0 | 2014-12-24 | 24 | 18.29 | 1 | 19.29 | 0
12 | 25 | 01:00 | 0 | 2014-12-25 | 1 | 8.84 | 1 | 9.84 | 0
12 | 25 | 02:00 | 0 | 2014-12-25 | 2 | 2.56 | 1 | 3.56 | 0
12 | 25 | 03:00 | 0 | 2014-12-25 | 3 | -102.92 | 1 | -101.92 | 0
12 | 25 | 04:00 | 0 | 2014-12-25 | 4 | -150.05 | 1 | -149.05 | 0
12 | 25 | 05:00 | 0 | 2014-12-25 | 5 | -37.75 | 1 | -36.75 | 0
12 | 25 | 06:00 | 0 | 2014-12-25 | 6 | -48.31 | 1 | -47.31 | 0
12 | 25 | 07:00 | 0 | 2014-12-25 | 7 | -129.03 | 1 | -128.03 | 0
12 | 25 | 08:00 | 0 | 2014-12-25 | 8 | -137.46 | 1 | -136.46 | 0
12 | 25 | 09:00 | 10 | 2014-12-25 | 9 | -9.26 | 1 | -8.26 | -82.6
12 | 25 | 10:00 | 527 | 2014-12-25 | 10 | 13.54 | 1 | 14.54 | 7662.58
12 | 25 | 11:00 | 768 | 2014-12-25 | 11 | 1.33 | 1 | 2.33 | 1789.44
12 | 25 | 12:00 | 1738 | 2014-12-25 | 12 | 0.02 | 1 | 1.02 | 1772.76
12 | 25 | 13:00 | 1386 | 2014-12-25 | 13 | 0.35 | 1 | 1.35 | 1871.1
12 | 25 | 14:00 | 1224 | 2014-12-25 | 14 | 0.84 | 1 | 1.84 | 2252.16
12 | 25 | 15:00 | 557 | 2014-12-25 | 15 | 0.02 | 1 | 1.02 | 568.14
12 | 25 | 16:00 | 8 | 2014-12-25 | 16 | 0 | 1 | 1 | 8
12 | 25 | 17:00 | 0 | 2014-12-25 | 17 | -41.5 | 1 | -40.5 | 0
12 | 25 | 18:00 | 0 | 2014-12-25 | 18 | 0.02 | 1 | 1.02 | 0
12 | 25 | 19:00 | 0 | 2014-12-25 | 19 | 0.01 | 1 | 1.01 | 0
12 | 25 | 20:00 | 0 | 2014-12-25 | 20 | 18.15 | 1 | 19.15 | 0
12 | 25 | 21:00 | 0 | 2014-12-25 | 21 | 13 | 1 | 14 | 0
12 | 25 | 22:00 | 0 | 2014-12-25 | 22 | 16.42 | 1 | 17.42 | 0
12 | 25 | 23:00 | 0 | 2014-12-25 | 23 | 20.83 | 1 | 21.83 | 0
12 | 25 | 24:00 | 0 | 2014-12-25 | 24 | -113.82 | 1 | -112.82 | 0
12 | 26 | 01:00 | 0 | 2014-12-26 | 1 | -10.58 | 1 | -9.58 | 0
12 | 26 | 02:00 | 0 | 2014-12-26 | 2 | 3.29 | 1 | 4.29 | 0
12 | 26 | 03:00 | 0 | 2014-12-26 | 3 | 4.91 | 1 | 5.91 | 0
12 | 26 | 04:00 | 0 | 2014-12-26 | 4 | -27.76 | 1 | -26.76 | 0
12 | 26 | 05:00 | 0 | 2014-12-26 | 5 | 11.55 | 1 | 12.55 | 0
12 | 26 | 06:00 | 0 | 2014-12-26 | 6 | 8.78 | 1 | 9.78 | 0
12 | 26 | 07:00 | 0 | 2014-12-26 | 7 | 6.08 | 1 | 7.08 | 0
12 | 26 | 08:00 | 61 | 2014-12-26 | 8 | 4.85 | 1 | 5.85 | 356.85
12 | 26 | 09:00 | 1277 | 2014-12-26 | 9 | 9.68 | 1 | 10.68 | 13638.36
12 | 26 | 10:00 | 2205 | 2014-12-26 | 10 | 20.18 | 1 | 21.18 | 46701.9
12 | 26 | 11:00 | 2743 | 2014-12-26 | 11 | 21.87 | 1 | 22.87 | 62732.41
12 | 26 | 12:00 | 2877 | 2014-12-26 | 12 | 21.4 | 1 | 22.4 | 64444.8
12 | 26 | 13:00 | 2728 | 2014-12-26 | 13 | 5.7 | 1 | 6.7 | 18277.6
12 | 26 | 14:00 | 2398 | 2014-12-26 | 14 | 2.83 | 1 | 3.83 | 9184.34
12 | 26 | 15:00 | 1794 | 2014-12-26 | 15 | 0.02 | 1 | 1.02 | 1829.88
12 | 26 | 16:00 | 747 | 2014-12-26 | 16 | 9.37 | 1 | 10.37 | 7746.39
12 | 26 | 17:00 | 0 | 2014-12-26 | 17 | 32.4 | 1 | 33.4 | 0
12 | 26 | 18:00 | 0 | 2014-12-26 | 18 | 41 | 1 | 42 | 0
12 | 26 | 19:00 | 0 | 2014-12-26 | 19 | 23.86 | 1 | 24.86 | 0
12 | 26 | 20:00 | 0 | 2014-12-26 | 20 | 28.64 | 1 | 29.64 | 0
12 | 26 | 21:00 | 0 | 2014-12-26 | 21 | 25.15 | 1 | 26.15 | 0
12 | 26 | 22:00 | 0 | 2014-12-26 | 22 | 21.95 | 1 | 22.95 | 0
12 | 26 | 23:00 | 0 | 2014-12-26 | 23 | 30.05 | 1 | 31.05 | 0
12 | 26 | 24:00 | 0 | 2014-12-26 | 24 | 20.59 | 1 | 21.59 | 0
12 | 27 | 01:00 | 0 | 2014-12-27 | 1 | 14.72 | 1 | 15.72 | 0
12 | 27 | 02:00 | 0 | 2014-12-27 | 2 | 19.14 | 1 | 20.14 | 0
12 | 27 | 03:00 | 0 | 2014-12-27 | 3 | 28.23 | 1 | 29.23 | 0
12 | 27 | 04:00 | 0 | 2014-12-27 | 4 | 28.58 | 1 | 29.58 | 0
12 | 27 | 05:00 | 0 | 2014-12-27 | 5 | 16.51 | 1 | 17.51 | 0
12 | 27 | 06:00 | 0 | 2014-12-27 | 6 | 12.52 | 1 | 13.52 | 0
12 | 27 | 07:00 | 0 | 2014-12-27 | 7 | 7.79 | 1 | 8.79 | 0
12 | 27 | 08:00 | 0 | 2014-12-27 | 8 | 3.38 | 1 | 4.38 | 0
12 | 27 | 09:00 | 15 | 2014-12-27 | 9 | 19.6 | 1 | 20.6 | 309
12 | 27 | 10:00 | 762 | 2014-12-27 | 10 | 16.48 | 1 | 17.48 | 13319.76
12 | 27 | 11:00 | 1211 | 2014-12-27 | 11 | 15.27 | 1 | 16.27 | 19702.97
12 | 27 | 12:00 | 2007 | 2014-12-27 | 12 | 12.15 | 1 | 13.15 | 26392.05
12 | 27 | 13:00 | 991 | 2014-12-27 | 13 | 5.86 | 1 | 6.86 | 6798.26
12 | 27 | 14:00 | 910 | 2014-12-27 | 14 | 7.08 | 1 | 8.08 | 7352.8
12 | 27 | 15:00 | 569 | 2014-12-27 | 15 | 7.15 | 1 | 8.15 | 4637.35
12 | 27 | 16:00 | 4 | 2014-12-27 | 16 | 0.02 | 1 | 1.02 | 4.08
12 | 27 | 17:00 | 0 | 2014-12-27 | 17 | 12.36 | 1 | 13.36 | 0
12 | 27 | 18:00 | 0 | 2014-12-27 | 18 | 17.83 | 1 | 18.83 | 0
12 | 27 | 19:00 | 0 | 2014-12-27 | 19 | 38.44 | 1 | 39.44 | 0
12 | 27 | 20:00 | 0 | 2014-12-27 | 20 | 25.93 | 1 | 26.93 | 0
12 | 27 | 21:00 | 0 | 2014-12-27 | 21 | 2.6 | 1 | 3.6 | 0
12 | 27 | 22:00 | 0 | 2014-12-27 | 22 | 7.48 | 1 | 8.48 | 0
12 | 27 | 23:00 | 0 | 2014-12-27 | 23 | 54.34 | 1 | 55.34 | 0
12 | 27 | 24:00 | 0 | 2014-12-27 | 24 | 36.46 | 1 | 37.46 | 0
12 | 28 | 01:00 | 0 | 2014-12-28 | 1 | 11.29 | 1 | 12.29 | 0
12 | 28 | 02:00 | 0 | 2014-12-28 | 2 | 23.09 | 1 | 24.09 | 0
12 | 28 | 03:00 | 0 | 2014-12-28 | 3 | 20.77 | 1 | 21.77 | 0
12 | 28 | 04:00 | 0 | 2014-12-28 | 4 | 9.57 | 1 | 10.57 | 0
12 | 28 | 05:00 | 0 | 2014-12-28 | 5 | -42.14 | 1 | -41.14 | 0
12 | 28 | 06:00 | 0 | 2014-12-28 | 6 | 12.9 | 1 | 13.9 | 0
12 | 28 | 07:00 | 0 | 2014-12-28 | 7 | -76 | 1 | -75 | 0
12 | 28 | 08:00 | 2 | 2014-12-28 | 8 | -35.92 | 1 | -34.92 | -69.84
12 | 28 | 09:00 | 1202 | 2014-12-28 | 9 | -155.11 | 1 | -154.11 | -185240.22
12 | 28 | 10:00 | 2009 | 2014-12-28 | 10 | 11.57 | 1 | 12.57 | 25253.13
12 | 28 | 11:00 | 2703 | 2014-12-28 | 11 | 21.07 | 1 | 22.07 | 59655.21
12 | 28 | 12:00 | 2959 | 2014-12-28 | 12 | 21.18 | 1 | 22.18 | 65630.62
12 | 28 | 13:00 | 2851 | 2014-12-28 | 13 | 21.14 | 1 | 22.14 | 63121.14
12 | 28 | 14:00 | 2515 | 2014-12-28 | 14 | 20.67 | 1 | 21.67 | 54500.05
12 | 28 | 15:00 | 1837 | 2014-12-28 | 15 | -35.8 | 1 | -34.8 | -63927.6
12 | 28 | 16:00 | 848 | 2014-12-28 | 16 | 4.43 | 1 | 5.43 | 4604.64
12 | 28 | 17:00 | 0 | 2014-12-28 | 17 | 22.66 | 1 | 23.66 | 0
12 | 28 | 18:00 | 0 | 2014-12-28 | 18 | 21.66 | 1 | 22.66 | 0
12 | 28 | 19:00 | 0 | 2014-12-28 | 19 | 21.31 | 1 | 22.31 | 0
12 | 28 | 20:00 | 0 | 2014-12-28 | 20 | 22.02 | 1 | 23.02 | 0
12 | 28 | 21:00 | 0 | 2014-12-28 | 21 | 20.83 | 1 | 21.83 | 0
12 | 28 | 22:00 | 0 | 2014-12-28 | 22 | 19.44 | 1 | 20.44 | 0
12 | 28 | 23:00 | 0 | 2014-12-28 | 23 | -29.01 | 1 | -28.01 | 0
12 | 28 | 24:00 | 0 | 2014-12-28 | 24 | -87.89 | 1 | -86.89 | 0
12 | 29 | 01:00 | 0 | 2014-12-29 | 1 | 15.62 | 1 | 16.62 | 0
12 | 29 | 02:00 | 0 | 2014-12-29 | 2 | 24.37 | 1 | 25.37 | 0
12 | 29 | 03:00 | 0 | 2014-12-29 | 3 | 19.55 | 1 | 20.55 | 0
12 | 29 | 04:00 | 0 | 2014-12-29 | 4 | 25.83 | 1 | 26.83 | 0
12 | 29 | 05:00 | 0 | 2014-12-29 | 5 | 14.62 | 1 | 15.62 | 0
12 | 29 | 06:00 | 0 | 2014-12-29 | 6 | -153.38 | 1 | -152.38 | 0
12 | 29 | 07:00 | 0 | 2014-12-29 | 7 | -153.69 | 1 | -152.69 | 0
12 | 29 | 08:00 | 2 | 2014-12-29 | 8 | 22.74 | 1 | 23.74 | 47.48
12 | 29 | 09:00 | 177 | 2014-12-29 | 9 | 23.49 | 1 | 24.49 | 4334.73
12 | 29 | 10:00 | 1092 | 2014-12-29 | 10 | 21.26 | 1 | 22.26 | 24307.92
12 | 29 | 11:00 | 821 | 2014-12-29 | 11 | 24.65 | 1 | 25.65 | 21058.65
12 | 29 | 12:00 | 2402 | 2014-12-29 | 12 | 25.07 | 1 | 26.07 | 62620.14
12 | 29 | 13:00 | 2584 | 2014-12-29 | 13 | 28.3 | 1 | 29.3 | 75711.2
12 | 29 | 14:00 | 1717 | 2014-12-29 | 14 | 24.78 | 1 | 25.78 | 44264.26
12 | 29 | 15:00 | 1682 | 2014-12-29 | 15 | 28.16 | 1 | 29.16 | 49047.12
12 | 29 | 16:00 | 362 | 2014-12-29 | 16 | 30 | 1 | 31 | 11222
12 | 29 | 17:00 | 0 | 2014-12-29 | 17 | 43.16 | 1 | 44.16 | 0
12 | 29 | 18:00 | 0 | 2014-12-29 | 18 | 67.06 | 1 | 68.06 | 0
12 | 29 | 19:00 | 0 | 2014-12-29 | 19 | 44.18 | 1 | 45.18 | 0
12 | 29 | 20:00 | 0 | 2014-12-29 | 20 | 37.27 | 1 | 38.27 | 0
12 | 29 | 21:00 | 0 | 2014-12-29 | 21 | 30.75 | 1 | 31.75 | 0
12 | 29 | 22:00 | 0 | 2014-12-29 | 22 | 31.21 | 1 | 32.21 | 0
12 | 29 | 23:00 | 0 | 2014-12-29 | 23 | 26.76 | 1 | 27.76 | 0
12 | 29 | 24:00 | 0 | 2014-12-29 | 24 | 27.26 | 1 | 28.26 | 0
12 | 30 | 01:00 | 0 | 2014-12-30 | 1 | 31.97 | 1 | 32.97 | 0
12 | 30 | 02:00 | 0 | 2014-12-30 | 2 | 30.57 | 1 | 31.57 | 0
12 | 30 | 03:00 | 0 | 2014-12-30 | 3 | 24.78 | 1 | 25.78 | 0
12 | 30 | 04:00 | 0 | 2014-12-30 | 4 | 30.52 | 1 | 31.52 | 0
12 | 30 | 05:00 | 0 | 2014-12-30 | 5 | 36.66 | 1 | 37.66 | 0
12 | 30 | 06:00 | 0 | 2014-12-30 | 6 | 23.55 | 1 | 24.55 | 0
12 | 30 | 07:00 | 0 | 2014-12-30 | 7 | 21.38 | 1 | 22.38 | 0
12 | 30 | 08:00 | 115 | 2014-12-30 | 8 | 37.15 | 1 | 38.15 | 4387.25
12 | 30 | 09:00 | 1428 | 2014-12-30 | 9 | 27.41 | 1 | 28.41 | 40569.48
12 | 30 | 10:00 | 2079 | 2014-12-30 | 10 | 50.22 | 1 | 51.22 | 106486.38
12 | 30 | 11:00 | 2758 | 2014-12-30 | 11 | 66.59 | 1 | 67.59 | 186413.22
12 | 30 | 12:00 | 2789 | 2014-12-30 | 12 | 67.12 | 1 | 68.12 | 189986.68
12 | 30 | 13:00 | 2834 | 2014-12-30 | 13 | 66.21 | 1 | 67.21 | 190473.14
12 | 30 | 14:00 | 1699 | 2014-12-30 | 14 | 63.48 | 1 | 64.48 | 109551.52
12 | 30 | 15:00 | 1047 | 2014-12-30 | 15 | 56.81 | 1 | 57.81 | 60527.07
12 | 30 | 16:00 | 566 | 2014-12-30 | 16 | 66.1 | 1 | 67.1 | 37978.6
12 | 30 | 17:00 | 0 | 2014-12-30 | 17 | 84.58 | 1 | 85.58 | 0
12 | 30 | 18:00 | 0 | 2014-12-30 | 18 | 95.16 | 1 | 96.16 | 0
12 | 30 | 19:00 | 0 | 2014-12-30 | 19 | 77.74 | 1 | 78.74 | 0
12 | 30 | 20:00 | 0 | 2014-12-30 | 20 | 69.72 | 1 | 70.72 | 0
12 | 30 | 21:00 | 0 | 2014-12-30 | 21 | 74.12 | 1 | 75.12 | 0
12 | 30 | 22:00 | 0 | 2014-12-30 | 22 | 66.55 | 1 | 67.55 | 0
12 | 30 | 23:00 | 0 | 2014-12-30 | 23 | 66.02 | 1 | 67.02 | 0
12 | 30 | 24:00 | 0 | 2014-12-30 | 24 | 27.4 | 1 | 28.4 | 0
12 | 31 | 01:00 | 0 | 2014-12-31 | 1 | 25.68 | 1 | 26.68 | 0
12 | 31 | 02:00 | 0 | 2014-12-31 | 2 | 38.85 | 1 | 39.85 | 0
12 | 31 | 03:00 | 0 | 2014-12-31 | 3 | 36.7 | 1 | 37.7 | 0
12 | 31 | 04:00 | 0 | 2014-12-31 | 4 | 36.39 | 1 | 37.39 | 0
12 | 31 | 05:00 | 0 | 2014-12-31 | 5 | 43.67 | 1 | 44.67 | 0
12 | 31 | 06:00 | 0 | 2014-12-31 | 6 | 55.68 | 1 | 56.68 | 0
12 | 31 | 07:00 | 0 | 2014-12-31 | 7 | 70.62 | 1 | 71.62 | 0
12 | 31 | 08:00 | 0 | 2014-12-31 | 8 | 69.9 | 1 | 70.9 | 0
12 | 31 | 09:00 | 242 | 2014-12-31 | 9 | 70.15 | 1 | 71.15 | 17218.3
12 | 31 | 10:00 | 973 | 2014-12-31 | 10 | 69.21 | 1 | 70.21 | 68314.33
12 | 31 | 11:00 | 1400 | 2014-12-31 | 11 | 60.21 | 1 | 61.21 | 85694
12 | 31 | 12:00 | 2064 | 2014-12-31 | 12 | 57.08 | 1 | 58.08 | 119877.12
12 | 31 | 13:00 | 1309 | 2014-12-31 | 13 | 57.19 | 1 | 58.19 | 76170.71
12 | 31 | 14:00 | 397 | 2014-12-31 | 14 | 57 | 1 | 58 | 23026
12 | 31 | 15:00 | 97 | 2014-12-31 | 15 | 56.88 | 1 | 57.88 | 5614.36
12 | 31 | 16:00 | 13 | 2014-12-31 | 16 | 55.37 | 1 | 56.37 | 732.81
12 | 31 | 17:00 | 0 | 2014-12-31 | 17 | 68.45 | 1 | 69.45 | 0
12 | 31 | 18:00 | 0 | 2014-12-31 | 18 | 80.81 | 1 | 81.81 | 0
12 | 31 | 19:00 | 0 | 2014-12-31 | 19 | 73.86 | 1 | 74.86 | 0
12 | 31 | 20:00 | 0 | 2014-12-31 | 20 | 59.82 | 1 | 60.82 | 0
12 | 31 | 21:00 | 0 | 2014-12-31 | 21 | 54.8 | 1 | 55.8 | 0
12 | 31 | 22:00 | 0 | 2014-12-31 | 22 | 54.48 | 1 | 55.48 | 0
12 | 31 | 23:00 | 0 | 2014-12-31 | 23 | 49.34 | 1 | 50.34 | 0
12 | 31 | 24:00 | 0 | 2014-12-31 | 24 | 65.26 | 1 | 66.26 | 0
1 | 1 | 01:00 | 0 | 2015-01-01 | 1 | 88.55 | 1 | 89.55 | 0
1 | 1 | 02:00 | 0 | 2015-01-01 | 2 | 46.99 | 1 | 47.99 | 0
1 | 1 | 03:00 | 0 | 2015-01-01 | 3 | 44.29 | 1 | 45.29 | 0
1 | 1 | 04:00 | 0 | 2015-01-01 | 4 | 54.42 | 1 | 55.42 | 0
1 | 1 | 05:00 | 0 | 2015-01-01 | 5 | 67.21 | 1 | 68.21 | 0
1 | 1 | 06:00 | 0 | 2015-01-01 | 6 | 66.21 | 1 | 67.21 | 0
1 | 1 | 07:00 | 0 | 2015-01-01 | 7 | 34.57 | 1 | 35.57 | 0
1 | 1 | 08:00 | 3 | 2015-01-01 | 8 | 29.29 | 1 | 30.29 | 90.87
1 | 1 | 09:00 | 531 | 2015-01-01 | 9 | 23.41 | 1 | 24.41 | 12961.71
1 | 1 | 10:00 | 1025 | 2015-01-01 | 10 | 34.64 | 1 | 35.64 | 36531
1 | 1 | 11:00 | 1776 | 2015-01-01 | 11 | 37.85 | 1 | 38.85 | 68997.6
1 | 1 | 12:00 | 1657 | 2015-01-01 | 12 | 38.61 | 1 | 39.61 | 65633.77
1 | 1 | 13:00 | 1228 | 2015-01-01 | 13 | 38.32 | 1 | 39.32 | 48284.96
1 | 1 | 14:00 | 2059 | 2015-01-01 | 14 | 38.17 | 1 | 39.17 | 80651.03
1 | 1 | 15:00 | 850 | 2015-01-01 | 15 | 37.05 | 1 | 38.05 | 32342.5
1 | 1 | 16:00 | 54 | 2015-01-01 | 16 | 38.4 | 1 | 39.4 | 2127.6
1 | 1 | 17:00 | 0 | 2015-01-01 | 17 | 53.11 | 1 | 54.11 | 0
1 | 1 | 18:00 | 0 | 2015-01-01 | 18 | 52.14 | 1 | 53.14 | 0
1 | 1 | 19:00 | 0 | 2015-01-01 | 19 | 49.78 | 1 | 50.78 | 0
1 | 1 | 20:00 | 0 | 2015-01-01 | 20 | 44.7 | 1 | 45.7 | 0
1 | 1 | 21:00 | 0 | 2015-01-01 | 21 | 38.13 | 1 | 39.13 | 0
1 | 1 | 22:00 | 0 | 2015-01-01 | 22 | 36.03 | 1 | 37.03 | 0
1 | 1 | 23:00 | 0 | 2015-01-01 | 23 | 29.91 | 1 | 30.91 | 0
1 | 1 | 24:00 | 0 | 2015-01-01 | 24 | 30.44 | 1 | 31.44 | 0
1 | 2 | 01:00 | 0 | 2015-01-02 | 1 | 4.72 | 1 | 5.72 | 0
1 | 2 | 02:00 | 0 | 2015-01-02 | 2 | 32.58 | 1 | 33.58 | 0
1 | 2 | 03:00 | 0 | 2015-01-02 | 3 | 28.99 | 1 | 29.99 | 0
1 | 2 | 04:00 | 0 | 2015-01-02 | 4 | 27.24 | 1 | 28.24 | 0
1 | 2 | 05:00 | 0 | 2015-01-02 | 5 | 26.84 | 1 | 27.84 | 0
1 | 2 | 06:00 | 0 | 2015-01-02 | 6 | 7.19 | 1 | 8.19 | 0
1 | 2 | 07:00 | 0 | 2015-01-02 | 7 | -90.57 | 1 | -89.57 | 0
1 | 2 | 08:00 | 1 | 2015-01-02 | 8 | 29.9 | 1 | 30.9 | 30.9
1 | 2 | 09:00 | 916 | 2015-01-02 | 9 | 20.67 | 1 | 21.67 | 19849.72
1 | 2 | 10:00 | 1843 | 2015-01-02 | 10 | 28.43 | 1 | 29.43 | 54239.49
1 | 2 | 11:00 | 2229 | 2015-01-02 | 11 | 34.68 | 1 | 35.68 | 79530.72
1 | 2 | 12:00 | 2334 | 2015-01-02 | 12 | 35.71 | 1 | 36.71 | 85681.14
1 | 2 | 13:00 | 2137 | 2015-01-02 | 13 | 33.26 | 1 | 34.26 | 73213.62
1 | 2 | 14:00 | 2157 | 2015-01-02 | 14 | 24.56 | 1 | 25.56 | 55132.92
1 | 2 | 15:00 | 1509 | 2015-01-02 | 15 | -25.65 | 1 | -24.65 | -37196.85
1 | 2 | 16:00 | 582 | 2015-01-02 | 16 | -74.94 | 1 | -73.94 | -43033.08
1 | 2 | 17:00 | 0 | 2015-01-02 | 17 | 39.65 | 1 | 40.65 | 0
1 | 2 | 18:00 | 0 | 2015-01-02 | 18 | 47.77 | 1 | 48.77 | 0
1 | 2 | 19:00 | 0 | 2015-01-02 | 19 | 36.29 | 1 | 37.29 | 0
1 | 2 | 20:00 | 0 | 2015-01-02 | 20 | 21.61 | 1 | 22.61 | 0
1 | 2 | 21:00 | 0 | 2015-01-02 | 21 | 25.89 | 1 | 26.89 | 0
1 | 2 | 22:00 | 0 | 2015-01-02 | 22 | 38.56 | 1 | 39.56 | 0
1 | 2 | 23:00 | 0 | 2015-01-02 | 23 | 30.88 | 1 | 31.88 | 0
1 | 2 | 24:00 | 0 | 2015-01-02 | 24 | 35.01 | 1 | 36.01 | 0
1 | 3 | 01:00 | 0 | 2015-01-03 | 1 | 30.08 | 1 | 31.08 | 0
1 | 3 | 02:00 | 0 | 2015-01-03 | 2 | 24.32 | 1 | 25.32 | 0
1 | 3 | 03:00 | 0 | 2015-01-03 | 3 | 22.56 | 1 | 23.56 | 0
1 | 3 | 04:00 | 0 | 2015-01-03 | 4 | 30.22 | 1 | 31.22 | 0
1 | 3 | 05:00 | 0 | 2015-01-03 | 5 | 30.43 | 1 | 31.43 | 0
1 | 3 | 06:00 | 0 | 2015-01-03 | 6 | 35.15 | 1 | 36.15 | 0
1 | 3 | 07:00 | 0 | 2015-01-03 | 7 | 40.42 | 1 | 41.42 | 0
1 | 3 | 08:00 | 78 | 2015-01-03 | 8 | 39.41 | 1 | 40.41 | 3151.98
1 | 3 | 09:00 | 1193 | 2015-01-03 | 9 | 38.01 | 1 | 39.01 | 46538.93
1 | 3 | 10:00 | 2032 | 2015-01-03 | 10 | 44.74 | 1 | 45.74 | 92943.68
1 | 3 | 11:00 | 2469 | 2015-01-03 | 11 | 53.09 | 1 | 54.09 | 133548.21
1 | 3 | 12:00 | 2664 | 2015-01-03 | 12 | 48.55 | 1 | 49.55 | 132001.2
1 | 3 | 13:00 | 2331 | 2015-01-03 | 13 | 49.39 | 1 | 50.39 | 117459.09
1 | 3 | 14:00 | 1078 | 2015-01-03 | 14 | 50.56 | 1 | 51.56 | 55581.68
1 | 3 | 15:00 | 888 | 2015-01-03 | 15 | 51.34 | 1 | 52.34 | 46477.92
1 | 3 | 16:00 | 404 | 2015-01-03 | 16 | 52.37 | 1 | 53.37 | 21561.48
1 | 3 | 17:00 | 0 | 2015-01-03 | 17 | 72.07 | 1 | 73.07 | 0
1 | 3 | 18:00 | 0 | 2015-01-03 | 18 | 423.15 | 1 | 424.15 | 0
1 | 3 | 19:00 | 0 | 2015-01-03 | 19 | 79.34 | 1 | 80.34 | 0
1 | 3 | 20:00 | 0 | 2015-01-03 | 20 | 57.94 | 1 | 58.94 | 0
1 | 3 | 21:00 | 0 | 2015-01-03 | 21 | 49.04 | 1 | 50.04 | 0
1 | 3 | 22:00 | 0 | 2015-01-03 | 22 | 43.03 | 1 | 44.03 | 0
1 | 3 | 23:00 | 0 | 2015-01-03 | 23 | 41.54 | 1 | 42.54 | 0
1 | 3 | 24:00 | 0 | 2015-01-03 | 24 | 39.37 | 1 | 40.37 | 0
1 | 4 | 01:00 | 0 | 2015-01-04 | 1 | 44.39 | 1 | 45.39 | 0
1 | 4 | 02:00 | 0 | 2015-01-04 | 2 | 27.84 | 1 | 28.84 | 0
1 | 4 | 03:00 | 0 | 2015-01-04 | 3 | 28.29 | 1 | 29.29 | 0
1 | 4 | 04:00 | 0 | 2015-01-04 | 4 | 40.64 | 1 | 41.64 | 0
1 | 4 | 05:00 | 0 | 2015-01-04 | 5 | 40.26 | 1 | 41.26 | 0
1 | 4 | 06:00 | 0 | 2015-01-04 | 6 | 45.78 | 1 | 46.78 | 0
1 | 4 | 07:00 | 0 | 2015-01-04 | 7 | 54.53 | 1 | 55.53 | 0
1 | 4 | 08:00 | 0 | 2015-01-04 | 8 | 38.3 | 1 | 39.3 | 0
1 | 4 | 09:00 | 28 | 2015-01-04 | 9 | 31.34 | 1 | 32.34 | 905.52
1 | 4 | 10:00 | 474 | 2015-01-04 | 10 | 50.81 | 1 | 51.81 | 24557.94
1 | 4 | 11:00 | 595 | 2015-01-04 | 11 | 53.09 | 1 | 54.09 | 32183.55
1 | 4 | 12:00 | 827 | 2015-01-04 | 12 | 56.24 | 1 | 57.24 | 47337.48
1 | 4 | 13:00 | 693 | 2015-01-04 | 13 | 90.95 | 1 | 91.95 | 63721.35
1 | 4 | 14:00 | 660 | 2015-01-04 | 14 | 91.86 | 1 | 92.86 | 61287.6
1 | 4 | 15:00 | 379 | 2015-01-04 | 15 | 84.82 | 1 | 85.82 | 32525.78
1 | 4 | 16:00 | 488 | 2015-01-04 | 16 | 79.6 | 1 | 80.6 | 39332.8
1 | 4 | 17:00 | 0 | 2015-01-04 | 17 | 122.3 | 1 | 123.3 | 0
1 | 4 | 18:00 | 0 | 2015-01-04 | 18 | 279.8 | 1 | 280.8 | 0
1 | 4 | 19:00 | 0 | 2015-01-04 | 19 | 80.17 | 1 | 81.17 | 0
1 | 4 | 20:00 | 0 | 2015-01-04 | 20 | 75.23 | 1 | 76.23 | 0
1 | 4 | 21:00 | 0 | 2015-01-04 | 21 | 60.34 | 1 | 61.34 | 0
1 | 4 | 22:00 | 0 | 2015-01-04 | 22 | 50.07 | 1 | 51.07 | 0
1 | 4 | 23:00 | 0 | 2015-01-04 | 23 | 42.12 | 1 | 43.12 | 0
1 | 4 | 24:00 | 0 | 2015-01-04 | 24 | -5.36 | 1 | -4.36 | 0
1 | 5 | 01:00 | 0 | 2015-01-05 | 1 | 0.87 | 1 | 1.87 | 0
1 | 5 | 02:00 | 0 | 2015-01-05 | 2 | -71.42 | 1 | -70.42 | 0
1 | 5 | 03:00 | 0 | 2015-01-05 | 3 | 31.81 | 1 | 32.81 | 0
1 | 5 | 04:00 | 0 | 2015-01-05 | 4 | 46.21 | 1 | 47.21 | 0
1 | 5 | 05:00 | 0 | 2015-01-05 | 5 | 41.94 | 1 | 42.94 | 0
1 | 5 | 06:00 | 0 | 2015-01-05 | 6 | -13.25 | 1 | -12.25 | 0
1 | 5 | 07:00 | 0 | 2015-01-05 | 7 | 34.96 | 1 | 35.96 | 0
1 | 5 | 08:00 | 289 | 2015-01-05 | 8 | 37.21 | 1 | 38.21 | 11042.69
1 | 5 | 09:00 | 1531 | 2015-01-05 | 9 | 35.89 | 1 | 36.89 | 56478.59
1 | 5 | 10:00 | 2417 | 2015-01-05 | 10 | 28.92 | 1 | 29.92 | 72316.64
1 | 5 | 11:00 | 2940 | 2015-01-05 | 11 | 38.97 | 1 | 39.97 | 117511.8
1 | 5 | 12:00 | 3027 | 2015-01-05 | 12 | 29.76 | 1 | 30.76 | 93110.52
1 | 5 | 13:00 | 2469 | 2015-01-05 | 13 | 39.52 | 1 | 40.52 | 100043.88
1 | 5 | 14:00 | 1856 | 2015-01-05 | 14 | 39.79 | 1 | 40.79 | 75706.24
1 | 5 | 15:00 | 1037 | 2015-01-05 | 15 | 40.76 | 1 | 41.76 | 43305.12
1 | 5 | 16:00 | 1124 | 2015-01-05 | 16 | 44.15 | 1 | 45.15 | 50748.6
1 | 5 | 17:00 | 3 | 2015-01-05 | 17 | 70.9 | 1 | 71.9 | 215.7
1 | 5 | 18:00 | 0 | 2015-01-05 | 18 | 63.01 | 1 | 64.01 | 0
1 | 5 | 19:00 | 0 | 2015-01-05 | 19 | 73.73 | 1 | 74.73 | 0
1 | 5 | 20:00 | 0 | 2015-01-05 | 20 | 61.74 | 1 | 62.74 | 0
1 | 5 | 21:00 | 0 | 2015-01-05 | 21 | 62.41 | 1 | 63.41 | 0
1 | 5 | 22:00 | 0 | 2015-01-05 | 22 | 59.15 | 1 | 60.15 | 0
1 | 5 | 23:00 | 0 | 2015-01-05 | 23 | 40.54 | 1 | 41.54 | 0
1 | 5 | 24:00 | 0 | 2015-01-05 | 24 | 53.62 | 1 | 54.62 | 0
1 | 6 | 01:00 | 0 | 2015-01-06 | 1 | 73.77 | 1 | 74.77 | 0
1 | 6 | 02:00 | 0 | 2015-01-06 | 2 | 71.92 | 1 | 72.92 | 0
1 | 6 | 03:00 | 0 | 2015-01-06 | 3 | 67.05 | 1 | 68.05 | 0
1 | 6 | 04:00 | 0 | 2015-01-06 | 4 | 83.16 | 1 | 84.16 | 0
1 | 6 | 05:00 | 0 | 2015-01-06 | 5 | 49.81 | 1 | 50.81 | 0
1 | 6 | 06:00 | 0 | 2015-01-06 | 6 | 50.14 | 1 | 51.14 | 0
1 | 6 | 07:00 | 0 | 2015-01-06 | 7 | 91.61 | 1 | 92.61 | 0
1 | 6 | 08:00 | 115 | 2015-01-06 | 8 | 136.23 | 1 | 137.23 | 15781.45
1 | 6 | 09:00 | 1400 | 2015-01-06 | 9 | 85.93 | 1 | 86.93 | 121702
1 | 6 | 10:00 | 2337 | 2015-01-06 | 10 | 80.2 | 1 | 81.2 | 189764.4
1 | 6 | 11:00 | 2890 | 2015-01-06 | 11 | 106.15 | 1 | 107.15 | 309663.5
1 | 6 | 12:00 | 3186 | 2015-01-06 | 12 | 119.97 | 1 | 120.97 | 385410.42
1 | 6 | 13:00 | 3125 | 2015-01-06 | 13 | 92.9 | 1 | 93.9 | 293437.5
1 | 6 | 14:00 | 2772 | 2015-01-06 | 14 | 96.67 | 1 | 97.67 | 270741.24
1 | 6 | 15:00 | 2112 | 2015-01-06 | 15 | 86.81 | 1 | 87.81 | 185454.72
1 | 6 | 16:00 | 1083 | 2015-01-06 | 16 | 101.11 | 1 | 102.11 | 110585.13
1 | 6 | 17:00 | 1 | 2015-01-06 | 17 | 157.66 | 1 | 158.66 | 158.66
1 | 6 | 18:00 | 0 | 2015-01-06 | 18 | 111.61 | 1 | 112.61 | 0
1 | 6 | 19:00 | 0 | 2015-01-06 | 19 | 156.02 | 1 | 157.02 | 0
1 | 6 | 20:00 | 0 | 2015-01-06 | 20 | 129.46 | 1 | 130.46 | 0
1 | 6 | 21:00 | 0 | 2015-01-06 | 21 | 111.34 | 1 | 112.34 | 0
1 | 6 | 22:00 | 0 | 2015-01-06 | 22 | 122.68 | 1 | 123.68 | 0
1 | 6 | 23:00 | 0 | 2015-01-06 | 23 | 99.67 | 1 | 100.67 | 0
1 | 6 | 24:00 | 0 | 2015-01-06 | 24 | 128.2 | 1 | 129.2 | 0
1 | 7 | 01:00 | 0 | 2015-01-07 | 1 | 151.18 | 1 | 152.18 | 0
1 | 7 | 02:00 | 0 | 2015-01-07 | 2 | 137.28 | 1 | 138.28 | 0
1 | 7 | 03:00 | 0 | 2015-01-07 | 3 | 111.55 | 1 | 112.55 | 0
1 | 7 | 04:00 | 0 | 2015-01-07 | 4 | 102.57 | 1 | 103.57 | 0
1 | 7 | 05:00 | 0 | 2015-01-07 | 5 | 96.64 | 1 | 97.64 | 0
1 | 7 | 06:00 | 0 | 2015-01-07 | 6 | 139.77 | 1 | 140.77 | 0
1 | 7 | 07:00 | 0 | 2015-01-07 | 7 | 120.52 | 1 | 121.52 | 0
1 | 7 | 08:00 | 168 | 2015-01-07 | 8 | 115.9 | 1 | 116.9 | 19639.2
1 | 7 | 09:00 | 1501 | 2015-01-07 | 9 | 95.94 | 1 | 96.94 | 145506.94
1 | 7 | 10:00 | 2450 | 2015-01-07 | 10 | 109.11 | 1 | 110.11 | 269769.5
1 | 7 | 11:00 | 3020 | 2015-01-07 | 11 | 123.93 | 1 | 124.93 | 377288.6
1 | 7 | 12:00 | 3251 | 2015-01-07 | 12 | 103.98 | 1 | 104.98 | 341289.98
1 | 7 | 13:00 | 3113 | 2015-01-07 | 13 | 103.86 | 1 | 104.86 | 326429.18
1 | 7 | 14:00 | 2860 | 2015-01-07 | 14 | 100.63 | 1 | 101.63 | 290661.8
1 | 7 | 15:00 | 1977 | 2015-01-07 | 15 | 85.71 | 1 | 86.71 | 171425.67
1 | 7 | 16:00 | 925 | 2015-01-07 | 16 | 87.79 | 1 | 88.79 | 82130.75
1 | 7 | 17:00 | 0 | 2015-01-07 | 17 | 95.18 | 1 | 96.18 | 0
1 | 7 | 18:00 | 0 | 2015-01-07 | 18 | 156.07 | 1 | 157.07 | 0
1 | 7 | 19:00 | 0 | 2015-01-07 | 19 | 124.32 | 1 | 125.32 | 0
1 | 7 | 20:00 | 0 | 2015-01-07 | 20 | 124.05 | 1 | 125.05 | 0
1 | 7 | 21:00 | 0 | 2015-01-07 | 21 | 100.09 | 1 | 101.09 | 0
1 | 7 | 22:00 | 0 | 2015-01-07 | 22 | 90.28 | 1 | 91.28 | 0
1 | 7 | 23:00 | 0 | 2015-01-07 | 23 | 87.37 | 1 | 88.37 | 0
1 | 7 | 24:00 | 0 | 2015-01-07 | 24 | 112.17 | 1 | 113.17 | 0
1 | 8 | 01:00 | 0 | 2015-01-08 | 1 | 149.35 | 1 | 150.35 | 0
1 | 8 | 02:00 | 0 | 2015-01-08 | 2 | 101.69 | 1 | 102.69 | 0
1 | 8 | 03:00 | 0 | 2015-01-08 | 3 | 101.01 | 1 | 102.01 | 0
1 | 8 | 04:00 | 0 | 2015-01-08 | 4 | 101.52 | 1 | 102.52 | 0
1 | 8 | 05:00 | 0 | 2015-01-08 | 5 | 130.97 | 1 | 131.97 | 0
1 | 8 | 06:00 | 0 | 2015-01-08 | 6 | 124.33 | 1 | 125.33 | 0
1 | 8 | 07:00 | 0 | 2015-01-08 | 7 | 133.14 | 1 | 134.14 | 0
1 | 8 | 08:00 | 0 | 2015-01-08 | 8 | 151.64 | 1 | 152.64 | 0
1 | 8 | 09:00 | 2 | 2015-01-08 | 9 | 140.79 | 1 | 141.79 | 283.58
1 | 8 | 10:00 | 427 | 2015-01-08 | 10 | 121.89 | 1 | 122.89 | 52474.03
1 | 8 | 11:00 | 247 | 2015-01-08 | 11 | 103.37 | 1 | 104.37 | 25779.39
1 | 8 | 12:00 | 418 | 2015-01-08 | 12 | 105.39 | 1 | 106.39 | 44471.02
1 | 8 | 13:00 | 463 | 2015-01-08 | 13 | 98.07 | 1 | 99.07 | 45869.41
1 | 8 | 14:00 | 484 | 2015-01-08 | 14 | 93.99 | 1 | 94.99 | 45975.16
1 | 8 | 15:00 | 185 | 2015-01-08 | 15 | 89.87 | 1 | 90.87 | 16810.95
1 | 8 | 16:00 | 26 | 2015-01-08 | 16 | 85.29 | 1 | 86.29 | 2243.54
1 | 8 | 17:00 | 0 | 2015-01-08 | 17 | 95.95 | 1 | 96.95 | 0
1 | 8 | 18:00 | 0 | 2015-01-08 | 18 | 106.05 | 1 | 107.05 | 0
1 | 8 | 19:00 | 0 | 2015-01-08 | 19 | 93.41 | 1 | 94.41 | 0
1 | 8 | 20:00 | 0 | 2015-01-08 | 20 | 85.19 | 1 | 86.19 | 0
1 | 8 | 21:00 | 0 | 2015-01-08 | 21 | 89.87 | 1 | 90.87 | 0
1 | 8 | 22:00 | 0 | 2015-01-08 | 22 | 85.63 | 1 | 86.63 | 0
1 | 8 | 23:00 | 0 | 2015-01-08 | 23 | 81.17 | 1 | 82.17 | 0
1 | 8 | 24:00 | 0 | 2015-01-08 | 24 | 87.56 | 1 | 88.56 | 0
1 | 9 | 01:00 | 0 | 2015-01-09 | 1 | 79.66 | 1 | 80.66 | 0
1 | 9 | 02:00 | 0 | 2015-01-09 | 2 | 75.97 | 1 | 76.97 | 0
1 | 9 | 03:00 | 0 | 2015-01-09 | 3 | 81.25 | 1 | 82.25 | 0
1 | 9 | 04:00 | 0 | 2015-01-09 | 4 | 82.83 | 1 | 83.83 | 0
1 | 9 | 05:00 | 0 | 2015-01-09 | 5 | 74.41 | 1 | 75.41 | 0
1 | 9 | 06:00 | 0 | 2015-01-09 | 6 | 73.36 | 1 | 74.36 | 0
1 | 9 | 07:00 | 0 | 2015-01-09 | 7 | 82.27 | 1 | 83.27 | 0
1 | 9 | 08:00 | 2 | 2015-01-09 | 8 | 95.59 | 1 | 96.59 | 193.18
1 | 9 | 09:00 | 1379 | 2015-01-09 | 9 | 84.48 | 1 | 85.48 | 117876.92
1 | 9 | 10:00 | 2258 | 2015-01-09 | 10 | 86.71 | 1 | 87.71 | 198049.18
1 | 9 | 11:00 | 2647 | 2015-01-09 | 11 | 80.98 | 1 | 81.98 | 217001.06
1 | 9 | 12:00 | 2138 | 2015-01-09 | 12 | 81.91 | 1 | 82.91 | 177261.58
1 | 9 | 13:00 | 2243 | 2015-01-09 | 13 | 61.66 | 1 | 62.66 | 140546.38
1 | 9 | 14:00 | 2568 | 2015-01-09 | 14 | 58.89 | 1 | 59.89 | 153797.52
1 | 9 | 15:00 | 1999 | 2015-01-09 | 15 | 60.08 | 1 | 61.08 | 122098.92
1 | 9 | 16:00 | 1064 | 2015-01-09 | 16 | 58.93 | 1 | 59.93 | 63765.52
1 | 9 | 17:00 | 3 | 2015-01-09 | 17 | 72.18 | 1 | 73.18 | 219.54
1 | 9 | 18:00 | 0 | 2015-01-09 | 18 | 89.6 | 1 | 90.6 | 0
1 | 9 | 19:00 | 0 | 2015-01-09 | 19 | 83.41 | 1 | 84.41 | 0
1 | 9 | 20:00 | 0 | 2015-01-09 | 20 | 58.42 | 1 | 59.42 | 0
1 | 9 | 21:00 | 0 | 2015-01-09 | 21 | 57.25 | 1 | 58.25 | 0
1 | 9 | 22:00 | 0 | 2015-01-09 | 22 | 57.63 | 1 | 58.63 | 0
1 | 9 | 23:00 | 0 | 2015-01-09 | 23 | 57.78 | 1 | 58.78 | 0
1 | 9 | 24:00 | 0 | 2015-01-09 | 24 | 60.58 | 1 | 61.58 | 0
1 | 10 | 01:00 | 0 | 2015-01-10 | 1 | 69.24 | 1 | 70.24 | 0
1 | 10 | 02:00 | 0 | 2015-01-10 | 2 | 73.59 | 1 | 74.59 | 0
1 | 10 | 03:00 | 0 | 2015-01-10 | 3 | 81.19 | 1 | 82.19 | 0
1 | 10 | 04:00 | 0 | 2015-01-10 | 4 | 85.13 | 1 | 86.13 | 0
1 | 10 | 05:00 | 0 | 2015-01-10 | 5 | 107.11 | 1 | 108.11 | 0
1 | 10 | 06:00 | 0 | 2015-01-10 | 6 | 69.81 | 1 | 70.81 | 0
1 | 10 | 07:00 | 0 | 2015-01-10 | 7 | 81.21 | 1 | 82.21 | 0
1 | 10 | 08:00 | 137 | 2015-01-10 | 8 | 93.7 | 1 | 94.7 | 12973.9
1 | 10 | 09:00 | 1523 | 2015-01-10 | 9 | 108.74 | 1 | 109.74 | 167134.02
1 | 10 | 10:00 | 2325 | 2015-01-10 | 10 | 98.29 | 1 | 99.29 | 230849.25
1 | 10 | 11:00 | 2815 | 2015-01-10 | 11 | 89 | 1 | 90 | 253350
1 | 10 | 12:00 | 3110 | 2015-01-10 | 12 | 75.97 | 1 | 76.97 | 239376.7
1 | 10 | 13:00 | 3116 | 2015-01-10 | 13 | 66.68 | 1 | 67.68 | 210890.88
1 | 10 | 14:00 | 2807 | 2015-01-10 | 14 | 68.71 | 1 | 69.71 | 195675.97
1 | 10 | 15:00 | 2180 | 2015-01-10 | 15 | 75.87 | 1 | 76.87 | 167576.6
1 | 10 | 16:00 | 1235 | 2015-01-10 | 16 | 67.82 | 1 | 68.82 | 84992.7
1 | 10 | 17:00 | 9 | 2015-01-10 | 17 | 91.95 | 1 | 92.95 | 836.55
1 | 10 | 18:00 | 0 | 2015-01-10 | 18 | 100.73 | 1 | 101.73 | 0
1 | 10 | 19:00 | 0 | 2015-01-10 | 19 | 89.48 | 1 | 90.48 | 0
1 | 10 | 20:00 | 0 | 2015-01-10 | 20 | 79.06 | 1 | 80.06 | 0
1 | 10 | 21:00 | 0 | 2015-01-10 | 21 | 75.47 | 1 | 76.47 | 0
1 | 10 | 22:00 | 0 | 2015-01-10 | 22 | 85.95 | 1 | 86.95 | 0
1 | 10 | 23:00 | 0 | 2015-01-10 | 23 | 58.92 | 1 | 59.92 | 0
1 | 10 | 24:00 | 0 | 2015-01-10 | 24 | 74.67 | 1 | 75.67 | 0
1 | 11 | 01:00 | 0 | 2015-01-11 | 1 | 78.19 | 1 | 79.19 | 0
1 | 11 | 02:00 | 0 | 2015-01-11 | 2 | 88.12 | 1 | 89.12 | 0
1 | 11 | 03:00 | 0 | 2015-01-11 | 3 | 85.33 | 1 | 86.33 | 0
1 | 11 | 04:00 | 0 | 2015-01-11 | 4 | 84.89 | 1 | 85.89 | 0
1 | 11 | 05:00 | 0 | 2015-01-11 | 5 | 80.05 | 1 | 81.05 | 0
1 | 11 | 06:00 | 0 | 2015-01-11 | 6 | 73.28 | 1 | 74.28 | 0
1 | 11 | 07:00 | 0 | 2015-01-11 | 7 | 82.65 | 1 | 83.65 | 0
1 | 11 | 08:00 | 112 | 2015-01-11 | 8 | 99.45 | 1 | 100.45 | 11250.4
1 | 11 | 09:00 | 1405 | 2015-01-11 | 9 | 103.71 | 1 | 104.71 | 147117.55
1 | 11 | 10:00 | 2233 | 2015-01-11 | 10 | 106.95 | 1 | 107.95 | 241052.35
1 | 11 | 11:00 | 2565 | 2015-01-11 | 11 | 88.42 | 1 | 89.42 | 229362.3
1 | 11 | 12:00 | 2728 | 2015-01-11 | 12 | 86.48 | 1 | 87.48 | 238645.44
1 | 11 | 13:00 | 2423 | 2015-01-11 | 13 | 82.13 | 1 | 83.13 | 201423.99
1 | 11 | 14:00 | 2487 | 2015-01-11 | 14 | 77.85 | 1 | 78.85 | 196099.95
1 | 11 | 15:00 | 1563 | 2015-01-11 | 15 | 78.46 | 1 | 79.46 | 124195.98
1 | 11 | 16:00 | 795 | 2015-01-11 | 16 | 87.33 | 1 | 88.33 | 70222.35
1 | 11 | 17:00 | 1 | 2015-01-11 | 17 | 107.15 | 1 | 108.15 | 108.15
1 | 11 | 18:00 | 0 | 2015-01-11 | 18 | 85.42 | 1 | 86.42 | 0
1 | 11 | 19:00 | 0 | 2015-01-11 | 19 | 96.47 | 1 | 97.47 | 0
1 | 11 | 20:00 | 0 | 2015-01-11 | 20 | 85.62 | 1 | 86.62 | 0
1 | 11 | 21:00 | 0 | 2015-01-11 | 21 | 77.88 | 1 | 78.88 | 0
1 | 11 | 22:00 | 0 | 2015-01-11 | 22 | 63.85 | 1 | 64.85 | 0
1 | 11 | 23:00 | 0 | 2015-01-11 | 23 | 61.8 | 1 | 62.8 | 0
1 | 11 | 24:00 | 0 | 2015-01-11 | 24 | 81.75 | 1 | 82.75 | 0
1 | 12 | 01:00 | 0 | 2015-01-12 | 1 | 72.05 | 1 | 73.05 | 0
1 | 12 | 02:00 | 0 | 2015-01-12 | 2 | 62.3 | 1 | 63.3 | 0
1 | 12 | 03:00 | 0 | 2015-01-12 | 3 | 62.35 | 1 | 63.35 | 0
1 | 12 | 04:00 | 0 | 2015-01-12 | 4 | 62.77 | 1 | 63.77 | 0
1 | 12 | 05:00 | 0 | 2015-01-12 | 5 | 59.11 | 1 | 60.11 | 0
1 | 12 | 06:00 | 0 | 2015-01-12 | 6 | 64.17 | 1 | 65.17 | 0
1 | 12 | 07:00 | 0 | 2015-01-12 | 7 | 74.33 | 1 | 75.33 | 0
1 | 12 | 08:00 | 122 | 2015-01-12 | 8 | 103.46 | 1 | 104.46 | 12744.12
1 | 12 | 09:00 | 1215 | 2015-01-12 | 9 | 81.08 | 1 | 82.08 | 99727.2
1 | 12 | 10:00 | 2099 | 2015-01-12 | 10 | 76.94 | 1 | 77.94 | 163596.06
1 | 12 | 11:00 | 2507 | 2015-01-12 | 11 | 91.01 | 1 | 92.01 | 230669.07
1 | 12 | 12:00 | 2286 | 2015-01-12 | 12 | 99.84 | 1 | 100.84 | 230520.24
1 | 12 | 13:00 | 1445 | 2015-01-12 | 13 | 97.1 | 1 | 98.1 | 141754.5
1 | 12 | 14:00 | 1160 | 2015-01-12 | 14 | 89.93 | 1 | 90.93 | 105478.8
1 | 12 | 15:00 | 604 | 2015-01-12 | 15 | 85.78 | 1 | 86.78 | 52415.12
1 | 12 | 16:00 | 284 | 2015-01-12 | 16 | 83.25 | 1 | 84.25 | 23927
1 | 12 | 17:00 | 0 | 2015-01-12 | 17 | 104.25 | 1 | 105.25 | 0
1 | 12 | 18:00 | 0 | 2015-01-12 | 18 | 82.85 | 1 | 83.85 | 0
1 | 12 | 19:00 | 0 | 2015-01-12 | 19 | 90.46 | 1 | 91.46 | 0
1 | 12 | 20:00 | 0 | 2015-01-12 | 20 | 82.84 | 1 | 83.84 | 0
1 | 12 | 21:00 | 0 | 2015-01-12 | 21 | 73.03 | 1 | 74.03 | 0
1 | 12 | 22:00 | 0 | 2015-01-12 | 22 | 63.08 | 1 | 64.08 | 0
1 | 12 | 23:00 | 0 | 2015-01-12 | 23 | 55.9 | 1 | 56.9 | 0
1 | 12 | 24:00 | 0 | 2015-01-12 | 24 | 49.38 | 1 | 50.38 | 0
1 | 13 | 01:00 | 0 | 2015-01-13 | 1 | 58.3 | 1 | 59.3 | 0
1 | 13 | 02:00 | 0 | 2015-01-13 | 2 | 44.59 | 1 | 45.59 | 0
1 | 13 | 03:00 | 0 | 2015-01-13 | 3 | 37.93 | 1 | 38.93 | 0
1 | 13 | 04:00 | 0 | 2015-01-13 | 4 | 39.17 | 1 | 40.17 | 0
1 | 13 | 05:00 | 0 | 2015-01-13 | 5 | -46.26 | 1 | -45.26 | 0
1 | 13 | 06:00 | 0 | 2015-01-13 | 6 | 64.37 | 1 | 65.37 | 0
1 | 13 | 07:00 | 0 | 2015-01-13 | 7 | 80.49 | 1 | 81.49 | 0
1 | 13 | 08:00 | 0 | 2015-01-13 | 8 | 130.68 | 1 | 131.68 | 0
1 | 13 | 09:00 | 51 | 2015-01-13 | 9 | 91.47 | 1 | 92.47 | 4715.97
1 | 13 | 10:00 | 254 | 2015-01-13 | 10 | 84.48 | 1 | 85.48 | 21711.92
1 | 13 | 11:00 | 1044 | 2015-01-13 | 11 | 71.09 | 1 | 72.09 | 75261.96
1 | 13 | 12:00 | 611 | 2015-01-13 | 12 | 65.39 | 1 | 66.39 | 40564.29
1 | 13 | 13:00 | 1578 | 2015-01-13 | 13 | 65.44 | 1 | 66.44 | 104842.32
1 | 13 | 14:00 | 1720 | 2015-01-13 | 14 | 68.11 | 1 | 69.11 | 118869.2
1 | 13 | 15:00 | 1705 | 2015-01-13 | 15 | 66.98 | 1 | 67.98 | 115905.9
1 | 13 | 16:00 | 726 | 2015-01-13 | 16 | 66.03 | 1 | 67.03 | 48663.78
1 | 13 | 17:00 | 1 | 2015-01-13 | 17 | 81.45 | 1 | 82.45 | 82.45
1 | 13 | 18:00 | 0 | 2015-01-13 | 18 | 94.63 | 1 | 95.63 | 0
1 | 13 | 19:00 | 0 | 2015-01-13 | 19 | 87.11 | 1 | 88.11 | 0
1 | 13 | 20:00 | 0 | 2015-01-13 | 20 | 89.1 | 1 | 90.1 | 0
1 | 13 | 21:00 | 0 | 2015-01-13 | 21 | 94.62 | 1 | 95.62 | 0
1 | 13 | 22:00 | 0 | 2015-01-13 | 22 | 83.79 | 1 | 84.79 | 0
1 | 13 | 23:00 | 0 | 2015-01-13 | 23 | 65.23 | 1 | 66.23 | 0
1 | 13 | 24:00 | 0 | 2015-01-13 | 24 | 76.43 | 1 | 77.43 | 0
1 | 14 | 01:00 | 0 | 2015-01-14 | 1 | 93.68 | 1 | 94.68 | 0
1 | 14 | 02:00 | 0 | 2015-01-14 | 2 | 83.86 | 1 | 84.86 | 0
1 | 14 | 03:00 | 0 | 2015-01-14 | 3 | 75.37 | 1 | 76.37 | 0
1 | 14 | 04:00 | 0 | 2015-01-14 | 4 | 86.94 | 1 | 87.94 | 0
1 | 14 | 05:00 | 0 | 2015-01-14 | 5 | 89.97 | 1 | 90.97 | 0
1 | 14 | 06:00 | 0 | 2015-01-14 | 6 | 96.62 | 1 | 97.62 | 0
1 | 14 | 07:00 | 0 | 2015-01-14 | 7 | 106.17 | 1 | 107.17 | 0
1 | 14 | 08:00 | 378 | 2015-01-14 | 8 | 116.57 | 1 | 117.57 | 44441.46
1 | 14 | 09:00 | 1676 | 2015-01-14 | 9 | 102.79 | 1 | 103.79 | 173952.04
1 | 14 | 10:00 | 2627 | 2015-01-14 | 10 | 108.1 | 1 | 109.1 | 286605.7
1 | 14 | 11:00 | 3208 | 2015-01-14 | 11 | 101.82 | 1 | 102.82 | 329846.56
1 | 14 | 12:00 | 3475 | 2015-01-14 | 12 | 90.47 | 1 | 91.47 | 317858.25
1 | 14 | 13:00 | 3422 | 2015-01-14 | 13 | 83.84 | 1 | 84.84 | 290322.48
1 | 14 | 14:00 | 3023 | 2015-01-14 | 14 | 90.14 | 1 | 91.14 | 275516.22
1 | 14 | 15:00 | 2419 | 2015-01-14 | 15 | 82.2 | 1 | 83.2 | 201260.8
1 | 14 | 16:00 | 1417 | 2015-01-14 | 16 | 81.59 | 1 | 82.59 | 117030.03
1 | 14 | 17:00 | 62 | 2015-01-14 | 17 | 102.55 | 1 | 103.55 | 6420.1
1 | 14 | 18:00 | 0 | 2015-01-14 | 18 | 101.26 | 1 | 102.26 | 0
1 | 14 | 19:00 | 0 | 2015-01-14 | 19 | 106.17 | 1 | 107.17 | 0
1 | 14 | 20:00 | 0 | 2015-01-14 | 20 | 91.81 | 1 | 92.81 | 0
1 | 14 | 21:00 | 0 | 2015-01-14 | 21 | 83.07 | 1 | 84.07 | 0
1 | 14 | 22:00 | 0 | 2015-01-14 | 22 | 81.97 | 1 | 82.97 | 0
1 | 14 | 23:00 | 0 | 2015-01-14 | 23 | 80.4 | 1 | 81.4 | 0
1 | 14 | 24:00 | 0 | 2015-01-14 | 24 | 78.73 | 1 | 79.73 | 0
1 | 15 | 01:00 | 0 | 2015-01-15 | 1 | 74.93 | 1 | 75.93 | 0
1 | 15 | 02:00 | 0 | 2015-01-15 | 2 | 72.53 | 1 | 73.53 | 0
1 | 15 | 03:00 | 0 | 2015-01-15 | 3 | 69.64 | 1 | 70.64 | 0
1 | 15 | 04:00 | 0 | 2015-01-15 | 4 | 72.11 | 1 | 73.11 | 0
1 | 15 | 05:00 | 0 | 2015-01-15 | 5 | 75.15 | 1 | 76.15 | 0
1 | 15 | 06:00 | 0 | 2015-01-15 | 6 | 80.3 | 1 | 81.3 | 0
1 | 15 | 07:00 | 0 | 2015-01-15 | 7 | 93.01 | 1 | 94.01 | 0
1 | 15 | 08:00 | 4 | 2015-01-15 | 8 | 109.6 | 1 | 110.6 | 442.4
1 | 15 | 09:00 | 613 | 2015-01-15 | 9 | 89.11 | 1 | 90.11 | 55237.43
1 | 15 | 10:00 | 1821 | 2015-01-15 | 10 | 103.98 | 1 | 104.98 | 191168.58
1 | 15 | 11:00 | 1983 | 2015-01-15 | 11 | 87.73 | 1 | 88.73 | 175951.59
1 | 15 | 12:00 | 2228 | 2015-01-15 | 12 | 87.74 | 1 | 88.74 | 197712.72
1 | 15 | 13:00 | 2542 | 2015-01-15 | 13 | 77.73 | 1 | 78.73 | 200131.66
1 | 15 | 14:00 | 2695 | 2015-01-15 | 14 | 74.19 | 1 | 75.19 | 202637.05
1 | 15 | 15:00 | 1600 | 2015-01-15 | 15 | 73.1 | 1 | 74.1 | 118560
1 | 15 | 16:00 | 920 | 2015-01-15 | 16 | 75.59 | 1 | 76.59 | 70462.8
1 | 15 | 17:00 | 20 | 2015-01-15 | 17 | 95.33 | 1 | 96.33 | 1926.6
1 | 15 | 18:00 | 0 | 2015-01-15 | 18 | 90.32 | 1 | 91.32 | 0
1 | 15 | 19:00 | 0 | 2015-01-15 | 19 | 95.42 | 1 | 96.42 | 0
1 | 15 | 20:00 | 0 | 2015-01-15 | 20 | 97.76 | 1 | 98.76 | 0
1 | 15 | 21:00 | 0 | 2015-01-15 | 21 | 80.41 | 1 | 81.41 | 0
1 | 15 | 22:00 | 0 | 2015-01-15 | 22 | 70.34 | 1 | 71.34 | 0
1 | 15 | 23:00 | 0 | 2015-01-15 | 23 | 61.02 | 1 | 62.02 | 0
1 | 15 | 24:00 | 0 | 2015-01-15 | 24 | 72.03 | 1 | 73.03 | 0
1 | 16 | 01:00 | 0 | 2015-01-16 | 1 | 76.97 | 1 | 77.97 | 0
1 | 16 | 02:00 | 0 | 2015-01-16 | 2 | 70.2 | 1 | 71.2 | 0
1 | 16 | 03:00 | 0 | 2015-01-16 | 3 | 64.91 | 1 | 65.91 | 0
1 | 16 | 04:00 | 0 | 2015-01-16 | 4 | 64.19 | 1 | 65.19 | 0
1 | 16 | 05:00 | 0 | 2015-01-16 | 5 | 69.28 | 1 | 70.28 | 0
1 | 16 | 06:00 | 0 | 2015-01-16 | 6 | 49.91 | 1 | 50.91 | 0
1 | 16 | 07:00 | 0 | 2015-01-16 | 7 | 92.27 | 1 | 93.27 | 0
1 | 16 | 08:00 | 15 | 2015-01-16 | 8 | 101.9 | 1 | 102.9 | 1543.5
1 | 16 | 09:00 | 1142 | 2015-01-16 | 9 | 106.19 | 1 | 107.19 | 122410.98
1 | 16 | 10:00 | 2074 | 2015-01-16 | 10 | 98.86 | 1 | 99.86 | 207109.64
1 | 16 | 11:00 | 2487 | 2015-01-16 | 11 | 93.59 | 1 | 94.59 | 235245.33
1 | 16 | 12:00 | 2839 | 2015-01-16 | 12 | 82.09 | 1 | 83.09 | 235892.51
1 | 16 | 13:00 | 2577 | 2015-01-16 | 13 | 81.95 | 1 | 82.95 | 213762.15
1 | 16 | 14:00 | 2560 | 2015-01-16 | 14 | 80.86 | 1 | 81.86 | 209561.6
1 | 16 | 15:00 | 1966 | 2015-01-16 | 15 | 77.37 | 1 | 78.37 | 154075.42
1 | 16 | 16:00 | 1149 | 2015-01-16 | 16 | 74.34 | 1 | 75.34 | 86565.66
1 | 16 | 17:00 | 13 | 2015-01-16 | 17 | 81.15 | 1 | 82.15 | 1067.95
1 | 16 | 18:00 | 0 | 2015-01-16 | 18 | 78.29 | 1 | 79.29 | 0
1 | 16 | 19:00 | 0 | 2015-01-16 | 19 | 77.51 | 1 | 78.51 | 0
1 | 16 | 20:00 | 0 | 2015-01-16 | 20 | 85.68 | 1 | 86.68 | 0
1 | 16 | 21:00 | 0 | 2015-01-16 | 21 | 74.03 | 1 | 75.03 | 0
1 | 16 | 22:00 | 0 | 2015-01-16 | 22 | 48.19 | 1 | 49.19 | 0
1 | 16 | 23:00 | 0 | 2015-01-16 | 23 | 68.3 | 1 | 69.3 | 0
1 | 16 | 24:00 | 0 | 2015-01-16 | 24 | 22.71 | 1 | 23.71 | 0
1 | 17 | 01:00 | 0 | 2015-01-17 | 1 | 49.89 | 1 | 50.89 | 0
1 | 17 | 02:00 | 0 | 2015-01-17 | 2 | 54.59 | 1 | 55.59 | 0
1 | 17 | 03:00 | 0 | 2015-01-17 | 3 | 52.75 | 1 | 53.75 | 0
1 | 17 | 04:00 | 0 | 2015-01-17 | 4 | 48.15 | 1 | 49.15 | 0
1 | 17 | 05:00 | 0 | 2015-01-17 | 5 | 47.64 | 1 | 48.64 | 0
1 | 17 | 06:00 | 0 | 2015-01-17 | 6 | 48.81 | 1 | 49.81 | 0
1 | 17 | 07:00 | 0 | 2015-01-17 | 7 | 46.01 | 1 | 47.01 | 0
1 | 17 | 08:00 | 2 | 2015-01-17 | 8 | 52.58 | 1 | 53.58 | 107.16
1 | 17 | 09:00 | 685 | 2015-01-17 | 9 | 60.51 | 1 | 61.51 | 42134.35
1 | 17 | 10:00 | 578 | 2015-01-17 | 10 | 62.37 | 1 | 63.37 | 36627.86
1 | 17 | 11:00 | 1941 | 2015-01-17 | 11 | 64.18 | 1 | 65.18 | 126514.38
1 | 17 | 12:00 | 1244 | 2015-01-17 | 12 | 58.3 | 1 | 59.3 | 73769.2
1 | 17 | 13:00 | 1113 | 2015-01-17 | 13 | 51.93 | 1 | 52.93 | 58911.09
1 | 17 | 14:00 | 1037 | 2015-01-17 | 14 | 33.72 | 1 | 34.72 | 36004.64
1 | 17 | 15:00 | 398 | 2015-01-17 | 15 | 25.45 | 1 | 26.45 | 10527.1
1 | 17 | 16:00 | 10 | 2015-01-17 | 16 | 50.48 | 1 | 51.48 | 514.8
1 | 17 | 17:00 | 0 | 2015-01-17 | 17 | 56.37 | 1 | 57.37 | 0
1 | 17 | 18:00 | 0 | 2015-01-17 | 18 | 61.44 | 1 | 62.44 | 0
1 | 17 | 19:00 | 0 | 2015-01-17 | 19 | 58.1 | 1 | 59.1 | 0
1 | 17 | 20:00 | 0 | 2015-01-17 | 20 | 60.12 | 1 | 61.12 | 0
1 | 17 | 21:00 | 0 | 2015-01-17 | 21 | 58.72 | 1 | 59.72 | 0
1 | 17 | 22:00 | 0 | 2015-01-17 | 22 | 55.77 | 1 | 56.77 | 0
1 | 17 | 23:00 | 0 | 2015-01-17 | 23 | 51.36 | 1 | 52.36 | 0
1 | 17 | 24:00 | 0 | 2015-01-17 | 24 | 45.6 | 1 | 46.6 | 0
1 | 18 | 01:00 | 0 | 2015-01-18 | 1 | 50.77 | 1 | 51.77 | 0
1 | 18 | 02:00 | 0 | 2015-01-18 | 2 | 37.06 | 1 | 38.06 | 0
1 | 18 | 03:00 | 0 | 2015-01-18 | 3 | 38.05 | 1 | 39.05 | 0
1 | 18 | 04:00 | 0 | 2015-01-18 | 4 | 40.97 | 1 | 41.97 | 0
1 | 18 | 05:00 | 0 | 2015-01-18 | 5 | 39.99 | 1 | 40.99 | 0
1 | 18 | 06:00 | 0 | 2015-01-18 | 6 | 40.28 | 1 | 41.28 | 0
1 | 18 | 07:00 | 0 | 2015-01-18 | 7 | 44.04 | 1 | 45.04 | 0
1 | 18 | 08:00 | 0 | 2015-01-18 | 8 | 44.63 | 1 | 45.63 | 0
1 | 18 | 09:00 | 9 | 2015-01-18 | 9 | 40.79 | 1 | 41.79 | 376.11
1 | 18 | 10:00 | 167 | 2015-01-18 | 10 | 20.29 | 1 | 21.29 | 3555.43
1 | 18 | 11:00 | 427 | 2015-01-18 | 11 | 44.62 | 1 | 45.62 | 19479.74
1 | 18 | 12:00 | 473 | 2015-01-18 | 12 | 53.49 | 1 | 54.49 | 25773.77
1 | 18 | 13:00 | 483 | 2015-01-18 | 13 | 52.87 | 1 | 53.87 | 26019.21
1 | 18 | 14:00 | 405 | 2015-01-18 | 14 | 51.03 | 1 | 52.03 | 21072.15
1 | 18 | 15:00 | 632 | 2015-01-18 | 15 | 52.21 | 1 | 53.21 | 33628.72
1 | 18 | 16:00 | 6 | 2015-01-18 | 16 | 52.19 | 1 | 53.19 | 319.14
1 | 18 | 17:00 | 0 | 2015-01-18 | 17 | 49.58 | 1 | 50.58 | 0
1 | 18 | 18:00 | 0 | 2015-01-18 | 18 | 58.45 | 1 | 59.45 | 0
1 | 18 | 19:00 | 0 | 2015-01-18 | 19 | 41.77 | 1 | 42.77 | 0
1 | 18 | 20:00 | 0 | 2015-01-18 | 20 | 6.59 | 1 | 7.59 | 0
1 | 18 | 21:00 | 0 | 2015-01-18 | 21 | 3.72 | 1 | 4.72 | 0
1 | 18 | 22:00 | 0 | 2015-01-18 | 22 | 0.09 | 1 | 1.09 | 0
1 | 18 | 23:00 | 0 | 2015-01-18 | 23 | 9.68 | 1 | 10.68 | 0
1 | 18 | 24:00 | 0 | 2015-01-18 | 24 | 15.41 | 1 | 16.41 | 0
1 | 19 | 01:00 | 0 | 2015-01-19 | 1 | 5.2 | 1 | 6.2 | 0
1 | 19 | 02:00 | 0 | 2015-01-19 | 2 | 27.43 | 1 | 28.43 | 0
1 | 19 | 03:00 | 0 | 2015-01-19 | 3 | 32.11 | 1 | 33.11 | 0
1 | 19 | 04:00 | 0 | 2015-01-19 | 4 | 29.17 | 1 | 30.17 | 0
1 | 19 | 05:00 | 0 | 2015-01-19 | 5 | -40.9 | 1 | -39.9 | 0
1 | 19 | 06:00 | 0 | 2015-01-19 | 6 | -70.83 | 1 | -69.83 | 0
1 | 19 | 07:00 | 0 | 2015-01-19 | 7 | 34.8 | 1 | 35.8 | 0
1 | 19 | 08:00 | 0 | 2015-01-19 | 8 | 28.08 | 1 | 29.08 | 0
1 | 19 | 09:00 | 4 | 2015-01-19 | 9 | 0.02 | 1 | 1.02 | 4.08
1 | 19 | 10:00 | 546 | 2015-01-19 | 10 | 5.6 | 1 | 6.6 | 3603.6
1 | 19 | 11:00 | 1714 | 2015-01-19 | 11 | 43.07 | 1 | 44.07 | 75535.98
1 | 19 | 12:00 | 1424 | 2015-01-19 | 12 | 41.42 | 1 | 42.42 | 60406.08
1 | 19 | 13:00 | 2609 | 2015-01-19 | 13 | 38.08 | 1 | 39.08 | 101959.72
1 | 19 | 14:00 | 2510 | 2015-01-19 | 14 | 35.58 | 1 | 36.58 | 91815.8
1 | 19 | 15:00 | 2015 | 2015-01-19 | 15 | 38.1 | 1 | 39.1 | 78786.5
1 | 19 | 16:00 | 937 | 2015-01-19 | 16 | 37.67 | 1 | 38.67 | 36233.79
1 | 19 | 17:00 | 24 | 2015-01-19 | 17 | 42.91 | 1 | 43.91 | 1053.84
1 | 19 | 18:00 | 0 | 2015-01-19 | 18 | 58.6 | 1 | 59.6 | 0
1 | 19 | 19:00 | 0 | 2015-01-19 | 19 | 57.51 | 1 | 58.51 | 0
1 | 19 | 20:00 | 0 | 2015-01-19 | 20 | 48.27 | 1 | 49.27 | 0
1 | 19 | 21:00 | 0 | 2015-01-19 | 21 | 38.93 | 1 | 39.93 | 0
1 | 19 | 22:00 | 0 | 2015-01-19 | 22 | 22.78 | 1 | 23.78 | 0
1 | 19 | 23:00 | 0 | 2015-01-19 | 23 | 6.27 | 1 | 7.27 | 0
1 | 19 | 24:00 | 0 | 2015-01-19 | 24 | -35.58 | 1 | -34.58 | 0
1 | 20 | 01:00 | 0 | 2015-01-20 | 1 | 0.01 | 1 | 1.01 | 0
1 | 20 | 02:00 | 0 | 2015-01-20 | 2 | 3.32 | 1 | 4.32 | 0
1 | 20 | 03:00 | 0 | 2015-01-20 | 3 | -91.29 | 1 | -90.29 | 0
1 | 20 | 04:00 | 0 | 2015-01-20 | 4 | -72.6 | 1 | -71.6 | 0
1 | 20 | 05:00 | 0 | 2015-01-20 | 5 | -65.89 | 1 | -64.89 | 0
1 | 20 | 06:00 | 0 | 2015-01-20 | 6 | 2.13 | 1 | 3.13 | 0
1 | 20 | 07:00 | 0 | 2015-01-20 | 7 | 44.68 | 1 | 45.68 | 0
1 | 20 | 08:00 | 0 | 2015-01-20 | 8 | 45.73 | 1 | 46.73 | 0
1 | 20 | 09:00 | 40 | 2015-01-20 | 9 | 29.86 | 1 | 30.86 | 1234.4
1 | 20 | 10:00 | 561 | 2015-01-20 | 10 | 16.61 | 1 | 17.61 | 9879.21
1 | 20 | 11:00 | 756 | 2015-01-20 | 11 | 26.11 | 1 | 27.11 | 20495.16
1 | 20 | 12:00 | 470 | 2015-01-20 | 12 | 34.2 | 1 | 35.2 | 16544
1 | 20 | 13:00 | 432 | 2015-01-20 | 13 | 37.65 | 1 | 38.65 | 16696.8
1 | 20 | 14:00 | 384 | 2015-01-20 | 14 | 32.29 | 1 | 33.29 | 12783.36
1 | 20 | 15:00 | 231 | 2015-01-20 | 15 | 22 | 1 | 23 | 5313
1 | 20 | 16:00 | 22 | 2015-01-20 | 16 | 7.5 | 1 | 8.5 | 187
1 | 20 | 17:00 | 0 | 2015-01-20 | 17 | 33.07 | 1 | 34.07 | 0
1 | 20 | 18:00 | 0 | 2015-01-20 | 18 | 48.52 | 1 | 49.52 | 0
1 | 20 | 19:00 | 0 | 2015-01-20 | 19 | 58.22 | 1 | 59.22 | 0
1 | 20 | 20:00 | 0 | 2015-01-20 | 20 | 55.34 | 1 | 56.34 | 0
1 | 20 | 21:00 | 0 | 2015-01-20 | 21 | 44.62 | 1 | 45.62 | 0
1 | 20 | 22:00 | 0 | 2015-01-20 | 22 | 22.53 | 1 | 23.53 | 0
1 | 20 | 23:00 | 0 | 2015-01-20 | 23 | 19.96 | 1 | 20.96 | 0
1 | 20 | 24:00 | 0 | 2015-01-20 | 24 | 28.32 | 1 | 29.32 | 0
1 | 21 | 01:00 | 0 | 2015-01-21 | 1 | 49.23 | 1 | 50.23 | 0
1 | 21 | 02:00 | 0 | 2015-01-21 | 2 | 37.79 | 1 | 38.79 | 0
1 | 21 | 03:00 | 0 | 2015-01-21 | 3 | 37.28 | 1 | 38.28 | 0
1 | 21 | 04:00 | 0 | 2015-01-21 | 4 | 37.32 | 1 | 38.32 | 0
1 | 21 | 05:00 | 0 | 2015-01-21 | 5 | 38.7 | 1 | 39.7 | 0
1 | 21 | 06:00 | 0 | 2015-01-21 | 6 | 55.69 | 1 | 56.69 | 0
1 | 21 | 07:00 | 0 | 2015-01-21 | 7 | 60.34 | 1 | 61.34 | 0
1 | 21 | 08:00 | 4 | 2015-01-21 | 8 | 68.87 | 1 | 69.87 | 279.48
1 | 21 | 09:00 | 13 | 2015-01-21 | 9 | 57.01 | 1 | 58.01 | 754.13
1 | 21 | 10:00 | 611 | 2015-01-21 | 10 | 32.05 | 1 | 33.05 | 20193.55
1 | 21 | 11:00 | 614 | 2015-01-21 | 11 | 44.91 | 1 | 45.91 | 28188.74
1 | 21 | 12:00 | 769 | 2015-01-21 | 12 | 57.15 | 1 | 58.15 | 44717.35
1 | 21 | 13:00 | 645 | 2015-01-21 | 13 | 56.43 | 1 | 57.43 | 37042.35
1 | 21 | 14:00 | 600 | 2015-01-21 | 14 | 41.94 | 1 | 42.94 | 25764
1 | 21 | 15:00 | 1467 | 2015-01-21 | 15 | 12.09 | 1 | 13.09 | 19203.03
1 | 21 | 16:00 | 948 | 2015-01-21 | 16 | 21.8 | 1 | 22.8 | 21614.4
1 | 21 | 17:00 | 3 | 2015-01-21 | 17 | 54.67 | 1 | 55.67 | 167.01
1 | 21 | 18:00 | 0 | 2015-01-21 | 18 | 68.48 | 1 | 69.48 | 0
1 | 21 | 19:00 | 0 | 2015-01-21 | 19 | 72.22 | 1 | 73.22 | 0
1 | 21 | 20:00 | 0 | 2015-01-21 | 20 | 67.32 | 1 | 68.32 | 0
1 | 21 | 21:00 | 0 | 2015-01-21 | 21 | 53.77 | 1 | 54.77 | 0
1 | 21 | 22:00 | 0 | 2015-01-21 | 22 | 44.14 | 1 | 45.14 | 0
1 | 21 | 23:00 | 0 | 2015-01-21 | 23 | 15.48 | 1 | 16.48 | 0
1 | 21 | 24:00 | 0 | 2015-01-21 | 24 | 34.22 | 1 | 35.22 | 0
1 | 22 | 01:00 | 0 | 2015-01-22 | 1 | 43.38 | 1 | 44.38 | 0
1 | 22 | 02:00 | 0 | 2015-01-22 | 2 | 35.89 | 1 | 36.89 | 0
1 | 22 | 03:00 | 0 | 2015-01-22 | 3 | 40.64 | 1 | 41.64 | 0
1 | 22 | 04:00 | 0 | 2015-01-22 | 4 | 36.62 | 1 | 37.62 | 0
1 | 22 | 05:00 | 0 | 2015-01-22 | 5 | 49 | 1 | 50 | 0
1 | 22 | 06:00 | 0 | 2015-01-22 | 6 | 42.91 | 1 | 43.91 | 0
1 | 22 | 07:00 | 0 | 2015-01-22 | 7 | 58.1 | 1 | 59.1 | 0
1 | 22 | 08:00 | 405 | 2015-01-22 | 8 | 72.06 | 1 | 73.06 | 29589.3
1 | 22 | 09:00 | 1526 | 2015-01-22 | 9 | 53.56 | 1 | 54.56 | 83258.56
1 | 22 | 10:00 | 2351 | 2015-01-22 | 10 | 38.52 | 1 | 39.52 | 92911.52
1 | 22 | 11:00 | 2862 | 2015-01-22 | 11 | 52.71 | 1 | 53.71 | 153718.02
1 | 22 | 12:00 | 3066 | 2015-01-22 | 12 | 50.06 | 1 | 51.06 | 156549.96
1 | 22 | 13:00 | 2999 | 2015-01-22 | 13 | 48.45 | 1 | 49.45 | 148300.55
1 | 22 | 14:00 | 2740 | 2015-01-22 | 14 | 38.85 | 1 | 39.85 | 109189
1 | 22 | 15:00 | 1417 | 2015-01-22 | 15 | 37.66 | 1 | 38.66 | 54781.22
1 | 22 | 16:00 | 753 | 2015-01-22 | 16 | 46.9 | 1 | 47.9 | 36068.7
1 | 22 | 17:00 | 79 | 2015-01-22 | 17 | 52.23 | 1 | 53.23 | 4205.17
1 | 22 | 18:00 | 0 | 2015-01-22 | 18 | 58.14 | 1 | 59.14 | 0
1 | 22 | 19:00 | 0 | 2015-01-22 | 19 | 61.55 | 1 | 62.55 | 0
1 | 22 | 20:00 | 0 | 2015-01-22 | 20 | 60.58 | 1 | 61.58 | 0
1 | 22 | 21:00 | 0 | 2015-01-22 | 21 | 53.69 | 1 | 54.69 | 0
1 | 22 | 22:00 | 0 | 2015-01-22 | 22 | 50.15 | 1 | 51.15 | 0
1 | 22 | 23:00 | 0 | 2015-01-22 | 23 | 4.28 | 1 | 5.28 | 0
1 | 22 | 24:00 | 0 | 2015-01-22 | 24 | 16.84 | 1 | 17.84 | 0
1 | 23 | 01:00 | 0 | 2015-01-23 | 1 | 30.28 | 1 | 31.28 | 0
1 | 23 | 02:00 | 0 | 2015-01-23 | 2 | 17.38 | 1 | 18.38 | 0
1 | 23 | 03:00 | 0 | 2015-01-23 | 3 | 0.02 | 1 | 1.02 | 0
1 | 23 | 04:00 | 0 | 2015-01-23 | 4 | 31.89 | 1 | 32.89 | 0
1 | 23 | 05:00 | 0 | 2015-01-23 | 5 | 34.12 | 1 | 35.12 | 0
1 | 23 | 06:00 | 0 | 2015-01-23 | 6 | 50.93 | 1 | 51.93 | 0
1 | 23 | 07:00 | 0 | 2015-01-23 | 7 | 51.39 | 1 | 52.39 | 0
1 | 23 | 08:00 | 0 | 2015-01-23 | 8 | 56.54 | 1 | 57.54 | 0
1 | 23 | 09:00 | 5 | 2015-01-23 | 9 | 58.5 | 1 | 59.5 | 297.5
1 | 23 | 10:00 | 401 | 2015-01-23 | 10 | 50.93 | 1 | 51.93 | 20823.93
1 | 23 | 11:00 | 2647 | 2015-01-23 | 11 | 46.31 | 1 | 47.31 | 125229.57
1 | 23 | 12:00 | 3038 | 2015-01-23 | 12 | 42.1 | 1 | 43.1 | 130937.8
1 | 23 | 13:00 | 2312 | 2015-01-23 | 13 | 40.61 | 1 | 41.61 | 96202.32
1 | 23 | 14:00 | 2169 | 2015-01-23 | 14 | 38.85 | 1 | 39.85 | 86434.65
1 | 23 | 15:00 | 1434 | 2015-01-23 | 15 | 38 | 1 | 39 | 55926
1 | 23 | 16:00 | 475 | 2015-01-23 | 16 | 37.33 | 1 | 38.33 | 18206.75
1 | 23 | 17:00 | 3 | 2015-01-23 | 17 | 40.45 | 1 | 41.45 | 124.35
1 | 23 | 18:00 | 0 | 2015-01-23 | 18 | 39 | 1 | 40 | 0
1 | 23 | 19:00 | 0 | 2015-01-23 | 19 | 41.61 | 1 | 42.61 | 0
1 | 23 | 20:00 | 0 | 2015-01-23 | 20 | 40.66 | 1 | 41.66 | 0
1 | 23 | 21:00 | 0 | 2015-01-23 | 21 | 40.58 | 1 | 41.58 | 0
1 | 23 | 22:00 | 0 | 2015-01-23 | 22 | 39.24 | 1 | 40.24 | 0
1 | 23 | 23:00 | 0 | 2015-01-23 | 23 | 23.99 | 1 | 24.99 | 0
1 | 23 | 24:00 | 0 | 2015-01-23 | 24 | 3.22 | 1 | 4.22 | 0
1 | 24 | 01:00 | 0 | 2015-01-24 | 1 | 27.07 | 1 | 28.07 | 0
1 | 24 | 02:00 | 0 | 2015-01-24 | 2 | 30.57 | 1 | 31.57 | 0
1 | 24 | 03:00 | 0 | 2015-01-24 | 3 | 29.97 | 1 | 30.97 | 0
1 | 24 | 04:00 | 0 | 2015-01-24 | 4 | 23.97 | 1 | 24.97 | 0
1 | 24 | 05:00 | 0 | 2015-01-24 | 5 | 23.77 | 1 | 24.77 | 0
1 | 24 | 06:00 | 0 | 2015-01-24 | 6 | 17.73 | 1 | 18.73 | 0
1 | 24 | 07:00 | 0 | 2015-01-24 | 7 | 18.32 | 1 | 19.32 | 0
1 | 24 | 08:00 | 21 | 2015-01-24 | 8 | 50.62 | 1 | 51.62 | 1084.02
1 | 24 | 09:00 | 891 | 2015-01-24 | 9 | 45.06 | 1 | 46.06 | 41039.46
1 | 24 | 10:00 | 930 | 2015-01-24 | 10 | 45.97 | 1 | 46.97 | 43682.1
1 | 24 | 11:00 | 420 | 2015-01-24 | 11 | 58.4 | 1 | 59.4 | 24948
1 | 24 | 12:00 | 538 | 2015-01-24 | 12 | 68.11 | 1 | 69.11 | 37181.18
1 | 24 | 13:00 | 617 | 2015-01-24 | 13 | 63.68 | 1 | 64.68 | 39907.56
1 | 24 | 14:00 | 1116 | 2015-01-24 | 14 | 66.76 | 1 | 67.76 | 75620.16
1 | 24 | 15:00 | 613 | 2015-01-24 | 15 | 62.29 | 1 | 63.29 | 38796.77
1 | 24 | 16:00 | 46 | 2015-01-24 | 16 | 72.54 | 1 | 73.54 | 3382.84
1 | 24 | 17:00 | 0 | 2015-01-24 | 17 | 78.17 | 1 | 79.17 | 0
1 | 24 | 18:00 | 0 | 2015-01-24 | 18 | 75.55 | 1 | 76.55 | 0
1 | 24 | 19:00 | 0 | 2015-01-24 | 19 | 83.28 | 1 | 84.28 | 0
1 | 24 | 20:00 | 0 | 2015-01-24 | 20 | 63.71 | 1 | 64.71 | 0
1 | 24 | 21:00 | 0 | 2015-01-24 | 21 | 54.56 | 1 | 55.56 | 0
1 | 24 | 22:00 | 0 | 2015-01-24 | 22 | 43.51 | 1 | 44.51 | 0
1 | 24 | 23:00 | 0 | 2015-01-24 | 23 | 38.44 | 1 | 39.44 | 0
1 | 24 | 24:00 | 0 | 2015-01-24 | 24 | 9.98 | 1 | 10.98 | 0
1 | 25 | 01:00 | 0 | 2015-01-25 | 1 | 32.58 | 1 | 33.58 | 0
1 | 25 | 02:00 | 0 | 2015-01-25 | 2 | 33.13 | 1 | 34.13 | 0
1 | 25 | 03:00 | 0 | 2015-01-25 | 3 | 37.07 | 1 | 38.07 | 0
1 | 25 | 04:00 | 0 | 2015-01-25 | 4 | 35.39 | 1 | 36.39 | 0
1 | 25 | 05:00 | 0 | 2015-01-25 | 5 | 37.25 | 1 | 38.25 | 0
1 | 25 | 06:00 | 0 | 2015-01-25 | 6 | 31.45 | 1 | 32.45 | 0
1 | 25 | 07:00 | 0 | 2015-01-25 | 7 | 32.29 | 1 | 33.29 | 0
1 | 25 | 08:00 | 0 | 2015-01-25 | 8 | 34.47 | 1 | 35.47 | 0
1 | 25 | 09:00 | 95 | 2015-01-25 | 9 | 42.33 | 1 | 43.33 | 4116.35
1 | 25 | 10:00 | 390 | 2015-01-25 | 10 | 29.72 | 1 | 30.72 | 11980.8
1 | 25 | 11:00 | 603 | 2015-01-25 | 11 | 54.87 | 1 | 55.87 | 33689.61
1 | 25 | 12:00 | 784 | 2015-01-25 | 12 | 47.14 | 1 | 48.14 | 37741.76
1 | 25 | 13:00 | 755 | 2015-01-25 | 13 | 20.7 | 1 | 21.7 | 16383.5
1 | 25 | 14:00 | 839 | 2015-01-25 | 14 | 13.58 | 1 | 14.58 | 12232.62
1 | 25 | 15:00 | 634 | 2015-01-25 | 15 | 22.44 | 1 | 23.44 | 14860.96
1 | 25 | 16:00 | 118 | 2015-01-25 | 16 | 46.01 | 1 | 47.01 | 5547.18
1 | 25 | 17:00 | 0 | 2015-01-25 | 17 | 37.76 | 1 | 38.76 | 0
1 | 25 | 18:00 | 0 | 2015-01-25 | 18 | 78.94 | 1 | 79.94 | 0
1 | 25 | 19:00 | 0 | 2015-01-25 | 19 | 58.75 | 1 | 59.75 | 0
1 | 25 | 20:00 | 0 | 2015-01-25 | 20 | 58.2 | 1 | 59.2 | 0
1 | 25 | 21:00 | 0 | 2015-01-25 | 21 | 51.04 | 1 | 52.04 | 0
1 | 25 | 22:00 | 0 | 2015-01-25 | 22 | 54.93 | 1 | 55.93 | 0
1 | 25 | 23:00 | 0 | 2015-01-25 | 23 | 26.82 | 1 | 27.82 | 0
1 | 25 | 24:00 | 0 | 2015-01-25 | 24 | 19.34 | 1 | 20.34 | 0
1 | 26 | 01:00 | 0 | 2015-01-26 | 1 | 43.59 | 1 | 44.59 | 0
1 | 26 | 02:00 | 0 | 2015-01-26 | 2 | 21.24 | 1 | 22.24 | 0
1 | 26 | 03:00 | 0 | 2015-01-26 | 3 | 37.27 | 1 | 38.27 | 0
1 | 26 | 04:00 | 0 | 2015-01-26 | 4 | 16.36 | 1 | 17.36 | 0
1 | 26 | 05:00 | 0 | 2015-01-26 | 5 | 24.87 | 1 | 25.87 | 0
1 | 26 | 06:00 | 0 | 2015-01-26 | 6 | 29.5 | 1 | 30.5 | 0
1 | 26 | 07:00 | 0 | 2015-01-26 | 7 | 71.85 | 1 | 72.85 | 0
1 | 26 | 08:00 | 1 | 2015-01-26 | 8 | 80.41 | 1 | 81.41 | 81.41
1 | 26 | 09:00 | 391 | 2015-01-26 | 9 | 73.73 | 1 | 74.73 | 29219.43
1 | 26 | 10:00 | 699 | 2015-01-26 | 10 | 76.7 | 1 | 77.7 | 54312.3
1 | 26 | 11:00 | 1529 | 2015-01-26 | 11 | 88.82 | 1 | 89.82 | 137334.78
1 | 26 | 12:00 | 1025 | 2015-01-26 | 12 | 89.18 | 1 | 90.18 | 92434.5
1 | 26 | 13:00 | 1391 | 2015-01-26 | 13 | 98.34 | 1 | 99.34 | 138181.94
1 | 26 | 14:00 | 2390 | 2015-01-26 | 14 | 89.59 | 1 | 90.59 | 216510.1
1 | 26 | 15:00 | 2032 | 2015-01-26 | 15 | 78.52 | 1 | 79.52 | 161584.64
1 | 26 | 16:00 | 813 | 2015-01-26 | 16 | 81.96 | 1 | 82.96 | 67446.48
1 | 26 | 17:00 | 9 | 2015-01-26 | 17 | 99.46 | 1 | 100.46 | 904.14
1 | 26 | 18:00 | 0 | 2015-01-26 | 18 | 132.37 | 1 | 133.37 | 0
1 | 26 | 19:00 | 0 | 2015-01-26 | 19 | 76.27 | 1 | 77.27 | 0
1 | 26 | 20:00 | 0 | 2015-01-26 | 20 | 67.79 | 1 | 68.79 | 0
1 | 26 | 21:00 | 0 | 2015-01-26 | 21 | 63 | 1 | 64 | 0
1 | 26 | 22:00 | 0 | 2015-01-26 | 22 | 58.5 | 1 | 59.5 | 0
1 | 26 | 23:00 | 0 | 2015-01-26 | 23 | 61.03 | 1 | 62.03 | 0
1 | 26 | 24:00 | 0 | 2015-01-26 | 24 | 30.38 | 1 | 31.38 | 0
1 | 27 | 01:00 | 0 | 2015-01-27 | 1 | 83.1 | 1 | 84.1 | 0
1 | 27 | 02:00 | 0 | 2015-01-27 | 2 | 117.23 | 1 | 118.23 | 0
1 | 27 | 03:00 | 0 | 2015-01-27 | 3 | 59.61 | 1 | 60.61 | 0
1 | 27 | 04:00 | 0 | 2015-01-27 | 4 | 55.91 | 1 | 56.91 | 0
1 | 27 | 05:00 | 0 | 2015-01-27 | 5 | 61.47 | 1 | 62.47 | 0
1 | 27 | 06:00 | 0 | 2015-01-27 | 6 | 36.35 | 1 | 37.35 | 0
1 | 27 | 07:00 | 0 | 2015-01-27 | 7 | 10.01 | 1 | 11.01 | 0
1 | 27 | 08:00 | 427 | 2015-01-27 | 8 | 33.22 | 1 | 34.22 | 14611.94
1 | 27 | 09:00 | 1575 | 2015-01-27 | 9 | 53.63 | 1 | 54.63 | 86042.25
1 | 27 | 10:00 | 2471 | 2015-01-27 | 10 | 88.4 | 1 | 89.4 | 220907.4
1 | 27 | 11:00 | 3005 | 2015-01-27 | 11 | 92.27 | 1 | 93.27 | 280276.35
1 | 27 | 12:00 | 3339 | 2015-01-27 | 12 | 97.03 | 1 | 98.03 | 327322.17
1 | 27 | 13:00 | 3313 | 2015-01-27 | 13 | 82.05 | 1 | 83.05 | 275144.65
1 | 27 | 14:00 | 3003 | 2015-01-27 | 14 | 72.73 | 1 | 73.73 | 221411.19
1 | 27 | 15:00 | 2433 | 2015-01-27 | 15 | 57.54 | 1 | 58.54 | 142427.82
1 | 27 | 16:00 | 1500 | 2015-01-27 | 16 | 55.07 | 1 | 56.07 | 84105
1 | 27 | 17:00 | 319 | 2015-01-27 | 17 | 74.39 | 1 | 75.39 | 24049.41
1 | 27 | 18:00 | 0 | 2015-01-27 | 18 | 89.03 | 1 | 90.03 | 0
1 | 27 | 19:00 | 0 | 2015-01-27 | 19 | 81.93 | 1 | 82.93 | 0
1 | 27 | 20:00 | 0 | 2015-01-27 | 20 | 71.18 | 1 | 72.18 | 0
1 | 27 | 21:00 | 0 | 2015-01-27 | 21 | 63.46 | 1 | 64.46 | 0
1 | 27 | 22:00 | 0 | 2015-01-27 | 22 | 69.56 | 1 | 70.56 | 0
1 | 27 | 23:00 | 0 | 2015-01-27 | 23 | 77.86 | 1 | 78.86 | 0
1 | 27 | 24:00 | 0 | 2015-01-27 | 24 | 58.91 | 1 | 59.91 | 0
1 | 28 | 01:00 | 0 | 2015-01-28 | 1 | 65.2 | 1 | 66.2 | 0
1 | 28 | 02:00 | 0 | 2015-01-28 | 2 | 65.27 | 1 | 66.27 | 0
1 | 28 | 03:00 | 0 | 2015-01-28 | 3 | 63.01 | 1 | 64.01 | 0
1 | 28 | 04:00 | 0 | 2015-01-28 | 4 | 65.08 | 1 | 66.08 | 0
1 | 28 | 05:00 | 0 | 2015-01-28 | 5 | 67.67 | 1 | 68.67 | 0
1 | 28 | 06:00 | 0 | 2015-01-28 | 6 | 60.31 | 1 | 61.31 | 0
1 | 28 | 07:00 | 0 | 2015-01-28 | 7 | 48.37 | 1 | 49.37 | 0
1 | 28 | 08:00 | 147 | 2015-01-28 | 8 | 60.82 | 1 | 61.82 | 9087.54
1 | 28 | 09:00 | 824 | 2015-01-28 | 9 | 64.12 | 1 | 65.12 | 53658.88
1 | 28 | 10:00 | 1980 | 2015-01-28 | 10 | 86 | 1 | 87 | 172260
1 | 28 | 11:00 | 2324 | 2015-01-28 | 11 | 91.11 | 1 | 92.11 | 214063.64
1 | 28 | 12:00 | 2990 | 2015-01-28 | 12 | 79.52 | 1 | 80.52 | 240754.8
1 | 28 | 13:00 | 2907 | 2015-01-28 | 13 | 76.7 | 1 | 77.7 | 225873.9
1 | 28 | 14:00 | 2451 | 2015-01-28 | 14 | 70.97 | 1 | 71.97 | 176398.47
1 | 28 | 15:00 | 1056 | 2015-01-28 | 15 | 65.78 | 1 | 66.78 | 70519.68
1 | 28 | 16:00 | 522 | 2015-01-28 | 16 | 67.17 | 1 | 68.17 | 35584.74
1 | 28 | 17:00 | 50 | 2015-01-28 | 17 | 80.74 | 1 | 81.74 | 4087
1 | 28 | 18:00 | 0 | 2015-01-28 | 18 | 88.86 | 1 | 89.86 | 0
1 | 28 | 19:00 | 0 | 2015-01-28 | 19 | 98.35 | 1 | 99.35 | 0
1 | 28 | 20:00 | 0 | 2015-01-28 | 20 | 97.48 | 1 | 98.48 | 0
1 | 28 | 21:00 | 0 | 2015-01-28 | 21 | 72.72 | 1 | 73.72 | 0
1 | 28 | 22:00 | 0 | 2015-01-28 | 22 | 63.95 | 1 | 64.95 | 0
1 | 28 | 23:00 | 0 | 2015-01-28 | 23 | 60.83 | 1 | 61.83 | 0
1 | 28 | 24:00 | 0 | 2015-01-28 | 24 | 56.87 | 1 | 57.87 | 0
1 | 29 | 01:00 | 0 | 2015-01-29 | 1 | 59.4 | 1 | 60.4 | 0
1 | 29 | 02:00 | 0 | 2015-01-29 | 2 | 63.38 | 1 | 64.38 | 0
1 | 29 | 03:00 | 0 | 2015-01-29 | 3 | 59.32 | 1 | 60.32 | 0
1 | 29 | 04:00 | 0 | 2015-01-29 | 4 | 61.13 | 1 | 62.13 | 0
1 | 29 | 05:00 | 0 | 2015-01-29 | 5 | 60.46 | 1 | 61.46 | 0
1 | 29 | 06:00 | 0 | 2015-01-29 | 6 | 67.07 | 1 | 68.07 | 0
1 | 29 | 07:00 | 0 | 2015-01-29 | 7 | 110.76 | 1 | 111.76 | 0
1 | 29 | 08:00 | 490 | 2015-01-29 | 8 | 122.51 | 1 | 123.51 | 60519.9
1 | 29 | 09:00 | 1631 | 2015-01-29 | 9 | 97.05 | 1 | 98.05 | 159919.55
1 | 29 | 10:00 | 2354 | 2015-01-29 | 10 | 85.89 | 1 | 86.89 | 204539.06
1 | 29 | 11:00 | 2961 | 2015-01-29 | 11 | 64.01 | 1 | 65.01 | 192494.61
1 | 29 | 12:00 | 2958 | 2015-01-29 | 12 | 59.47 | 1 | 60.47 | 178870.26
1 | 29 | 13:00 | 2943 | 2015-01-29 | 13 | 57.35 | 1 | 58.35 | 171724.05
1 | 29 | 14:00 | 2695 | 2015-01-29 | 14 | 53.07 | 1 | 54.07 | 145718.65
1 | 29 | 15:00 | 2352 | 2015-01-29 | 15 | 51.71 | 1 | 52.71 | 123973.92
1 | 29 | 16:00 | 1509 | 2015-01-29 | 16 | 54.03 | 1 | 55.03 | 83040.27
1 | 29 | 17:00 | 265 | 2015-01-29 | 17 | 60.41 | 1 | 61.41 | 16273.65
1 | 29 | 18:00 | 0 | 2015-01-29 | 18 | 68.51 | 1 | 69.51 | 0
1 | 29 | 19:00 | 0 | 2015-01-29 | 19 | 95.08 | 1 | 96.08 | 0
1 | 29 | 20:00 | 0 | 2015-01-29 | 20 | 74.62 | 1 | 75.62 | 0
1 | 29 | 21:00 | 0 | 2015-01-29 | 21 | 89.74 | 1 | 90.74 | 0
1 | 29 | 22:00 | 0 | 2015-01-29 | 22 | 61.73 | 1 | 62.73 | 0
1 | 29 | 23:00 | 0 | 2015-01-29 | 23 | 58.28 | 1 | 59.28 | 0
1 | 29 | 24:00 | 0 | 2015-01-29 | 24 | 45.5 | 1 | 46.5 | 0
1 | 30 | 01:00 | 0 | 2015-01-30 | 1 | 144.38 | 1 | 145.38 | 0
1 | 30 | 02:00 | 0 | 2015-01-30 | 2 | 126.94 | 1 | 127.94 | 0
1 | 30 | 03:00 | 0 | 2015-01-30 | 3 | 140.89 | 1 | 141.89 | 0
1 | 30 | 04:00 | 0 | 2015-01-30 | 4 | 133.94 | 1 | 134.94 | 0
1 | 30 | 05:00 | 0 | 2015-01-30 | 5 | 125.44 | 1 | 126.44 | 0
1 | 30 | 06:00 | 0 | 2015-01-30 | 6 | 174.65 | 1 | 175.65 | 0
1 | 30 | 07:00 | 0 | 2015-01-30 | 7 | 111.1 | 1 | 112.1 | 0
1 | 30 | 08:00 | 1 | 2015-01-30 | 8 | 127.8 | 1 | 128.8 | 128.8
1 | 30 | 09:00 | 135 | 2015-01-30 | 9 | 125.01 | 1 | 126.01 | 17011.35
1 | 30 | 10:00 | 1084 | 2015-01-30 | 10 | 133.62 | 1 | 134.62 | 145928.08
1 | 30 | 11:00 | 1706 | 2015-01-30 | 11 | 118.61 | 1 | 119.61 | 204054.66
1 | 30 | 12:00 | 1269 | 2015-01-30 | 12 | 130.04 | 1 | 131.04 | 166289.76
1 | 30 | 13:00 | 1425 | 2015-01-30 | 13 | 91.57 | 1 | 92.57 | 131912.25
1 | 30 | 14:00 | 1986 | 2015-01-30 | 14 | 86.9 | 1 | 87.9 | 174569.4
1 | 30 | 15:00 | 1654 | 2015-01-30 | 15 | 93 | 1 | 94 | 155476
1 | 30 | 16:00 | 814 | 2015-01-30 | 16 | 79.37 | 1 | 80.37 | 65421.18
1 | 30 | 17:00 | 29 | 2015-01-30 | 17 | 115.47 | 1 | 116.47 | 3377.63
1 | 30 | 18:00 | 0 | 2015-01-30 | 18 | 91.31 | 1 | 92.31 | 0
1 | 30 | 19:00 | 0 | 2015-01-30 | 19 | 97.09 | 1 | 98.09 | 0
1 | 30 | 20:00 | 0 | 2015-01-30 | 20 | 87.29 | 1 | 88.29 | 0
1 | 30 | 21:00 | 0 | 2015-01-30 | 21 | 102.37 | 1 | 103.37 | 0
1 | 30 | 22:00 | 0 | 2015-01-30 | 22 | 77.98 | 1 | 78.98 | 0
1 | 30 | 23:00 | 0 | 2015-01-30 | 23 | 98.86 | 1 | 99.86 | 0
1 | 30 | 24:00 | 0 | 2015-01-30 | 24 | 107.41 | 1 | 108.41 | 0
1 | 31 | 01:00 | 0 | 2015-01-31 | 1 | 78.57 | 1 | 79.57 | 0
1 | 31 | 02:00 | 0 | 2015-01-31 | 2 | 73.05 | 1 | 74.05 | 0
1 | 31 | 03:00 | 0 | 2015-01-31 | 3 | 73.01 | 1 | 74.01 | 0
1 | 31 | 04:00 | 0 | 2015-01-31 | 4 | 73.06 | 1 | 74.06 | 0
1 | 31 | 05:00 | 0 | 2015-01-31 | 5 | 78.28 | 1 | 79.28 | 0
1 | 31 | 06:00 | 0 | 2015-01-31 | 6 | 77.34 | 1 | 78.34 | 0
1 | 31 | 07:00 | 0 | 2015-01-31 | 7 | 77.42 | 1 | 78.42 | 0
1 | 31 | 08:00 | 10 | 2015-01-31 | 8 | 79.64 | 1 | 80.64 | 806.4
1 | 31 | 09:00 | 575 | 2015-01-31 | 9 | 85.09 | 1 | 86.09 | 49501.75
1 | 31 | 10:00 | 1308 | 2015-01-31 | 10 | 87.58 | 1 | 88.58 | 115862.64
1 | 31 | 11:00 | 1198 | 2015-01-31 | 11 | 91 | 1 | 92 | 110216
1 | 31 | 12:00 | 2615 | 2015-01-31 | 12 | 100.4 | 1 | 101.4 | 265161
1 | 31 | 13:00 | 1204 | 2015-01-31 | 13 | 83.51 | 1 | 84.51 | 101750.04
1 | 31 | 14:00 | 1126 | 2015-01-31 | 14 | 78.88 | 1 | 79.88 | 89944.88
1 | 31 | 15:00 | 1328 | 2015-01-31 | 15 | 73.78 | 1 | 74.78 | 99307.84
1 | 31 | 16:00 | 396 | 2015-01-31 | 16 | 70.86 | 1 | 71.86 | 28456.56
1 | 31 | 17:00 | 0 | 2015-01-31 | 17 | 73.04 | 1 | 74.04 | 0
1 | 31 | 18:00 | 0 | 2015-01-31 | 18 | 95.81 | 1 | 96.81 | 0
1 | 31 | 19:00 | 0 | 2015-01-31 | 19 | 86.82 | 1 | 87.82 | 0
1 | 31 | 20:00 | 0 | 2015-01-31 | 20 | 86.75 | 1 | 87.75 | 0
1 | 31 | 21:00 | 0 | 2015-01-31 | 21 | 81.06 | 1 | 82.06 | 0
1 | 31 | 22:00 | 0 | 2015-01-31 | 22 | 60.65 | 1 | 61.65 | 0
1 | 31 | 23:00 | 0 | 2015-01-31 | 23 | 69.08 | 1 | 70.08 | 0
1 | 31 | 24:00 | 0 | 2015-01-31 | 24 | 75.38 | 1 | 76.38 | 0
2 | 1 | 01:00 | 0 | 2015-02-01 | 1 | 79.53 | 1 | 80.53 | 0
2 | 1 | 02:00 | 0 | 2015-02-01 | 2 | 65.31 | 1 | 66.31 | 0
2 | 1 | 03:00 | 0 | 2015-02-01 | 3 | 72.76 | 1 | 73.76 | 0
2 | 1 | 04:00 | 0 | 2015-02-01 | 4 | 71.84 | 1 | 72.84 | 0
2 | 1 | 05:00 | 0 | 2015-02-01 | 5 | 57.71 | 1 | 58.71 | 0
2 | 1 | 06:00 | 0 | 2015-02-01 | 6 | 63.62 | 1 | 64.62 | 0
2 | 1 | 07:00 | 0 | 2015-02-01 | 7 | 70.35 | 1 | 71.35 | 0
2 | 1 | 08:00 | 68 | 2015-02-01 | 8 | 116.31 | 1 | 117.31 | 7977.08
2 | 1 | 09:00 | 1179 | 2015-02-01 | 9 | 91.55 | 1 | 92.55 | 109116.45
2 | 1 | 10:00 | 1754 | 2015-02-01 | 10 | 73.4 | 1 | 74.4 | 130497.6
2 | 1 | 11:00 | 1952 | 2015-02-01 | 11 | 86.92 | 1 | 87.92 | 171619.84
2 | 1 | 12:00 | 1803 | 2015-02-01 | 12 | 85.81 | 1 | 86.81 | 156518.43
2 | 1 | 13:00 | 913 | 2015-02-01 | 13 | 78.35 | 1 | 79.35 | 72446.55
2 | 1 | 14:00 | 538 | 2015-02-01 | 14 | 76.17 | 1 | 77.17 | 41517.46
2 | 1 | 15:00 | 265 | 2015-02-01 | 15 | 77.65 | 1 | 78.65 | 20842.25
2 | 1 | 16:00 | 182 | 2015-02-01 | 16 | 76.47 | 1 | 77.47 | 14099.54
2 | 1 | 17:00 | 0 | 2015-02-01 | 17 | 81.74 | 1 | 82.74 | 0
2 | 1 | 18:00 | 0 | 2015-02-01 | 18 | 117.44 | 1 | 118.44 | 0
2 | 1 | 19:00 | 0 | 2015-02-01 | 19 | 98.54 | 1 | 99.54 | 0
2 | 1 | 20:00 | 0 | 2015-02-01 | 20 | 76.24 | 1 | 77.24 | 0
2 | 1 | 21:00 | 0 | 2015-02-01 | 21 | 60.76 | 1 | 61.76 | 0
2 | 1 | 22:00 | 0 | 2015-02-01 | 22 | 32.96 | 1 | 33.96 | 0
2 | 1 | 23:00 | 0 | 2015-02-01 | 23 | 72.95 | 1 | 73.95 | 0
2 | 1 | 24:00 | 0 | 2015-02-01 | 24 | 70.7 | 1 | 71.7 | 0
2 | 2 | 01:00 | 0 | 2015-02-02 | 1 | 68.31 | 1 | 69.31 | 0
2 | 2 | 02:00 | 0 | 2015-02-02 | 2 | 54.64 | 1 | 55.64 | 0
2 | 2 | 03:00 | 0 | 2015-02-02 | 3 | 69.54 | 1 | 70.54 | 0
2 | 2 | 04:00 | 0 | 2015-02-02 | 4 | 63.83 | 1 | 64.83 | 0
2 | 2 | 05:00 | 0 | 2015-02-02 | 5 | 62.31 | 1 | 63.31 | 0
2 | 2 | 06:00 | 0 | 2015-02-02 | 6 | 56.33 | 1 | 57.33 | 0
2 | 2 | 07:00 | 0 | 2015-02-02 | 7 | 63.86 | 1 | 64.86 | 0
2 | 2 | 08:00 | 52 | 2015-02-02 | 8 | 81.12 | 1 | 82.12 | 4270.24
2 | 2 | 09:00 | 1397 | 2015-02-02 | 9 | 68.83 | 1 | 69.83 | 97552.51
2 | 2 | 10:00 | 2303 | 2015-02-02 | 10 | 78.96 | 1 | 79.96 | 184147.88
2 | 2 | 11:00 | 2596 | 2015-02-02 | 11 | 110.82 | 1 | 111.82 | 290284.72
2 | 2 | 12:00 | 1767 | 2015-02-02 | 12 | 116.73 | 1 | 117.73 | 208028.91
2 | 2 | 13:00 | 2037 | 2015-02-02 | 13 | 128.58 | 1 | 129.58 | 263954.46
2 | 2 | 14:00 | 1395 | 2015-02-02 | 14 | 121.37 | 1 | 122.37 | 170706.15
2 | 2 | 15:00 | 1290 | 2015-02-02 | 15 | 121.8 | 1 | 122.8 | 158412
2 | 2 | 16:00 | 1138 | 2015-02-02 | 16 | 122.1 | 1 | 123.1 | 140087.8
2 | 2 | 17:00 | 271 | 2015-02-02 | 17 | 126.43 | 1 | 127.43 | 34533.53
2 | 2 | 18:00 | 0 | 2015-02-02 | 18 | 231.67 | 1 | 232.67 | 0
2 | 2 | 19:00 | 0 | 2015-02-02 | 19 | 154.06 | 1 | 155.06 | 0
2 | 2 | 20:00 | 0 | 2015-02-02 | 20 | 115.97 | 1 | 116.97 | 0
2 | 2 | 21:00 | 0 | 2015-02-02 | 21 | 78.94 | 1 | 79.94 | 0
2 | 2 | 22:00 | 0 | 2015-02-02 | 22 | 77.31 | 1 | 78.31 | 0
2 | 2 | 23:00 | 0 | 2015-02-02 | 23 | 80.74 | 1 | 81.74 | 0
2 | 2 | 24:00 | 0 | 2015-02-02 | 24 | 126.39 | 1 | 127.39 | 0
2 | 3 | 01:00 | 0 | 2015-02-03 | 1 | 70.16 | 1 | 71.16 | 0
2 | 3 | 02:00 | 0 | 2015-02-03 | 2 | 68.68 | 1 | 69.68 | 0
2 | 3 | 03:00 | 0 | 2015-02-03 | 3 | 73.67 | 1 | 74.67 | 0
2 | 3 | 04:00 | 0 | 2015-02-03 | 4 | 70.96 | 1 | 71.96 | 0
2 | 3 | 05:00 | 0 | 2015-02-03 | 5 | 82.51 | 1 | 83.51 | 0
2 | 3 | 06:00 | 0 | 2015-02-03 | 6 | 88.83 | 1 | 89.83 | 0
2 | 3 | 07:00 | 0 | 2015-02-03 | 7 | 79.68 | 1 | 80.68 | 0
2 | 3 | 08:00 | 214 | 2015-02-03 | 8 | 100.96 | 1 | 101.96 | 21819.44
2 | 3 | 09:00 | 1415 | 2015-02-03 | 9 | 112.58 | 1 | 113.58 | 160715.7
2 | 3 | 10:00 | 2297 | 2015-02-03 | 10 | 94.17 | 1 | 95.17 | 218605.49
2 | 3 | 11:00 | 2754 | 2015-02-03 | 11 | 93.65 | 1 | 94.65 | 260666.1
2 | 3 | 12:00 | 2395 | 2015-02-03 | 12 | 89.45 | 1 | 90.45 | 216627.75
2 | 3 | 13:00 | 2970 | 2015-02-03 | 13 | 78.58 | 1 | 79.58 | 236352.6
2 | 3 | 14:00 | 2357 | 2015-02-03 | 14 | 67.15 | 1 | 68.15 | 160629.55
2 | 3 | 15:00 | 2059 | 2015-02-03 | 15 | 65.91 | 1 | 66.91 | 137767.69
2 | 3 | 16:00 | 1014 | 2015-02-03 | 16 | 67.8 | 1 | 68.8 | 69763.2
2 | 3 | 17:00 | 90 | 2015-02-03 | 17 | 76.69 | 1 | 77.69 | 6992.1
2 | 3 | 18:00 | 0 | 2015-02-03 | 18 | 97.88 | 1 | 98.88 | 0
2 | 3 | 19:00 | 0 | 2015-02-03 | 19 | 90.66 | 1 | 91.66 | 0
2 | 3 | 20:00 | 0 | 2015-02-03 | 20 | 88.62 | 1 | 89.62 | 0
2 | 3 | 21:00 | 0 | 2015-02-03 | 21 | 87.13 | 1 | 88.13 | 0
2 | 3 | 22:00 | 0 | 2015-02-03 | 22 | 82.07 | 1 | 83.07 | 0
2 | 3 | 23:00 | 0 | 2015-02-03 | 23 | 71.93 | 1 | 72.93 | 0
2 | 3 | 24:00 | 0 | 2015-02-03 | 24 | 68.65 | 1 | 69.65 | 0
2 | 4 | 01:00 | 0 | 2015-02-04 | 1 | 76.97 | 1 | 77.97 | 0
2 | 4 | 02:00 | 0 | 2015-02-04 | 2 | 79.97 | 1 | 80.97 | 0
2 | 4 | 03:00 | 0 | 2015-02-04 | 3 | 74.65 | 1 | 75.65 | 0
2 | 4 | 04:00 | 0 | 2015-02-04 | 4 | 75.84 | 1 | 76.84 | 0
2 | 4 | 05:00 | 0 | 2015-02-04 | 5 | 82.99 | 1 | 83.99 | 0
2 | 4 | 06:00 | 0 | 2015-02-04 | 6 | 82.23 | 1 | 83.23 | 0
2 | 4 | 07:00 | 0 | 2015-02-04 | 7 | 84.94 | 1 | 85.94 | 0
2 | 4 | 08:00 | 383 | 2015-02-04 | 8 | 85.98 | 1 | 86.98 | 33313.34
2 | 4 | 09:00 | 1523 | 2015-02-04 | 9 | 81.73 | 1 | 82.73 | 125997.79
2 | 4 | 10:00 | 2405 | 2015-02-04 | 10 | 76.18 | 1 | 77.18 | 185617.9
2 | 4 | 11:00 | 2961 | 2015-02-04 | 11 | 74.57 | 1 | 75.57 | 223762.77
2 | 4 | 12:00 | 3045 | 2015-02-04 | 12 | 68.25 | 1 | 69.25 | 210866.25
2 | 4 | 13:00 | 2873 | 2015-02-04 | 13 | 69.96 | 1 | 70.96 | 203868.08
2 | 4 | 14:00 | 2629 | 2015-02-04 | 14 | 67.42 | 1 | 68.42 | 179876.18
2 | 4 | 15:00 | 2242 | 2015-02-04 | 15 | 64.77 | 1 | 65.77 | 147456.34
2 | 4 | 16:00 | 1440 | 2015-02-04 | 16 | 63.03 | 1 | 64.03 | 92203.2
2 | 4 | 17:00 | 290 | 2015-02-04 | 17 | 62.87 | 1 | 63.87 | 18522.3
2 | 4 | 18:00 | 0 | 2015-02-04 | 18 | 87.28 | 1 | 88.28 | 0
2 | 4 | 19:00 | 0 | 2015-02-04 | 19 | 82.78 | 1 | 83.78 | 0
2 | 4 | 20:00 | 0 | 2015-02-04 | 20 | 70.69 | 1 | 71.69 | 0
2 | 4 | 21:00 | 0 | 2015-02-04 | 21 | 73.92 | 1 | 74.92 | 0
2 | 4 | 22:00 | 0 | 2015-02-04 | 22 | 86.14 | 1 | 87.14 | 0
2 | 4 | 23:00 | 0 | 2015-02-04 | 23 | 78.92 | 1 | 79.92 | 0
2 | 4 | 24:00 | 0 | 2015-02-04 | 24 | 52.07 | 1 | 53.07 | 0
2 | 5 | 01:00 | 0 | 2015-02-05 | 1 | 75.33 | 1 | 76.33 | 0
2 | 5 | 02:00 | 0 | 2015-02-05 | 2 | 76.5 | 1 | 77.5 | 0
2 | 5 | 03:00 | 0 | 2015-02-05 | 3 | 71.32 | 1 | 72.32 | 0
2 | 5 | 04:00 | 0 | 2015-02-05 | 4 | 73.71 | 1 | 74.71 | 0
2 | 5 | 05:00 | 0 | 2015-02-05 | 5 | 67.08 | 1 | 68.08 | 0
2 | 5 | 06:00 | 0 | 2015-02-05 | 6 | 62.4 | 1 | 63.4 | 0
2 | 5 | 07:00 | 0 | 2015-02-05 | 7 | 64.79 | 1 | 65.79 | 0
2 | 5 | 08:00 | 574 | 2015-02-05 | 8 | 47.06 | 1 | 48.06 | 27586.44
2 | 5 | 09:00 | 1697 | 2015-02-05 | 9 | 64.59 | 1 | 65.59 | 111306.23
2 | 5 | 10:00 | 2527 | 2015-02-05 | 10 | 63 | 1 | 64 | 161728
2 | 5 | 11:00 | 2734 | 2015-02-05 | 11 | 87.52 | 1 | 88.52 | 242013.68
2 | 5 | 12:00 | 2879 | 2015-02-05 | 12 | 92.8 | 1 | 93.8 | 270050.2
2 | 5 | 13:00 | 2724 | 2015-02-05 | 13 | 94.97 | 1 | 95.97 | 261422.28
2 | 5 | 14:00 | 2000 | 2015-02-05 | 14 | 88.4 | 1 | 89.4 | 178800
2 | 5 | 15:00 | 1199 | 2015-02-05 | 15 | 81.17 | 1 | 82.17 | 98521.83
2 | 5 | 16:00 | 339 | 2015-02-05 | 16 | 80.73 | 1 | 81.73 | 27706.47
2 | 5 | 17:00 | 1 | 2015-02-05 | 17 | 90.72 | 1 | 91.72 | 91.72
2 | 5 | 18:00 | 0 | 2015-02-05 | 18 | 116.62 | 1 | 117.62 | 0
2 | 5 | 19:00 | 0 | 2015-02-05 | 19 | 138.27 | 1 | 139.27 | 0
2 | 5 | 20:00 | 0 | 2015-02-05 | 20 | 119.55 | 1 | 120.55 | 0
2 | 5 | 21:00 | 0 | 2015-02-05 | 21 | 97.52 | 1 | 98.52 | 0
2 | 5 | 22:00 | 0 | 2015-02-05 | 22 | 89.66 | 1 | 90.66 | 0
2 | 5 | 23:00 | 0 | 2015-02-05 | 23 | 83.08 | 1 | 84.08 | 0
2 | 5 | 24:00 | 0 | 2015-02-05 | 24 | 86.23 | 1 | 87.23 | 0
2 | 6 | 01:00 | 0 | 2015-02-06 | 1 | 74.98 | 1 | 75.98 | 0
2 | 6 | 02:00 | 0 | 2015-02-06 | 2 | 69.19 | 1 | 70.19 | 0
2 | 6 | 03:00 | 0 | 2015-02-06 | 3 | 61.17 | 1 | 62.17 | 0
2 | 6 | 04:00 | 0 | 2015-02-06 | 4 | 68.61 | 1 | 69.61 | 0
2 | 6 | 05:00 | 0 | 2015-02-06 | 5 | 67.38 | 1 | 68.38 | 0
2 | 6 | 06:00 | 0 | 2015-02-06 | 6 | 75.78 | 1 | 76.78 | 0
2 | 6 | 07:00 | 0 | 2015-02-06 | 7 | 91.88 | 1 | 92.88 | 0
2 | 6 | 08:00 | 1 | 2015-02-06 | 8 | 118.28 | 1 | 119.28 | 119.28
2 | 6 | 09:00 | 477 | 2015-02-06 | 9 | 97.82 | 1 | 98.82 | 47137.14
2 | 6 | 10:00 | 757 | 2015-02-06 | 10 | 110.38 | 1 | 111.38 | 84314.66
2 | 6 | 11:00 | 1687 | 2015-02-06 | 11 | 92.13 | 1 | 93.13 | 157110.31
2 | 6 | 12:00 | 2789 | 2015-02-06 | 12 | 95.48 | 1 | 96.48 | 269082.72
2 | 6 | 13:00 | 2904 | 2015-02-06 | 13 | 82.22 | 1 | 83.22 | 241670.88
2 | 6 | 14:00 | 2583 | 2015-02-06 | 14 | 80.73 | 1 | 81.73 | 211108.59
2 | 6 | 15:00 | 1148 | 2015-02-06 | 15 | 76.21 | 1 | 77.21 | 88637.08
2 | 6 | 16:00 | 138 | 2015-02-06 | 16 | 73.7 | 1 | 74.7 | 10308.6
2 | 6 | 17:00 | 0 | 2015-02-06 | 17 | 75.41 | 1 | 76.41 | 0
2 | 6 | 18:00 | 0 | 2015-02-06 | 18 | 97.15 | 1 | 98.15 | 0
2 | 6 | 19:00 | 0 | 2015-02-06 | 19 | 96.08 | 1 | 97.08 | 0
2 | 6 | 20:00 | 0 | 2015-02-06 | 20 | 101.18 | 1 | 102.18 | 0
2 | 6 | 21:00 | 0 | 2015-02-06 | 21 | 95.64 | 1 | 96.64 | 0
2 | 6 | 22:00 | 0 | 2015-02-06 | 22 | 82.67 | 1 | 83.67 | 0
2 | 6 | 23:00 | 0 | 2015-02-06 | 23 | 110.85 | 1 | 111.85 | 0
2 | 6 | 24:00 | 0 | 2015-02-06 | 24 | 108.38 | 1 | 109.38 | 0
2 | 7 | 01:00 | 0 | 2015-02-07 | 1 | 143.23 | 1 | 144.23 | 0
2 | 7 | 02:00 | 0 | 2015-02-07 | 2 | 76.45 | 1 | 77.45 | 0
2 | 7 | 03:00 | 0 | 2015-02-07 | 3 | 79.48 | 1 | 80.48 | 0
2 | 7 | 04:00 | 0 | 2015-02-07 | 4 | 78.89 | 1 | 79.89 | 0
2 | 7 | 05:00 | 0 | 2015-02-07 | 5 | 60.22 | 1 | 61.22 | 0
2 | 7 | 06:00 | 0 | 2015-02-07 | 6 | 73.96 | 1 | 74.96 | 0
2 | 7 | 07:00 | 0 | 2015-02-07 | 7 | 133.78 | 1 | 134.78 | 0
2 | 7 | 08:00 | 3 | 2015-02-07 | 8 | 89.66 | 1 | 90.66 | 271.98
2 | 7 | 09:00 | 93 | 2015-02-07 | 9 | 84.59 | 1 | 85.59 | 7959.87
2 | 7 | 10:00 | 782 | 2015-02-07 | 10 | 75.58 | 1 | 76.58 | 59885.56
2 | 7 | 11:00 | 885 | 2015-02-07 | 11 | 91.53 | 1 | 92.53 | 81889.05
2 | 7 | 12:00 | 1244 | 2015-02-07 | 12 | 93.14 | 1 | 94.14 | 117110.16
2 | 7 | 13:00 | 942 | 2015-02-07 | 13 | 79.99 | 1 | 80.99 | 76292.58
2 | 7 | 14:00 | 893 | 2015-02-07 | 14 | 61.35 | 1 | 62.35 | 55678.55
2 | 7 | 15:00 | 726 | 2015-02-07 | 15 | 59.97 | 1 | 60.97 | 44264.22
2 | 7 | 16:00 | 487 | 2015-02-07 | 16 | 60.06 | 1 | 61.06 | 29736.22
2 | 7 | 17:00 | 5 | 2015-02-07 | 17 | 57.31 | 1 | 58.31 | 291.55
2 | 7 | 18:00 | 0 | 2015-02-07 | 18 | 71.55 | 1 | 72.55 | 0
2 | 7 | 19:00 | 0 | 2015-02-07 | 19 | 68.73 | 1 | 69.73 | 0
2 | 7 | 20:00 | 0 | 2015-02-07 | 20 | 64.09 | 1 | 65.09 | 0
2 | 7 | 21:00 | 0 | 2015-02-07 | 21 | 62.02 | 1 | 63.02 | 0
2 | 7 | 22:00 | 0 | 2015-02-07 | 22 | 60.57 | 1 | 61.57 | 0
2 | 7 | 23:00 | 0 | 2015-02-07 | 23 | 68.44 | 1 | 69.44 | 0
2 | 7 | 24:00 | 0 | 2015-02-07 | 24 | 69.93 | 1 | 70.93 | 0
2 | 8 | 01:00 | 0 | 2015-02-08 | 1 | 61.39 | 1 | 62.39 | 0
2 | 8 | 02:00 | 0 | 2015-02-08 | 2 | 70.33 | 1 | 71.33 | 0
2 | 8 | 03:00 | 0 | 2015-02-08 | 3 | 86.46 | 1 | 87.46 | 0
2 | 8 | 04:00 | 0 | 2015-02-08 | 4 | 65.35 | 1 | 66.35 | 0
2 | 8 | 05:00 | 0 | 2015-02-08 | 5 | 88.92 | 1 | 89.92 | 0
2 | 8 | 06:00 | 0 | 2015-02-08 | 6 | 61.68 | 1 | 62.68 | 0
2 | 8 | 07:00 | 0 | 2015-02-08 | 7 | 65.77 | 1 | 66.77 | 0
2 | 8 | 08:00 | 5 | 2015-02-08 | 8 | 56.93 | 1 | 57.93 | 289.65
2 | 8 | 09:00 | 400 | 2015-02-08 | 9 | 58.66 | 1 | 59.66 | 23864
2 | 8 | 10:00 | 294 | 2015-02-08 | 10 | 55.6 | 1 | 56.6 | 16640.4
2 | 8 | 11:00 | 795 | 2015-02-08 | 11 | 65.27 | 1 | 66.27 | 52684.65
2 | 8 | 12:00 | 1018 | 2015-02-08 | 12 | 76.57 | 1 | 77.57 | 78966.26
2 | 8 | 13:00 | 853 | 2015-02-08 | 13 | 55.35 | 1 | 56.35 | 48066.55
2 | 8 | 14:00 | 960 | 2015-02-08 | 14 | 69.65 | 1 | 70.65 | 67824
2 | 8 | 15:00 | 1314 | 2015-02-08 | 15 | 66.81 | 1 | 67.81 | 89102.34
2 | 8 | 16:00 | 1086 | 2015-02-08 | 16 | 59.05 | 1 | 60.05 | 65214.3
2 | 8 | 17:00 | 10 | 2015-02-08 | 17 | 75.5 | 1 | 76.5 | 765
2 | 8 | 18:00 | 0 | 2015-02-08 | 18 | 105.34 | 1 | 106.34 | 0
2 | 8 | 19:00 | 0 | 2015-02-08 | 19 | 96.62 | 1 | 97.62 | 0
2 | 8 | 20:00 | 0 | 2015-02-08 | 20 | 77.16 | 1 | 78.16 | 0
2 | 8 | 21:00 | 0 | 2015-02-08 | 21 | 91.62 | 1 | 92.62 | 0
2 | 8 | 22:00 | 0 | 2015-02-08 | 22 | 82.93 | 1 | 83.93 | 0
2 | 8 | 23:00 | 0 | 2015-02-08 | 23 | 72.43 | 1 | 73.43 | 0
2 | 8 | 24:00 | 0 | 2015-02-08 | 24 | 91.75 | 1 | 92.75 | 0
2 | 9 | 01:00 | 0 | 2015-02-09 | 1 | 84.33 | 1 | 85.33 | 0
2 | 9 | 02:00 | 0 | 2015-02-09 | 2 | 74.39 | 1 | 75.39 | 0
2 | 9 | 03:00 | 0 | 2015-02-09 | 3 | 106.1 | 1 | 107.1 | 0
2 | 9 | 04:00 | 0 | 2015-02-09 | 4 | 65.72 | 1 | 66.72 | 0
2 | 9 | 05:00 | 0 | 2015-02-09 | 5 | 87.96 | 1 | 88.96 | 0
2 | 9 | 06:00 | 0 | 2015-02-09 | 6 | 71.64 | 1 | 72.64 | 0
2 | 9 | 07:00 | 0 | 2015-02-09 | 7 | 57.59 | 1 | 58.59 | 0
2 | 9 | 08:00 | 34 | 2015-02-09 | 8 | 52.2 | 1 | 53.2 | 1808.8
2 | 9 | 09:00 | 1083 | 2015-02-09 | 9 | 58.24 | 1 | 59.24 | 64156.92
2 | 9 | 10:00 | 1928 | 2015-02-09 | 10 | 77.49 | 1 | 78.49 | 151328.72
2 | 9 | 11:00 | 2471 | 2015-02-09 | 11 | 101.73 | 1 | 102.73 | 253845.83
2 | 9 | 12:00 | 2765 | 2015-02-09 | 12 | 128.79 | 1 | 129.79 | 358869.35
2 | 9 | 13:00 | 2727 | 2015-02-09 | 13 | 131.22 | 1 | 132.22 | 360563.94
2 | 9 | 14:00 | 2431 | 2015-02-09 | 14 | 137.21 | 1 | 138.21 | 335988.51
2 | 9 | 15:00 | 1865 | 2015-02-09 | 15 | 118.67 | 1 | 119.67 | 223184.55
2 | 9 | 16:00 | 1046 | 2015-02-09 | 16 | 126.49 | 1 | 127.49 | 133354.54
2 | 9 | 17:00 | 35 | 2015-02-09 | 17 | 124.15 | 1 | 125.15 | 4380.25
2 | 9 | 18:00 | 0 | 2015-02-09 | 18 | 168.58 | 1 | 169.58 | 0
2 | 9 | 19:00 | 0 | 2015-02-09 | 19 | 153.15 | 1 | 154.15 | 0
2 | 9 | 20:00 | 0 | 2015-02-09 | 20 | 133.27 | 1 | 134.27 | 0
2 | 9 | 21:00 | 0 | 2015-02-09 | 21 | 118.11 | 1 | 119.11 | 0
2 | 9 | 22:00 | 0 | 2015-02-09 | 22 | 96.15 | 1 | 97.15 | 0
2 | 9 | 23:00 | 0 | 2015-02-09 | 23 | 122.39 | 1 | 123.39 | 0
2 | 9 | 24:00 | 0 | 2015-02-09 | 24 | 122.76 | 1 | 123.76 | 0
2 | 10 | 01:00 | 0 | 2015-02-10 | 1 | 80.28 | 1 | 81.28 | 0
2 | 10 | 02:00 | 0 | 2015-02-10 | 2 | 91.1 | 1 | 92.1 | 0
2 | 10 | 03:00 | 0 | 2015-02-10 | 3 | 101.8 | 1 | 102.8 | 0
2 | 10 | 04:00 | 0 | 2015-02-10 | 4 | 95.47 | 1 | 96.47 | 0
2 | 10 | 05:00 | 0 | 2015-02-10 | 5 | 80.86 | 1 | 81.86 | 0
2 | 10 | 06:00 | 0 | 2015-02-10 | 6 | 85.97 | 1 | 86.97 | 0
2 | 10 | 07:00 | 0 | 2015-02-10 | 7 | 111.82 | 1 | 112.82 | 0
2 | 10 | 08:00 | 0 | 2015-02-10 | 8 | 145.56 | 1 | 146.56 | 0
2 | 10 | 09:00 | 68 | 2015-02-10 | 9 | 172.43 | 1 | 173.43 | 11793.24
2 | 10 | 10:00 | 486 | 2015-02-10 | 10 | 135.85 | 1 | 136.85 | 66509.1
2 | 10 | 11:00 | 524 | 2015-02-10 | 11 | 126.11 | 1 | 127.11 | 66605.64
2 | 10 | 12:00 | 673 | 2015-02-10 | 12 | 140.88 | 1 | 141.88 | 95485.24
2 | 10 | 13:00 | 364 | 2015-02-10 | 13 | 142.36 | 1 | 143.36 | 52183.04
2 | 10 | 14:00 | 589 | 2015-02-10 | 14 | 116.61 | 1 | 117.61 | 69272.29
2 | 10 | 15:00 | 523 | 2015-02-10 | 15 | 101.34 | 1 | 102.34 | 53523.82
2 | 10 | 16:00 | 12 | 2015-02-10 | 16 | 96.71 | 1 | 97.71 | 1172.52
2 | 10 | 17:00 | 1 | 2015-02-10 | 17 | 101.67 | 1 | 102.67 | 102.67
2 | 10 | 18:00 | 0 | 2015-02-10 | 18 | 148.87 | 1 | 149.87 | 0
2 | 10 | 19:00 | 0 | 2015-02-10 | 19 | 174.43 | 1 | 175.43 | 0
2 | 10 | 20:00 | 0 | 2015-02-10 | 20 | 192.26 | 1 | 193.26 | 0
2 | 10 | 21:00 | 0 | 2015-02-10 | 21 | 159.02 | 1 | 160.02 | 0
2 | 10 | 22:00 | 0 | 2015-02-10 | 22 | 111.3 | 1 | 112.3 | 0
2 | 10 | 23:00 | 0 | 2015-02-10 | 23 | 93.41 | 1 | 94.41 | 0
2 | 10 | 24:00 | 0 | 2015-02-10 | 24 | 108.87 | 1 | 109.87 | 0
2 | 11 | 01:00 | 0 | 2015-02-11 | 1 | 123.54 | 1 | 124.54 | 0
2 | 11 | 02:00 | 0 | 2015-02-11 | 2 | 105.87 | 1 | 106.87 | 0
2 | 11 | 03:00 | 0 | 2015-02-11 | 3 | 106.92 | 1 | 107.92 | 0
2 | 11 | 04:00 | 0 | 2015-02-11 | 4 | 112.54 | 1 | 113.54 | 0
2 | 11 | 05:00 | 0 | 2015-02-11 | 5 | 107.35 | 1 | 108.35 | 0
2 | 11 | 06:00 | 0 | 2015-02-11 | 6 | 112.67 | 1 | 113.67 | 0
2 | 11 | 07:00 | 0 | 2015-02-11 | 7 | 148.07 | 1 | 149.07 | 0
2 | 11 | 08:00 | 25 | 2015-02-11 | 8 | 104.8 | 1 | 105.8 | 2645
2 | 11 | 09:00 | 912 | 2015-02-11 | 9 | 103.36 | 1 | 104.36 | 95176.32
2 | 11 | 10:00 | 2149 | 2015-02-11 | 10 | 106.72 | 1 | 107.72 | 231490.28
2 | 11 | 11:00 | 1658 | 2015-02-11 | 11 | 114.63 | 1 | 115.63 | 191714.54
2 | 11 | 12:00 | 2638 | 2015-02-11 | 12 | 110.06 | 1 | 111.06 | 292976.28
2 | 11 | 13:00 | 2832 | 2015-02-11 | 13 | 101.05 | 1 | 102.05 | 289005.6
2 | 11 | 14:00 | 2514 | 2015-02-11 | 14 | 99.23 | 1 | 100.23 | 251978.22
2 | 11 | 15:00 | 1978 | 2015-02-11 | 15 | 98.05 | 1 | 99.05 | 195920.9
2 | 11 | 16:00 | 968 | 2015-02-11 | 16 | 97.73 | 1 | 98.73 | 95570.64
2 | 11 | 17:00 | 176 | 2015-02-11 | 17 | 127.31 | 1 | 128.31 | 22582.56
2 | 11 | 18:00 | 0 | 2015-02-11 | 18 | 184.65 | 1 | 185.65 | 0
2 | 11 | 19:00 | 0 | 2015-02-11 | 19 | 151.39 | 1 | 152.39 | 0
2 | 11 | 20:00 | 0 | 2015-02-11 | 20 | 147.67 | 1 | 148.67 | 0
2 | 11 | 21:00 | 0 | 2015-02-11 | 21 | 149.64 | 1 | 150.64 | 0
2 | 11 | 22:00 | 0 | 2015-02-11 | 22 | 104.73 | 1 | 105.73 | 0
2 | 11 | 23:00 | 0 | 2015-02-11 | 23 | 96.24 | 1 | 97.24 | 0
2 | 11 | 24:00 | 0 | 2015-02-11 | 24 | 97.43 | 1 | 98.43 | 0
2 | 12 | 01:00 | 0 | 2015-02-12 | 1 | 101.13 | 1 | 102.13 | 0
2 | 12 | 02:00 | 0 | 2015-02-12 | 2 | 94.26 | 1 | 95.26 | 0
2 | 12 | 03:00 | 0 | 2015-02-12 | 3 | 93.14 | 1 | 94.14 | 0
2 | 12 | 04:00 | 0 | 2015-02-12 | 4 | 103.81 | 1 | 104.81 | 0
2 | 12 | 05:00 | 0 | 2015-02-12 | 5 | 87.06 | 1 | 88.06 | 0
2 | 12 | 06:00 | 0 | 2015-02-12 | 6 | 102.89 | 1 | 103.89 | 0
2 | 12 | 07:00 | 0 | 2015-02-12 | 7 | 139.82 | 1 | 140.82 | 0
2 | 12 | 08:00 | 1 | 2015-02-12 | 8 | 126.18 | 1 | 127.18 | 127.18
2 | 12 | 09:00 | 104 | 2015-02-12 | 9 | 125.72 | 1 | 126.72 | 13178.88
2 | 12 | 10:00 | 123 | 2015-02-12 | 10 | 144.11 | 1 | 145.11 | 17848.53
2 | 12 | 11:00 | 692 | 2015-02-12 | 11 | 138.85 | 1 | 139.85 | 96776.2
2 | 12 | 12:00 | 959 | 2015-02-12 | 12 | 124.17 | 1 | 125.17 | 120038.03
2 | 12 | 13:00 | 429 | 2015-02-12 | 13 | 127.36 | 1 | 128.36 | 55066.44
2 | 12 | 14:00 | 956 | 2015-02-12 | 14 | 119.14 | 1 | 120.14 | 114853.84
2 | 12 | 15:00 | 728 | 2015-02-12 | 15 | 114.51 | 1 | 115.51 | 84091.28
2 | 12 | 16:00 | 46 | 2015-02-12 | 16 | 106.35 | 1 | 107.35 | 4938.1
2 | 12 | 17:00 | 11 | 2015-02-12 | 17 | 116.48 | 1 | 117.48 | 1292.28
2 | 12 | 18:00 | 0 | 2015-02-12 | 18 | 135.04 | 1 | 136.04 | 0
2 | 12 | 19:00 | 0 | 2015-02-12 | 19 | 124.7 | 1 | 125.7 | 0
2 | 12 | 20:00 | 0 | 2015-02-12 | 20 | 121.17 | 1 | 122.17 | 0
2 | 12 | 21:00 | 0 | 2015-02-12 | 21 | 123.02 | 1 | 124.02 | 0
2 | 12 | 22:00 | 0 | 2015-02-12 | 22 | 108.05 | 1 | 109.05 | 0
2 | 12 | 23:00 | 0 | 2015-02-12 | 23 | 94.76 | 1 | 95.76 | 0
2 | 12 | 24:00 | 0 | 2015-02-12 | 24 | 88.08 | 1 | 89.08 | 0
2 | 13 | 01:00 | 0 | 2015-02-13 | 1 | 103.68 | 1 | 104.68 | 0
2 | 13 | 02:00 | 0 | 2015-02-13 | 2 | 85.27 | 1 | 86.27 | 0
2 | 13 | 03:00 | 0 | 2015-02-13 | 3 | 92.09 | 1 | 93.09 | 0
2 | 13 | 04:00 | 0 | 2015-02-13 | 4 | 105.8 | 1 | 106.8 | 0
2 | 13 | 05:00 | 0 | 2015-02-13 | 5 | 97.1 | 1 | 98.1 | 0
2 | 13 | 06:00 | 0 | 2015-02-13 | 6 | 103.48 | 1 | 104.48 | 0
2 | 13 | 07:00 | 0 | 2015-02-13 | 7 | 137.76 | 1 | 138.76 | 0
2 | 13 | 08:00 | 177 | 2015-02-13 | 8 | 133.3 | 1 | 134.3 | 23771.1
2 | 13 | 09:00 | 1123 | 2015-02-13 | 9 | 148.91 | 1 | 149.91 | 168348.93
2 | 13 | 10:00 | 2409 | 2015-02-13 | 10 | 142.99 | 1 | 143.99 | 346871.91
2 | 13 | 11:00 | 2896 | 2015-02-13 | 11 | 135.52 | 1 | 136.52 | 395361.92
2 | 13 | 12:00 | 2993 | 2015-02-13 | 12 | 137.46 | 1 | 138.46 | 414410.78
2 | 13 | 13:00 | 2962 | 2015-02-13 | 13 | 132.97 | 1 | 133.97 | 396819.14
2 | 13 | 14:00 | 2681 | 2015-02-13 | 14 | 114.24 | 1 | 115.24 | 308958.44
2 | 13 | 15:00 | 2188 | 2015-02-13 | 15 | 103.02 | 1 | 104.02 | 227595.76
2 | 13 | 16:00 | 1467 | 2015-02-13 | 16 | 106.08 | 1 | 107.08 | 157086.36
2 | 13 | 17:00 | 525 | 2015-02-13 | 17 | 112.91 | 1 | 113.91 | 59802.75
2 | 13 | 18:00 | 0 | 2015-02-13 | 18 | 116.66 | 1 | 117.66 | 0
2 | 13 | 19:00 | 0 | 2015-02-13 | 19 | 112.45 | 1 | 113.45 | 0
2 | 13 | 20:00 | 0 | 2015-02-13 | 20 | 120.42 | 1 | 121.42 | 0
2 | 13 | 21:00 | 0 | 2015-02-13 | 21 | 109.78 | 1 | 110.78 | 0
2 | 13 | 22:00 | 0 | 2015-02-13 | 22 | 110.29 | 1 | 111.29 | 0
2 | 13 | 23:00 | 0 | 2015-02-13 | 23 | 102.61 | 1 | 103.61 | 0
2 | 13 | 24:00 | 0 | 2015-02-13 | 24 | 117.9 | 1 | 118.9 | 0
2 | 14 | 01:00 | 0 | 2015-02-14 | 1 | 122.13 | 1 | 123.13 | 0
2 | 14 | 02:00 | 0 | 2015-02-14 | 2 | 122.25 | 1 | 123.25 | 0
2 | 14 | 03:00 | 0 | 2015-02-14 | 3 | 122.33 | 1 | 123.33 | 0
2 | 14 | 04:00 | 0 | 2015-02-14 | 4 | 124.84 | 1 | 125.84 | 0
2 | 14 | 05:00 | 0 | 2015-02-14 | 5 | 126.28 | 1 | 127.28 | 0
2 | 14 | 06:00 | 0 | 2015-02-14 | 6 | 125.63 | 1 | 126.63 | 0
2 | 14 | 07:00 | 0 | 2015-02-14 | 7 | 125.62 | 1 | 126.62 | 0
2 | 14 | 08:00 | 554 | 2015-02-14 | 8 | 136.06 | 1 | 137.06 | 75931.24
2 | 14 | 09:00 | 748 | 2015-02-14 | 9 | 168.15 | 1 | 169.15 | 126524.2
2 | 14 | 10:00 | 1645 | 2015-02-14 | 10 | 180.3 | 1 | 181.3 | 298238.5
2 | 14 | 11:00 | 897 | 2015-02-14 | 11 | 143.21 | 1 | 144.21 | 129356.37
2 | 14 | 12:00 | 1305 | 2015-02-14 | 12 | 171.85 | 1 | 172.85 | 225569.25
2 | 14 | 13:00 | 602 | 2015-02-14 | 13 | 198.98 | 1 | 199.98 | 120387.96
2 | 14 | 14:00 | 512 | 2015-02-14 | 14 | 157.05 | 1 | 158.05 | 80921.6
2 | 14 | 15:00 | 573 | 2015-02-14 | 15 | 161.49 | 1 | 162.49 | 93106.77
2 | 14 | 16:00 | 339 | 2015-02-14 | 16 | 147.59 | 1 | 148.59 | 50372.01
2 | 14 | 17:00 | 1 | 2015-02-14 | 17 | 184.22 | 1 | 185.22 | 185.22
2 | 14 | 18:00 | 0 | 2015-02-14 | 18 | 212.84 | 1 | 213.84 | 0
2 | 14 | 19:00 | 0 | 2015-02-14 | 19 | 178.73 | 1 | 179.73 | 0
2 | 14 | 20:00 | 0 | 2015-02-14 | 20 | 181.05 | 1 | 182.05 | 0
2 | 14 | 21:00 | 0 | 2015-02-14 | 21 | 190.64 | 1 | 191.64 | 0
2 | 14 | 22:00 | 0 | 2015-02-14 | 22 | 193.53 | 1 | 194.53 | 0
2 | 14 | 23:00 | 0 | 2015-02-14 | 23 | 150.59 | 1 | 151.59 | 0
2 | 14 | 24:00 | 0 | 2015-02-14 | 24 | 131.38 | 1 | 132.38 | 0
2 | 15 | 01:00 | 0 | 2015-02-15 | 1 | 118.7 | 1 | 119.7 | 0
2 | 15 | 02:00 | 0 | 2015-02-15 | 2 | 114.25 | 1 | 115.25 | 0
2 | 15 | 03:00 | 0 | 2015-02-15 | 3 | 113.89 | 1 | 114.89 | 0
2 | 15 | 04:00 | 0 | 2015-02-15 | 4 | 107.38 | 1 | 108.38 | 0
2 | 15 | 05:00 | 0 | 2015-02-15 | 5 | 104.63 | 1 | 105.63 | 0
2 | 15 | 06:00 | 0 | 2015-02-15 | 6 | 104.73 | 1 | 105.73 | 0
2 | 15 | 07:00 | 0 | 2015-02-15 | 7 | 114.65 | 1 | 115.65 | 0
2 | 15 | 08:00 | 143 | 2015-02-15 | 8 | 111.61 | 1 | 112.61 | 16103.23
2 | 15 | 09:00 | 1185 | 2015-02-15 | 9 | 124.97 | 1 | 125.97 | 149274.45
2 | 15 | 10:00 | 1989 | 2015-02-15 | 10 | 133.02 | 1 | 134.02 | 266565.78
2 | 15 | 11:00 | 2499 | 2015-02-15 | 11 | 152.88 | 1 | 153.88 | 384546.12
2 | 15 | 12:00 | 2726 | 2015-02-15 | 12 | 152.16 | 1 | 153.16 | 417514.16
2 | 15 | 13:00 | 2640 | 2015-02-15 | 13 | 142.85 | 1 | 143.85 | 379764
2 | 15 | 14:00 | 2455 | 2015-02-15 | 14 | 129.38 | 1 | 130.38 | 320082.9
2 | 15 | 15:00 | 1928 | 2015-02-15 | 15 | 127.3 | 1 | 128.3 | 247362.4
2 | 15 | 16:00 | 1135 | 2015-02-15 | 16 | 124.11 | 1 | 125.11 | 141999.85
2 | 15 | 17:00 | 134 | 2015-02-15 | 17 | 128.98 | 1 | 129.98 | 17417.32
2 | 15 | 18:00 | 0 | 2015-02-15 | 18 | 189.92 | 1 | 190.92 | 0
2 | 15 | 19:00 | 0 | 2015-02-15 | 19 | 179.25 | 1 | 180.25 | 0
2 | 15 | 20:00 | 0 | 2015-02-15 | 20 | 184.55 | 1 | 185.55 | 0
2 | 15 | 21:00 | 0 | 2015-02-15 | 21 | 169.01 | 1 | 170.01 | 0
2 | 15 | 22:00 | 0 | 2015-02-15 | 22 | 129.94 | 1 | 130.94 | 0
2 | 15 | 23:00 | 0 | 2015-02-15 | 23 | 125.73 | 1 | 126.73 | 0
2 | 15 | 24:00 | 0 | 2015-02-15 | 24 | 135.54 | 1 | 136.54 | 0
2 | 16 | 01:00 | 0 | 2015-02-16 | 1 | 139.51 | 1 | 140.51 | 0
2 | 16 | 02:00 | 0 | 2015-02-16 | 2 | 131.57 | 1 | 132.57 | 0
2 | 16 | 03:00 | 0 | 2015-02-16 | 3 | 129.59 | 1 | 130.59 | 0
2 | 16 | 04:00 | 0 | 2015-02-16 | 4 | 131.29 | 1 | 132.29 | 0
2 | 16 | 05:00 | 0 | 2015-02-16 | 5 | 135.03 | 1 | 136.03 | 0
2 | 16 | 06:00 | 0 | 2015-02-16 | 6 | 159.65 | 1 | 160.65 | 0
2 | 16 | 07:00 | 0 | 2015-02-16 | 7 | 186.3 | 1 | 187.3 | 0
2 | 16 | 08:00 | 523 | 2015-02-16 | 8 | 194.43 | 1 | 195.43 | 102209.89
2 | 16 | 09:00 | 1511 | 2015-02-16 | 9 | 170.76 | 1 | 171.76 | 259529.36
2 | 16 | 10:00 | 2262 | 2015-02-16 | 10 | 166.29 | 1 | 167.29 | 378409.98
2 | 16 | 11:00 | 2769 | 2015-02-16 | 11 | 163.47 | 1 | 164.47 | 455417.43
2 | 16 | 12:00 | 3010 | 2015-02-16 | 12 | 170.7 | 1 | 171.7 | 516817
2 | 16 | 13:00 | 3021 | 2015-02-16 | 13 | 153.72 | 1 | 154.72 | 467409.12
2 | 16 | 14:00 | 2785 | 2015-02-16 | 14 | 150.1 | 1 | 151.1 | 420813.5
2 | 16 | 15:00 | 2299 | 2015-02-16 | 15 | 145.46 | 1 | 146.46 | 336711.54
2 | 16 | 16:00 | 1559 | 2015-02-16 | 16 | 138.37 | 1 | 139.37 | 217277.83
2 | 16 | 17:00 | 572 | 2015-02-16 | 17 | 156.9 | 1 | 157.9 | 90318.8
2 | 16 | 18:00 | 0 | 2015-02-16 | 18 | 215.12 | 1 | 216.12 | 0
2 | 16 | 19:00 | 0 | 2015-02-16 | 19 | 202.68 | 1 | 203.68 | 0
2 | 16 | 20:00 | 0 | 2015-02-16 | 20 | 211.15 | 1 | 212.15 | 0
2 | 16 | 21:00 | 0 | 2015-02-16 | 21 | 205.61 | 1 | 206.61 | 0
2 | 16 | 22:00 | 0 | 2015-02-16 | 22 | 131.63 | 1 | 132.63 | 0
2 | 16 | 23:00 | 0 | 2015-02-16 | 23 | 118.47 | 1 | 119.47 | 0
2 | 16 | 24:00 | 0 | 2015-02-16 | 24 | 125.23 | 1 | 126.23 | 0
2 | 17 | 01:00 | 0 | 2015-02-17 | 1 | 123.91 | 1 | 124.91 | 0
2 | 17 | 02:00 | 0 | 2015-02-17 | 2 | 120.89 | 1 | 121.89 | 0
2 | 17 | 03:00 | 0 | 2015-02-17 | 3 | 121.38 | 1 | 122.38 | 0
2 | 17 | 04:00 | 0 | 2015-02-17 | 4 | 114.78 | 1 | 115.78 | 0
2 | 17 | 05:00 | 0 | 2015-02-17 | 5 | 120.41 | 1 | 121.41 | 0
2 | 17 | 06:00 | 0 | 2015-02-17 | 6 | 113.87 | 1 | 114.87 | 0
2 | 17 | 07:00 | 0 | 2015-02-17 | 7 | 126.77 | 1 | 127.77 | 0
2 | 17 | 08:00 | 608 | 2015-02-17 | 8 | 160.59 | 1 | 161.59 | 98246.72
2 | 17 | 09:00 | 1657 | 2015-02-17 | 9 | 184.26 | 1 | 185.26 | 306975.82
2 | 17 | 10:00 | 2482 | 2015-02-17 | 10 | 141.9 | 1 | 142.9 | 354677.8
2 | 17 | 11:00 | 2976 | 2015-02-17 | 11 | 165.46 | 1 | 166.46 | 495384.96
2 | 17 | 12:00 | 3219 | 2015-02-17 | 12 | 160.09 | 1 | 161.09 | 518548.71
2 | 17 | 13:00 | 3185 | 2015-02-17 | 13 | 143.34 | 1 | 144.34 | 459722.9
2 | 17 | 14:00 | 2886 | 2015-02-17 | 14 | 134.08 | 1 | 135.08 | 389840.88
2 | 17 | 15:00 | 2324 | 2015-02-17 | 15 | 124.88 | 1 | 125.88 | 292545.12
2 | 17 | 16:00 | 1525 | 2015-02-17 | 16 | 126.26 | 1 | 127.26 | 194071.5
2 | 17 | 17:00 | 567 | 2015-02-17 | 17 | 129.01 | 1 | 130.01 | 73715.67
2 | 17 | 18:00 | 0 | 2015-02-17 | 18 | 142.79 | 1 | 143.79 | 0
2 | 17 | 19:00 | 0 | 2015-02-17 | 19 | 143.51 | 1 | 144.51 | 0
2 | 17 | 20:00 | 0 | 2015-02-17 | 20 | 134.68 | 1 | 135.68 | 0
2 | 17 | 21:00 | 0 | 2015-02-17 | 21 | 132.74 | 1 | 133.74 | 0
2 | 17 | 22:00 | 0 | 2015-02-17 | 22 | 132.51 | 1 | 133.51 | 0
2 | 17 | 23:00 | 0 | 2015-02-17 | 23 | 129.58 | 1 | 130.58 | 0
2 | 17 | 24:00 | 0 | 2015-02-17 | 24 | 126.59 | 1 | 127.59 | 0
2 | 18 | 01:00 | 0 | 2015-02-18 | 1 | 135.39 | 1 | 136.39 | 0
2 | 18 | 02:00 | 0 | 2015-02-18 | 2 | 148.02 | 1 | 149.02 | 0
2 | 18 | 03:00 | 0 | 2015-02-18 | 3 | 134.14 | 1 | 135.14 | 0
2 | 18 | 04:00 | 0 | 2015-02-18 | 4 | 140.55 | 1 | 141.55 | 0
2 | 18 | 05:00 | 0 | 2015-02-18 | 5 | 158.22 | 1 | 159.22 | 0
2 | 18 | 06:00 | 0 | 2015-02-18 | 6 | 137.94 | 1 | 138.94 | 0
2 | 18 | 07:00 | 0 | 2015-02-18 | 7 | 154.79 | 1 | 155.79 | 0
2 | 18 | 08:00 | 15 | 2015-02-18 | 8 | 160.01 | 1 | 161.01 | 2415.15
2 | 18 | 09:00 | 828 | 2015-02-18 | 9 | 160.05 | 1 | 161.05 | 133349.4
2 | 18 | 10:00 | 1068 | 2015-02-18 | 10 | 196.95 | 1 | 197.95 | 211410.6
2 | 18 | 11:00 | 1465 | 2015-02-18 | 11 | 163.1 | 1 | 164.1 | 240406.5
2 | 18 | 12:00 | 2703 | 2015-02-18 | 12 | 142.58 | 1 | 143.58 | 388096.74
2 | 18 | 13:00 | 1862 | 2015-02-18 | 13 | 139.36 | 1 | 140.36 | 261350.32
2 | 18 | 14:00 | 1498 | 2015-02-18 | 14 | 129.91 | 1 | 130.91 | 196103.18
2 | 18 | 15:00 | 918 | 2015-02-18 | 15 | 128.43 | 1 | 129.43 | 118816.74
2 | 18 | 16:00 | 974 | 2015-02-18 | 16 | 131.74 | 1 | 132.74 | 129288.76
2 | 18 | 17:00 | 127 | 2015-02-18 | 17 | 118.49 | 1 | 119.49 | 15175.23
2 | 18 | 18:00 | 0 | 2015-02-18 | 18 | 160.97 | 1 | 161.97 | 0
2 | 18 | 19:00 | 0 | 2015-02-18 | 19 | 136.43 | 1 | 137.43 | 0
2 | 18 | 20:00 | 0 | 2015-02-18 | 20 | 129.68 | 1 | 130.68 | 0
2 | 18 | 21:00 | 0 | 2015-02-18 | 21 | 136.21 | 1 | 137.21 | 0
2 | 18 | 22:00 | 0 | 2015-02-18 | 22 | 133.27 | 1 | 134.27 | 0
2 | 18 | 23:00 | 0 | 2015-02-18 | 23 | 136 | 1 | 137 | 0
2 | 18 | 24:00 | 0 | 2015-02-18 | 24 | 100.47 | 1 | 101.47 | 0
2 | 19 | 01:00 | 0 | 2015-02-19 | 1 | 115.67 | 1 | 116.67 | 0
2 | 19 | 02:00 | 0 | 2015-02-19 | 2 | 106.15 | 1 | 107.15 | 0
2 | 19 | 03:00 | 0 | 2015-02-19 | 3 | 103.06 | 1 | 104.06 | 0
2 | 19 | 04:00 | 0 | 2015-02-19 | 4 | 104.66 | 1 | 105.66 | 0
2 | 19 | 05:00 | 0 | 2015-02-19 | 5 | 24.54 | 1 | 25.54 | 0
2 | 19 | 06:00 | 0 | 2015-02-19 | 6 | 104.91 | 1 | 105.91 | 0
2 | 19 | 07:00 | 0 | 2015-02-19 | 7 | 117 | 1 | 118 | 0
2 | 19 | 08:00 | 41 | 2015-02-19 | 8 | 118.53 | 1 | 119.53 | 4900.73
2 | 19 | 09:00 | 766 | 2015-02-19 | 9 | 120.8 | 1 | 121.8 | 93298.8
2 | 19 | 10:00 | 2290 | 2015-02-19 | 10 | 120.38 | 1 | 121.38 | 277960.2
2 | 19 | 11:00 | 2316 | 2015-02-19 | 11 | 126.1 | 1 | 127.1 | 294363.6
2 | 19 | 12:00 | 2656 | 2015-02-19 | 12 | 124.3 | 1 | 125.3 | 332796.8
2 | 19 | 13:00 | 2184 | 2015-02-19 | 13 | 121.59 | 1 | 122.59 | 267736.56
2 | 19 | 14:00 | 2632 | 2015-02-19 | 14 | 119.57 | 1 | 120.57 | 317340.24
2 | 19 | 15:00 | 2122 | 2015-02-19 | 15 | 98.35 | 1 | 99.35 | 210820.7
2 | 19 | 16:00 | 1520 | 2015-02-19 | 16 | 117.67 | 1 | 118.67 | 180378.4
2 | 19 | 17:00 | 510 | 2015-02-19 | 17 | 105.87 | 1 | 106.87 | 54503.7
2 | 19 | 18:00 | 0 | 2015-02-19 | 18 | 117.5 | 1 | 118.5 | 0
2 | 19 | 19:00 | 0 | 2015-02-19 | 19 | 127.61 | 1 | 128.61 | 0
2 | 19 | 20:00 | 0 | 2015-02-19 | 20 | 127.01 | 1 | 128.01 | 0
2 | 19 | 21:00 | 0 | 2015-02-19 | 21 | 117 | 1 | 118 | 0
2 | 19 | 22:00 | 0 | 2015-02-19 | 22 | 89.25 | 1 | 90.25 | 0
2 | 19 | 23:00 | 0 | 2015-02-19 | 23 | 116.63 | 1 | 117.63 | 0
2 | 19 | 24:00 | 0 | 2015-02-19 | 24 | 54.94 | 1 | 55.94 | 0
2 | 20 | 01:00 | 0 | 2015-02-20 | 1 | 80.43 | 1 | 81.43 | 0
2 | 20 | 02:00 | 0 | 2015-02-20 | 2 | 108.25 | 1 | 109.25 | 0
2 | 20 | 03:00 | 0 | 2015-02-20 | 3 | 104.53 | 1 | 105.53 | 0
2 | 20 | 04:00 | 0 | 2015-02-20 | 4 | 95.78 | 1 | 96.78 | 0
2 | 20 | 05:00 | 0 | 2015-02-20 | 5 | 109.08 | 1 | 110.08 | 0
2 | 20 | 06:00 | 0 | 2015-02-20 | 6 | 125.64 | 1 | 126.64 | 0
2 | 20 | 07:00 | 0 | 2015-02-20 | 7 | 81.5 | 1 | 82.5 | 0
2 | 20 | 08:00 | 627 | 2015-02-20 | 8 | 113.66 | 1 | 114.66 | 71891.82
2 | 20 | 09:00 | 1723 | 2015-02-20 | 9 | 113.32 | 1 | 114.32 | 196973.36
2 | 20 | 10:00 | 2575 | 2015-02-20 | 10 | 110.03 | 1 | 111.03 | 285902.25
2 | 20 | 11:00 | 3124 | 2015-02-20 | 11 | 113.74 | 1 | 114.74 | 358447.76
2 | 20 | 12:00 | 3408 | 2015-02-20 | 12 | 110.32 | 1 | 111.32 | 379378.56
2 | 20 | 13:00 | 3396 | 2015-02-20 | 13 | 112.45 | 1 | 113.45 | 385276.2
2 | 20 | 14:00 | 3071 | 2015-02-20 | 14 | 111.72 | 1 | 112.72 | 346163.12
2 | 20 | 15:00 | 2514 | 2015-02-20 | 15 | 105.28 | 1 | 106.28 | 267187.92
2 | 20 | 16:00 | 1658 | 2015-02-20 | 16 | 112.12 | 1 | 113.12 | 187552.96
2 | 20 | 17:00 | 599 | 2015-02-20 | 17 | 114.08 | 1 | 115.08 | 68932.92
2 | 20 | 18:00 | 0 | 2015-02-20 | 18 | 125.4 | 1 | 126.4 | 0
2 | 20 | 19:00 | 0 | 2015-02-20 | 19 | 124.05 | 1 | 125.05 | 0
2 | 20 | 20:00 | 0 | 2015-02-20 | 20 | 135.26 | 1 | 136.26 | 0
2 | 20 | 21:00 | 0 | 2015-02-20 | 21 | 129.88 | 1 | 130.88 | 0
2 | 20 | 22:00 | 0 | 2015-02-20 | 22 | 129.25 | 1 | 130.25 | 0
2 | 20 | 23:00 | 0 | 2015-02-20 | 23 | 130.56 | 1 | 131.56 | 0
2 | 20 | 24:00 | 0 | 2015-02-20 | 24 | 103.67 | 1 | 104.67 | 0
2 | 21 | 01:00 | 0 | 2015-02-21 | 1 | 123.69 | 1 | 124.69 | 0
2 | 21 | 02:00 | 0 | 2015-02-21 | 2 | 118.23 | 1 | 119.23 | 0
2 | 21 | 03:00 | 0 | 2015-02-21 | 3 | 128.94 | 1 | 129.94 | 0
2 | 21 | 04:00 | 0 | 2015-02-21 | 4 | 125.11 | 1 | 126.11 | 0
2 | 21 | 05:00 | 0 | 2015-02-21 | 5 | 128.28 | 1 | 129.28 | 0
2 | 21 | 06:00 | 0 | 2015-02-21 | 6 | 143.29 | 1 | 144.29 | 0
2 | 21 | 07:00 | 0 | 2015-02-21 | 7 | 138.79 | 1 | 139.79 | 0
2 | 21 | 08:00 | 1 | 2015-02-21 | 8 | 167.05 | 1 | 168.05 | 168.05
2 | 21 | 09:00 | 129 | 2015-02-21 | 9 | 206.22 | 1 | 207.22 | 26731.38
2 | 21 | 10:00 | 615 | 2015-02-21 | 10 | 150.56 | 1 | 151.56 | 93209.4
2 | 21 | 11:00 | 1267 | 2015-02-21 | 11 | 135.38 | 1 | 136.38 | 172793.46
2 | 21 | 12:00 | 987 | 2015-02-21 | 12 | 142.81 | 1 | 143.81 | 141940.47
2 | 21 | 13:00 | 1877 | 2015-02-21 | 13 | 149.5 | 1 | 150.5 | 282488.5
2 | 21 | 14:00 | 910 | 2015-02-21 | 14 | 156.15 | 1 | 157.15 | 143006.5
2 | 21 | 15:00 | 1036 | 2015-02-21 | 15 | 151.46 | 1 | 152.46 | 157948.56
2 | 21 | 16:00 | 33 | 2015-02-21 | 16 | 188.82 | 1 | 189.82 | 6264.06
2 | 21 | 17:00 | 11 | 2015-02-21 | 17 | 261.19 | 1 | 262.19 | 2884.09
2 | 21 | 18:00 | 0 | 2015-02-21 | 18 | 195.85 | 1 | 196.85 | 0
2 | 21 | 19:00 | 0 | 2015-02-21 | 19 | 477.7 | 1 | 478.7 | 0
2 | 21 | 20:00 | 0 | 2015-02-21 | 20 | 126.08 | 1 | 127.08 | 0
2 | 21 | 21:00 | 0 | 2015-02-21 | 21 | 184.34 | 1 | 185.34 | 0
2 | 21 | 22:00 | 0 | 2015-02-21 | 22 | 185.88 | 1 | 186.88 | 0
2 | 21 | 23:00 | 0 | 2015-02-21 | 23 | 199.74 | 1 | 200.74 | 0
2 | 21 | 24:00 | 0 | 2015-02-21 | 24 | 182.72 | 1 | 183.72 | 0
2 | 22 | 01:00 | 0 | 2015-02-22 | 1 | 184.37 | 1 | 185.37 | 0
2 | 22 | 02:00 | 0 | 2015-02-22 | 2 | 154.06 | 1 | 155.06 | 0
2 | 22 | 03:00 | 0 | 2015-02-22 | 3 | 180.3 | 1 | 181.3 | 0
2 | 22 | 04:00 | 0 | 2015-02-22 | 4 | 182.54 | 1 | 183.54 | 0
2 | 22 | 05:00 | 0 | 2015-02-22 | 5 | 221.74 | 1 | 222.74 | 0
2 | 22 | 06:00 | 0 | 2015-02-22 | 6 | 193.62 | 1 | 194.62 | 0
2 | 22 | 07:00 | 0 | 2015-02-22 | 7 | 222.06 | 1 | 223.06 | 0
2 | 22 | 08:00 | 5 | 2015-02-22 | 8 | 170.21 | 1 | 171.21 | 856.05
2 | 22 | 09:00 | 428 | 2015-02-22 | 9 | 200.75 | 1 | 201.75 | 86349
2 | 22 | 10:00 | 708 | 2015-02-22 | 10 | 214.91 | 1 | 215.91 | 152864.28
2 | 22 | 11:00 | 1261 | 2015-02-22 | 11 | 170.06 | 1 | 171.06 | 215706.66
2 | 22 | 12:00 | 1913 | 2015-02-22 | 12 | 165.05 | 1 | 166.05 | 317653.65
2 | 22 | 13:00 | 3264 | 2015-02-22 | 13 | 132.83 | 1 | 133.83 | 436821.12
2 | 22 | 14:00 | 3031 | 2015-02-22 | 14 | 112.07 | 1 | 113.07 | 342715.17
2 | 22 | 15:00 | 2618 | 2015-02-22 | 15 | 110.35 | 1 | 111.35 | 291514.3
2 | 22 | 16:00 | 1796 | 2015-02-22 | 16 | 103.09 | 1 | 104.09 | 186945.64
2 | 22 | 17:00 | 687 | 2015-02-22 | 17 | 110.92 | 1 | 111.92 | 76889.04
2 | 22 | 18:00 | 0 | 2015-02-22 | 18 | 157.33 | 1 | 158.33 | 0
2 | 22 | 19:00 | 0 | 2015-02-22 | 19 | 150.67 | 1 | 151.67 | 0
2 | 22 | 20:00 | 0 | 2015-02-22 | 20 | 189.73 | 1 | 190.73 | 0
2 | 22 | 21:00 | 0 | 2015-02-22 | 21 | 196 | 1 | 197 | 0
2 | 22 | 22:00 | 0 | 2015-02-22 | 22 | 167.8 | 1 | 168.8 | 0
2 | 22 | 23:00 | 0 | 2015-02-22 | 23 | 85.39 | 1 | 86.39 | 0
2 | 22 | 24:00 | 0 | 2015-02-22 | 24 | 100.19 | 1 | 101.19 | 0
2 | 23 | 01:00 | 0 | 2015-02-23 | 1 | 120.63 | 1 | 121.63 | 0
2 | 23 | 02:00 | 0 | 2015-02-23 | 2 | 99.74 | 1 | 100.74 | 0
2 | 23 | 03:00 | 0 | 2015-02-23 | 3 | 74.73 | 1 | 75.73 | 0
2 | 23 | 04:00 | 0 | 2015-02-23 | 4 | 34.19 | 1 | 35.19 | 0
2 | 23 | 05:00 | 0 | 2015-02-23 | 5 | 44.68 | 1 | 45.68 | 0
2 | 23 | 06:00 | 0 | 2015-02-23 | 6 | 111.06 | 1 | 112.06 | 0
2 | 23 | 07:00 | 0 | 2015-02-23 | 7 | 120.63 | 1 | 121.63 | 0
2 | 23 | 08:00 | 854 | 2015-02-23 | 8 | 143.37 | 1 | 144.37 | 123291.98
2 | 23 | 09:00 | 1999 | 2015-02-23 | 9 | 147.19 | 1 | 148.19 | 296231.81
2 | 23 | 10:00 | 2872 | 2015-02-23 | 10 | 133.6 | 1 | 134.6 | 386571.2
2 | 23 | 11:00 | 3369 | 2015-02-23 | 11 | 129.36 | 1 | 130.36 | 439182.84
2 | 23 | 12:00 | 3623 | 2015-02-23 | 12 | 142.55 | 1 | 143.55 | 520081.65
2 | 23 | 13:00 | 3581 | 2015-02-23 | 13 | 136.73 | 1 | 137.73 | 493211.13
2 | 23 | 14:00 | 3302 | 2015-02-23 | 14 | 125.71 | 1 | 126.71 | 418396.42
2 | 23 | 15:00 | 2757 | 2015-02-23 | 15 | 126.32 | 1 | 127.32 | 351021.24
2 | 23 | 16:00 | 1908 | 2015-02-23 | 16 | 124.08 | 1 | 125.08 | 238652.64
2 | 23 | 17:00 | 810 | 2015-02-23 | 17 | 140.94 | 1 | 141.94 | 114971.4
2 | 23 | 18:00 | 0 | 2015-02-23 | 18 | 175.93 | 1 | 176.93 | 0
2 | 23 | 19:00 | 0 | 2015-02-23 | 19 | 155.35 | 1 | 156.35 | 0
2 | 23 | 20:00 | 0 | 2015-02-23 | 20 | 162.81 | 1 | 163.81 | 0
2 | 23 | 21:00 | 0 | 2015-02-23 | 21 | 170.62 | 1 | 171.62 | 0
2 | 23 | 22:00 | 0 | 2015-02-23 | 22 | 163.89 | 1 | 164.89 | 0
2 | 23 | 23:00 | 0 | 2015-02-23 | 23 | 90.62 | 1 | 91.62 | 0
2 | 23 | 24:00 | 0 | 2015-02-23 | 24 | 114.15 | 1 | 115.15 | 0
2 | 24 | 01:00 | 0 | 2015-02-24 | 1 | 182.38 | 1 | 183.38 | 0
2 | 24 | 02:00 | 0 | 2015-02-24 | 2 | 128.85 | 1 | 129.85 | 0
2 | 24 | 03:00 | 0 | 2015-02-24 | 3 | 126.13 | 1 | 127.13 | 0
2 | 24 | 04:00 | 0 | 2015-02-24 | 4 | 133.56 | 1 | 134.56 | 0
2 | 24 | 05:00 | 0 | 2015-02-24 | 5 | 131.16 | 1 | 132.16 | 0
2 | 24 | 06:00 | 0 | 2015-02-24 | 6 | 218.73 | 1 | 219.73 | 0
2 | 24 | 07:00 | 0 | 2015-02-24 | 7 | 280.54 | 1 | 281.54 | 0
2 | 24 | 08:00 | 859 | 2015-02-24 | 8 | 259.84 | 1 | 260.84 | 224061.56
2 | 24 | 09:00 | 1929 | 2015-02-24 | 9 | 222.25 | 1 | 223.25 | 430649.25
2 | 24 | 10:00 | 2666 | 2015-02-24 | 10 | 229.23 | 1 | 230.23 | 613793.18
2 | 24 | 11:00 | 3163 | 2015-02-24 | 11 | 209.55 | 1 | 210.55 | 665969.65
2 | 24 | 12:00 | 3451 | 2015-02-24 | 12 | 154.36 | 1 | 155.36 | 536147.36
2 | 24 | 13:00 | 3465 | 2015-02-24 | 13 | 148.28 | 1 | 149.28 | 517255.2
2 | 24 | 14:00 | 3049 | 2015-02-24 | 14 | 143.44 | 1 | 144.44 | 440397.56
2 | 24 | 15:00 | 2459 | 2015-02-24 | 15 | 138.53 | 1 | 139.53 | 343104.27
2 | 24 | 16:00 | 1386 | 2015-02-24 | 16 | 142.16 | 1 | 143.16 | 198419.76
2 | 24 | 17:00 | 497 | 2015-02-24 | 17 | 156.42 | 1 | 157.42 | 78237.74
2 | 24 | 18:00 | 0 | 2015-02-24 | 18 | 189.2 | 1 | 190.2 | 0
2 | 24 | 19:00 | 0 | 2015-02-24 | 19 | 185.04 | 1 | 186.04 | 0
2 | 24 | 20:00 | 0 | 2015-02-24 | 20 | 162.93 | 1 | 163.93 | 0
2 | 24 | 21:00 | 0 | 2015-02-24 | 21 | 160.66 | 1 | 161.66 | 0
2 | 24 | 22:00 | 0 | 2015-02-24 | 22 | 143.44 | 1 | 144.44 | 0
2 | 24 | 23:00 | 0 | 2015-02-24 | 23 | 121.63 | 1 | 122.63 | 0
2 | 24 | 24:00 | 0 | 2015-02-24 | 24 | 135.91 | 1 | 136.91 | 0
2 | 25 | 01:00 | 0 | 2015-02-25 | 1 | 186.52 | 1 | 187.52 | 0
2 | 25 | 02:00 | 0 | 2015-02-25 | 2 | 168.84 | 1 | 169.84 | 0
2 | 25 | 03:00 | 0 | 2015-02-25 | 3 | 173.94 | 1 | 174.94 | 0
2 | 25 | 04:00 | 0 | 2015-02-25 | 4 | 174.23 | 1 | 175.23 | 0
2 | 25 | 05:00 | 0 | 2015-02-25 | 5 | 173.4 | 1 | 174.4 | 0
2 | 25 | 06:00 | 0 | 2015-02-25 | 6 | 256.63 | 1 | 257.63 | 0
2 | 25 | 07:00 | 0 | 2015-02-25 | 7 | 223.25 | 1 | 224.25 | 0
2 | 25 | 08:00 | 3 | 2015-02-25 | 8 | 196.12 | 1 | 197.12 | 591.36
2 | 25 | 09:00 | 188 | 2015-02-25 | 9 | 221.81 | 1 | 222.81 | 41888.28
2 | 25 | 10:00 | 204 | 2015-02-25 | 10 | 178.83 | 1 | 179.83 | 36685.32
2 | 25 | 11:00 | 887 | 2015-02-25 | 11 | 182.97 | 1 | 183.97 | 163181.39
2 | 25 | 12:00 | 870 | 2015-02-25 | 12 | 170.35 | 1 | 171.35 | 149074.5
2 | 25 | 13:00 | 647 | 2015-02-25 | 13 | 138.78 | 1 | 139.78 | 90437.66
2 | 25 | 14:00 | 921 | 2015-02-25 | 14 | 128.66 | 1 | 129.66 | 119416.86
2 | 25 | 15:00 | 621 | 2015-02-25 | 15 | 127.02 | 1 | 128.02 | 79500.42
2 | 25 | 16:00 | 81 | 2015-02-25 | 16 | 127.13 | 1 | 128.13 | 10378.53
2 | 25 | 17:00 | 29 | 2015-02-25 | 17 | 120.83 | 1 | 121.83 | 3533.07
2 | 25 | 18:00 | 0 | 2015-02-25 | 18 | 150.42 | 1 | 151.42 | 0
2 | 25 | 19:00 | 0 | 2015-02-25 | 19 | 150.96 | 1 | 151.96 | 0
2 | 25 | 20:00 | 0 | 2015-02-25 | 20 | 136.88 | 1 | 137.88 | 0
2 | 25 | 21:00 | 0 | 2015-02-25 | 21 | 133.09 | 1 | 134.09 | 0
2 | 25 | 22:00 | 0 | 2015-02-25 | 22 | 133.7 | 1 | 134.7 | 0
2 | 25 | 23:00 | 0 | 2015-02-25 | 23 | 113.51 | 1 | 114.51 | 0
2 | 25 | 24:00 | 0 | 2015-02-25 | 24 | 129.61 | 1 | 130.61 | 0
2 | 26 | 01:00 | 0 | 2015-02-26 | 1 | 127.02 | 1 | 128.02 | 0
2 | 26 | 02:00 | 0 | 2015-02-26 | 2 | 119.26 | 1 | 120.26 | 0
2 | 26 | 03:00 | 0 | 2015-02-26 | 3 | 116.86 | 1 | 117.86 | 0
2 | 26 | 04:00 | 0 | 2015-02-26 | 4 | 115.14 | 1 | 116.14 | 0
2 | 26 | 05:00 | 0 | 2015-02-26 | 5 | 118.23 | 1 | 119.23 | 0
2 | 26 | 06:00 | 0 | 2015-02-26 | 6 | 118.67 | 1 | 119.67 | 0
2 | 26 | 07:00 | 0 | 2015-02-26 | 7 | 128.15 | 1 | 129.15 | 0
2 | 26 | 08:00 | 305 | 2015-02-26 | 8 | 139.18 | 1 | 140.18 | 42754.9
2 | 26 | 09:00 | 1266 | 2015-02-26 | 9 | 140.06 | 1 | 141.06 | 178581.96
2 | 26 | 10:00 | 2388 | 2015-02-26 | 10 | 139.07 | 1 | 140.07 | 334487.16
2 | 26 | 11:00 | 2910 | 2015-02-26 | 11 | 144.54 | 1 | 145.54 | 423521.4
2 | 26 | 12:00 | 3209 | 2015-02-26 | 12 | 152.46 | 1 | 153.46 | 492453.14
2 | 26 | 13:00 | 3110 | 2015-02-26 | 13 | 149.81 | 1 | 150.81 | 469019.1
2 | 26 | 14:00 | 2590 | 2015-02-26 | 14 | 155.03 | 1 | 156.03 | 404117.7
2 | 26 | 15:00 | 1343 | 2015-02-26 | 15 | 136.69 | 1 | 137.69 | 184917.67
2 | 26 | 16:00 | 885 | 2015-02-26 | 16 | 136.13 | 1 | 137.13 | 121360.05
2 | 26 | 17:00 | 276 | 2015-02-26 | 17 | 148.61 | 1 | 149.61 | 41292.36
2 | 26 | 18:00 | 0 | 2015-02-26 | 18 | 163.36 | 1 | 164.36 | 0
2 | 26 | 19:00 | 0 | 2015-02-26 | 19 | 152.53 | 1 | 153.53 | 0
2 | 26 | 20:00 | 0 | 2015-02-26 | 20 | 145.89 | 1 | 146.89 | 0
2 | 26 | 21:00 | 0 | 2015-02-26 | 21 | 142.17 | 1 | 143.17 | 0
2 | 26 | 22:00 | 0 | 2015-02-26 | 22 | 130.43 | 1 | 131.43 | 0
2 | 26 | 23:00 | 0 | 2015-02-26 | 23 | 126.92 | 1 | 127.92 | 0
2 | 26 | 24:00 | 0 | 2015-02-26 | 24 | 130.46 | 1 | 131.46 | 0
2 | 27 | 01:00 | 0 | 2015-02-27 | 1 | 128.29 | 1 | 129.29 | 0
2 | 27 | 02:00 | 0 | 2015-02-27 | 2 | 125.01 | 1 | 126.01 | 0
2 | 27 | 03:00 | 0 | 2015-02-27 | 3 | 122.52 | 1 | 123.52 | 0
2 | 27 | 04:00 | 0 | 2015-02-27 | 4 | 126.22 | 1 | 127.22 | 0
2 | 27 | 05:00 | 0 | 2015-02-27 | 5 | 118.98 | 1 | 119.98 | 0
2 | 27 | 06:00 | 0 | 2015-02-27 | 6 | 154.49 | 1 | 155.49 | 0
2 | 27 | 07:00 | 0 | 2015-02-27 | 7 | 139.4 | 1 | 140.4 | 0
2 | 27 | 08:00 | 743 | 2015-02-27 | 8 | 126.01 | 1 | 127.01 | 94368.43
2 | 27 | 09:00 | 1699 | 2015-02-27 | 9 | 118 | 1 | 119 | 202181
2 | 27 | 10:00 | 2425 | 2015-02-27 | 10 | 137.41 | 1 | 138.41 | 335644.25
2 | 27 | 11:00 | 2928 | 2015-02-27 | 11 | 133.23 | 1 | 134.23 | 393025.44
2 | 27 | 12:00 | 3326 | 2015-02-27 | 12 | 129.82 | 1 | 130.82 | 435107.32
2 | 27 | 13:00 | 3320 | 2015-02-27 | 13 | 125.04 | 1 | 126.04 | 418452.8
2 | 27 | 14:00 | 3012 | 2015-02-27 | 14 | 120.24 | 1 | 121.24 | 365174.88
2 | 27 | 15:00 | 2487 | 2015-02-27 | 15 | 119.45 | 1 | 120.45 | 299559.15
2 | 27 | 16:00 | 1672 | 2015-02-27 | 16 | 117.75 | 1 | 118.75 | 198550
2 | 27 | 17:00 | 681 | 2015-02-27 | 17 | 117.73 | 1 | 118.73 | 80855.13
2 | 27 | 18:00 | 0 | 2015-02-27 | 18 | 129.12 | 1 | 130.12 | 0
2 | 27 | 19:00 | 0 | 2015-02-27 | 19 | 136.26 | 1 | 137.26 | 0
2 | 27 | 20:00 | 0 | 2015-02-27 | 20 | 134.11 | 1 | 135.11 | 0
2 | 27 | 21:00 | 0 | 2015-02-27 | 21 | 133.84 | 1 | 134.84 | 0
2 | 27 | 22:00 | 0 | 2015-02-27 | 22 | 138.51 | 1 | 139.51 | 0
2 | 27 | 23:00 | 0 | 2015-02-27 | 23 | 133.39 | 1 | 134.39 | 0
2 | 27 | 24:00 | 0 | 2015-02-27 | 24 | 125.91 | 1 | 126.91 | 0
2 | 28 | 01:00 | 0 | 2015-02-28 | 1 | 115.62 | 1 | 116.62 | 0
2 | 28 | 02:00 | 0 | 2015-02-28 | 2 | 124.6 | 1 | 125.6 | 0
2 | 28 | 03:00 | 0 | 2015-02-28 | 3 | 117.27 | 1 | 118.27 | 0
2 | 28 | 04:00 | 0 | 2015-02-28 | 4 | 115.25 | 1 | 116.25 | 0
2 | 28 | 05:00 | 0 | 2015-02-28 | 5 | 118.89 | 1 | 119.89 | 0
2 | 28 | 06:00 | 0 | 2015-02-28 | 6 | 146.6 | 1 | 147.6 | 0
2 | 28 | 07:00 | 0 | 2015-02-28 | 7 | 221.43 | 1 | 222.43 | 0
2 | 28 | 08:00 | 66 | 2015-02-28 | 8 | 229.6 | 1 | 230.6 | 15219.6
2 | 28 | 09:00 | 1154 | 2015-02-28 | 9 | 191.29 | 1 | 192.29 | 221902.66
2 | 28 | 10:00 | 2216 | 2015-02-28 | 10 | 166.09 | 1 | 167.09 | 370271.44
2 | 28 | 11:00 | 2650 | 2015-02-28 | 11 | 184.65 | 1 | 185.65 | 491972.5
2 | 28 | 12:00 | 2913 | 2015-02-28 | 12 | 155.02 | 1 | 156.02 | 454486.26
2 | 28 | 13:00 | 3030 | 2015-02-28 | 13 | 123.66 | 1 | 124.66 | 377719.8
2 | 28 | 14:00 | 2719 | 2015-02-28 | 14 | 120.88 | 1 | 121.88 | 331391.72
2 | 28 | 15:00 | 2136 | 2015-02-28 | 15 | 118.4 | 1 | 119.4 | 255038.4
2 | 28 | 16:00 | 1332 | 2015-02-28 | 16 | 104.39 | 1 | 105.39 | 140379.48
2 | 28 | 17:00 | 438 | 2015-02-28 | 17 | 108.78 | 1 | 109.78 | 48083.64
2 | 28 | 18:00 | 0 | 2015-02-28 | 18 | 133.15 | 1 | 134.15 | 0
2 | 28 | 19:00 | 0 | 2015-02-28 | 19 | 152.95 | 1 | 153.95 | 0
2 | 28 | 20:00 | 0 | 2015-02-28 | 20 | 136.39 | 1 | 137.39 | 0
2 | 28 | 21:00 | 0 | 2015-02-28 | 21 | 134.49 | 1 | 135.49 | 0
2 | 28 | 22:00 | 0 | 2015-02-28 | 22 | 137.16 | 1 | 138.16 | 0
2 | 28 | 23:00 | 0 | 2015-02-28 | 23 | 135.63 | 1 | 136.63 | 0
2 | 28 | 24:00 | 0 | 2015-02-28 | 24 | 124.33 | 1 | 125.33 | 0
3 | 1 | 01:00 | 0 | 2015-03-01 | 1 | 115.32 | 1 | 116.32 | 0
3 | 1 | 02:00 | 0 | 2015-03-01 | 2 | 140.52 | 1 | 141.52 | 0
3 | 1 | 03:00 | 0 | 2015-03-01 | 3 | 174.42 | 1 | 175.42 | 0
3 | 1 | 04:00 | 0 | 2015-03-01 | 4 | 159.9 | 1 | 160.9 | 0
3 | 1 | 05:00 | 0 | 2015-03-01 | 5 | 160.42 | 1 | 161.42 | 0
3 | 1 | 06:00 | 0 | 2015-03-01 | 6 | 239.22 | 1 | 240.22 | 0
3 | 1 | 07:00 | 0 | 2015-03-01 | 7 | 174.78 | 1 | 175.78 | 0
3 | 1 | 08:00 | 443 | 2015-03-01 | 8 | 205.02 | 1 | 206.02 | 91266.86
3 | 1 | 09:00 | 705 | 2015-03-01 | 9 | 200.27 | 1 | 201.27 | 141895.35
3 | 1 | 10:00 | 586 | 2015-03-01 | 10 | 216.98 | 1 | 217.98 | 127736.28
3 | 1 | 11:00 | 1081 | 2015-03-01 | 11 | 129.81 | 1 | 130.81 | 141405.61
3 | 1 | 12:00 | 1646 | 2015-03-01 | 12 | 169.13 | 1 | 170.13 | 280033.98
3 | 1 | 13:00 | 1868 | 2015-03-01 | 13 | 154.44 | 1 | 155.44 | 290361.92
3 | 1 | 14:00 | 1269 | 2015-03-01 | 14 | 144.76 | 1 | 145.76 | 184969.44
3 | 1 | 15:00 | 538 | 2015-03-01 | 15 | 139.22 | 1 | 140.22 | 75438.36
3 | 1 | 16:00 | 257 | 2015-03-01 | 16 | 133.94 | 1 | 134.94 | 34679.58
3 | 1 | 17:00 | 3 | 2015-03-01 | 17 | 185.8 | 1 | 186.8 | 560.4
3 | 1 | 18:00 | 0 | 2015-03-01 | 18 | 233.04 | 1 | 234.04 | 0
3 | 1 | 19:00 | 0 | 2015-03-01 | 19 | 174.2 | 1 | 175.2 | 0
3 | 1 | 20:00 | 0 | 2015-03-01 | 20 | 134.36 | 1 | 135.36 | 0
3 | 1 | 21:00 | 0 | 2015-03-01 | 21 | 140.17 | 1 | 141.17 | 0
3 | 1 | 22:00 | 0 | 2015-03-01 | 22 | 101.97 | 1 | 102.97 | 0
3 | 1 | 23:00 | 0 | 2015-03-01 | 23 | 176.69 | 1 | 177.69 | 0
3 | 1 | 24:00 | 0 | 2015-03-01 | 24 | 103.84 | 1 | 104.84 | 0
3 | 2 | 01:00 | 0 | 2015-03-02 | 1 | 122.25 | 1 | 123.25 | 0
3 | 2 | 02:00 | 0 | 2015-03-02 | 2 | 176.64 | 1 | 177.64 | 0
3 | 2 | 03:00 | 0 | 2015-03-02 | 3 | 141.85 | 1 | 142.85 | 0
3 | 2 | 04:00 | 0 | 2015-03-02 | 4 | 141.85 | 1 | 142.85 | 0
3 | 2 | 05:00 | 0 | 2015-03-02 | 5 | 144.81 | 1 | 145.81 | 0
3 | 2 | 06:00 | 0 | 2015-03-02 | 6 | 153.48 | 1 | 154.48 | 0
3 | 2 | 07:00 | 0 | 2015-03-02 | 7 | 169.82 | 1 | 170.82 | 0
3 | 2 | 08:00 | 717 | 2015-03-02 | 8 | 176.46 | 1 | 177.46 | 127238.82
3 | 2 | 09:00 | 1679 | 2015-03-02 | 9 | 155.11 | 1 | 156.11 | 262108.69
3 | 2 | 10:00 | 2417 | 2015-03-02 | 10 | 137.22 | 1 | 138.22 | 334077.74
3 | 2 | 11:00 | 2905 | 2015-03-02 | 11 | 159.77 | 1 | 160.77 | 467036.85
3 | 2 | 12:00 | 3162 | 2015-03-02 | 12 | 136.21 | 1 | 137.21 | 433858.02
3 | 2 | 13:00 | 3150 | 2015-03-02 | 13 | 113.57 | 1 | 114.57 | 360895.5
3 | 2 | 14:00 | 2882 | 2015-03-02 | 14 | 111.34 | 1 | 112.34 | 323763.88
3 | 2 | 15:00 | 2358 | 2015-03-02 | 15 | 104.2 | 1 | 105.2 | 248061.6
3 | 2 | 16:00 | 1588 | 2015-03-02 | 16 | 97.32 | 1 | 98.32 | 156132.16
3 | 2 | 17:00 | 650 | 2015-03-02 | 17 | 94.37 | 1 | 95.37 | 61990.5
3 | 2 | 18:00 | 0 | 2015-03-02 | 18 | 122.88 | 1 | 123.88 | 0
3 | 2 | 19:00 | 0 | 2015-03-02 | 19 | 134.06 | 1 | 135.06 | 0
3 | 2 | 20:00 | 0 | 2015-03-02 | 20 | 113 | 1 | 114 | 0
3 | 2 | 21:00 | 0 | 2015-03-02 | 21 | 106.54 | 1 | 107.54 | 0
3 | 2 | 22:00 | 0 | 2015-03-02 | 22 | 80.28 | 1 | 81.28 | 0
3 | 2 | 23:00 | 0 | 2015-03-02 | 23 | 45.11 | 1 | 46.11 | 0
3 | 2 | 24:00 | 0 | 2015-03-02 | 24 | 85.36 | 1 | 86.36 | 0
3 | 3 | 01:00 | 0 | 2015-03-03 | 1 | 86.04 | 1 | 87.04 | 0
3 | 3 | 02:00 | 0 | 2015-03-03 | 2 | 61.58 | 1 | 62.58 | 0
3 | 3 | 03:00 | 0 | 2015-03-03 | 3 | 58.31 | 1 | 59.31 | 0
3 | 3 | 04:00 | 0 | 2015-03-03 | 4 | 81.68 | 1 | 82.68 | 0
3 | 3 | 05:00 | 0 | 2015-03-03 | 5 | 83.94 | 1 | 84.94 | 0
3 | 3 | 06:00 | 0 | 2015-03-03 | 6 | 89.78 | 1 | 90.78 | 0
3 | 3 | 07:00 | 0 | 2015-03-03 | 7 | 113.99 | 1 | 114.99 | 0
3 | 3 | 08:00 | 31 | 2015-03-03 | 8 | 122.98 | 1 | 123.98 | 3843.38
3 | 3 | 09:00 | 139 | 2015-03-03 | 9 | 94 | 1 | 95 | 13205
3 | 3 | 10:00 | 542 | 2015-03-03 | 10 | 85.27 | 1 | 86.27 | 46758.34
3 | 3 | 11:00 | 986 | 2015-03-03 | 11 | 84.69 | 1 | 85.69 | 84490.34
3 | 3 | 12:00 | 2823 | 2015-03-03 | 12 | 73.36 | 1 | 74.36 | 209918.28
3 | 3 | 13:00 | 2790 | 2015-03-03 | 13 | 58 | 1 | 59 | 164610
3 | 3 | 14:00 | 2532 | 2015-03-03 | 14 | 62.56 | 1 | 63.56 | 160933.92
3 | 3 | 15:00 | 2239 | 2015-03-03 | 15 | 46.52 | 1 | 47.52 | 106397.28
3 | 3 | 16:00 | 1520 | 2015-03-03 | 16 | 66.56 | 1 | 67.56 | 102691.2
3 | 3 | 17:00 | 654 | 2015-03-03 | 17 | 75.36 | 1 | 76.36 | 49939.44
3 | 3 | 18:00 | 0 | 2015-03-03 | 18 | 108.23 | 1 | 109.23 | 0
3 | 3 | 19:00 | 0 | 2015-03-03 | 19 | 89.81 | 1 | 90.81 | 0
3 | 3 | 20:00 | 0 | 2015-03-03 | 20 | 82.49 | 1 | 83.49 | 0
3 | 3 | 21:00 | 0 | 2015-03-03 | 21 | 74.28 | 1 | 75.28 | 0
3 | 3 | 22:00 | 0 | 2015-03-03 | 22 | 37.61 | 1 | 38.61 | 0
3 | 3 | 23:00 | 0 | 2015-03-03 | 23 | 37.1 | 1 | 38.1 | 0
3 | 3 | 24:00 | 0 | 2015-03-03 | 24 | 28.54 | 1 | 29.54 | 0
3 | 4 | 01:00 | 0 | 2015-03-04 | 1 | 53.47 | 1 | 54.47 | 0
3 | 4 | 02:00 | 0 | 2015-03-04 | 2 | 51.43 | 1 | 52.43 | 0
3 | 4 | 03:00 | 0 | 2015-03-04 | 3 | 39.04 | 1 | 40.04 | 0
3 | 4 | 04:00 | 0 | 2015-03-04 | 4 | 41.8 | 1 | 42.8 | 0
3 | 4 | 05:00 | 0 | 2015-03-04 | 5 | 34.09 | 1 | 35.09 | 0
3 | 4 | 06:00 | 0 | 2015-03-04 | 6 | 57.46 | 1 | 58.46 | 0
3 | 4 | 07:00 | 2 | 2015-03-04 | 7 | 59.84 | 1 | 60.84 | 121.68
3 | 4 | 08:00 | 805 | 2015-03-04 | 8 | 65.48 | 1 | 66.48 | 53516.4
3 | 4 | 09:00 | 1735 | 2015-03-04 | 9 | 64.29 | 1 | 65.29 | 113278.15
3 | 4 | 10:00 | 2428 | 2015-03-04 | 10 | 60.29 | 1 | 61.29 | 148812.12
3 | 4 | 11:00 | 2852 | 2015-03-04 | 11 | 58.91 | 1 | 59.91 | 170863.32
3 | 4 | 12:00 | 3054 | 2015-03-04 | 12 | 55.99 | 1 | 56.99 | 174047.46
3 | 4 | 13:00 | 3016 | 2015-03-04 | 13 | 55.85 | 1 | 56.85 | 171459.6
3 | 4 | 14:00 | 2773 | 2015-03-04 | 14 | 54.52 | 1 | 55.52 | 153956.96
3 | 4 | 15:00 | 2321 | 2015-03-04 | 15 | 53.36 | 1 | 54.36 | 126169.56
3 | 4 | 16:00 | 1595 | 2015-03-04 | 16 | 53.6 | 1 | 54.6 | 87087
3 | 4 | 17:00 | 696 | 2015-03-04 | 17 | 59.13 | 1 | 60.13 | 41850.48
3 | 4 | 18:00 | 1 | 2015-03-04 | 18 | 58.97 | 1 | 59.97 | 59.97
3 | 4 | 19:00 | 0 | 2015-03-04 | 19 | 62.85 | 1 | 63.85 | 0
3 | 4 | 20:00 | 0 | 2015-03-04 | 20 | 57.33 | 1 | 58.33 | 0
3 | 4 | 21:00 | 0 | 2015-03-04 | 21 | 26.84 | 1 | 27.84 | 0
3 | 4 | 22:00 | 0 | 2015-03-04 | 22 | 3.57 | 1 | 4.57 | 0
3 | 4 | 23:00 | 0 | 2015-03-04 | 23 | 1.62 | 1 | 2.62 | 0
3 | 4 | 24:00 | 0 | 2015-03-04 | 24 | 30.36 | 1 | 31.36 | 0
3 | 5 | 01:00 | 0 | 2015-03-05 | 1 | 0 | 1 | 1 | 0
3 | 5 | 02:00 | 0 | 2015-03-05 | 2 | -19.81 | 1 | -18.81 | 0
3 | 5 | 03:00 | 0 | 2015-03-05 | 3 | -11.69 | 1 | -10.69 | 0
3 | 5 | 04:00 | 0 | 2015-03-05 | 4 | -127.32 | 1 | -126.32 | 0
3 | 5 | 05:00 | 0 | 2015-03-05 | 5 | 16.47 | 1 | 17.47 | 0
3 | 5 | 06:00 | 0 | 2015-03-05 | 6 | 57.09 | 1 | 58.09 | 0
3 | 5 | 07:00 | 1 | 2015-03-05 | 7 | 60.5 | 1 | 61.5 | 61.5
3 | 5 | 08:00 | 585 | 2015-03-05 | 8 | 63.56 | 1 | 64.56 | 37767.6
3 | 5 | 09:00 | 733 | 2015-03-05 | 9 | 58.25 | 1 | 59.25 | 43430.25
3 | 5 | 10:00 | 439 | 2015-03-05 | 10 | 62.38 | 1 | 63.38 | 27823.82
3 | 5 | 11:00 | 655 | 2015-03-05 | 11 | 112.11 | 1 | 113.11 | 74087.05
3 | 5 | 12:00 | 889 | 2015-03-05 | 12 | 121.6 | 1 | 122.6 | 108991.4
3 | 5 | 13:00 | 705 | 2015-03-05 | 13 | 148.74 | 1 | 149.74 | 105566.7
3 | 5 | 14:00 | 624 | 2015-03-05 | 14 | 171.42 | 1 | 172.42 | 107590.08
3 | 5 | 15:00 | 498 | 2015-03-05 | 15 | 151.24 | 1 | 152.24 | 75815.52
3 | 5 | 16:00 | 428 | 2015-03-05 | 16 | 151.07 | 1 | 152.07 | 65085.96
3 | 5 | 17:00 | 15 | 2015-03-05 | 17 | 161.18 | 1 | 162.18 | 2432.7
3 | 5 | 18:00 | 0 | 2015-03-05 | 18 | 200.71 | 1 | 201.71 | 0
3 | 5 | 19:00 | 0 | 2015-03-05 | 19 | 155.29 | 1 | 156.29 | 0
3 | 5 | 20:00 | 0 | 2015-03-05 | 20 | 142.88 | 1 | 143.88 | 0
3 | 5 | 21:00 | 0 | 2015-03-05 | 21 | 130.51 | 1 | 131.51 | 0
3 | 5 | 22:00 | 0 | 2015-03-05 | 22 | 105.11 | 1 | 106.11 | 0
3 | 5 | 23:00 | 0 | 2015-03-05 | 23 | 67.42 | 1 | 68.42 | 0
3 | 5 | 24:00 | 0 | 2015-03-05 | 24 | 105.75 | 1 | 106.75 | 0
3 | 6 | 01:00 | 0 | 2015-03-06 | 1 | 120.49 | 1 | 121.49 | 0
3 | 6 | 02:00 | 0 | 2015-03-06 | 2 | 108.3 | 1 | 109.3 | 0
3 | 6 | 03:00 | 0 | 2015-03-06 | 3 | 125.36 | 1 | 126.36 | 0
3 | 6 | 04:00 | 0 | 2015-03-06 | 4 | 98.48 | 1 | 99.48 | 0
3 | 6 | 05:00 | 0 | 2015-03-06 | 5 | 116.85 | 1 | 117.85 | 0
3 | 6 | 06:00 | 0 | 2015-03-06 | 6 | 147.66 | 1 | 148.66 | 0
3 | 6 | 07:00 | 0 | 2015-03-06 | 7 | 124.14 | 1 | 125.14 | 0
3 | 6 | 08:00 | 30 | 2015-03-06 | 8 | 146.1 | 1 | 147.1 | 4413
3 | 6 | 09:00 | 439 | 2015-03-06 | 9 | 120.16 | 1 | 121.16 | 53189.24
3 | 6 | 10:00 | 358 | 2015-03-06 | 10 | 108.68 | 1 | 109.68 | 39265.44
3 | 6 | 11:00 | 821 | 2015-03-06 | 11 | 107.45 | 1 | 108.45 | 89037.45
3 | 6 | 12:00 | 922 | 2015-03-06 | 12 | 115.98 | 1 | 116.98 | 107855.56
3 | 6 | 13:00 | 895 | 2015-03-06 | 13 | 92.45 | 1 | 93.45 | 83637.75
3 | 6 | 14:00 | 811 | 2015-03-06 | 14 | 92.39 | 1 | 93.39 | 75739.29
3 | 6 | 15:00 | 668 | 2015-03-06 | 15 | 87.71 | 1 | 88.71 | 59258.28
3 | 6 | 16:00 | 419 | 2015-03-06 | 16 | 86.02 | 1 | 87.02 | 36461.38
3 | 6 | 17:00 | 23 | 2015-03-06 | 17 | 87.09 | 1 | 88.09 | 2026.07
3 | 6 | 18:00 | 0 | 2015-03-06 | 18 | 125.56 | 1 | 126.56 | 0
3 | 6 | 19:00 | 0 | 2015-03-06 | 19 | 128.1 | 1 | 129.1 | 0
3 | 6 | 20:00 | 0 | 2015-03-06 | 20 | 118.61 | 1 | 119.61 | 0
3 | 6 | 21:00 | 0 | 2015-03-06 | 21 | 103.84 | 1 | 104.84 | 0
3 | 6 | 22:00 | 0 | 2015-03-06 | 22 | 90.35 | 1 | 91.35 | 0
3 | 6 | 23:00 | 0 | 2015-03-06 | 23 | 60.26 | 1 | 61.26 | 0
3 | 6 | 24:00 | 0 | 2015-03-06 | 24 | 79.22 | 1 | 80.22 | 0
3 | 7 | 01:00 | 0 | 2015-03-07 | 1 | 66.27 | 1 | 67.27 | 0
3 | 7 | 02:00 | 0 | 2015-03-07 | 2 | 63.06 | 1 | 64.06 | 0
3 | 7 | 03:00 | 0 | 2015-03-07 | 3 | 61.18 | 1 | 62.18 | 0
3 | 7 | 04:00 | 0 | 2015-03-07 | 4 | 81.13 | 1 | 82.13 | 0
3 | 7 | 05:00 | 0 | 2015-03-07 | 5 | 79.82 | 1 | 80.82 | 0
3 | 7 | 06:00 | 0 | 2015-03-07 | 6 | 85.48 | 1 | 86.48 | 0
3 | 7 | 07:00 | 0 | 2015-03-07 | 7 | 83.61 | 1 | 84.61 | 0
3 | 7 | 08:00 | 103 | 2015-03-07 | 8 | 96.85 | 1 | 97.85 | 10078.55
3 | 7 | 09:00 | 485 | 2015-03-07 | 9 | 108.56 | 1 | 109.56 | 53136.6
3 | 7 | 10:00 | 388 | 2015-03-07 | 10 | 93.17 | 1 | 94.17 | 36537.96
3 | 7 | 11:00 | 838 | 2015-03-07 | 11 | 58.22 | 1 | 59.22 | 49626.36
3 | 7 | 12:00 | 951 | 2015-03-07 | 12 | 53.6 | 1 | 54.6 | 51924.6
3 | 7 | 13:00 | 497 | 2015-03-07 | 13 | 45.27 | 1 | 46.27 | 22996.19
3 | 7 | 14:00 | 956 | 2015-03-07 | 14 | 38.32 | 1 | 39.32 | 37589.92
3 | 7 | 15:00 | 745 | 2015-03-07 | 15 | 34.07 | 1 | 35.07 | 26127.15
3 | 7 | 16:00 | 460 | 2015-03-07 | 16 | 38.51 | 1 | 39.51 | 18174.6
3 | 7 | 17:00 | 70 | 2015-03-07 | 17 | 44.77 | 1 | 45.77 | 3203.9
3 | 7 | 18:00 | 0 | 2015-03-07 | 18 | 50.05 | 1 | 51.05 | 0
3 | 7 | 19:00 | 0 | 2015-03-07 | 19 | 69.58 | 1 | 70.58 | 0
3 | 7 | 20:00 | 0 | 2015-03-07 | 20 | 56.13 | 1 | 57.13 | 0
3 | 7 | 21:00 | 0 | 2015-03-07 | 21 | 56.63 | 1 | 57.63 | 0
3 | 7 | 22:00 | 0 | 2015-03-07 | 22 | 47.54 | 1 | 48.54 | 0
3 | 7 | 23:00 | 0 | 2015-03-07 | 23 | 44.83 | 1 | 45.83 | 0
3 | 7 | 24:00 | 0 | 2015-03-07 | 24 | 44.54 | 1 | 45.54 | 0
3 | 8 | 01:00 | 0 | 2015-03-08 | 1 | 69.35 | 1 | 70.35 | 0
3 | 8 | 02:00 | 0 | 2015-03-08 | 2 | 0 | 1 | 1 | 0
3 | 8 | 03:00 | 0 | 2015-03-08 | 3 | 72.84 | 1 | 73.84 | 0
3 | 8 | 04:00 | 0 | 2015-03-08 | 4 | 65.96 | 1 | 66.96 | 0
3 | 8 | 05:00 | 0 | 2015-03-08 | 5 | 65.31 | 1 | 66.31 | 0
3 | 8 | 06:00 | 0 | 2015-03-08 | 6 | 63.07 | 1 | 64.07 | 0
3 | 8 | 07:00 | 0 | 2015-03-08 | 7 | 76.18 | 1 | 77.18 | 0
3 | 8 | 08:00 | 435 | 2015-03-08 | 8 | 66.41 | 1 | 67.41 | 29323.35
3 | 8 | 09:00 | 1721 | 2015-03-08 | 9 | 62.51 | 1 | 63.51 | 109300.71
3 | 8 | 10:00 | 1963 | 2015-03-08 | 10 | 67.26 | 1 | 68.26 | 133994.38
3 | 8 | 11:00 | 2561 | 2015-03-08 | 11 | 55.71 | 1 | 56.71 | 145234.31
3 | 8 | 12:00 | 2660 | 2015-03-08 | 12 | 55.57 | 1 | 56.57 | 150476.2
3 | 8 | 13:00 | 1612 | 2015-03-08 | 13 | 53.39 | 1 | 54.39 | 87676.68
3 | 8 | 14:00 | 2260 | 2015-03-08 | 14 | 45.79 | 1 | 46.79 | 105745.4
3 | 8 | 15:00 | 2151 | 2015-03-08 | 15 | 42.24 | 1 | 43.24 | 93009.24
3 | 8 | 16:00 | 1519 | 2015-03-08 | 16 | 37.91 | 1 | 38.91 | 59104.29
3 | 8 | 17:00 | 576 | 2015-03-08 | 17 | 34.35 | 1 | 35.35 | 20361.6
3 | 8 | 18:00 | 0 | 2015-03-08 | 18 | 47.49 | 1 | 48.49 | 0
3 | 8 | 19:00 | 0 | 2015-03-08 | 19 | 47.7 | 1 | 48.7 | 0
3 | 8 | 20:00 | 0 | 2015-03-08 | 20 | 50.99 | 1 | 51.99 | 0
3 | 8 | 21:00 | 0 | 2015-03-08 | 21 | 61.28 | 1 | 62.28 | 0
3 | 8 | 22:00 | 0 | 2015-03-08 | 22 | 40.96 | 1 | 41.96 | 0
3 | 8 | 23:00 | 0 | 2015-03-08 | 23 | 24.96 | 1 | 25.96 | 0
3 | 8 | 24:00 | 0 | 2015-03-08 | 24 | 39.03 | 1 | 40.03 | 0
3 | 9 | 01:00 | 0 | 2015-03-09 | 1 | 40.17 | 1 | 41.17 | 0
3 | 9 | 02:00 | 0 | 2015-03-09 | 2 | 41.39 | 1 | 42.39 | 0
3 | 9 | 03:00 | 0 | 2015-03-09 | 3 | 37.16 | 1 | 38.16 | 0
3 | 9 | 04:00 | 0 | 2015-03-09 | 4 | 35.97 | 1 | 36.97 | 0
3 | 9 | 05:00 | 0 | 2015-03-09 | 5 | 23.76 | 1 | 24.76 | 0
3 | 9 | 06:00 | 0 | 2015-03-09 | 6 | 22.16 | 1 | 23.16 | 0
3 | 9 | 07:00 | 0 | 2015-03-09 | 7 | 58.97 | 1 | 59.97 | 0
3 | 9 | 08:00 | 9 | 2015-03-09 | 8 | 68.85 | 1 | 69.85 | 628.65
3 | 9 | 09:00 | 293 | 2015-03-09 | 9 | 71.25 | 1 | 72.25 | 21169.25
3 | 9 | 10:00 | 521 | 2015-03-09 | 10 | 57.18 | 1 | 58.18 | 30311.78
3 | 9 | 11:00 | 776 | 2015-03-09 | 11 | 43.54 | 1 | 44.54 | 34563.04
3 | 9 | 12:00 | 998 | 2015-03-09 | 12 | 37.75 | 1 | 38.75 | 38672.5
3 | 9 | 13:00 | 951 | 2015-03-09 | 13 | 17.77 | 1 | 18.77 | 17850.27
3 | 9 | 14:00 | 868 | 2015-03-09 | 14 | 15.7 | 1 | 16.7 | 14495.6
3 | 9 | 15:00 | 653 | 2015-03-09 | 15 | 3.46 | 1 | 4.46 | 2912.38
3 | 9 | 16:00 | 559 | 2015-03-09 | 16 | 24.52 | 1 | 25.52 | 14265.68
3 | 9 | 17:00 | 63 | 2015-03-09 | 17 | 24.88 | 1 | 25.88 | 1630.44
3 | 9 | 18:00 | 0 | 2015-03-09 | 18 | 20.5 | 1 | 21.5 | 0
3 | 9 | 19:00 | 0 | 2015-03-09 | 19 | 23.93 | 1 | 24.93 | 0
3 | 9 | 20:00 | 0 | 2015-03-09 | 20 | 47.18 | 1 | 48.18 | 0
3 | 9 | 21:00 | 0 | 2015-03-09 | 21 | 35.74 | 1 | 36.74 | 0
3 | 9 | 22:00 | 0 | 2015-03-09 | 22 | 39.32 | 1 | 40.32 | 0
3 | 9 | 23:00 | 0 | 2015-03-09 | 23 | 18.05 | 1 | 19.05 | 0
3 | 9 | 24:00 | 0 | 2015-03-09 | 24 | 25.67 | 1 | 26.67 | 0
3 | 10 | 01:00 | 0 | 2015-03-10 | 1 | 36.69 | 1 | 37.69 | 0
3 | 10 | 02:00 | 0 | 2015-03-10 | 2 | 26.37 | 1 | 27.37 | 0
3 | 10 | 03:00 | 0 | 2015-03-10 | 3 | 34.71 | 1 | 35.71 | 0
3 | 10 | 04:00 | 0 | 2015-03-10 | 4 | 36.71 | 1 | 37.71 | 0
3 | 10 | 05:00 | 0 | 2015-03-10 | 5 | 30.66 | 1 | 31.66 | 0
3 | 10 | 06:00 | 0 | 2015-03-10 | 6 | 31.37 | 1 | 32.37 | 0
3 | 10 | 07:00 | 0 | 2015-03-10 | 7 | 54.57 | 1 | 55.57 | 0
3 | 10 | 08:00 | 241 | 2015-03-10 | 8 | 47.64 | 1 | 48.64 | 11722.24
3 | 10 | 09:00 | 669 | 2015-03-10 | 9 | 47.21 | 1 | 48.21 | 32252.49
3 | 10 | 10:00 | 1207 | 2015-03-10 | 10 | 50.37 | 1 | 51.37 | 62003.59
3 | 10 | 11:00 | 1013 | 2015-03-10 | 11 | 39.68 | 1 | 40.68 | 41208.84
3 | 10 | 12:00 | 1236 | 2015-03-10 | 12 | 30.68 | 1 | 31.68 | 39156.48
3 | 10 | 13:00 | 767 | 2015-03-10 | 13 | 26.77 | 1 | 27.77 | 21299.59
3 | 10 | 14:00 | 563 | 2015-03-10 | 14 | 27.35 | 1 | 28.35 | 15961.05
3 | 10 | 15:00 | 841 | 2015-03-10 | 15 | 27.01 | 1 | 28.01 | 23556.41
3 | 10 | 16:00 | 519 | 2015-03-10 | 16 | 16.46 | 1 | 17.46 | 9061.74
3 | 10 | 17:00 | 262 | 2015-03-10 | 17 | 20.8 | 1 | 21.8 | 5711.6
3 | 10 | 18:00 | 0 | 2015-03-10 | 18 | 29.31 | 1 | 30.31 | 0
3 | 10 | 19:00 | 0 | 2015-03-10 | 19 | 34.57 | 1 | 35.57 | 0
3 | 10 | 20:00 | 0 | 2015-03-10 | 20 | 35.58 | 1 | 36.58 | 0
3 | 10 | 21:00 | 0 | 2015-03-10 | 21 | 40.15 | 1 | 41.15 | 0
3 | 10 | 22:00 | 0 | 2015-03-10 | 22 | 33.33 | 1 | 34.33 | 0
3 | 10 | 23:00 | 0 | 2015-03-10 | 23 | -57.91 | 1 | -56.91 | 0
3 | 10 | 24:00 | 0 | 2015-03-10 | 24 | 7.46 | 1 | 8.46 | 0
3 | 11 | 01:00 | 0 | 2015-03-11 | 1 | 13.72 | 1 | 14.72 | 0
3 | 11 | 02:00 | 0 | 2015-03-11 | 2 | 24.83 | 1 | 25.83 | 0
3 | 11 | 03:00 | 0 | 2015-03-11 | 3 | 25.68 | 1 | 26.68 | 0
3 | 11 | 04:00 | 0 | 2015-03-11 | 4 | 23.07 | 1 | 24.07 | 0
3 | 11 | 05:00 | 0 | 2015-03-11 | 5 | 25.07 | 1 | 26.07 | 0
3 | 11 | 06:00 | 0 | 2015-03-11 | 6 | 21.49 | 1 | 22.49 | 0
3 | 11 | 07:00 | 4 | 2015-03-11 | 7 | 22.15 | 1 | 23.15 | 92.6
3 | 11 | 08:00 | 729 | 2015-03-11 | 8 | 36.47 | 1 | 37.47 | 27315.63
3 | 11 | 09:00 | 1911 | 2015-03-11 | 9 | 27.93 | 1 | 28.93 | 55285.23
3 | 11 | 10:00 | 2682 | 2015-03-11 | 10 | 21.62 | 1 | 22.62 | 60666.84
3 | 11 | 11:00 | 3174 | 2015-03-11 | 11 | 11.63 | 1 | 12.63 | 40087.62
3 | 11 | 12:00 | 3401 | 2015-03-11 | 12 | 1.37 | 1 | 2.37 | 8060.37
3 | 11 | 13:00 | 3398 | 2015-03-11 | 13 | 14.12 | 1 | 15.12 | 51377.76
3 | 11 | 14:00 | 3159 | 2015-03-11 | 14 | 18.92 | 1 | 19.92 | 62927.28
3 | 11 | 15:00 | 2647 | 2015-03-11 | 15 | 12.51 | 1 | 13.51 | 35760.97
3 | 11 | 16:00 | 1878 | 2015-03-11 | 16 | 5.37 | 1 | 6.37 | 11962.86
3 | 11 | 17:00 | 863 | 2015-03-11 | 17 | 17.07 | 1 | 18.07 | 15594.41
3 | 11 | 18:00 | 5 | 2015-03-11 | 18 | 19.81 | 1 | 20.81 | 104.05
3 | 11 | 19:00 | 0 | 2015-03-11 | 19 | 9.86 | 1 | 10.86 | 0
3 | 11 | 20:00 | 0 | 2015-03-11 | 20 | 19.15 | 1 | 20.15 | 0
3 | 11 | 21:00 | 0 | 2015-03-11 | 21 | 19.62 | 1 | 20.62 | 0
3 | 11 | 22:00 | 0 | 2015-03-11 | 22 | 18.54 | 1 | 19.54 | 0
3 | 11 | 23:00 | 0 | 2015-03-11 | 23 | 14.49 | 1 | 15.49 | 0
3 | 11 | 24:00 | 0 | 2015-03-11 | 24 | 19.3 | 1 | 20.3 | 0
3 | 12 | 01:00 | 0 | 2015-03-12 | 1 | 6.7 | 1 | 7.7 | 0
3 | 12 | 02:00 | 0 | 2015-03-12 | 2 | -73.59 | 1 | -72.59 | 0
3 | 12 | 03:00 | 0 | 2015-03-12 | 3 | 0 | 1 | 1 | 0
3 | 12 | 04:00 | 0 | 2015-03-12 | 4 | -82.09 | 1 | -81.09 | 0
3 | 12 | 05:00 | 0 | 2015-03-12 | 5 | 17.3 | 1 | 18.3 | 0
3 | 12 | 06:00 | 0 | 2015-03-12 | 6 | 24.93 | 1 | 25.93 | 0
3 | 12 | 07:00 | 2 | 2015-03-12 | 7 | 46.03 | 1 | 47.03 | 94.06
3 | 12 | 08:00 | 752 | 2015-03-12 | 8 | 26.24 | 1 | 27.24 | 20484.48
3 | 12 | 09:00 | 1710 | 2015-03-12 | 9 | 27.41 | 1 | 28.41 | 48581.1
3 | 12 | 10:00 | 2582 | 2015-03-12 | 10 | 27.19 | 1 | 28.19 | 72786.58
3 | 12 | 11:00 | 3081 | 2015-03-12 | 11 | 38.79 | 1 | 39.79 | 122592.99
3 | 12 | 12:00 | 3339 | 2015-03-12 | 12 | 32.05 | 1 | 33.05 | 110353.95
3 | 12 | 13:00 | 3285 | 2015-03-12 | 13 | 23.1 | 1 | 24.1 | 79168.5
3 | 12 | 14:00 | 3017 | 2015-03-12 | 14 | 28.83 | 1 | 29.83 | 89997.11
3 | 12 | 15:00 | 2488 | 2015-03-12 | 15 | 28.3 | 1 | 29.3 | 72898.4
3 | 12 | 16:00 | 1671 | 2015-03-12 | 16 | 28.25 | 1 | 29.25 | 48876.75
3 | 12 | 17:00 | 697 | 2015-03-12 | 17 | 30.05 | 1 | 31.05 | 21641.85
3 | 12 | 18:00 | 1 | 2015-03-12 | 18 | 29.34 | 1 | 30.34 | 30.34
3 | 12 | 19:00 | 0 | 2015-03-12 | 19 | 28.14 | 1 | 29.14 | 0
3 | 12 | 20:00 | 0 | 2015-03-12 | 20 | 43.29 | 1 | 44.29 | 0
3 | 12 | 21:00 | 0 | 2015-03-12 | 21 | 42.32 | 1 | 43.32 | 0
3 | 12 | 22:00 | 0 | 2015-03-12 | 22 | 37.41 | 1 | 38.41 | 0
3 | 12 | 23:00 | 0 | 2015-03-12 | 23 | 50.85 | 1 | 51.85 | 0
3 | 12 | 24:00 | 0 | 2015-03-12 | 24 | 32.59 | 1 | 33.59 | 0
3 | 13 | 01:00 | 0 | 2015-03-13 | 1 | 27.69 | 1 | 28.69 | 0
3 | 13 | 02:00 | 0 | 2015-03-13 | 2 | 25.93 | 1 | 26.93 | 0
3 | 13 | 03:00 | 0 | 2015-03-13 | 3 | 32.04 | 1 | 33.04 | 0
3 | 13 | 04:00 | 0 | 2015-03-13 | 4 | 35.55 | 1 | 36.55 | 0
3 | 13 | 05:00 | 0 | 2015-03-13 | 5 | 28.87 | 1 | 29.87 | 0
3 | 13 | 06:00 | 0 | 2015-03-13 | 6 | 30.38 | 1 | 31.38 | 0
3 | 13 | 07:00 | 19 | 2015-03-13 | 7 | 50.9 | 1 | 51.9 | 986.1
3 | 13 | 08:00 | 1039 | 2015-03-13 | 8 | 50.96 | 1 | 51.96 | 53986.44
3 | 13 | 09:00 | 2018 | 2015-03-13 | 9 | 42.94 | 1 | 43.94 | 88670.92
3 | 13 | 10:00 | 2726 | 2015-03-13 | 10 | 40.16 | 1 | 41.16 | 112202.16
3 | 13 | 11:00 | 3178 | 2015-03-13 | 11 | 28.38 | 1 | 29.38 | 93369.64
3 | 13 | 12:00 | 3394 | 2015-03-13 | 12 | 27.72 | 1 | 28.72 | 97475.68
3 | 13 | 13:00 | 3353 | 2015-03-13 | 13 | 33.19 | 1 | 34.19 | 114639.07
3 | 13 | 14:00 | 2947 | 2015-03-13 | 14 | 29.83 | 1 | 30.83 | 90856.01
3 | 13 | 15:00 | 2570 | 2015-03-13 | 15 | 27.59 | 1 | 28.59 | 73476.3
3 | 13 | 16:00 | 1687 | 2015-03-13 | 16 | 23.48 | 1 | 24.48 | 41297.76
3 | 13 | 17:00 | 815 | 2015-03-13 | 17 | 24.27 | 1 | 25.27 | 20595.05
3 | 13 | 18:00 | 3 | 2015-03-13 | 18 | 26.5 | 1 | 27.5 | 82.5
3 | 13 | 19:00 | 0 | 2015-03-13 | 19 | 26.23 | 1 | 27.23 | 0
3 | 13 | 20:00 | 0 | 2015-03-13 | 20 | 30.89 | 1 | 31.89 | 0
3 | 13 | 21:00 | 0 | 2015-03-13 | 21 | 35.81 | 1 | 36.81 | 0
3 | 13 | 22:00 | 0 | 2015-03-13 | 22 | 34.94 | 1 | 35.94 | 0
3 | 13 | 23:00 | 0 | 2015-03-13 | 23 | 30.72 | 1 | 31.72 | 0
3 | 13 | 24:00 | 0 | 2015-03-13 | 24 | 24.13 | 1 | 25.13 | 0
3 | 14 | 01:00 | 0 | 2015-03-14 | 1 | 23.13 | 1 | 24.13 | 0
3 | 14 | 02:00 | 0 | 2015-03-14 | 2 | 22.67 | 1 | 23.67 | 0
3 | 14 | 03:00 | 0 | 2015-03-14 | 3 | 17.39 | 1 | 18.39 | 0
3 | 14 | 04:00 | 0 | 2015-03-14 | 4 | 16.94 | 1 | 17.94 | 0
3 | 14 | 05:00 | 0 | 2015-03-14 | 5 | 23.17 | 1 | 24.17 | 0
3 | 14 | 06:00 | 0 | 2015-03-14 | 6 | 19.05 | 1 | 20.05 | 0
3 | 14 | 07:00 | 1 | 2015-03-14 | 7 | 25.62 | 1 | 26.62 | 26.62
3 | 14 | 08:00 | 722 | 2015-03-14 | 8 | 28.17 | 1 | 29.17 | 21060.74
3 | 14 | 09:00 | 1381 | 2015-03-14 | 9 | 27.06 | 1 | 28.06 | 38750.86
3 | 14 | 10:00 | 2383 | 2015-03-14 | 10 | 28.95 | 1 | 29.95 | 71370.85
3 | 14 | 11:00 | 2902 | 2015-03-14 | 11 | 40.98 | 1 | 41.98 | 121825.96
3 | 14 | 12:00 | 1854 | 2015-03-14 | 12 | 36.94 | 1 | 37.94 | 70340.76
3 | 14 | 13:00 | 2852 | 2015-03-14 | 13 | 32.99 | 1 | 33.99 | 96939.48
3 | 14 | 14:00 | 1934 | 2015-03-14 | 14 | 28.95 | 1 | 29.95 | 57923.3
3 | 14 | 15:00 | 1891 | 2015-03-14 | 15 | 25.86 | 1 | 26.86 | 50792.26
3 | 14 | 16:00 | 839 | 2015-03-14 | 16 | 26.31 | 1 | 27.31 | 22913.09
3 | 14 | 17:00 | 452 | 2015-03-14 | 17 | 27.04 | 1 | 28.04 | 12674.08
3 | 14 | 18:00 | 3 | 2015-03-14 | 18 | 25.7 | 1 | 26.7 | 80.1
3 | 14 | 19:00 | 0 | 2015-03-14 | 19 | 24.49 | 1 | 25.49 | 0
3 | 14 | 20:00 | 0 | 2015-03-14 | 20 | 26.39 | 1 | 27.39 | 0
3 | 14 | 21:00 | 0 | 2015-03-14 | 21 | 26.85 | 1 | 27.85 | 0
3 | 14 | 22:00 | 0 | 2015-03-14 | 22 | 25.56 | 1 | 26.56 | 0
3 | 14 | 23:00 | 0 | 2015-03-14 | 23 | 22.89 | 1 | 23.89 | 0
3 | 14 | 24:00 | 0 | 2015-03-14 | 24 | 20.99 | 1 | 21.99 | 0
3 | 15 | 01:00 | 0 | 2015-03-15 | 1 | 24.79 | 1 | 25.79 | 0
3 | 15 | 02:00 | 0 | 2015-03-15 | 2 | -44.13 | 1 | -43.13 | 0
3 | 15 | 03:00 | 0 | 2015-03-15 | 3 | 11.03 | 1 | 12.03 | 0
3 | 15 | 04:00 | 0 | 2015-03-15 | 4 | 22.44 | 1 | 23.44 | 0
3 | 15 | 05:00 | 0 | 2015-03-15 | 5 | 22.57 | 1 | 23.57 | 0
3 | 15 | 06:00 | 0 | 2015-03-15 | 6 | 22.65 | 1 | 23.65 | 0
3 | 15 | 07:00 | 0 | 2015-03-15 | 7 | 24.18 | 1 | 25.18 | 0
3 | 15 | 08:00 | 222 | 2015-03-15 | 8 | 20.66 | 1 | 21.66 | 4808.52
3 | 15 | 09:00 | 1278 | 2015-03-15 | 9 | 19.61 | 1 | 20.61 | 26339.58
3 | 15 | 10:00 | 2150 | 2015-03-15 | 10 | 24.87 | 1 | 25.87 | 55620.5
3 | 15 | 11:00 | 2202 | 2015-03-15 | 11 | 26.43 | 1 | 27.43 | 60400.86
3 | 15 | 12:00 | 2571 | 2015-03-15 | 12 | 35.27 | 1 | 36.27 | 93250.17
3 | 15 | 13:00 | 1750 | 2015-03-15 | 13 | 33.23 | 1 | 34.23 | 59902.5
3 | 15 | 14:00 | 2724 | 2015-03-15 | 14 | 32.03 | 1 | 33.03 | 89973.72
3 | 15 | 15:00 | 2228 | 2015-03-15 | 15 | 26.92 | 1 | 27.92 | 62205.76
3 | 15 | 16:00 | 1334 | 2015-03-15 | 16 | 29.68 | 1 | 30.68 | 40927.12
3 | 15 | 17:00 | 632 | 2015-03-15 | 17 | 29.26 | 1 | 30.26 | 19124.32
3 | 15 | 18:00 | 1 | 2015-03-15 | 18 | 42.37 | 1 | 43.37 | 43.37
3 | 15 | 19:00 | 0 | 2015-03-15 | 19 | 43.5 | 1 | 44.5 | 0
3 | 15 | 20:00 | 0 | 2015-03-15 | 20 | 50.68 | 1 | 51.68 | 0
3 | 15 | 21:00 | 0 | 2015-03-15 | 21 | 50.73 | 1 | 51.73 | 0
3 | 15 | 22:00 | 0 | 2015-03-15 | 22 | 37.07 | 1 | 38.07 | 0
3 | 15 | 23:00 | 0 | 2015-03-15 | 23 | -12.29 | 1 | -11.29 | 0
3 | 15 | 24:00 | 0 | 2015-03-15 | 24 | -30.87 | 1 | -29.87 | 0
3 | 16 | 01:00 | 0 | 2015-03-16 | 1 | 25.38 | 1 | 26.38 | 0
3 | 16 | 02:00 | 0 | 2015-03-16 | 2 | 28.8 | 1 | 29.8 | 0
3 | 16 | 03:00 | 0 | 2015-03-16 | 3 | 26.56 | 1 | 27.56 | 0
3 | 16 | 04:00 | 0 | 2015-03-16 | 4 | 25.15 | 1 | 26.15 | 0
3 | 16 | 05:00 | 0 | 2015-03-16 | 5 | 28.66 | 1 | 29.66 | 0
3 | 16 | 06:00 | 0 | 2015-03-16 | 6 | 32.46 | 1 | 33.46 | 0
3 | 16 | 07:00 | 4 | 2015-03-16 | 7 | 53.59 | 1 | 54.59 | 218.36
3 | 16 | 08:00 | 561 | 2015-03-16 | 8 | 45.54 | 1 | 46.54 | 26108.94
3 | 16 | 09:00 | 1438 | 2015-03-16 | 9 | 45.89 | 1 | 46.89 | 67427.82
3 | 16 | 10:00 | 2240 | 2015-03-16 | 10 | 63.6 | 1 | 64.6 | 144704
3 | 16 | 11:00 | 2444 | 2015-03-16 | 11 | 41.73 | 1 | 42.73 | 104432.12
3 | 16 | 12:00 | 3166 | 2015-03-16 | 12 | 35.85 | 1 | 36.85 | 116667.1
3 | 16 | 13:00 | 1848 | 2015-03-16 | 13 | 27.04 | 1 | 28.04 | 51817.92
3 | 16 | 14:00 | 2224 | 2015-03-16 | 14 | 27.48 | 1 | 28.48 | 63339.52
3 | 16 | 15:00 | 1817 | 2015-03-16 | 15 | 34.26 | 1 | 35.26 | 64067.42
3 | 16 | 16:00 | 1383 | 2015-03-16 | 16 | 28.24 | 1 | 29.24 | 40438.92
3 | 16 | 17:00 | 598 | 2015-03-16 | 17 | 24.28 | 1 | 25.28 | 15117.44
3 | 16 | 18:00 | 1 | 2015-03-16 | 18 | 25.43 | 1 | 26.43 | 26.43
3 | 16 | 19:00 | 0 | 2015-03-16 | 19 | 31.42 | 1 | 32.42 | 0
3 | 16 | 20:00 | 0 | 2015-03-16 | 20 | 45.55 | 1 | 46.55 | 0
3 | 16 | 21:00 | 0 | 2015-03-16 | 21 | 49.41 | 1 | 50.41 | 0
3 | 16 | 22:00 | 0 | 2015-03-16 | 22 | 41.66 | 1 | 42.66 | 0
3 | 16 | 23:00 | 0 | 2015-03-16 | 23 | 29.06 | 1 | 30.06 | 0
3 | 16 | 24:00 | 0 | 2015-03-16 | 24 | 24.77 | 1 | 25.77 | 0
3 | 17 | 01:00 | 0 | 2015-03-17 | 1 | 28.51 | 1 | 29.51 | 0
3 | 17 | 02:00 | 0 | 2015-03-17 | 2 | 30.85 | 1 | 31.85 | 0
3 | 17 | 03:00 | 0 | 2015-03-17 | 3 | 31.09 | 1 | 32.09 | 0
3 | 17 | 04:00 | 0 | 2015-03-17 | 4 | 29.43 | 1 | 30.43 | 0
3 | 17 | 05:00 | 0 | 2015-03-17 | 5 | 26.01 | 1 | 27.01 | 0
3 | 17 | 06:00 | 0 | 2015-03-17 | 6 | 27.79 | 1 | 28.79 | 0
3 | 17 | 07:00 | 14 | 2015-03-17 | 7 | 32.97 | 1 | 33.97 | 475.58
3 | 17 | 08:00 | 996 | 2015-03-17 | 8 | 36.18 | 1 | 37.18 | 37031.28
3 | 17 | 09:00 | 1952 | 2015-03-17 | 9 | 35.29 | 1 | 36.29 | 70838.08
3 | 17 | 10:00 | 2643 | 2015-03-17 | 10 | 38.59 | 1 | 39.59 | 104636.37
3 | 17 | 11:00 | 3100 | 2015-03-17 | 11 | 51.53 | 1 | 52.53 | 162843
3 | 17 | 12:00 | 3296 | 2015-03-17 | 12 | 49.07 | 1 | 50.07 | 165030.72
3 | 17 | 13:00 | 3287 | 2015-03-17 | 13 | 44.39 | 1 | 45.39 | 149196.93
3 | 17 | 14:00 | 2736 | 2015-03-17 | 14 | 42.04 | 1 | 43.04 | 117757.44
3 | 17 | 15:00 | 2011 | 2015-03-17 | 15 | 39.12 | 1 | 40.12 | 80681.32
3 | 17 | 16:00 | 907 | 2015-03-17 | 16 | 37.98 | 1 | 38.98 | 35354.86
3 | 17 | 17:00 | 261 | 2015-03-17 | 17 | 39.79 | 1 | 40.79 | 10646.19
3 | 17 | 18:00 | 0 | 2015-03-17 | 18 | 42.98 | 1 | 43.98 | 0
3 | 17 | 19:00 | 0 | 2015-03-17 | 19 | 39.12 | 1 | 40.12 | 0
3 | 17 | 20:00 | 0 | 2015-03-17 | 20 | 65.02 | 1 | 66.02 | 0
3 | 17 | 21:00 | 0 | 2015-03-17 | 21 | 50.78 | 1 | 51.78 | 0
3 | 17 | 22:00 | 0 | 2015-03-17 | 22 | 53.56 | 1 | 54.56 | 0
3 | 17 | 23:00 | 0 | 2015-03-17 | 23 | 38.91 | 1 | 39.91 | 0
3 | 17 | 24:00 | 0 | 2015-03-17 | 24 | 45.89 | 1 | 46.89 | 0
3 | 18 | 01:00 | 0 | 2015-03-18 | 1 | 54.56 | 1 | 55.56 | 0
3 | 18 | 02:00 | 0 | 2015-03-18 | 2 | 62.59 | 1 | 63.59 | 0
3 | 18 | 03:00 | 0 | 2015-03-18 | 3 | 56.5 | 1 | 57.5 | 0
3 | 18 | 04:00 | 0 | 2015-03-18 | 4 | 58.59 | 1 | 59.59 | 0
3 | 18 | 05:00 | 0 | 2015-03-18 | 5 | 60.19 | 1 | 61.19 | 0
3 | 18 | 06:00 | 0 | 2015-03-18 | 6 | 60.4 | 1 | 61.4 | 0
3 | 18 | 07:00 | 0 | 2015-03-18 | 7 | 91.62 | 1 | 92.62 | 0
3 | 18 | 08:00 | 34 | 2015-03-18 | 8 | 82.52 | 1 | 83.52 | 2839.68
3 | 18 | 09:00 | 394 | 2015-03-18 | 9 | 89.25 | 1 | 90.25 | 35558.5
3 | 18 | 10:00 | 580 | 2015-03-18 | 10 | 85.3 | 1 | 86.3 | 50054
3 | 18 | 11:00 | 780 | 2015-03-18 | 11 | 96.04 | 1 | 97.04 | 75691.2
3 | 18 | 12:00 | 865 | 2015-03-18 | 12 | 93.07 | 1 | 94.07 | 81370.55
3 | 18 | 13:00 | 862 | 2015-03-18 | 13 | 85.28 | 1 | 86.28 | 74373.36
3 | 18 | 14:00 | 982 | 2015-03-18 | 14 | 91.03 | 1 | 92.03 | 90373.46
3 | 18 | 15:00 | 704 | 2015-03-18 | 15 | 78.56 | 1 | 79.56 | 56010.24
3 | 18 | 16:00 | 477 | 2015-03-18 | 16 | 75.49 | 1 | 76.49 | 36485.73
3 | 18 | 17:00 | 128 | 2015-03-18 | 17 | 82.58 | 1 | 83.58 | 10698.24
3 | 18 | 18:00 | 0 | 2015-03-18 | 18 | 89.39 | 1 | 90.39 | 0
3 | 18 | 19:00 | 0 | 2015-03-18 | 19 | 96.28 | 1 | 97.28 | 0
3 | 18 | 20:00 | 0 | 2015-03-18 | 20 | 104.54 | 1 | 105.54 | 0
3 | 18 | 21:00 | 0 | 2015-03-18 | 21 | 97.98 | 1 | 98.98 | 0
3 | 18 | 22:00 | 0 | 2015-03-18 | 22 | 88.87 | 1 | 89.87 | 0
3 | 18 | 23:00 | 0 | 2015-03-18 | 23 | 74.8 | 1 | 75.8 | 0
3 | 18 | 24:00 | 0 | 2015-03-18 | 24 | 69.04 | 1 | 70.04 | 0
3 | 19 | 01:00 | 0 | 2015-03-19 | 1 | 84.89 | 1 | 85.89 | 0
3 | 19 | 02:00 | 0 | 2015-03-19 | 2 | 92.36 | 1 | 93.36 | 0
3 | 19 | 03:00 | 0 | 2015-03-19 | 3 | 89.25 | 1 | 90.25 | 0
3 | 19 | 04:00 | 0 | 2015-03-19 | 4 | 84.84 | 1 | 85.84 | 0
3 | 19 | 05:00 | 0 | 2015-03-19 | 5 | 105.09 | 1 | 106.09 | 0
3 | 19 | 06:00 | 0 | 2015-03-19 | 6 | 99.16 | 1 | 100.16 | 0
3 | 19 | 07:00 | 1 | 2015-03-19 | 7 | 126.36 | 1 | 127.36 | 127.36
3 | 19 | 08:00 | 293 | 2015-03-19 | 8 | 95.78 | 1 | 96.78 | 28356.54
3 | 19 | 09:00 | 647 | 2015-03-19 | 9 | 104.29 | 1 | 105.29 | 68122.63
3 | 19 | 10:00 | 491 | 2015-03-19 | 10 | 83.38 | 1 | 84.38 | 41430.58
3 | 19 | 11:00 | 1405 | 2015-03-19 | 11 | 75.52 | 1 | 76.52 | 107510.6
3 | 19 | 12:00 | 2208 | 2015-03-19 | 12 | 74.11 | 1 | 75.11 | 165842.88
3 | 19 | 13:00 | 2943 | 2015-03-19 | 13 | 65.3 | 1 | 66.3 | 195120.9
3 | 19 | 14:00 | 2643 | 2015-03-19 | 14 | 57.24 | 1 | 58.24 | 153928.32
3 | 19 | 15:00 | 2345 | 2015-03-19 | 15 | 43.98 | 1 | 44.98 | 105478.1
3 | 19 | 16:00 | 1735 | 2015-03-19 | 16 | 47.37 | 1 | 48.37 | 83921.95
3 | 19 | 17:00 | 805 | 2015-03-19 | 17 | 48.8 | 1 | 49.8 | 40089
3 | 19 | 18:00 | 4 | 2015-03-19 | 18 | 62.31 | 1 | 63.31 | 253.24
3 | 19 | 19:00 | 0 | 2015-03-19 | 19 | 67 | 1 | 68 | 0
3 | 19 | 20:00 | 0 | 2015-03-19 | 20 | 73.84 | 1 | 74.84 | 0
3 | 19 | 21:00 | 0 | 2015-03-19 | 21 | 74.9 | 1 | 75.9 | 0
3 | 19 | 22:00 | 0 | 2015-03-19 | 22 | 62.47 | 1 | 63.47 | 0
3 | 19 | 23:00 | 0 | 2015-03-19 | 23 | 54.69 | 1 | 55.69 | 0
3 | 19 | 24:00 | 0 | 2015-03-19 | 24 | 53.18 | 1 | 54.18 | 0
3 | 20 | 01:00 | 0 | 2015-03-20 | 1 | 40.05 | 1 | 41.05 | 0
3 | 20 | 02:00 | 0 | 2015-03-20 | 2 | 47.8 | 1 | 48.8 | 0
3 | 20 | 03:00 | 0 | 2015-03-20 | 3 | 47.61 | 1 | 48.61 | 0
3 | 20 | 04:00 | 0 | 2015-03-20 | 4 | 49.53 | 1 | 50.53 | 0
3 | 20 | 05:00 | 0 | 2015-03-20 | 5 | 45.06 | 1 | 46.06 | 0
3 | 20 | 06:00 | 0 | 2015-03-20 | 6 | 47.43 | 1 | 48.43 | 0
3 | 20 | 07:00 | 1 | 2015-03-20 | 7 | 63.5 | 1 | 64.5 | 64.5
3 | 20 | 08:00 | 402 | 2015-03-20 | 8 | 73.18 | 1 | 74.18 | 29820.36
3 | 20 | 09:00 | 1691 | 2015-03-20 | 9 | 84.08 | 1 | 85.08 | 143870.28
3 | 20 | 10:00 | 2552 | 2015-03-20 | 10 | 83.75 | 1 | 84.75 | 216282
3 | 20 | 11:00 | 2674 | 2015-03-20 | 11 | 74.56 | 1 | 75.56 | 202047.44
3 | 20 | 12:00 | 1997 | 2015-03-20 | 12 | 74.5 | 1 | 75.5 | 150773.5
3 | 20 | 13:00 | 720 | 2015-03-20 | 13 | 77.37 | 1 | 78.37 | 56426.4
3 | 20 | 14:00 | 600 | 2015-03-20 | 14 | 68.68 | 1 | 69.68 | 41808
3 | 20 | 15:00 | 498 | 2015-03-20 | 15 | 71.82 | 1 | 72.82 | 36264.36
3 | 20 | 16:00 | 226 | 2015-03-20 | 16 | 72.16 | 1 | 73.16 | 16534.16
3 | 20 | 17:00 | 23 | 2015-03-20 | 17 | 81.91 | 1 | 82.91 | 1906.93
3 | 20 | 18:00 | 0 | 2015-03-20 | 18 | 94 | 1 | 95 | 0
3 | 20 | 19:00 | 0 | 2015-03-20 | 19 | 77.48 | 1 | 78.48 | 0
3 | 20 | 20:00 | 0 | 2015-03-20 | 20 | 103.16 | 1 | 104.16 | 0
3 | 20 | 21:00 | 0 | 2015-03-20 | 21 | 80.31 | 1 | 81.31 | 0
3 | 20 | 22:00 | 0 | 2015-03-20 | 22 | 60.04 | 1 | 61.04 | 0
3 | 20 | 23:00 | 0 | 2015-03-20 | 23 | 53.48 | 1 | 54.48 | 0
3 | 20 | 24:00 | 0 | 2015-03-20 | 24 | 47.11 | 1 | 48.11 | 0
3 | 21 | 01:00 | 0 | 2015-03-21 | 1 | 71.87 | 1 | 72.87 | 0
3 | 21 | 02:00 | 0 | 2015-03-21 | 2 | 99.95 | 1 | 100.95 | 0
3 | 21 | 03:00 | 0 | 2015-03-21 | 3 | 54.13 | 1 | 55.13 | 0
3 | 21 | 04:00 | 0 | 2015-03-21 | 4 | 53.74 | 1 | 54.74 | 0
3 | 21 | 05:00 | 0 | 2015-03-21 | 5 | 49.28 | 1 | 50.28 | 0
3 | 21 | 06:00 | 0 | 2015-03-21 | 6 | 53.17 | 1 | 54.17 | 0
3 | 21 | 07:00 | 14 | 2015-03-21 | 7 | 59.24 | 1 | 60.24 | 843.36
3 | 21 | 08:00 | 873 | 2015-03-21 | 8 | 61.39 | 1 | 62.39 | 54466.47
3 | 21 | 09:00 | 1620 | 2015-03-21 | 9 | 60.67 | 1 | 61.67 | 99905.4
3 | 21 | 10:00 | 1485 | 2015-03-21 | 10 | 66.52 | 1 | 67.52 | 100267.2
3 | 21 | 11:00 | 1406 | 2015-03-21 | 11 | 74.42 | 1 | 75.42 | 106040.52
3 | 21 | 12:00 | 1759 | 2015-03-21 | 12 | 71.02 | 1 | 72.02 | 126683.18
3 | 21 | 13:00 | 811 | 2015-03-21 | 13 | 60.2 | 1 | 61.2 | 49633.2
3 | 21 | 14:00 | 642 | 2015-03-21 | 14 | 45.88 | 1 | 46.88 | 30096.96
3 | 21 | 15:00 | 1078 | 2015-03-21 | 15 | 39.43 | 1 | 40.43 | 43583.54
3 | 21 | 16:00 | 898 | 2015-03-21 | 16 | 34.33 | 1 | 35.33 | 31726.34
3 | 21 | 17:00 | 530 | 2015-03-21 | 17 | 37.45 | 1 | 38.45 | 20378.5
3 | 21 | 18:00 | 1 | 2015-03-21 | 18 | 38.77 | 1 | 39.77 | 39.77
3 | 21 | 19:00 | 0 | 2015-03-21 | 19 | 40.38 | 1 | 41.38 | 0
3 | 21 | 20:00 | 0 | 2015-03-21 | 20 | 53.61 | 1 | 54.61 | 0
3 | 21 | 21:00 | 0 | 2015-03-21 | 21 | 45.94 | 1 | 46.94 | 0
3 | 21 | 22:00 | 0 | 2015-03-21 | 22 | 18.46 | 1 | 19.46 | 0
3 | 21 | 23:00 | 0 | 2015-03-21 | 23 | 23.25 | 1 | 24.25 | 0
3 | 21 | 24:00 | 0 | 2015-03-21 | 24 | 38.48 | 1 | 39.48 | 0
3 | 22 | 01:00 | 0 | 2015-03-22 | 1 | 37.44 | 1 | 38.44 | 0
3 | 22 | 02:00 | 0 | 2015-03-22 | 2 | 39.44 | 1 | 40.44 | 0
3 | 22 | 03:00 | 0 | 2015-03-22 | 3 | 35.85 | 1 | 36.85 | 0
3 | 22 | 04:00 | 0 | 2015-03-22 | 4 | 37.64 | 1 | 38.64 | 0
3 | 22 | 05:00 | 0 | 2015-03-22 | 5 | 35.79 | 1 | 36.79 | 0
3 | 22 | 06:00 | 0 | 2015-03-22 | 6 | 40.96 | 1 | 41.96 | 0
3 | 22 | 07:00 | 50 | 2015-03-22 | 7 | 36.68 | 1 | 37.68 | 1884
3 | 22 | 08:00 | 1125 | 2015-03-22 | 8 | 36.04 | 1 | 37.04 | 41670
3 | 22 | 09:00 | 2084 | 2015-03-22 | 9 | 41.52 | 1 | 42.52 | 88611.68
3 | 22 | 10:00 | 2762 | 2015-03-22 | 10 | 44.77 | 1 | 45.77 | 126416.74
3 | 22 | 11:00 | 3212 | 2015-03-22 | 11 | 58.09 | 1 | 59.09 | 189797.08
3 | 22 | 12:00 | 3425 | 2015-03-22 | 12 | 60.08 | 1 | 61.08 | 209199
3 | 22 | 13:00 | 3388 | 2015-03-22 | 13 | 51.71 | 1 | 52.71 | 178581.48
3 | 22 | 14:00 | 2760 | 2015-03-22 | 14 | 37.59 | 1 | 38.59 | 106508.4
3 | 22 | 15:00 | 1947 | 2015-03-22 | 15 | 24.99 | 1 | 25.99 | 50602.53
3 | 22 | 16:00 | 918 | 2015-03-22 | 16 | 44.14 | 1 | 45.14 | 41438.52
3 | 22 | 17:00 | 689 | 2015-03-22 | 17 | 48.04 | 1 | 49.04 | 33788.56
3 | 22 | 18:00 | 3 | 2015-03-22 | 18 | 42.1 | 1 | 43.1 | 129.3
3 | 22 | 19:00 | 0 | 2015-03-22 | 19 | 49.63 | 1 | 50.63 | 0
3 | 22 | 20:00 | 0 | 2015-03-22 | 20 | 79.61 | 1 | 80.61 | 0
3 | 22 | 21:00 | 0 | 2015-03-22 | 21 | 67.87 | 1 | 68.87 | 0
3 | 22 | 22:00 | 0 | 2015-03-22 | 22 | 69.35 | 1 | 70.35 | 0
3 | 22 | 23:00 | 0 | 2015-03-22 | 23 | 55.73 | 1 | 56.73 | 0
3 | 22 | 24:00 | 0 | 2015-03-22 | 24 | 45.52 | 1 | 46.52 | 0
3 | 23 | 01:00 | 0 | 2015-03-23 | 1 | 63.5 | 1 | 64.5 | 0
3 | 23 | 02:00 | 0 | 2015-03-23 | 2 | 44.78 | 1 | 45.78 | 0
3 | 23 | 03:00 | 0 | 2015-03-23 | 3 | 44.73 | 1 | 45.73 | 0
3 | 23 | 04:00 | 0 | 2015-03-23 | 4 | 44.05 | 1 | 45.05 | 0
3 | 23 | 05:00 | 0 | 2015-03-23 | 5 | 44.89 | 1 | 45.89 | 0
3 | 23 | 06:00 | 0 | 2015-03-23 | 6 | 57.3 | 1 | 58.3 | 0
3 | 23 | 07:00 | 1 | 2015-03-23 | 7 | 99.01 | 1 | 100.01 | 100.01
3 | 23 | 08:00 | 138 | 2015-03-23 | 8 | 90.33 | 1 | 91.33 | 12603.54
3 | 23 | 09:00 | 523 | 2015-03-23 | 9 | 78.58 | 1 | 79.58 | 41620.34
3 | 23 | 10:00 | 707 | 2015-03-23 | 10 | 57.25 | 1 | 58.25 | 41182.75
3 | 23 | 11:00 | 796 | 2015-03-23 | 11 | 53.18 | 1 | 54.18 | 43127.28
3 | 23 | 12:00 | 946 | 2015-03-23 | 12 | 53 | 1 | 54 | 51084
3 | 23 | 13:00 | 938 | 2015-03-23 | 13 | 53.88 | 1 | 54.88 | 51477.44
3 | 23 | 14:00 | 838 | 2015-03-23 | 14 | 53.6 | 1 | 54.6 | 45754.8
3 | 23 | 15:00 | 789 | 2015-03-23 | 15 | 47.09 | 1 | 48.09 | 37943.01
3 | 23 | 16:00 | 605 | 2015-03-23 | 16 | 49.18 | 1 | 50.18 | 30358.9
3 | 23 | 17:00 | 173 | 2015-03-23 | 17 | 45.73 | 1 | 46.73 | 8084.29
3 | 23 | 18:00 | 1 | 2015-03-23 | 18 | 45.1 | 1 | 46.1 | 46.1
3 | 23 | 19:00 | 0 | 2015-03-23 | 19 | 50.01 | 1 | 51.01 | 0
3 | 23 | 20:00 | 0 | 2015-03-23 | 20 | 65.21 | 1 | 66.21 | 0
3 | 23 | 21:00 | 0 | 2015-03-23 | 21 | 63.97 | 1 | 64.97 | 0
3 | 23 | 22:00 | 0 | 2015-03-23 | 22 | 82.75 | 1 | 83.75 | 0
3 | 23 | 23:00 | 0 | 2015-03-23 | 23 | 76.66 | 1 | 77.66 | 0
3 | 23 | 24:00 | 0 | 2015-03-23 | 24 | 70.32 | 1 | 71.32 | 0
3 | 24 | 01:00 | 0 | 2015-03-24 | 1 | 62.93 | 1 | 63.93 | 0
3 | 24 | 02:00 | 0 | 2015-03-24 | 2 | 56.69 | 1 | 57.69 | 0
3 | 24 | 03:00 | 0 | 2015-03-24 | 3 | 56.71 | 1 | 57.71 | 0
3 | 24 | 04:00 | 0 | 2015-03-24 | 4 | 57.5 | 1 | 58.5 | 0
3 | 24 | 05:00 | 0 | 2015-03-24 | 5 | 44.17 | 1 | 45.17 | 0
3 | 24 | 06:00 | 0 | 2015-03-24 | 6 | -13.96 | 1 | -12.96 | 0
3 | 24 | 07:00 | 14 | 2015-03-24 | 7 | 74.25 | 1 | 75.25 | 1053.5
3 | 24 | 08:00 | 657 | 2015-03-24 | 8 | 84.68 | 1 | 85.68 | 56291.76
3 | 24 | 09:00 | 2077 | 2015-03-24 | 9 | 74.15 | 1 | 75.15 | 156086.55
3 | 24 | 10:00 | 2917 | 2015-03-24 | 10 | 73.38 | 1 | 74.38 | 216966.46
3 | 24 | 11:00 | 3356 | 2015-03-24 | 11 | 52.78 | 1 | 53.78 | 180485.68
3 | 24 | 12:00 | 3580 | 2015-03-24 | 12 | 76.79 | 1 | 77.79 | 278488.2
3 | 24 | 13:00 | 3535 | 2015-03-24 | 13 | 56.3 | 1 | 57.3 | 202555.5
3 | 24 | 14:00 | 3271 | 2015-03-24 | 14 | 51.56 | 1 | 52.56 | 171923.76
3 | 24 | 15:00 | 2746 | 2015-03-24 | 15 | 50.56 | 1 | 51.56 | 141583.76
3 | 24 | 16:00 | 1971 | 2015-03-24 | 16 | 45.46 | 1 | 46.46 | 91572.66
3 | 24 | 17:00 | 934 | 2015-03-24 | 17 | 50.22 | 1 | 51.22 | 47839.48
3 | 24 | 18:00 | 7 | 2015-03-24 | 18 | 51.21 | 1 | 52.21 | 365.47
3 | 24 | 19:00 | 0 | 2015-03-24 | 19 | 52.07 | 1 | 53.07 | 0
3 | 24 | 20:00 | 0 | 2015-03-24 | 20 | 60.06 | 1 | 61.06 | 0
3 | 24 | 21:00 | 0 | 2015-03-24 | 21 | 55.79 | 1 | 56.79 | 0
3 | 24 | 22:00 | 0 | 2015-03-24 | 22 | 52.24 | 1 | 53.24 | 0
3 | 24 | 23:00 | 0 | 2015-03-24 | 23 | 32.97 | 1 | 33.97 | 0
3 | 24 | 24:00 | 0 | 2015-03-24 | 24 | 32.56 | 1 | 33.56 | 0
3 | 25 | 01:00 | 0 | 2015-03-25 | 1 | 39.84 | 1 | 40.84 | 0
3 | 25 | 02:00 | 0 | 2015-03-25 | 2 | 37.41 | 1 | 38.41 | 0
3 | 25 | 03:00 | 0 | 2015-03-25 | 3 | 37.38 | 1 | 38.38 | 0
3 | 25 | 04:00 | 0 | 2015-03-25 | 4 | 37.64 | 1 | 38.64 | 0
3 | 25 | 05:00 | 0 | 2015-03-25 | 5 | 41.74 | 1 | 42.74 | 0
3 | 25 | 06:00 | 0 | 2015-03-25 | 6 | 52.05 | 1 | 53.05 | 0
3 | 25 | 07:00 | 82 | 2015-03-25 | 7 | 78.75 | 1 | 79.75 | 6539.5
3 | 25 | 08:00 | 1162 | 2015-03-25 | 8 | 56.92 | 1 | 57.92 | 67303.04
3 | 25 | 09:00 | 2121 | 2015-03-25 | 9 | 51.87 | 1 | 52.87 | 112137.27
3 | 25 | 10:00 | 2823 | 2015-03-25 | 10 | 45.97 | 1 | 46.97 | 132596.31
3 | 25 | 11:00 | 3228 | 2015-03-25 | 11 | 27.44 | 1 | 28.44 | 91804.32
3 | 25 | 12:00 | 3403 | 2015-03-25 | 12 | 25.65 | 1 | 26.65 | 90689.95
3 | 25 | 13:00 | 3333 | 2015-03-25 | 13 | 26.61 | 1 | 27.61 | 92024.13
3 | 25 | 14:00 | 3058 | 2015-03-25 | 14 | 27.03 | 1 | 28.03 | 85715.74
3 | 25 | 15:00 | 2563 | 2015-03-25 | 15 | 24.9 | 1 | 25.9 | 66381.7
3 | 25 | 16:00 | 1796 | 2015-03-25 | 16 | 26.18 | 1 | 27.18 | 48815.28
3 | 25 | 17:00 | 813 | 2015-03-25 | 17 | 26.57 | 1 | 27.57 | 22414.41
3 | 25 | 18:00 | 2 | 2015-03-25 | 18 | 31.08 | 1 | 32.08 | 64.16
3 | 25 | 19:00 | 0 | 2015-03-25 | 19 | 35.14 | 1 | 36.14 | 0
3 | 25 | 20:00 | 0 | 2015-03-25 | 20 | 49.79 | 1 | 50.79 | 0
3 | 25 | 21:00 | 0 | 2015-03-25 | 21 | 40.88 | 1 | 41.88 | 0
3 | 25 | 22:00 | 0 | 2015-03-25 | 22 | 29.16 | 1 | 30.16 | 0
3 | 25 | 23:00 | 0 | 2015-03-25 | 23 | 28.75 | 1 | 29.75 | 0
3 | 25 | 24:00 | 0 | 2015-03-25 | 24 | 27.92 | 1 | 28.92 | 0
3 | 26 | 01:00 | 0 | 2015-03-26 | 1 | 38.76 | 1 | 39.76 | 0
3 | 26 | 02:00 | 0 | 2015-03-26 | 2 | 38.85 | 1 | 39.85 | 0
3 | 26 | 03:00 | 0 | 2015-03-26 | 3 | 32.12 | 1 | 33.12 | 0
3 | 26 | 04:00 | 0 | 2015-03-26 | 4 | 38.37 | 1 | 39.37 | 0
3 | 26 | 05:00 | 0 | 2015-03-26 | 5 | 34.81 | 1 | 35.81 | 0
3 | 26 | 06:00 | 0 | 2015-03-26 | 6 | 33.67 | 1 | 34.67 | 0
3 | 26 | 07:00 | 6 | 2015-03-26 | 7 | 32.37 | 1 | 33.37 | 200.22
3 | 26 | 08:00 | 223 | 2015-03-26 | 8 | 26.34 | 1 | 27.34 | 6096.82
3 | 26 | 09:00 | 561 | 2015-03-26 | 9 | 31.75 | 1 | 32.75 | 18372.75
3 | 26 | 10:00 | 824 | 2015-03-26 | 10 | 28.97 | 1 | 29.97 | 24695.28
3 | 26 | 11:00 | 930 | 2015-03-26 | 11 | 26.23 | 1 | 27.23 | 25323.9
3 | 26 | 12:00 | 961 | 2015-03-26 | 12 | 25.49 | 1 | 26.49 | 25456.89
3 | 26 | 13:00 | 539 | 2015-03-26 | 13 | 31.02 | 1 | 32.02 | 17258.78
3 | 26 | 14:00 | 954 | 2015-03-26 | 14 | 37.53 | 1 | 38.53 | 36757.62
3 | 26 | 15:00 | 816 | 2015-03-26 | 15 | 40.64 | 1 | 41.64 | 33978.24
3 | 26 | 16:00 | 254 | 2015-03-26 | 16 | 34.8 | 1 | 35.8 | 9093.2
3 | 26 | 17:00 | 129 | 2015-03-26 | 17 | 44.85 | 1 | 45.85 | 5914.65
3 | 26 | 18:00 | 0 | 2015-03-26 | 18 | 43.14 | 1 | 44.14 | 0
3 | 26 | 19:00 | 0 | 2015-03-26 | 19 | 44.98 | 1 | 45.98 | 0
3 | 26 | 20:00 | 0 | 2015-03-26 | 20 | 45.11 | 1 | 46.11 | 0
3 | 26 | 21:00 | 0 | 2015-03-26 | 21 | 41.55 | 1 | 42.55 | 0
3 | 26 | 22:00 | 0 | 2015-03-26 | 22 | 39.82 | 1 | 40.82 | 0
3 | 26 | 23:00 | 0 | 2015-03-26 | 23 | 25.36 | 1 | 26.36 | 0
3 | 26 | 24:00 | 0 | 2015-03-26 | 24 | 23.41 | 1 | 24.41 | 0
3 | 27 | 01:00 | 0 | 2015-03-27 | 1 | 28.03 | 1 | 29.03 | 0
3 | 27 | 02:00 | 0 | 2015-03-27 | 2 | 24.5 | 1 | 25.5 | 0
3 | 27 | 03:00 | 0 | 2015-03-27 | 3 | 22.28 | 1 | 23.28 | 0
3 | 27 | 04:00 | 0 | 2015-03-27 | 4 | 24.44 | 1 | 25.44 | 0
3 | 27 | 05:00 | 0 | 2015-03-27 | 5 | 23.32 | 1 | 24.32 | 0
3 | 27 | 06:00 | 0 | 2015-03-27 | 6 | 36.99 | 1 | 37.99 | 0
3 | 27 | 07:00 | 25 | 2015-03-27 | 7 | 44.38 | 1 | 45.38 | 1134.5
3 | 27 | 08:00 | 690 | 2015-03-27 | 8 | 47.86 | 1 | 48.86 | 33713.4
3 | 27 | 09:00 | 1452 | 2015-03-27 | 9 | 65.8 | 1 | 66.8 | 96993.6
3 | 27 | 10:00 | 1285 | 2015-03-27 | 10 | 54.35 | 1 | 55.35 | 71124.75
3 | 27 | 11:00 | 2522 | 2015-03-27 | 11 | 56.65 | 1 | 57.65 | 145393.3
3 | 27 | 12:00 | 2575 | 2015-03-27 | 12 | 66.88 | 1 | 67.88 | 174791
3 | 27 | 13:00 | 3129 | 2015-03-27 | 13 | 73.75 | 1 | 74.75 | 233892.75
3 | 27 | 14:00 | 2865 | 2015-03-27 | 14 | 58.33 | 1 | 59.33 | 169980.45
3 | 27 | 15:00 | 2301 | 2015-03-27 | 15 | 42.07 | 1 | 43.07 | 99104.07
3 | 27 | 16:00 | 1636 | 2015-03-27 | 16 | 54.2 | 1 | 55.2 | 90307.2
3 | 27 | 17:00 | 695 | 2015-03-27 | 17 | 52.26 | 1 | 53.26 | 37015.7
3 | 27 | 18:00 | 2 | 2015-03-27 | 18 | 47.31 | 1 | 48.31 | 96.62
3 | 27 | 19:00 | 0 | 2015-03-27 | 19 | 38.21 | 1 | 39.21 | 0
3 | 27 | 20:00 | 0 | 2015-03-27 | 20 | 60.33 | 1 | 61.33 | 0
3 | 27 | 21:00 | 0 | 2015-03-27 | 21 | 66.21 | 1 | 67.21 | 0
3 | 27 | 22:00 | 0 | 2015-03-27 | 22 | 52.9 | 1 | 53.9 | 0
3 | 27 | 23:00 | 0 | 2015-03-27 | 23 | 42.35 | 1 | 43.35 | 0
3 | 27 | 24:00 | 0 | 2015-03-27 | 24 | 52.76 | 1 | 53.76 | 0
3 | 28 | 01:00 | 0 | 2015-03-28 | 1 | 53.42 | 1 | 54.42 | 0
3 | 28 | 02:00 | 0 | 2015-03-28 | 2 | 55 | 1 | 56 | 0
3 | 28 | 03:00 | 0 | 2015-03-28 | 3 | 53.08 | 1 | 54.08 | 0
3 | 28 | 04:00 | 0 | 2015-03-28 | 4 | 52.25 | 1 | 53.25 | 0
3 | 28 | 05:00 | 0 | 2015-03-28 | 5 | 51.77 | 1 | 52.77 | 0
3 | 28 | 06:00 | 0 | 2015-03-28 | 6 | 55.1 | 1 | 56.1 | 0
3 | 28 | 07:00 | 95 | 2015-03-28 | 7 | 57.66 | 1 | 58.66 | 5572.7
3 | 28 | 08:00 | 957 | 2015-03-28 | 8 | 76.07 | 1 | 77.07 | 73755.99
3 | 28 | 09:00 | 1583 | 2015-03-28 | 9 | 86.23 | 1 | 87.23 | 138085.09
3 | 28 | 10:00 | 1475 | 2015-03-28 | 10 | 81.44 | 1 | 82.44 | 121599
3 | 28 | 11:00 | 2704 | 2015-03-28 | 11 | 114.06 | 1 | 115.06 | 311122.24
3 | 28 | 12:00 | 2862 | 2015-03-28 | 12 | 103.68 | 1 | 104.68 | 299594.16
3 | 28 | 13:00 | 3063 | 2015-03-28 | 13 | 109.32 | 1 | 110.32 | 337910.16
3 | 28 | 14:00 | 2977 | 2015-03-28 | 14 | 103.62 | 1 | 104.62 | 311453.74
3 | 28 | 15:00 | 2505 | 2015-03-28 | 15 | 79.46 | 1 | 80.46 | 201552.3
3 | 28 | 16:00 | 1764 | 2015-03-28 | 16 | 66.14 | 1 | 67.14 | 118434.96
3 | 28 | 17:00 | 819 | 2015-03-28 | 17 | 71.2 | 1 | 72.2 | 59131.8
3 | 28 | 18:00 | 4 | 2015-03-28 | 18 | 86.31 | 1 | 87.31 | 349.24
3 | 28 | 19:00 | 0 | 2015-03-28 | 19 | 92.67 | 1 | 93.67 | 0
3 | 28 | 20:00 | 0 | 2015-03-28 | 20 | 95.58 | 1 | 96.58 | 0
3 | 28 | 21:00 | 0 | 2015-03-28 | 21 | 106.88 | 1 | 107.88 | 0
3 | 28 | 22:00 | 0 | 2015-03-28 | 22 | 58.16 | 1 | 59.16 | 0
3 | 28 | 23:00 | 0 | 2015-03-28 | 23 | 29.35 | 1 | 30.35 | 0
3 | 28 | 24:00 | 0 | 2015-03-28 | 24 | 39.89 | 1 | 40.89 | 0
3 | 29 | 01:00 | 0 | 2015-03-29 | 1 | 51.27 | 1 | 52.27 | 0
3 | 29 | 02:00 | 0 | 2015-03-29 | 2 | 44.34 | 1 | 45.34 | 0
3 | 29 | 03:00 | 0 | 2015-03-29 | 3 | 39.96 | 1 | 40.96 | 0
3 | 29 | 04:00 | 0 | 2015-03-29 | 4 | 50.55 | 1 | 51.55 | 0
3 | 29 | 05:00 | 0 | 2015-03-29 | 5 | 47.19 | 1 | 48.19 | 0
3 | 29 | 06:00 | 0 | 2015-03-29 | 6 | 53.42 | 1 | 54.42 | 0
3 | 29 | 07:00 | 5 | 2015-03-29 | 7 | 68.33 | 1 | 69.33 | 346.65
3 | 29 | 08:00 | 197 | 2015-03-29 | 8 | 77.71 | 1 | 78.71 | 15505.87
3 | 29 | 09:00 | 512 | 2015-03-29 | 9 | 52.08 | 1 | 53.08 | 27176.96
3 | 29 | 10:00 | 935 | 2015-03-29 | 10 | 61.71 | 1 | 62.71 | 58633.85
3 | 29 | 11:00 | 1196 | 2015-03-29 | 11 | 50.31 | 1 | 51.31 | 61366.76
3 | 29 | 12:00 | 956 | 2015-03-29 | 12 | 42.96 | 1 | 43.96 | 42025.76
3 | 29 | 13:00 | 1049 | 2015-03-29 | 13 | 42.76 | 1 | 43.76 | 45904.24
3 | 29 | 14:00 | 885 | 2015-03-29 | 14 | 21.05 | 1 | 22.05 | 19514.25
3 | 29 | 15:00 | 869 | 2015-03-29 | 15 | 33.42 | 1 | 34.42 | 29910.98
3 | 29 | 16:00 | 597 | 2015-03-29 | 16 | 34.16 | 1 | 35.16 | 20990.52
3 | 29 | 17:00 | 234 | 2015-03-29 | 17 | -42.94 | 1 | -41.94 | -9813.96
3 | 29 | 18:00 | 1 | 2015-03-29 | 18 | 33.55 | 1 | 34.55 | 34.55
3 | 29 | 19:00 | 0 | 2015-03-29 | 19 | 49.06 | 1 | 50.06 | 0
3 | 29 | 20:00 | 0 | 2015-03-29 | 20 | 60.78 | 1 | 61.78 | 0
3 | 29 | 21:00 | 0 | 2015-03-29 | 21 | 54.92 | 1 | 55.92 | 0
3 | 29 | 22:00 | 0 | 2015-03-29 | 22 | 54.61 | 1 | 55.61 | 0
3 | 29 | 23:00 | 0 | 2015-03-29 | 23 | 19.6 | 1 | 20.6 | 0
3 | 29 | 24:00 | 0 | 2015-03-29 | 24 | 29.8 | 1 | 30.8 | 0
3 | 30 | 01:00 | 0 | 2015-03-30 | 1 | 47.21 | 1 | 48.21 | 0
3 | 30 | 02:00 | 0 | 2015-03-30 | 2 | 49.68 | 1 | 50.68 | 0
3 | 30 | 03:00 | 0 | 2015-03-30 | 3 | 48.3 | 1 | 49.3 | 0
3 | 30 | 04:00 | 0 | 2015-03-30 | 4 | 47.38 | 1 | 48.38 | 0
3 | 30 | 05:00 | 0 | 2015-03-30 | 5 | 48.04 | 1 | 49.04 | 0
3 | 30 | 06:00 | 0 | 2015-03-30 | 6 | 72.34 | 1 | 73.34 | 0
3 | 30 | 07:00 | 53 | 2015-03-30 | 7 | 64.1 | 1 | 65.1 | 3450.3
3 | 30 | 08:00 | 683 | 2015-03-30 | 8 | 71.74 | 1 | 72.74 | 49681.42
3 | 30 | 09:00 | 1730 | 2015-03-30 | 9 | 72.74 | 1 | 73.74 | 127570.2
3 | 30 | 10:00 | 1481 | 2015-03-30 | 10 | 73.14 | 1 | 74.14 | 109801.34
3 | 30 | 11:00 | 2457 | 2015-03-30 | 11 | 84.66 | 1 | 85.66 | 210466.62
3 | 30 | 12:00 | 2764 | 2015-03-30 | 12 | 100.51 | 1 | 101.51 | 280573.64
3 | 30 | 13:00 | 2060 | 2015-03-30 | 13 | 97.28 | 1 | 98.28 | 202456.8
3 | 30 | 14:00 | 2528 | 2015-03-30 | 14 | 103.24 | 1 | 104.24 | 263518.72
3 | 30 | 15:00 | 2074 | 2015-03-30 | 15 | 79.31 | 1 | 80.31 | 166562.94
3 | 30 | 16:00 | 1448 | 2015-03-30 | 16 | 58.1 | 1 | 59.1 | 85576.8
3 | 30 | 17:00 | 824 | 2015-03-30 | 17 | 52.56 | 1 | 53.56 | 44133.44
3 | 30 | 18:00 | 9 | 2015-03-30 | 18 | 65.76 | 1 | 66.76 | 600.84
3 | 30 | 19:00 | 0 | 2015-03-30 | 19 | 50.26 | 1 | 51.26 | 0
3 | 30 | 20:00 | 0 | 2015-03-30 | 20 | 70.27 | 1 | 71.27 | 0
3 | 30 | 21:00 | 0 | 2015-03-30 | 21 | 64.38 | 1 | 65.38 | 0
3 | 30 | 22:00 | 0 | 2015-03-30 | 22 | 38.39 | 1 | 39.39 | 0
3 | 30 | 23:00 | 0 | 2015-03-30 | 23 | 31.99 | 1 | 32.99 | 0
3 | 30 | 24:00 | 0 | 2015-03-30 | 24 | 6.98 | 1 | 7.98 | 0
3 | 31 | 01:00 | 0 | 2015-03-31 | 1 | 26.99 | 1 | 27.99 | 0
3 | 31 | 02:00 | 0 | 2015-03-31 | 2 | 26.99 | 1 | 27.99 | 0
3 | 31 | 03:00 | 0 | 2015-03-31 | 3 | 26.99 | 1 | 27.99 | 0
3 | 31 | 04:00 | 0 | 2015-03-31 | 4 | 30.78 | 1 | 31.78 | 0
3 | 31 | 05:00 | 0 | 2015-03-31 | 5 | 34.75 | 1 | 35.75 | 0
3 | 31 | 06:00 | 0 | 2015-03-31 | 6 | 0.01 | 1 | 1.01 | 0
3 | 31 | 07:00 | 105 | 2015-03-31 | 7 | 50.37 | 1 | 51.37 | 5393.85
3 | 31 | 08:00 | 1145 | 2015-03-31 | 8 | 52.82 | 1 | 53.82 | 61623.9
3 | 31 | 09:00 | 2158 | 2015-03-31 | 9 | 47.82 | 1 | 48.82 | 105353.56
3 | 31 | 10:00 | 2921 | 2015-03-31 | 10 | 48.93 | 1 | 49.93 | 145845.53
3 | 31 | 11:00 | 3424 | 2015-03-31 | 11 | 41.61 | 1 | 42.61 | 145896.64
3 | 31 | 12:00 | 3646 | 2015-03-31 | 12 | 37.18 | 1 | 38.18 | 139204.28
3 | 31 | 13:00 | 3580 | 2015-03-31 | 13 | 24.35 | 1 | 25.35 | 90753
3 | 31 | 14:00 | 3250 | 2015-03-31 | 14 | 31.2 | 1 | 32.2 | 104650
3 | 31 | 15:00 | 2664 | 2015-03-31 | 15 | 40.54 | 1 | 41.54 | 110662.56
3 | 31 | 16:00 | 1820 | 2015-03-31 | 16 | 38.68 | 1 | 39.68 | 72217.6
3 | 31 | 17:00 | 805 | 2015-03-31 | 17 | 41.09 | 1 | 42.09 | 33882.45
3 | 31 | 18:00 | 7 | 2015-03-31 | 18 | 45.87 | 1 | 46.87 | 328.09
3 | 31 | 19:00 | 0 | 2015-03-31 | 19 | 48.13 | 1 | 49.13 | 0
3 | 31 | 20:00 | 0 | 2015-03-31 | 20 | 58.42 | 1 | 59.42 | 0
3 | 31 | 21:00 | 0 | 2015-03-31 | 21 | 55.13 | 1 | 56.13 | 0
3 | 31 | 22:00 | 0 | 2015-03-31 | 22 | 57.96 | 1 | 58.96 | 0
3 | 31 | 23:00 | 0 | 2015-03-31 | 23 | 43.74 | 1 | 44.74 | 0
3 | 31 | 24:00 | 0 | 2015-03-31 | 24 | 38.07 | 1 | 39.07 | 0

## Capacity
Calculation of Avoided Generation Capacity Costs (related to the ISO-NE Forward Capacity Market or FCM)
Capacity Market Allocation for FCA 2014-2015 |  |  | Power year 2014/2015
Capacity Clearing Price | 3.21 | kW-month
Payment Rate | 2.86 | kW-month | http://www.iso-ne.com/markets/othrmkts_data/fcm/cal_results/ccp14/fca14/fca_2013_2014_results_report.pdf
Peak Energy Rent | 0 | kW-month | (Peak Energy Rent Information is rolling 12-month average for the period 4/13 - 3/14.) | http://www.iso-ne.com/markets/othrmkts_data/fcm/reports/per/monthlyper/
Subtotal | 2.86
Line Loss Multiplier | 1.0362
Avoided Capcity Cost | 2.9635 | kW-month
For Generation Sources Other than Solar PV
Assume production is equal for all hours of the year
Peak Hour = | 1
Total Hours in the Year = | 8760 |  | Puc 903.02 (i)(6) b. uses 8760 hours
Portion of generation assume to be at peak hour for FCA Cost Alloc. = | 0.01142% |  | Puc 903.02 (i)(6) b.
For Solar PV Generation
Solar production at system peak hour = | 1049 | watts | 7/02/14 at hour ending 15:00
Annual solar production = | 4942643 | watts | http://www.iso-ne.com/markets/othrmkts_data/fcm/reports/syspeak/isone_system_peak_2014_f.xls
Portion of annual solar production at peak hour for FCA Cost Alloc. = | 0.02122% |  | Puc 903.02 (i)(7) c.

## PVWatts data
PVWATTS: Hourly PV Performance Data |  |  |  |  | Data Sources:
City: | CONCORD
State: | New_Hampshire |  |  |  | http://www.nrel.gov/rredc/pvwatts/
Lat (deg N): | 43.2
Long (deg W): | 71.5 |  |  |  | http://www.nrel.gov/rredc/pvwatts/site_specific.html
Elev (m): | 105 |  |  | Concord
Array Type: | "Fixed Tilt" |  |  | New Hampshire | http://rredc.nrel.gov/solar/calculators/PVWATTS/version1/
Array Tilt (deg): | 43.2 |  |  | Default
Array Azimuth (deg): | 180
DC Rating (kW): | 4
DC to AC Derate Factor: | 0.77
AC Rating (kW): | 3.1
Year | "Month" | "Day" | "Hour" | "AC Power (W)"
1988 | 1 | 1 | 01:00 | 0
1988 | 1 | 1 | 02:00 | 0
1988 | 1 | 1 | 03:00 | 0
1988 | 1 | 1 | 04:00 | 0
1988 | 1 | 1 | 05:00 | 0
1988 | 1 | 1 | 06:00 | 0
1988 | 1 | 1 | 07:00 | 0
1988 | 1 | 1 | 08:00 | 3
1988 | 1 | 1 | 09:00 | 531
1988 | 1 | 1 | 10:00 | 1025
1988 | 1 | 1 | 11:00 | 1776
1988 | 1 | 1 | 12:00 | 1657
1988 | 1 | 1 | 13:00 | 1228
1988 | 1 | 1 | 14:00 | 2059
1988 | 1 | 1 | 15:00 | 850
1988 | 1 | 1 | 16:00 | 54
1988 | 1 | 1 | 17:00 | 0
1988 | 1 | 1 | 18:00 | 0
1988 | 1 | 1 | 19:00 | 0
1988 | 1 | 1 | 20:00 | 0
1988 | 1 | 1 | 21:00 | 0
1988 | 1 | 1 | 22:00 | 0
1988 | 1 | 1 | 23:00 | 0
1988 | 1 | 1 | 24:00 | 0
1988 | 1 | 2 | 01:00 | 0
1988 | 1 | 2 | 02:00 | 0
1988 | 1 | 2 | 03:00 | 0
1988 | 1 | 2 | 04:00 | 0
1988 | 1 | 2 | 05:00 | 0
1988 | 1 | 2 | 06:00 | 0
1988 | 1 | 2 | 07:00 | 0
1988 | 1 | 2 | 08:00 | 1
1988 | 1 | 2 | 09:00 | 916
1988 | 1 | 2 | 10:00 | 1843
1988 | 1 | 2 | 11:00 | 2229
1988 | 1 | 2 | 12:00 | 2334
1988 | 1 | 2 | 13:00 | 2137
1988 | 1 | 2 | 14:00 | 2157
1988 | 1 | 2 | 15:00 | 1509
1988 | 1 | 2 | 16:00 | 582
1988 | 1 | 2 | 17:00 | 0
1988 | 1 | 2 | 18:00 | 0
1988 | 1 | 2 | 19:00 | 0
1988 | 1 | 2 | 20:00 | 0
1988 | 1 | 2 | 21:00 | 0
1988 | 1 | 2 | 22:00 | 0
1988 | 1 | 2 | 23:00 | 0
1988 | 1 | 2 | 24:00 | 0
1988 | 1 | 3 | 01:00 | 0
1988 | 1 | 3 | 02:00 | 0
1988 | 1 | 3 | 03:00 | 0
1988 | 1 | 3 | 04:00 | 0
1988 | 1 | 3 | 05:00 | 0
1988 | 1 | 3 | 06:00 | 0
1988 | 1 | 3 | 07:00 | 0
1988 | 1 | 3 | 08:00 | 78
1988 | 1 | 3 | 09:00 | 1193
1988 | 1 | 3 | 10:00 | 2032
1988 | 1 | 3 | 11:00 | 2469
1988 | 1 | 3 | 12:00 | 2664
1988 | 1 | 3 | 13:00 | 2331
1988 | 1 | 3 | 14:00 | 1078
1988 | 1 | 3 | 15:00 | 888
1988 | 1 | 3 | 16:00 | 404
1988 | 1 | 3 | 17:00 | 0
1988 | 1 | 3 | 18:00 | 0
1988 | 1 | 3 | 19:00 | 0
1988 | 1 | 3 | 20:00 | 0
1988 | 1 | 3 | 21:00 | 0
1988 | 1 | 3 | 22:00 | 0
1988 | 1 | 3 | 23:00 | 0
1988 | 1 | 3 | 24:00 | 0
1988 | 1 | 4 | 01:00 | 0
1988 | 1 | 4 | 02:00 | 0
1988 | 1 | 4 | 03:00 | 0
1988 | 1 | 4 | 04:00 | 0
1988 | 1 | 4 | 05:00 | 0
1988 | 1 | 4 | 06:00 | 0
1988 | 1 | 4 | 07:00 | 0
1988 | 1 | 4 | 08:00 | 0
1988 | 1 | 4 | 09:00 | 28
1988 | 1 | 4 | 10:00 | 474
1988 | 1 | 4 | 11:00 | 595
1988 | 1 | 4 | 12:00 | 827
1988 | 1 | 4 | 13:00 | 693
1988 | 1 | 4 | 14:00 | 660
1988 | 1 | 4 | 15:00 | 379
1988 | 1 | 4 | 16:00 | 488
1988 | 1 | 4 | 17:00 | 0
1988 | 1 | 4 | 18:00 | 0
1988 | 1 | 4 | 19:00 | 0
1988 | 1 | 4 | 20:00 | 0
1988 | 1 | 4 | 21:00 | 0
1988 | 1 | 4 | 22:00 | 0
1988 | 1 | 4 | 23:00 | 0
1988 | 1 | 4 | 24:00 | 0
1988 | 1 | 5 | 01:00 | 0
1988 | 1 | 5 | 02:00 | 0
1988 | 1 | 5 | 03:00 | 0
1988 | 1 | 5 | 04:00 | 0
1988 | 1 | 5 | 05:00 | 0
1988 | 1 | 5 | 06:00 | 0
1988 | 1 | 5 | 07:00 | 0
1988 | 1 | 5 | 08:00 | 289
1988 | 1 | 5 | 09:00 | 1531
1988 | 1 | 5 | 10:00 | 2417
1988 | 1 | 5 | 11:00 | 2940
1988 | 1 | 5 | 12:00 | 3027
1988 | 1 | 5 | 13:00 | 2469
1988 | 1 | 5 | 14:00 | 1856
1988 | 1 | 5 | 15:00 | 1037
1988 | 1 | 5 | 16:00 | 1124
1988 | 1 | 5 | 17:00 | 3
1988 | 1 | 5 | 18:00 | 0
1988 | 1 | 5 | 19:00 | 0
1988 | 1 | 5 | 20:00 | 0
1988 | 1 | 5 | 21:00 | 0
1988 | 1 | 5 | 22:00 | 0
1988 | 1 | 5 | 23:00 | 0
1988 | 1 | 5 | 24:00 | 0
1988 | 1 | 6 | 01:00 | 0
1988 | 1 | 6 | 02:00 | 0
1988 | 1 | 6 | 03:00 | 0
1988 | 1 | 6 | 04:00 | 0
1988 | 1 | 6 | 05:00 | 0
1988 | 1 | 6 | 06:00 | 0
1988 | 1 | 6 | 07:00 | 0
1988 | 1 | 6 | 08:00 | 115
1988 | 1 | 6 | 09:00 | 1400
1988 | 1 | 6 | 10:00 | 2337
1988 | 1 | 6 | 11:00 | 2890
1988 | 1 | 6 | 12:00 | 3186
1988 | 1 | 6 | 13:00 | 3125
1988 | 1 | 6 | 14:00 | 2772
1988 | 1 | 6 | 15:00 | 2112
1988 | 1 | 6 | 16:00 | 1083
1988 | 1 | 6 | 17:00 | 1
1988 | 1 | 6 | 18:00 | 0
1988 | 1 | 6 | 19:00 | 0
1988 | 1 | 6 | 20:00 | 0
1988 | 1 | 6 | 21:00 | 0
1988 | 1 | 6 | 22:00 | 0
1988 | 1 | 6 | 23:00 | 0
1988 | 1 | 6 | 24:00 | 0
1988 | 1 | 7 | 01:00 | 0
1988 | 1 | 7 | 02:00 | 0
1988 | 1 | 7 | 03:00 | 0
1988 | 1 | 7 | 04:00 | 0
1988 | 1 | 7 | 05:00 | 0
1988 | 1 | 7 | 06:00 | 0
1988 | 1 | 7 | 07:00 | 0
1988 | 1 | 7 | 08:00 | 168
1988 | 1 | 7 | 09:00 | 1501
1988 | 1 | 7 | 10:00 | 2450
1988 | 1 | 7 | 11:00 | 3020
1988 | 1 | 7 | 12:00 | 3251
1988 | 1 | 7 | 13:00 | 3113
1988 | 1 | 7 | 14:00 | 2860
1988 | 1 | 7 | 15:00 | 1977
1988 | 1 | 7 | 16:00 | 925
1988 | 1 | 7 | 17:00 | 0
1988 | 1 | 7 | 18:00 | 0
1988 | 1 | 7 | 19:00 | 0
1988 | 1 | 7 | 20:00 | 0
1988 | 1 | 7 | 21:00 | 0
1988 | 1 | 7 | 22:00 | 0
1988 | 1 | 7 | 23:00 | 0
1988 | 1 | 7 | 24:00 | 0
1988 | 1 | 8 | 01:00 | 0
1988 | 1 | 8 | 02:00 | 0
1988 | 1 | 8 | 03:00 | 0
1988 | 1 | 8 | 04:00 | 0
1988 | 1 | 8 | 05:00 | 0
1988 | 1 | 8 | 06:00 | 0
1988 | 1 | 8 | 07:00 | 0
1988 | 1 | 8 | 08:00 | 0
1988 | 1 | 8 | 09:00 | 2
1988 | 1 | 8 | 10:00 | 427
1988 | 1 | 8 | 11:00 | 247
1988 | 1 | 8 | 12:00 | 418
1988 | 1 | 8 | 13:00 | 463
1988 | 1 | 8 | 14:00 | 484
1988 | 1 | 8 | 15:00 | 185
1988 | 1 | 8 | 16:00 | 26
1988 | 1 | 8 | 17:00 | 0
1988 | 1 | 8 | 18:00 | 0
1988 | 1 | 8 | 19:00 | 0
1988 | 1 | 8 | 20:00 | 0
1988 | 1 | 8 | 21:00 | 0
1988 | 1 | 8 | 22:00 | 0
1988 | 1 | 8 | 23:00 | 0
1988 | 1 | 8 | 24:00 | 0
1988 | 1 | 9 | 01:00 | 0
1988 | 1 | 9 | 02:00 | 0
1988 | 1 | 9 | 03:00 | 0
1988 | 1 | 9 | 04:00 | 0
1988 | 1 | 9 | 05:00 | 0
1988 | 1 | 9 | 06:00 | 0
1988 | 1 | 9 | 07:00 | 0
1988 | 1 | 9 | 08:00 | 2
1988 | 1 | 9 | 09:00 | 1379
1988 | 1 | 9 | 10:00 | 2258
1988 | 1 | 9 | 11:00 | 2647
1988 | 1 | 9 | 12:00 | 2138
1988 | 1 | 9 | 13:00 | 2243
1988 | 1 | 9 | 14:00 | 2568
1988 | 1 | 9 | 15:00 | 1999
1988 | 1 | 9 | 16:00 | 1064
1988 | 1 | 9 | 17:00 | 3
1988 | 1 | 9 | 18:00 | 0
1988 | 1 | 9 | 19:00 | 0
1988 | 1 | 9 | 20:00 | 0
1988 | 1 | 9 | 21:00 | 0
1988 | 1 | 9 | 22:00 | 0
1988 | 1 | 9 | 23:00 | 0
1988 | 1 | 9 | 24:00 | 0
1988 | 1 | 10 | 01:00 | 0
1988 | 1 | 10 | 02:00 | 0
1988 | 1 | 10 | 03:00 | 0
1988 | 1 | 10 | 04:00 | 0
1988 | 1 | 10 | 05:00 | 0
1988 | 1 | 10 | 06:00 | 0
1988 | 1 | 10 | 07:00 | 0
1988 | 1 | 10 | 08:00 | 137
1988 | 1 | 10 | 09:00 | 1523
1988 | 1 | 10 | 10:00 | 2325
1988 | 1 | 10 | 11:00 | 2815
1988 | 1 | 10 | 12:00 | 3110
1988 | 1 | 10 | 13:00 | 3116
1988 | 1 | 10 | 14:00 | 2807
1988 | 1 | 10 | 15:00 | 2180
1988 | 1 | 10 | 16:00 | 1235
1988 | 1 | 10 | 17:00 | 9
1988 | 1 | 10 | 18:00 | 0
1988 | 1 | 10 | 19:00 | 0
1988 | 1 | 10 | 20:00 | 0
1988 | 1 | 10 | 21:00 | 0
1988 | 1 | 10 | 22:00 | 0
1988 | 1 | 10 | 23:00 | 0
1988 | 1 | 10 | 24:00 | 0
1988 | 1 | 11 | 01:00 | 0
1988 | 1 | 11 | 02:00 | 0
1988 | 1 | 11 | 03:00 | 0
1988 | 1 | 11 | 04:00 | 0
1988 | 1 | 11 | 05:00 | 0
1988 | 1 | 11 | 06:00 | 0
1988 | 1 | 11 | 07:00 | 0
1988 | 1 | 11 | 08:00 | 112
1988 | 1 | 11 | 09:00 | 1405
1988 | 1 | 11 | 10:00 | 2233
1988 | 1 | 11 | 11:00 | 2565
1988 | 1 | 11 | 12:00 | 2728
1988 | 1 | 11 | 13:00 | 2423
1988 | 1 | 11 | 14:00 | 2487
1988 | 1 | 11 | 15:00 | 1563
1988 | 1 | 11 | 16:00 | 795
1988 | 1 | 11 | 17:00 | 1
1988 | 1 | 11 | 18:00 | 0
1988 | 1 | 11 | 19:00 | 0
1988 | 1 | 11 | 20:00 | 0
1988 | 1 | 11 | 21:00 | 0
1988 | 1 | 11 | 22:00 | 0
1988 | 1 | 11 | 23:00 | 0
1988 | 1 | 11 | 24:00 | 0
1988 | 1 | 12 | 01:00 | 0
1988 | 1 | 12 | 02:00 | 0
1988 | 1 | 12 | 03:00 | 0
1988 | 1 | 12 | 04:00 | 0
1988 | 1 | 12 | 05:00 | 0
1988 | 1 | 12 | 06:00 | 0
1988 | 1 | 12 | 07:00 | 0
1988 | 1 | 12 | 08:00 | 122
1988 | 1 | 12 | 09:00 | 1215
1988 | 1 | 12 | 10:00 | 2099
1988 | 1 | 12 | 11:00 | 2507
1988 | 1 | 12 | 12:00 | 2286
1988 | 1 | 12 | 13:00 | 1445
1988 | 1 | 12 | 14:00 | 1160
1988 | 1 | 12 | 15:00 | 604
1988 | 1 | 12 | 16:00 | 284
1988 | 1 | 12 | 17:00 | 0
1988 | 1 | 12 | 18:00 | 0
1988 | 1 | 12 | 19:00 | 0
1988 | 1 | 12 | 20:00 | 0
1988 | 1 | 12 | 21:00 | 0
1988 | 1 | 12 | 22:00 | 0
1988 | 1 | 12 | 23:00 | 0
1988 | 1 | 12 | 24:00 | 0
1988 | 1 | 13 | 01:00 | 0
1988 | 1 | 13 | 02:00 | 0
1988 | 1 | 13 | 03:00 | 0
1988 | 1 | 13 | 04:00 | 0
1988 | 1 | 13 | 05:00 | 0
1988 | 1 | 13 | 06:00 | 0
1988 | 1 | 13 | 07:00 | 0
1988 | 1 | 13 | 08:00 | 0
1988 | 1 | 13 | 09:00 | 51
1988 | 1 | 13 | 10:00 | 254
1988 | 1 | 13 | 11:00 | 1044
1988 | 1 | 13 | 12:00 | 611
1988 | 1 | 13 | 13:00 | 1578
1988 | 1 | 13 | 14:00 | 1720
1988 | 1 | 13 | 15:00 | 1705
1988 | 1 | 13 | 16:00 | 726
1988 | 1 | 13 | 17:00 | 1
1988 | 1 | 13 | 18:00 | 0
1988 | 1 | 13 | 19:00 | 0
1988 | 1 | 13 | 20:00 | 0
1988 | 1 | 13 | 21:00 | 0
1988 | 1 | 13 | 22:00 | 0
1988 | 1 | 13 | 23:00 | 0
1988 | 1 | 13 | 24:00 | 0
1988 | 1 | 14 | 01:00 | 0
1988 | 1 | 14 | 02:00 | 0
1988 | 1 | 14 | 03:00 | 0
1988 | 1 | 14 | 04:00 | 0
1988 | 1 | 14 | 05:00 | 0
1988 | 1 | 14 | 06:00 | 0
1988 | 1 | 14 | 07:00 | 0
1988 | 1 | 14 | 08:00 | 378
1988 | 1 | 14 | 09:00 | 1676
1988 | 1 | 14 | 10:00 | 2627
1988 | 1 | 14 | 11:00 | 3208
1988 | 1 | 14 | 12:00 | 3475
1988 | 1 | 14 | 13:00 | 3422
1988 | 1 | 14 | 14:00 | 3023
1988 | 1 | 14 | 15:00 | 2419
1988 | 1 | 14 | 16:00 | 1417
1988 | 1 | 14 | 17:00 | 62
1988 | 1 | 14 | 18:00 | 0
1988 | 1 | 14 | 19:00 | 0
1988 | 1 | 14 | 20:00 | 0
1988 | 1 | 14 | 21:00 | 0
1988 | 1 | 14 | 22:00 | 0
1988 | 1 | 14 | 23:00 | 0
1988 | 1 | 14 | 24:00 | 0
1988 | 1 | 15 | 01:00 | 0
1988 | 1 | 15 | 02:00 | 0
1988 | 1 | 15 | 03:00 | 0
1988 | 1 | 15 | 04:00 | 0
1988 | 1 | 15 | 05:00 | 0
1988 | 1 | 15 | 06:00 | 0
1988 | 1 | 15 | 07:00 | 0
1988 | 1 | 15 | 08:00 | 4
1988 | 1 | 15 | 09:00 | 613
1988 | 1 | 15 | 10:00 | 1821
1988 | 1 | 15 | 11:00 | 1983
1988 | 1 | 15 | 12:00 | 2228
1988 | 1 | 15 | 13:00 | 2542
1988 | 1 | 15 | 14:00 | 2695
1988 | 1 | 15 | 15:00 | 1600
1988 | 1 | 15 | 16:00 | 920
1988 | 1 | 15 | 17:00 | 20
1988 | 1 | 15 | 18:00 | 0
1988 | 1 | 15 | 19:00 | 0
1988 | 1 | 15 | 20:00 | 0
1988 | 1 | 15 | 21:00 | 0
1988 | 1 | 15 | 22:00 | 0
1988 | 1 | 15 | 23:00 | 0
1988 | 1 | 15 | 24:00 | 0
1988 | 1 | 16 | 01:00 | 0
1988 | 1 | 16 | 02:00 | 0
1988 | 1 | 16 | 03:00 | 0
1988 | 1 | 16 | 04:00 | 0
1988 | 1 | 16 | 05:00 | 0
1988 | 1 | 16 | 06:00 | 0
1988 | 1 | 16 | 07:00 | 0
1988 | 1 | 16 | 08:00 | 15
1988 | 1 | 16 | 09:00 | 1142
1988 | 1 | 16 | 10:00 | 2074
1988 | 1 | 16 | 11:00 | 2487
1988 | 1 | 16 | 12:00 | 2839
1988 | 1 | 16 | 13:00 | 2577
1988 | 1 | 16 | 14:00 | 2560
1988 | 1 | 16 | 15:00 | 1966
1988 | 1 | 16 | 16:00 | 1149
1988 | 1 | 16 | 17:00 | 13
1988 | 1 | 16 | 18:00 | 0
1988 | 1 | 16 | 19:00 | 0
1988 | 1 | 16 | 20:00 | 0
1988 | 1 | 16 | 21:00 | 0
1988 | 1 | 16 | 22:00 | 0
1988 | 1 | 16 | 23:00 | 0
1988 | 1 | 16 | 24:00 | 0
1988 | 1 | 17 | 01:00 | 0
1988 | 1 | 17 | 02:00 | 0
1988 | 1 | 17 | 03:00 | 0
1988 | 1 | 17 | 04:00 | 0
1988 | 1 | 17 | 05:00 | 0
1988 | 1 | 17 | 06:00 | 0
1988 | 1 | 17 | 07:00 | 0
1988 | 1 | 17 | 08:00 | 2
1988 | 1 | 17 | 09:00 | 685
1988 | 1 | 17 | 10:00 | 578
1988 | 1 | 17 | 11:00 | 1941
1988 | 1 | 17 | 12:00 | 1244
1988 | 1 | 17 | 13:00 | 1113
1988 | 1 | 17 | 14:00 | 1037
1988 | 1 | 17 | 15:00 | 398
1988 | 1 | 17 | 16:00 | 10
1988 | 1 | 17 | 17:00 | 0
1988 | 1 | 17 | 18:00 | 0
1988 | 1 | 17 | 19:00 | 0
1988 | 1 | 17 | 20:00 | 0
1988 | 1 | 17 | 21:00 | 0
1988 | 1 | 17 | 22:00 | 0
1988 | 1 | 17 | 23:00 | 0
1988 | 1 | 17 | 24:00 | 0
1988 | 1 | 18 | 01:00 | 0
1988 | 1 | 18 | 02:00 | 0
1988 | 1 | 18 | 03:00 | 0
1988 | 1 | 18 | 04:00 | 0
1988 | 1 | 18 | 05:00 | 0
1988 | 1 | 18 | 06:00 | 0
1988 | 1 | 18 | 07:00 | 0
1988 | 1 | 18 | 08:00 | 0
1988 | 1 | 18 | 09:00 | 9
1988 | 1 | 18 | 10:00 | 167
1988 | 1 | 18 | 11:00 | 427
1988 | 1 | 18 | 12:00 | 473
1988 | 1 | 18 | 13:00 | 483
1988 | 1 | 18 | 14:00 | 405
1988 | 1 | 18 | 15:00 | 632
1988 | 1 | 18 | 16:00 | 6
1988 | 1 | 18 | 17:00 | 0
1988 | 1 | 18 | 18:00 | 0
1988 | 1 | 18 | 19:00 | 0
1988 | 1 | 18 | 20:00 | 0
1988 | 1 | 18 | 21:00 | 0
1988 | 1 | 18 | 22:00 | 0
1988 | 1 | 18 | 23:00 | 0
1988 | 1 | 18 | 24:00 | 0
1988 | 1 | 19 | 01:00 | 0
1988 | 1 | 19 | 02:00 | 0
1988 | 1 | 19 | 03:00 | 0
1988 | 1 | 19 | 04:00 | 0
1988 | 1 | 19 | 05:00 | 0
1988 | 1 | 19 | 06:00 | 0
1988 | 1 | 19 | 07:00 | 0
1988 | 1 | 19 | 08:00 | 0
1988 | 1 | 19 | 09:00 | 4
1988 | 1 | 19 | 10:00 | 546
1988 | 1 | 19 | 11:00 | 1714
1988 | 1 | 19 | 12:00 | 1424
1988 | 1 | 19 | 13:00 | 2609
1988 | 1 | 19 | 14:00 | 2510
1988 | 1 | 19 | 15:00 | 2015
1988 | 1 | 19 | 16:00 | 937
1988 | 1 | 19 | 17:00 | 24
1988 | 1 | 19 | 18:00 | 0
1988 | 1 | 19 | 19:00 | 0
1988 | 1 | 19 | 20:00 | 0
1988 | 1 | 19 | 21:00 | 0
1988 | 1 | 19 | 22:00 | 0
1988 | 1 | 19 | 23:00 | 0
1988 | 1 | 19 | 24:00 | 0
1988 | 1 | 20 | 01:00 | 0
1988 | 1 | 20 | 02:00 | 0
1988 | 1 | 20 | 03:00 | 0
1988 | 1 | 20 | 04:00 | 0
1988 | 1 | 20 | 05:00 | 0
1988 | 1 | 20 | 06:00 | 0
1988 | 1 | 20 | 07:00 | 0
1988 | 1 | 20 | 08:00 | 0
1988 | 1 | 20 | 09:00 | 40
1988 | 1 | 20 | 10:00 | 561
1988 | 1 | 20 | 11:00 | 756
1988 | 1 | 20 | 12:00 | 470
1988 | 1 | 20 | 13:00 | 432
1988 | 1 | 20 | 14:00 | 384
1988 | 1 | 20 | 15:00 | 231
1988 | 1 | 20 | 16:00 | 22
1988 | 1 | 20 | 17:00 | 0
1988 | 1 | 20 | 18:00 | 0
1988 | 1 | 20 | 19:00 | 0
1988 | 1 | 20 | 20:00 | 0
1988 | 1 | 20 | 21:00 | 0
1988 | 1 | 20 | 22:00 | 0
1988 | 1 | 20 | 23:00 | 0
1988 | 1 | 20 | 24:00 | 0
1988 | 1 | 21 | 01:00 | 0
1988 | 1 | 21 | 02:00 | 0
1988 | 1 | 21 | 03:00 | 0
1988 | 1 | 21 | 04:00 | 0
1988 | 1 | 21 | 05:00 | 0
1988 | 1 | 21 | 06:00 | 0
1988 | 1 | 21 | 07:00 | 0
1988 | 1 | 21 | 08:00 | 4
1988 | 1 | 21 | 09:00 | 13
1988 | 1 | 21 | 10:00 | 611
1988 | 1 | 21 | 11:00 | 614
1988 | 1 | 21 | 12:00 | 769
1988 | 1 | 21 | 13:00 | 645
1988 | 1 | 21 | 14:00 | 600
1988 | 1 | 21 | 15:00 | 1467
1988 | 1 | 21 | 16:00 | 948
1988 | 1 | 21 | 17:00 | 3
1988 | 1 | 21 | 18:00 | 0
1988 | 1 | 21 | 19:00 | 0
1988 | 1 | 21 | 20:00 | 0
1988 | 1 | 21 | 21:00 | 0
1988 | 1 | 21 | 22:00 | 0
1988 | 1 | 21 | 23:00 | 0
1988 | 1 | 21 | 24:00 | 0
1988 | 1 | 22 | 01:00 | 0
1988 | 1 | 22 | 02:00 | 0
1988 | 1 | 22 | 03:00 | 0
1988 | 1 | 22 | 04:00 | 0
1988 | 1 | 22 | 05:00 | 0
1988 | 1 | 22 | 06:00 | 0
1988 | 1 | 22 | 07:00 | 0
1988 | 1 | 22 | 08:00 | 405
1988 | 1 | 22 | 09:00 | 1526
1988 | 1 | 22 | 10:00 | 2351
1988 | 1 | 22 | 11:00 | 2862
1988 | 1 | 22 | 12:00 | 3066
1988 | 1 | 22 | 13:00 | 2999
1988 | 1 | 22 | 14:00 | 2740
1988 | 1 | 22 | 15:00 | 1417
1988 | 1 | 22 | 16:00 | 753
1988 | 1 | 22 | 17:00 | 79
1988 | 1 | 22 | 18:00 | 0
1988 | 1 | 22 | 19:00 | 0
1988 | 1 | 22 | 20:00 | 0
1988 | 1 | 22 | 21:00 | 0
1988 | 1 | 22 | 22:00 | 0
1988 | 1 | 22 | 23:00 | 0
1988 | 1 | 22 | 24:00 | 0
1988 | 1 | 23 | 01:00 | 0
1988 | 1 | 23 | 02:00 | 0
1988 | 1 | 23 | 03:00 | 0
1988 | 1 | 23 | 04:00 | 0
1988 | 1 | 23 | 05:00 | 0
1988 | 1 | 23 | 06:00 | 0
1988 | 1 | 23 | 07:00 | 0
1988 | 1 | 23 | 08:00 | 0
1988 | 1 | 23 | 09:00 | 5
1988 | 1 | 23 | 10:00 | 401
1988 | 1 | 23 | 11:00 | 2647
1988 | 1 | 23 | 12:00 | 3038
1988 | 1 | 23 | 13:00 | 2312
1988 | 1 | 23 | 14:00 | 2169
1988 | 1 | 23 | 15:00 | 1434
1988 | 1 | 23 | 16:00 | 475
1988 | 1 | 23 | 17:00 | 3
1988 | 1 | 23 | 18:00 | 0
1988 | 1 | 23 | 19:00 | 0
1988 | 1 | 23 | 20:00 | 0
1988 | 1 | 23 | 21:00 | 0
1988 | 1 | 23 | 22:00 | 0
1988 | 1 | 23 | 23:00 | 0
1988 | 1 | 23 | 24:00 | 0
1988 | 1 | 24 | 01:00 | 0
1988 | 1 | 24 | 02:00 | 0
1988 | 1 | 24 | 03:00 | 0
1988 | 1 | 24 | 04:00 | 0
1988 | 1 | 24 | 05:00 | 0
1988 | 1 | 24 | 06:00 | 0
1988 | 1 | 24 | 07:00 | 0
1988 | 1 | 24 | 08:00 | 21
1988 | 1 | 24 | 09:00 | 891
1988 | 1 | 24 | 10:00 | 930
1988 | 1 | 24 | 11:00 | 420
1988 | 1 | 24 | 12:00 | 538
1988 | 1 | 24 | 13:00 | 617
1988 | 1 | 24 | 14:00 | 1116
1988 | 1 | 24 | 15:00 | 613
1988 | 1 | 24 | 16:00 | 46
1988 | 1 | 24 | 17:00 | 0
1988 | 1 | 24 | 18:00 | 0
1988 | 1 | 24 | 19:00 | 0
1988 | 1 | 24 | 20:00 | 0
1988 | 1 | 24 | 21:00 | 0
1988 | 1 | 24 | 22:00 | 0
1988 | 1 | 24 | 23:00 | 0
1988 | 1 | 24 | 24:00 | 0
1988 | 1 | 25 | 01:00 | 0
1988 | 1 | 25 | 02:00 | 0
1988 | 1 | 25 | 03:00 | 0
1988 | 1 | 25 | 04:00 | 0
1988 | 1 | 25 | 05:00 | 0
1988 | 1 | 25 | 06:00 | 0
1988 | 1 | 25 | 07:00 | 0
1988 | 1 | 25 | 08:00 | 0
1988 | 1 | 25 | 09:00 | 95
1988 | 1 | 25 | 10:00 | 390
1988 | 1 | 25 | 11:00 | 603
1988 | 1 | 25 | 12:00 | 784
1988 | 1 | 25 | 13:00 | 755
1988 | 1 | 25 | 14:00 | 839
1988 | 1 | 25 | 15:00 | 634
1988 | 1 | 25 | 16:00 | 118
1988 | 1 | 25 | 17:00 | 0
1988 | 1 | 25 | 18:00 | 0
1988 | 1 | 25 | 19:00 | 0
1988 | 1 | 25 | 20:00 | 0
1988 | 1 | 25 | 21:00 | 0
1988 | 1 | 25 | 22:00 | 0
1988 | 1 | 25 | 23:00 | 0
1988 | 1 | 25 | 24:00 | 0
1988 | 1 | 26 | 01:00 | 0
1988 | 1 | 26 | 02:00 | 0
1988 | 1 | 26 | 03:00 | 0
1988 | 1 | 26 | 04:00 | 0
1988 | 1 | 26 | 05:00 | 0
1988 | 1 | 26 | 06:00 | 0
1988 | 1 | 26 | 07:00 | 0
1988 | 1 | 26 | 08:00 | 1
1988 | 1 | 26 | 09:00 | 391
1988 | 1 | 26 | 10:00 | 699
1988 | 1 | 26 | 11:00 | 1529
1988 | 1 | 26 | 12:00 | 1025
1988 | 1 | 26 | 13:00 | 1391
1988 | 1 | 26 | 14:00 | 2390
1988 | 1 | 26 | 15:00 | 2032
1988 | 1 | 26 | 16:00 | 813
1988 | 1 | 26 | 17:00 | 9
1988 | 1 | 26 | 18:00 | 0
1988 | 1 | 26 | 19:00 | 0
1988 | 1 | 26 | 20:00 | 0
1988 | 1 | 26 | 21:00 | 0
1988 | 1 | 26 | 22:00 | 0
1988 | 1 | 26 | 23:00 | 0
1988 | 1 | 26 | 24:00 | 0
1988 | 1 | 27 | 01:00 | 0
1988 | 1 | 27 | 02:00 | 0
1988 | 1 | 27 | 03:00 | 0
1988 | 1 | 27 | 04:00 | 0
1988 | 1 | 27 | 05:00 | 0
1988 | 1 | 27 | 06:00 | 0
1988 | 1 | 27 | 07:00 | 0
1988 | 1 | 27 | 08:00 | 427
1988 | 1 | 27 | 09:00 | 1575
1988 | 1 | 27 | 10:00 | 2471
1988 | 1 | 27 | 11:00 | 3005
1988 | 1 | 27 | 12:00 | 3339
1988 | 1 | 27 | 13:00 | 3313
1988 | 1 | 27 | 14:00 | 3003
1988 | 1 | 27 | 15:00 | 2433
1988 | 1 | 27 | 16:00 | 1500
1988 | 1 | 27 | 17:00 | 319
1988 | 1 | 27 | 18:00 | 0
1988 | 1 | 27 | 19:00 | 0
1988 | 1 | 27 | 20:00 | 0
1988 | 1 | 27 | 21:00 | 0
1988 | 1 | 27 | 22:00 | 0
1988 | 1 | 27 | 23:00 | 0
1988 | 1 | 27 | 24:00 | 0
1988 | 1 | 28 | 01:00 | 0
1988 | 1 | 28 | 02:00 | 0
1988 | 1 | 28 | 03:00 | 0
1988 | 1 | 28 | 04:00 | 0
1988 | 1 | 28 | 05:00 | 0
1988 | 1 | 28 | 06:00 | 0
1988 | 1 | 28 | 07:00 | 0
1988 | 1 | 28 | 08:00 | 147
1988 | 1 | 28 | 09:00 | 824
1988 | 1 | 28 | 10:00 | 1980
1988 | 1 | 28 | 11:00 | 2324
1988 | 1 | 28 | 12:00 | 2990
1988 | 1 | 28 | 13:00 | 2907
1988 | 1 | 28 | 14:00 | 2451
1988 | 1 | 28 | 15:00 | 1056
1988 | 1 | 28 | 16:00 | 522
1988 | 1 | 28 | 17:00 | 50
1988 | 1 | 28 | 18:00 | 0
1988 | 1 | 28 | 19:00 | 0
1988 | 1 | 28 | 20:00 | 0
1988 | 1 | 28 | 21:00 | 0
1988 | 1 | 28 | 22:00 | 0
1988 | 1 | 28 | 23:00 | 0
1988 | 1 | 28 | 24:00 | 0
1988 | 1 | 29 | 01:00 | 0
1988 | 1 | 29 | 02:00 | 0
1988 | 1 | 29 | 03:00 | 0
1988 | 1 | 29 | 04:00 | 0
1988 | 1 | 29 | 05:00 | 0
1988 | 1 | 29 | 06:00 | 0
1988 | 1 | 29 | 07:00 | 0
1988 | 1 | 29 | 08:00 | 490
1988 | 1 | 29 | 09:00 | 1631
1988 | 1 | 29 | 10:00 | 2354
1988 | 1 | 29 | 11:00 | 2961
1988 | 1 | 29 | 12:00 | 2958
1988 | 1 | 29 | 13:00 | 2943
1988 | 1 | 29 | 14:00 | 2695
1988 | 1 | 29 | 15:00 | 2352
1988 | 1 | 29 | 16:00 | 1509
1988 | 1 | 29 | 17:00 | 265
1988 | 1 | 29 | 18:00 | 0
1988 | 1 | 29 | 19:00 | 0
1988 | 1 | 29 | 20:00 | 0
1988 | 1 | 29 | 21:00 | 0
1988 | 1 | 29 | 22:00 | 0
1988 | 1 | 29 | 23:00 | 0
1988 | 1 | 29 | 24:00 | 0
1988 | 1 | 30 | 01:00 | 0
1988 | 1 | 30 | 02:00 | 0
1988 | 1 | 30 | 03:00 | 0
1988 | 1 | 30 | 04:00 | 0
1988 | 1 | 30 | 05:00 | 0
1988 | 1 | 30 | 06:00 | 0
1988 | 1 | 30 | 07:00 | 0
1988 | 1 | 30 | 08:00 | 1
1988 | 1 | 30 | 09:00 | 135
1988 | 1 | 30 | 10:00 | 1084
1988 | 1 | 30 | 11:00 | 1706
1988 | 1 | 30 | 12:00 | 1269
1988 | 1 | 30 | 13:00 | 1425
1988 | 1 | 30 | 14:00 | 1986
1988 | 1 | 30 | 15:00 | 1654
1988 | 1 | 30 | 16:00 | 814
1988 | 1 | 30 | 17:00 | 29
1988 | 1 | 30 | 18:00 | 0
1988 | 1 | 30 | 19:00 | 0
1988 | 1 | 30 | 20:00 | 0
1988 | 1 | 30 | 21:00 | 0
1988 | 1 | 30 | 22:00 | 0
1988 | 1 | 30 | 23:00 | 0
1988 | 1 | 30 | 24:00 | 0
1988 | 1 | 31 | 01:00 | 0
1988 | 1 | 31 | 02:00 | 0
1988 | 1 | 31 | 03:00 | 0
1988 | 1 | 31 | 04:00 | 0
1988 | 1 | 31 | 05:00 | 0
1988 | 1 | 31 | 06:00 | 0
1988 | 1 | 31 | 07:00 | 0
1988 | 1 | 31 | 08:00 | 10
1988 | 1 | 31 | 09:00 | 575
1988 | 1 | 31 | 10:00 | 1308
1988 | 1 | 31 | 11:00 | 1198
1988 | 1 | 31 | 12:00 | 2615
1988 | 1 | 31 | 13:00 | 1204
1988 | 1 | 31 | 14:00 | 1126
1988 | 1 | 31 | 15:00 | 1328
1988 | 1 | 31 | 16:00 | 396
1988 | 1 | 31 | 17:00 | 0
1988 | 1 | 31 | 18:00 | 0
1988 | 1 | 31 | 19:00 | 0
1988 | 1 | 31 | 20:00 | 0
1988 | 1 | 31 | 21:00 | 0
1988 | 1 | 31 | 22:00 | 0
1988 | 1 | 31 | 23:00 | 0
1988 | 1 | 31 | 24:00 | 0
1965 | 2 | 1 | 01:00 | 0
1965 | 2 | 1 | 02:00 | 0
1965 | 2 | 1 | 03:00 | 0
1965 | 2 | 1 | 04:00 | 0
1965 | 2 | 1 | 05:00 | 0
1965 | 2 | 1 | 06:00 | 0
1965 | 2 | 1 | 07:00 | 0
1965 | 2 | 1 | 08:00 | 68
1965 | 2 | 1 | 09:00 | 1179
1965 | 2 | 1 | 10:00 | 1754
1965 | 2 | 1 | 11:00 | 1952
1965 | 2 | 1 | 12:00 | 1803
1965 | 2 | 1 | 13:00 | 913
1965 | 2 | 1 | 14:00 | 538
1965 | 2 | 1 | 15:00 | 265
1965 | 2 | 1 | 16:00 | 182
1965 | 2 | 1 | 17:00 | 0
1965 | 2 | 1 | 18:00 | 0
1965 | 2 | 1 | 19:00 | 0
1965 | 2 | 1 | 20:00 | 0
1965 | 2 | 1 | 21:00 | 0
1965 | 2 | 1 | 22:00 | 0
1965 | 2 | 1 | 23:00 | 0
1965 | 2 | 1 | 24:00 | 0
1965 | 2 | 2 | 01:00 | 0
1965 | 2 | 2 | 02:00 | 0
1965 | 2 | 2 | 03:00 | 0
1965 | 2 | 2 | 04:00 | 0
1965 | 2 | 2 | 05:00 | 0
1965 | 2 | 2 | 06:00 | 0
1965 | 2 | 2 | 07:00 | 0
1965 | 2 | 2 | 08:00 | 52
1965 | 2 | 2 | 09:00 | 1397
1965 | 2 | 2 | 10:00 | 2303
1965 | 2 | 2 | 11:00 | 2596
1965 | 2 | 2 | 12:00 | 1767
1965 | 2 | 2 | 13:00 | 2037
1965 | 2 | 2 | 14:00 | 1395
1965 | 2 | 2 | 15:00 | 1290
1965 | 2 | 2 | 16:00 | 1138
1965 | 2 | 2 | 17:00 | 271
1965 | 2 | 2 | 18:00 | 0
1965 | 2 | 2 | 19:00 | 0
1965 | 2 | 2 | 20:00 | 0
1965 | 2 | 2 | 21:00 | 0
1965 | 2 | 2 | 22:00 | 0
1965 | 2 | 2 | 23:00 | 0
1965 | 2 | 2 | 24:00 | 0
1965 | 2 | 3 | 01:00 | 0
1965 | 2 | 3 | 02:00 | 0
1965 | 2 | 3 | 03:00 | 0
1965 | 2 | 3 | 04:00 | 0
1965 | 2 | 3 | 05:00 | 0
1965 | 2 | 3 | 06:00 | 0
1965 | 2 | 3 | 07:00 | 0
1965 | 2 | 3 | 08:00 | 214
1965 | 2 | 3 | 09:00 | 1415
1965 | 2 | 3 | 10:00 | 2297
1965 | 2 | 3 | 11:00 | 2754
1965 | 2 | 3 | 12:00 | 2395
1965 | 2 | 3 | 13:00 | 2970
1965 | 2 | 3 | 14:00 | 2357
1965 | 2 | 3 | 15:00 | 2059
1965 | 2 | 3 | 16:00 | 1014
1965 | 2 | 3 | 17:00 | 90
1965 | 2 | 3 | 18:00 | 0
1965 | 2 | 3 | 19:00 | 0
1965 | 2 | 3 | 20:00 | 0
1965 | 2 | 3 | 21:00 | 0
1965 | 2 | 3 | 22:00 | 0
1965 | 2 | 3 | 23:00 | 0
1965 | 2 | 3 | 24:00 | 0
1965 | 2 | 4 | 01:00 | 0
1965 | 2 | 4 | 02:00 | 0
1965 | 2 | 4 | 03:00 | 0
1965 | 2 | 4 | 04:00 | 0
1965 | 2 | 4 | 05:00 | 0
1965 | 2 | 4 | 06:00 | 0
1965 | 2 | 4 | 07:00 | 0
1965 | 2 | 4 | 08:00 | 383
1965 | 2 | 4 | 09:00 | 1523
1965 | 2 | 4 | 10:00 | 2405
1965 | 2 | 4 | 11:00 | 2961
1965 | 2 | 4 | 12:00 | 3045
1965 | 2 | 4 | 13:00 | 2873
1965 | 2 | 4 | 14:00 | 2629
1965 | 2 | 4 | 15:00 | 2242
1965 | 2 | 4 | 16:00 | 1440
1965 | 2 | 4 | 17:00 | 290
1965 | 2 | 4 | 18:00 | 0
1965 | 2 | 4 | 19:00 | 0
1965 | 2 | 4 | 20:00 | 0
1965 | 2 | 4 | 21:00 | 0
1965 | 2 | 4 | 22:00 | 0
1965 | 2 | 4 | 23:00 | 0
1965 | 2 | 4 | 24:00 | 0
1965 | 2 | 5 | 01:00 | 0
1965 | 2 | 5 | 02:00 | 0
1965 | 2 | 5 | 03:00 | 0
1965 | 2 | 5 | 04:00 | 0
1965 | 2 | 5 | 05:00 | 0
1965 | 2 | 5 | 06:00 | 0
1965 | 2 | 5 | 07:00 | 0
1965 | 2 | 5 | 08:00 | 574
1965 | 2 | 5 | 09:00 | 1697
1965 | 2 | 5 | 10:00 | 2527
1965 | 2 | 5 | 11:00 | 2734
1965 | 2 | 5 | 12:00 | 2879
1965 | 2 | 5 | 13:00 | 2724
1965 | 2 | 5 | 14:00 | 2000
1965 | 2 | 5 | 15:00 | 1199
1965 | 2 | 5 | 16:00 | 339
1965 | 2 | 5 | 17:00 | 1
1965 | 2 | 5 | 18:00 | 0
1965 | 2 | 5 | 19:00 | 0
1965 | 2 | 5 | 20:00 | 0
1965 | 2 | 5 | 21:00 | 0
1965 | 2 | 5 | 22:00 | 0
1965 | 2 | 5 | 23:00 | 0
1965 | 2 | 5 | 24:00 | 0
1965 | 2 | 6 | 01:00 | 0
1965 | 2 | 6 | 02:00 | 0
1965 | 2 | 6 | 03:00 | 0
1965 | 2 | 6 | 04:00 | 0
1965 | 2 | 6 | 05:00 | 0
1965 | 2 | 6 | 06:00 | 0
1965 | 2 | 6 | 07:00 | 0
1965 | 2 | 6 | 08:00 | 1
1965 | 2 | 6 | 09:00 | 477
1965 | 2 | 6 | 10:00 | 757
1965 | 2 | 6 | 11:00 | 1687
1965 | 2 | 6 | 12:00 | 2789
1965 | 2 | 6 | 13:00 | 2904
1965 | 2 | 6 | 14:00 | 2583
1965 | 2 | 6 | 15:00 | 1148
1965 | 2 | 6 | 16:00 | 138
1965 | 2 | 6 | 17:00 | 0
1965 | 2 | 6 | 18:00 | 0
1965 | 2 | 6 | 19:00 | 0
1965 | 2 | 6 | 20:00 | 0
1965 | 2 | 6 | 21:00 | 0
1965 | 2 | 6 | 22:00 | 0
1965 | 2 | 6 | 23:00 | 0
1965 | 2 | 6 | 24:00 | 0
1965 | 2 | 7 | 01:00 | 0
1965 | 2 | 7 | 02:00 | 0
1965 | 2 | 7 | 03:00 | 0
1965 | 2 | 7 | 04:00 | 0
1965 | 2 | 7 | 05:00 | 0
1965 | 2 | 7 | 06:00 | 0
1965 | 2 | 7 | 07:00 | 0
1965 | 2 | 7 | 08:00 | 3
1965 | 2 | 7 | 09:00 | 93
1965 | 2 | 7 | 10:00 | 782
1965 | 2 | 7 | 11:00 | 885
1965 | 2 | 7 | 12:00 | 1244
1965 | 2 | 7 | 13:00 | 942
1965 | 2 | 7 | 14:00 | 893
1965 | 2 | 7 | 15:00 | 726
1965 | 2 | 7 | 16:00 | 487
1965 | 2 | 7 | 17:00 | 5
1965 | 2 | 7 | 18:00 | 0
1965 | 2 | 7 | 19:00 | 0
1965 | 2 | 7 | 20:00 | 0
1965 | 2 | 7 | 21:00 | 0
1965 | 2 | 7 | 22:00 | 0
1965 | 2 | 7 | 23:00 | 0
1965 | 2 | 7 | 24:00 | 0
1965 | 2 | 8 | 01:00 | 0
1965 | 2 | 8 | 02:00 | 0
1965 | 2 | 8 | 03:00 | 0
1965 | 2 | 8 | 04:00 | 0
1965 | 2 | 8 | 05:00 | 0
1965 | 2 | 8 | 06:00 | 0
1965 | 2 | 8 | 07:00 | 0
1965 | 2 | 8 | 08:00 | 5
1965 | 2 | 8 | 09:00 | 400
1965 | 2 | 8 | 10:00 | 294
1965 | 2 | 8 | 11:00 | 795
1965 | 2 | 8 | 12:00 | 1018
1965 | 2 | 8 | 13:00 | 853
1965 | 2 | 8 | 14:00 | 960
1965 | 2 | 8 | 15:00 | 1314
1965 | 2 | 8 | 16:00 | 1086
1965 | 2 | 8 | 17:00 | 10
1965 | 2 | 8 | 18:00 | 0
1965 | 2 | 8 | 19:00 | 0
1965 | 2 | 8 | 20:00 | 0
1965 | 2 | 8 | 21:00 | 0
1965 | 2 | 8 | 22:00 | 0
1965 | 2 | 8 | 23:00 | 0
1965 | 2 | 8 | 24:00 | 0
1965 | 2 | 9 | 01:00 | 0
1965 | 2 | 9 | 02:00 | 0
1965 | 2 | 9 | 03:00 | 0
1965 | 2 | 9 | 04:00 | 0
1965 | 2 | 9 | 05:00 | 0
1965 | 2 | 9 | 06:00 | 0
1965 | 2 | 9 | 07:00 | 0
1965 | 2 | 9 | 08:00 | 34
1965 | 2 | 9 | 09:00 | 1083
1965 | 2 | 9 | 10:00 | 1928
1965 | 2 | 9 | 11:00 | 2471
1965 | 2 | 9 | 12:00 | 2765
1965 | 2 | 9 | 13:00 | 2727
1965 | 2 | 9 | 14:00 | 2431
1965 | 2 | 9 | 15:00 | 1865
1965 | 2 | 9 | 16:00 | 1046
1965 | 2 | 9 | 17:00 | 35
1965 | 2 | 9 | 18:00 | 0
1965 | 2 | 9 | 19:00 | 0
1965 | 2 | 9 | 20:00 | 0
1965 | 2 | 9 | 21:00 | 0
1965 | 2 | 9 | 22:00 | 0
1965 | 2 | 9 | 23:00 | 0
1965 | 2 | 9 | 24:00 | 0
1965 | 2 | 10 | 01:00 | 0
1965 | 2 | 10 | 02:00 | 0
1965 | 2 | 10 | 03:00 | 0
1965 | 2 | 10 | 04:00 | 0
1965 | 2 | 10 | 05:00 | 0
1965 | 2 | 10 | 06:00 | 0
1965 | 2 | 10 | 07:00 | 0
1965 | 2 | 10 | 08:00 | 0
1965 | 2 | 10 | 09:00 | 68
1965 | 2 | 10 | 10:00 | 486
1965 | 2 | 10 | 11:00 | 524
1965 | 2 | 10 | 12:00 | 673
1965 | 2 | 10 | 13:00 | 364
1965 | 2 | 10 | 14:00 | 589
1965 | 2 | 10 | 15:00 | 523
1965 | 2 | 10 | 16:00 | 12
1965 | 2 | 10 | 17:00 | 1
1965 | 2 | 10 | 18:00 | 0
1965 | 2 | 10 | 19:00 | 0
1965 | 2 | 10 | 20:00 | 0
1965 | 2 | 10 | 21:00 | 0
1965 | 2 | 10 | 22:00 | 0
1965 | 2 | 10 | 23:00 | 0
1965 | 2 | 10 | 24:00 | 0
1965 | 2 | 11 | 01:00 | 0
1965 | 2 | 11 | 02:00 | 0
1965 | 2 | 11 | 03:00 | 0
1965 | 2 | 11 | 04:00 | 0
1965 | 2 | 11 | 05:00 | 0
1965 | 2 | 11 | 06:00 | 0
1965 | 2 | 11 | 07:00 | 0
1965 | 2 | 11 | 08:00 | 25
1965 | 2 | 11 | 09:00 | 912
1965 | 2 | 11 | 10:00 | 2149
1965 | 2 | 11 | 11:00 | 1658
1965 | 2 | 11 | 12:00 | 2638
1965 | 2 | 11 | 13:00 | 2832
1965 | 2 | 11 | 14:00 | 2514
1965 | 2 | 11 | 15:00 | 1978
1965 | 2 | 11 | 16:00 | 968
1965 | 2 | 11 | 17:00 | 176
1965 | 2 | 11 | 18:00 | 0
1965 | 2 | 11 | 19:00 | 0
1965 | 2 | 11 | 20:00 | 0
1965 | 2 | 11 | 21:00 | 0
1965 | 2 | 11 | 22:00 | 0
1965 | 2 | 11 | 23:00 | 0
1965 | 2 | 11 | 24:00 | 0
1965 | 2 | 12 | 01:00 | 0
1965 | 2 | 12 | 02:00 | 0
1965 | 2 | 12 | 03:00 | 0
1965 | 2 | 12 | 04:00 | 0
1965 | 2 | 12 | 05:00 | 0
1965 | 2 | 12 | 06:00 | 0
1965 | 2 | 12 | 07:00 | 0
1965 | 2 | 12 | 08:00 | 1
1965 | 2 | 12 | 09:00 | 104
1965 | 2 | 12 | 10:00 | 123
1965 | 2 | 12 | 11:00 | 692
1965 | 2 | 12 | 12:00 | 959
1965 | 2 | 12 | 13:00 | 429
1965 | 2 | 12 | 14:00 | 956
1965 | 2 | 12 | 15:00 | 728
1965 | 2 | 12 | 16:00 | 46
1965 | 2 | 12 | 17:00 | 11
1965 | 2 | 12 | 18:00 | 0
1965 | 2 | 12 | 19:00 | 0
1965 | 2 | 12 | 20:00 | 0
1965 | 2 | 12 | 21:00 | 0
1965 | 2 | 12 | 22:00 | 0
1965 | 2 | 12 | 23:00 | 0
1965 | 2 | 12 | 24:00 | 0
1965 | 2 | 13 | 01:00 | 0
1965 | 2 | 13 | 02:00 | 0
1965 | 2 | 13 | 03:00 | 0
1965 | 2 | 13 | 04:00 | 0
1965 | 2 | 13 | 05:00 | 0
1965 | 2 | 13 | 06:00 | 0
1965 | 2 | 13 | 07:00 | 0
1965 | 2 | 13 | 08:00 | 177
1965 | 2 | 13 | 09:00 | 1123
1965 | 2 | 13 | 10:00 | 2409
1965 | 2 | 13 | 11:00 | 2896
1965 | 2 | 13 | 12:00 | 2993
1965 | 2 | 13 | 13:00 | 2962
1965 | 2 | 13 | 14:00 | 2681
1965 | 2 | 13 | 15:00 | 2188
1965 | 2 | 13 | 16:00 | 1467
1965 | 2 | 13 | 17:00 | 525
1965 | 2 | 13 | 18:00 | 0
1965 | 2 | 13 | 19:00 | 0
1965 | 2 | 13 | 20:00 | 0
1965 | 2 | 13 | 21:00 | 0
1965 | 2 | 13 | 22:00 | 0
1965 | 2 | 13 | 23:00 | 0
1965 | 2 | 13 | 24:00 | 0
1965 | 2 | 14 | 01:00 | 0
1965 | 2 | 14 | 02:00 | 0
1965 | 2 | 14 | 03:00 | 0
1965 | 2 | 14 | 04:00 | 0
1965 | 2 | 14 | 05:00 | 0
1965 | 2 | 14 | 06:00 | 0
1965 | 2 | 14 | 07:00 | 0
1965 | 2 | 14 | 08:00 | 554
1965 | 2 | 14 | 09:00 | 748
1965 | 2 | 14 | 10:00 | 1645
1965 | 2 | 14 | 11:00 | 897
1965 | 2 | 14 | 12:00 | 1305
1965 | 2 | 14 | 13:00 | 602
1965 | 2 | 14 | 14:00 | 512
1965 | 2 | 14 | 15:00 | 573
1965 | 2 | 14 | 16:00 | 339
1965 | 2 | 14 | 17:00 | 1
1965 | 2 | 14 | 18:00 | 0
1965 | 2 | 14 | 19:00 | 0
1965 | 2 | 14 | 20:00 | 0
1965 | 2 | 14 | 21:00 | 0
1965 | 2 | 14 | 22:00 | 0
1965 | 2 | 14 | 23:00 | 0
1965 | 2 | 14 | 24:00 | 0
1965 | 2 | 15 | 01:00 | 0
1965 | 2 | 15 | 02:00 | 0
1965 | 2 | 15 | 03:00 | 0
1965 | 2 | 15 | 04:00 | 0
1965 | 2 | 15 | 05:00 | 0
1965 | 2 | 15 | 06:00 | 0
1965 | 2 | 15 | 07:00 | 0
1965 | 2 | 15 | 08:00 | 143
1965 | 2 | 15 | 09:00 | 1185
1965 | 2 | 15 | 10:00 | 1989
1965 | 2 | 15 | 11:00 | 2499
1965 | 2 | 15 | 12:00 | 2726
1965 | 2 | 15 | 13:00 | 2640
1965 | 2 | 15 | 14:00 | 2455
1965 | 2 | 15 | 15:00 | 1928
1965 | 2 | 15 | 16:00 | 1135
1965 | 2 | 15 | 17:00 | 134
1965 | 2 | 15 | 18:00 | 0
1965 | 2 | 15 | 19:00 | 0
1965 | 2 | 15 | 20:00 | 0
1965 | 2 | 15 | 21:00 | 0
1965 | 2 | 15 | 22:00 | 0
1965 | 2 | 15 | 23:00 | 0
1965 | 2 | 15 | 24:00 | 0
1965 | 2 | 16 | 01:00 | 0
1965 | 2 | 16 | 02:00 | 0
1965 | 2 | 16 | 03:00 | 0
1965 | 2 | 16 | 04:00 | 0
1965 | 2 | 16 | 05:00 | 0
1965 | 2 | 16 | 06:00 | 0
1965 | 2 | 16 | 07:00 | 0
1965 | 2 | 16 | 08:00 | 523
1965 | 2 | 16 | 09:00 | 1511
1965 | 2 | 16 | 10:00 | 2262
1965 | 2 | 16 | 11:00 | 2769
1965 | 2 | 16 | 12:00 | 3010
1965 | 2 | 16 | 13:00 | 3021
1965 | 2 | 16 | 14:00 | 2785
1965 | 2 | 16 | 15:00 | 2299
1965 | 2 | 16 | 16:00 | 1559
1965 | 2 | 16 | 17:00 | 572
1965 | 2 | 16 | 18:00 | 0
1965 | 2 | 16 | 19:00 | 0
1965 | 2 | 16 | 20:00 | 0
1965 | 2 | 16 | 21:00 | 0
1965 | 2 | 16 | 22:00 | 0
1965 | 2 | 16 | 23:00 | 0
1965 | 2 | 16 | 24:00 | 0
1965 | 2 | 17 | 01:00 | 0
1965 | 2 | 17 | 02:00 | 0
1965 | 2 | 17 | 03:00 | 0
1965 | 2 | 17 | 04:00 | 0
1965 | 2 | 17 | 05:00 | 0
1965 | 2 | 17 | 06:00 | 0
1965 | 2 | 17 | 07:00 | 0
1965 | 2 | 17 | 08:00 | 608
1965 | 2 | 17 | 09:00 | 1657
1965 | 2 | 17 | 10:00 | 2482
1965 | 2 | 17 | 11:00 | 2976
1965 | 2 | 17 | 12:00 | 3219
1965 | 2 | 17 | 13:00 | 3185
1965 | 2 | 17 | 14:00 | 2886
1965 | 2 | 17 | 15:00 | 2324
1965 | 2 | 17 | 16:00 | 1525
1965 | 2 | 17 | 17:00 | 567
1965 | 2 | 17 | 18:00 | 0
1965 | 2 | 17 | 19:00 | 0
1965 | 2 | 17 | 20:00 | 0
1965 | 2 | 17 | 21:00 | 0
1965 | 2 | 17 | 22:00 | 0
1965 | 2 | 17 | 23:00 | 0
1965 | 2 | 17 | 24:00 | 0
1965 | 2 | 18 | 01:00 | 0
1965 | 2 | 18 | 02:00 | 0
1965 | 2 | 18 | 03:00 | 0
1965 | 2 | 18 | 04:00 | 0
1965 | 2 | 18 | 05:00 | 0
1965 | 2 | 18 | 06:00 | 0
1965 | 2 | 18 | 07:00 | 0
1965 | 2 | 18 | 08:00 | 15
1965 | 2 | 18 | 09:00 | 828
1965 | 2 | 18 | 10:00 | 1068
1965 | 2 | 18 | 11:00 | 1465
1965 | 2 | 18 | 12:00 | 2703
1965 | 2 | 18 | 13:00 | 1862
1965 | 2 | 18 | 14:00 | 1498
1965 | 2 | 18 | 15:00 | 918
1965 | 2 | 18 | 16:00 | 974
1965 | 2 | 18 | 17:00 | 127
1965 | 2 | 18 | 18:00 | 0
1965 | 2 | 18 | 19:00 | 0
1965 | 2 | 18 | 20:00 | 0
1965 | 2 | 18 | 21:00 | 0
1965 | 2 | 18 | 22:00 | 0
1965 | 2 | 18 | 23:00 | 0
1965 | 2 | 18 | 24:00 | 0
1965 | 2 | 19 | 01:00 | 0
1965 | 2 | 19 | 02:00 | 0
1965 | 2 | 19 | 03:00 | 0
1965 | 2 | 19 | 04:00 | 0
1965 | 2 | 19 | 05:00 | 0
1965 | 2 | 19 | 06:00 | 0
1965 | 2 | 19 | 07:00 | 0
1965 | 2 | 19 | 08:00 | 41
1965 | 2 | 19 | 09:00 | 766
1965 | 2 | 19 | 10:00 | 2290
1965 | 2 | 19 | 11:00 | 2316
1965 | 2 | 19 | 12:00 | 2656
1965 | 2 | 19 | 13:00 | 2184
1965 | 2 | 19 | 14:00 | 2632
1965 | 2 | 19 | 15:00 | 2122
1965 | 2 | 19 | 16:00 | 1520
1965 | 2 | 19 | 17:00 | 510
1965 | 2 | 19 | 18:00 | 0
1965 | 2 | 19 | 19:00 | 0
1965 | 2 | 19 | 20:00 | 0
1965 | 2 | 19 | 21:00 | 0
1965 | 2 | 19 | 22:00 | 0
1965 | 2 | 19 | 23:00 | 0
1965 | 2 | 19 | 24:00 | 0
1965 | 2 | 20 | 01:00 | 0
1965 | 2 | 20 | 02:00 | 0
1965 | 2 | 20 | 03:00 | 0
1965 | 2 | 20 | 04:00 | 0
1965 | 2 | 20 | 05:00 | 0
1965 | 2 | 20 | 06:00 | 0
1965 | 2 | 20 | 07:00 | 0
1965 | 2 | 20 | 08:00 | 627
1965 | 2 | 20 | 09:00 | 1723
1965 | 2 | 20 | 10:00 | 2575
1965 | 2 | 20 | 11:00 | 3124
1965 | 2 | 20 | 12:00 | 3408
1965 | 2 | 20 | 13:00 | 3396
1965 | 2 | 20 | 14:00 | 3071
1965 | 2 | 20 | 15:00 | 2514
1965 | 2 | 20 | 16:00 | 1658
1965 | 2 | 20 | 17:00 | 599
1965 | 2 | 20 | 18:00 | 0
1965 | 2 | 20 | 19:00 | 0
1965 | 2 | 20 | 20:00 | 0
1965 | 2 | 20 | 21:00 | 0
1965 | 2 | 20 | 22:00 | 0
1965 | 2 | 20 | 23:00 | 0
1965 | 2 | 20 | 24:00 | 0
1965 | 2 | 21 | 01:00 | 0
1965 | 2 | 21 | 02:00 | 0
1965 | 2 | 21 | 03:00 | 0
1965 | 2 | 21 | 04:00 | 0
1965 | 2 | 21 | 05:00 | 0
1965 | 2 | 21 | 06:00 | 0
1965 | 2 | 21 | 07:00 | 0
1965 | 2 | 21 | 08:00 | 1
1965 | 2 | 21 | 09:00 | 129
1965 | 2 | 21 | 10:00 | 615
1965 | 2 | 21 | 11:00 | 1267
1965 | 2 | 21 | 12:00 | 987
1965 | 2 | 21 | 13:00 | 1877
1965 | 2 | 21 | 14:00 | 910
1965 | 2 | 21 | 15:00 | 1036
1965 | 2 | 21 | 16:00 | 33
1965 | 2 | 21 | 17:00 | 11
1965 | 2 | 21 | 18:00 | 0
1965 | 2 | 21 | 19:00 | 0
1965 | 2 | 21 | 20:00 | 0
1965 | 2 | 21 | 21:00 | 0
1965 | 2 | 21 | 22:00 | 0
1965 | 2 | 21 | 23:00 | 0
1965 | 2 | 21 | 24:00 | 0
1965 | 2 | 22 | 01:00 | 0
1965 | 2 | 22 | 02:00 | 0
1965 | 2 | 22 | 03:00 | 0
1965 | 2 | 22 | 04:00 | 0
1965 | 2 | 22 | 05:00 | 0
1965 | 2 | 22 | 06:00 | 0
1965 | 2 | 22 | 07:00 | 0
1965 | 2 | 22 | 08:00 | 5
1965 | 2 | 22 | 09:00 | 428
1965 | 2 | 22 | 10:00 | 708
1965 | 2 | 22 | 11:00 | 1261
1965 | 2 | 22 | 12:00 | 1913
1965 | 2 | 22 | 13:00 | 3264
1965 | 2 | 22 | 14:00 | 3031
1965 | 2 | 22 | 15:00 | 2618
1965 | 2 | 22 | 16:00 | 1796
1965 | 2 | 22 | 17:00 | 687
1965 | 2 | 22 | 18:00 | 0
1965 | 2 | 22 | 19:00 | 0
1965 | 2 | 22 | 20:00 | 0
1965 | 2 | 22 | 21:00 | 0
1965 | 2 | 22 | 22:00 | 0
1965 | 2 | 22 | 23:00 | 0
1965 | 2 | 22 | 24:00 | 0
1965 | 2 | 23 | 01:00 | 0
1965 | 2 | 23 | 02:00 | 0
1965 | 2 | 23 | 03:00 | 0
1965 | 2 | 23 | 04:00 | 0
1965 | 2 | 23 | 05:00 | 0
1965 | 2 | 23 | 06:00 | 0
1965 | 2 | 23 | 07:00 | 0
1965 | 2 | 23 | 08:00 | 854
1965 | 2 | 23 | 09:00 | 1999
1965 | 2 | 23 | 10:00 | 2872
1965 | 2 | 23 | 11:00 | 3369
1965 | 2 | 23 | 12:00 | 3623
1965 | 2 | 23 | 13:00 | 3581
1965 | 2 | 23 | 14:00 | 3302
1965 | 2 | 23 | 15:00 | 2757
1965 | 2 | 23 | 16:00 | 1908
1965 | 2 | 23 | 17:00 | 810
1965 | 2 | 23 | 18:00 | 0
1965 | 2 | 23 | 19:00 | 0
1965 | 2 | 23 | 20:00 | 0
1965 | 2 | 23 | 21:00 | 0
1965 | 2 | 23 | 22:00 | 0
1965 | 2 | 23 | 23:00 | 0
1965 | 2 | 23 | 24:00 | 0
1965 | 2 | 24 | 01:00 | 0
1965 | 2 | 24 | 02:00 | 0
1965 | 2 | 24 | 03:00 | 0
1965 | 2 | 24 | 04:00 | 0
1965 | 2 | 24 | 05:00 | 0
1965 | 2 | 24 | 06:00 | 0
1965 | 2 | 24 | 07:00 | 0
1965 | 2 | 24 | 08:00 | 859
1965 | 2 | 24 | 09:00 | 1929
1965 | 2 | 24 | 10:00 | 2666
1965 | 2 | 24 | 11:00 | 3163
1965 | 2 | 24 | 12:00 | 3451
1965 | 2 | 24 | 13:00 | 3465
1965 | 2 | 24 | 14:00 | 3049
1965 | 2 | 24 | 15:00 | 2459
1965 | 2 | 24 | 16:00 | 1386
1965 | 2 | 24 | 17:00 | 497
1965 | 2 | 24 | 18:00 | 0
1965 | 2 | 24 | 19:00 | 0
1965 | 2 | 24 | 20:00 | 0
1965 | 2 | 24 | 21:00 | 0
1965 | 2 | 24 | 22:00 | 0
1965 | 2 | 24 | 23:00 | 0
1965 | 2 | 24 | 24:00 | 0
1965 | 2 | 25 | 01:00 | 0
1965 | 2 | 25 | 02:00 | 0
1965 | 2 | 25 | 03:00 | 0
1965 | 2 | 25 | 04:00 | 0
1965 | 2 | 25 | 05:00 | 0
1965 | 2 | 25 | 06:00 | 0
1965 | 2 | 25 | 07:00 | 0
1965 | 2 | 25 | 08:00 | 3
1965 | 2 | 25 | 09:00 | 188
1965 | 2 | 25 | 10:00 | 204
1965 | 2 | 25 | 11:00 | 887
1965 | 2 | 25 | 12:00 | 870
1965 | 2 | 25 | 13:00 | 647
1965 | 2 | 25 | 14:00 | 921
1965 | 2 | 25 | 15:00 | 621
1965 | 2 | 25 | 16:00 | 81
1965 | 2 | 25 | 17:00 | 29
1965 | 2 | 25 | 18:00 | 0
1965 | 2 | 25 | 19:00 | 0
1965 | 2 | 25 | 20:00 | 0
1965 | 2 | 25 | 21:00 | 0
1965 | 2 | 25 | 22:00 | 0
1965 | 2 | 25 | 23:00 | 0
1965 | 2 | 25 | 24:00 | 0
1965 | 2 | 26 | 01:00 | 0
1965 | 2 | 26 | 02:00 | 0
1965 | 2 | 26 | 03:00 | 0
1965 | 2 | 26 | 04:00 | 0
1965 | 2 | 26 | 05:00 | 0
1965 | 2 | 26 | 06:00 | 0
1965 | 2 | 26 | 07:00 | 0
1965 | 2 | 26 | 08:00 | 305
1965 | 2 | 26 | 09:00 | 1266
1965 | 2 | 26 | 10:00 | 2388
1965 | 2 | 26 | 11:00 | 2910
1965 | 2 | 26 | 12:00 | 3209
1965 | 2 | 26 | 13:00 | 3110
1965 | 2 | 26 | 14:00 | 2590
1965 | 2 | 26 | 15:00 | 1343
1965 | 2 | 26 | 16:00 | 885
1965 | 2 | 26 | 17:00 | 276
1965 | 2 | 26 | 18:00 | 0
1965 | 2 | 26 | 19:00 | 0
1965 | 2 | 26 | 20:00 | 0
1965 | 2 | 26 | 21:00 | 0
1965 | 2 | 26 | 22:00 | 0
1965 | 2 | 26 | 23:00 | 0
1965 | 2 | 26 | 24:00 | 0
1965 | 2 | 27 | 01:00 | 0
1965 | 2 | 27 | 02:00 | 0
1965 | 2 | 27 | 03:00 | 0
1965 | 2 | 27 | 04:00 | 0
1965 | 2 | 27 | 05:00 | 0
1965 | 2 | 27 | 06:00 | 0
1965 | 2 | 27 | 07:00 | 0
1965 | 2 | 27 | 08:00 | 743
1965 | 2 | 27 | 09:00 | 1699
1965 | 2 | 27 | 10:00 | 2425
1965 | 2 | 27 | 11:00 | 2928
1965 | 2 | 27 | 12:00 | 3326
1965 | 2 | 27 | 13:00 | 3320
1965 | 2 | 27 | 14:00 | 3012
1965 | 2 | 27 | 15:00 | 2487
1965 | 2 | 27 | 16:00 | 1672
1965 | 2 | 27 | 17:00 | 681
1965 | 2 | 27 | 18:00 | 0
1965 | 2 | 27 | 19:00 | 0
1965 | 2 | 27 | 20:00 | 0
1965 | 2 | 27 | 21:00 | 0
1965 | 2 | 27 | 22:00 | 0
1965 | 2 | 27 | 23:00 | 0
1965 | 2 | 27 | 24:00 | 0
1965 | 2 | 28 | 01:00 | 0
1965 | 2 | 28 | 02:00 | 0
1965 | 2 | 28 | 03:00 | 0
1965 | 2 | 28 | 04:00 | 0
1965 | 2 | 28 | 05:00 | 0
1965 | 2 | 28 | 06:00 | 0
1965 | 2 | 28 | 07:00 | 0
1965 | 2 | 28 | 08:00 | 66
1965 | 2 | 28 | 09:00 | 1154
1965 | 2 | 28 | 10:00 | 2216
1965 | 2 | 28 | 11:00 | 2650
1965 | 2 | 28 | 12:00 | 2913
1965 | 2 | 28 | 13:00 | 3030
1965 | 2 | 28 | 14:00 | 2719
1965 | 2 | 28 | 15:00 | 2136
1965 | 2 | 28 | 16:00 | 1332
1965 | 2 | 28 | 17:00 | 438
1965 | 2 | 28 | 18:00 | 0
1965 | 2 | 28 | 19:00 | 0
1965 | 2 | 28 | 20:00 | 0
1965 | 2 | 28 | 21:00 | 0
1965 | 2 | 28 | 22:00 | 0
1965 | 2 | 28 | 23:00 | 0
1965 | 2 | 28 | 24:00 | 0
1965 | 3 | 1 | 01:00 | 0
1965 | 3 | 1 | 02:00 | 0
1965 | 3 | 1 | 03:00 | 0
1965 | 3 | 1 | 04:00 | 0
1965 | 3 | 1 | 05:00 | 0
1965 | 3 | 1 | 06:00 | 0
1965 | 3 | 1 | 07:00 | 0
1965 | 3 | 1 | 08:00 | 443
1965 | 3 | 1 | 09:00 | 705
1965 | 3 | 1 | 10:00 | 586
1965 | 3 | 1 | 11:00 | 1081
1965 | 3 | 1 | 12:00 | 1646
1965 | 3 | 1 | 13:00 | 1868
1965 | 3 | 1 | 14:00 | 1269
1965 | 3 | 1 | 15:00 | 538
1965 | 3 | 1 | 16:00 | 257
1965 | 3 | 1 | 17:00 | 3
1965 | 3 | 1 | 18:00 | 0
1965 | 3 | 1 | 19:00 | 0
1965 | 3 | 1 | 20:00 | 0
1965 | 3 | 1 | 21:00 | 0
1965 | 3 | 1 | 22:00 | 0
1965 | 3 | 1 | 23:00 | 0
1965 | 3 | 1 | 24:00 | 0
1965 | 3 | 2 | 01:00 | 0
1965 | 3 | 2 | 02:00 | 0
1965 | 3 | 2 | 03:00 | 0
1965 | 3 | 2 | 04:00 | 0
1965 | 3 | 2 | 05:00 | 0
1965 | 3 | 2 | 06:00 | 0
1965 | 3 | 2 | 07:00 | 0
1965 | 3 | 2 | 08:00 | 717
1965 | 3 | 2 | 09:00 | 1679
1965 | 3 | 2 | 10:00 | 2417
1965 | 3 | 2 | 11:00 | 2905
1965 | 3 | 2 | 12:00 | 3162
1965 | 3 | 2 | 13:00 | 3150
1965 | 3 | 2 | 14:00 | 2882
1965 | 3 | 2 | 15:00 | 2358
1965 | 3 | 2 | 16:00 | 1588
1965 | 3 | 2 | 17:00 | 650
1965 | 3 | 2 | 18:00 | 0
1965 | 3 | 2 | 19:00 | 0
1965 | 3 | 2 | 20:00 | 0
1965 | 3 | 2 | 21:00 | 0
1965 | 3 | 2 | 22:00 | 0
1965 | 3 | 2 | 23:00 | 0
1965 | 3 | 2 | 24:00 | 0
1965 | 3 | 3 | 01:00 | 0
1965 | 3 | 3 | 02:00 | 0
1965 | 3 | 3 | 03:00 | 0
1965 | 3 | 3 | 04:00 | 0
1965 | 3 | 3 | 05:00 | 0
1965 | 3 | 3 | 06:00 | 0
1965 | 3 | 3 | 07:00 | 0
1965 | 3 | 3 | 08:00 | 31
1965 | 3 | 3 | 09:00 | 139
1965 | 3 | 3 | 10:00 | 542
1965 | 3 | 3 | 11:00 | 986
1965 | 3 | 3 | 12:00 | 2823
1965 | 3 | 3 | 13:00 | 2790
1965 | 3 | 3 | 14:00 | 2532
1965 | 3 | 3 | 15:00 | 2239
1965 | 3 | 3 | 16:00 | 1520
1965 | 3 | 3 | 17:00 | 654
1965 | 3 | 3 | 18:00 | 0
1965 | 3 | 3 | 19:00 | 0
1965 | 3 | 3 | 20:00 | 0
1965 | 3 | 3 | 21:00 | 0
1965 | 3 | 3 | 22:00 | 0
1965 | 3 | 3 | 23:00 | 0
1965 | 3 | 3 | 24:00 | 0
1965 | 3 | 4 | 01:00 | 0
1965 | 3 | 4 | 02:00 | 0
1965 | 3 | 4 | 03:00 | 0
1965 | 3 | 4 | 04:00 | 0
1965 | 3 | 4 | 05:00 | 0
1965 | 3 | 4 | 06:00 | 0
1965 | 3 | 4 | 07:00 | 2
1965 | 3 | 4 | 08:00 | 805
1965 | 3 | 4 | 09:00 | 1735
1965 | 3 | 4 | 10:00 | 2428
1965 | 3 | 4 | 11:00 | 2852
1965 | 3 | 4 | 12:00 | 3054
1965 | 3 | 4 | 13:00 | 3016
1965 | 3 | 4 | 14:00 | 2773
1965 | 3 | 4 | 15:00 | 2321
1965 | 3 | 4 | 16:00 | 1595
1965 | 3 | 4 | 17:00 | 696
1965 | 3 | 4 | 18:00 | 1
1965 | 3 | 4 | 19:00 | 0
1965 | 3 | 4 | 20:00 | 0
1965 | 3 | 4 | 21:00 | 0
1965 | 3 | 4 | 22:00 | 0
1965 | 3 | 4 | 23:00 | 0
1965 | 3 | 4 | 24:00 | 0
1965 | 3 | 5 | 01:00 | 0
1965 | 3 | 5 | 02:00 | 0
1965 | 3 | 5 | 03:00 | 0
1965 | 3 | 5 | 04:00 | 0
1965 | 3 | 5 | 05:00 | 0
1965 | 3 | 5 | 06:00 | 0
1965 | 3 | 5 | 07:00 | 1
1965 | 3 | 5 | 08:00 | 585
1965 | 3 | 5 | 09:00 | 733
1965 | 3 | 5 | 10:00 | 439
1965 | 3 | 5 | 11:00 | 655
1965 | 3 | 5 | 12:00 | 889
1965 | 3 | 5 | 13:00 | 705
1965 | 3 | 5 | 14:00 | 624
1965 | 3 | 5 | 15:00 | 498
1965 | 3 | 5 | 16:00 | 428
1965 | 3 | 5 | 17:00 | 15
1965 | 3 | 5 | 18:00 | 0
1965 | 3 | 5 | 19:00 | 0
1965 | 3 | 5 | 20:00 | 0
1965 | 3 | 5 | 21:00 | 0
1965 | 3 | 5 | 22:00 | 0
1965 | 3 | 5 | 23:00 | 0
1965 | 3 | 5 | 24:00 | 0
1965 | 3 | 6 | 01:00 | 0
1965 | 3 | 6 | 02:00 | 0
1965 | 3 | 6 | 03:00 | 0
1965 | 3 | 6 | 04:00 | 0
1965 | 3 | 6 | 05:00 | 0
1965 | 3 | 6 | 06:00 | 0
1965 | 3 | 6 | 07:00 | 0
1965 | 3 | 6 | 08:00 | 30
1965 | 3 | 6 | 09:00 | 439
1965 | 3 | 6 | 10:00 | 358
1965 | 3 | 6 | 11:00 | 821
1965 | 3 | 6 | 12:00 | 922
1965 | 3 | 6 | 13:00 | 895
1965 | 3 | 6 | 14:00 | 811
1965 | 3 | 6 | 15:00 | 668
1965 | 3 | 6 | 16:00 | 419
1965 | 3 | 6 | 17:00 | 23
1965 | 3 | 6 | 18:00 | 0
1965 | 3 | 6 | 19:00 | 0
1965 | 3 | 6 | 20:00 | 0
1965 | 3 | 6 | 21:00 | 0
1965 | 3 | 6 | 22:00 | 0
1965 | 3 | 6 | 23:00 | 0
1965 | 3 | 6 | 24:00 | 0
1965 | 3 | 7 | 01:00 | 0
1965 | 3 | 7 | 02:00 | 0
1965 | 3 | 7 | 03:00 | 0
1965 | 3 | 7 | 04:00 | 0
1965 | 3 | 7 | 05:00 | 0
1965 | 3 | 7 | 06:00 | 0
1965 | 3 | 7 | 07:00 | 0
1965 | 3 | 7 | 08:00 | 103
1965 | 3 | 7 | 09:00 | 485
1965 | 3 | 7 | 10:00 | 388
1965 | 3 | 7 | 11:00 | 838
1965 | 3 | 7 | 12:00 | 951
1965 | 3 | 7 | 13:00 | 497
1965 | 3 | 7 | 14:00 | 956
1965 | 3 | 7 | 15:00 | 745
1965 | 3 | 7 | 16:00 | 460
1965 | 3 | 7 | 17:00 | 70
1965 | 3 | 7 | 18:00 | 0
1965 | 3 | 7 | 19:00 | 0
1965 | 3 | 7 | 20:00 | 0
1965 | 3 | 7 | 21:00 | 0
1965 | 3 | 7 | 22:00 | 0
1965 | 3 | 7 | 23:00 | 0
1965 | 3 | 7 | 24:00 | 0
1965 | 3 | 8 | 01:00 | 0
1965 | 3 | 8 | 02:00 | 0
1965 | 3 | 8 | 03:00 | 0
1965 | 3 | 8 | 04:00 | 0
1965 | 3 | 8 | 05:00 | 0
1965 | 3 | 8 | 06:00 | 0
1965 | 3 | 8 | 07:00 | 0
1965 | 3 | 8 | 08:00 | 435
1965 | 3 | 8 | 09:00 | 1721
1965 | 3 | 8 | 10:00 | 1963
1965 | 3 | 8 | 11:00 | 2561
1965 | 3 | 8 | 12:00 | 2660
1965 | 3 | 8 | 13:00 | 1612
1965 | 3 | 8 | 14:00 | 2260
1965 | 3 | 8 | 15:00 | 2151
1965 | 3 | 8 | 16:00 | 1519
1965 | 3 | 8 | 17:00 | 576
1965 | 3 | 8 | 18:00 | 0
1965 | 3 | 8 | 19:00 | 0
1965 | 3 | 8 | 20:00 | 0
1965 | 3 | 8 | 21:00 | 0
1965 | 3 | 8 | 22:00 | 0
1965 | 3 | 8 | 23:00 | 0
1965 | 3 | 8 | 24:00 | 0
1965 | 3 | 9 | 01:00 | 0
1965 | 3 | 9 | 02:00 | 0
1965 | 3 | 9 | 03:00 | 0
1965 | 3 | 9 | 04:00 | 0
1965 | 3 | 9 | 05:00 | 0
1965 | 3 | 9 | 06:00 | 0
1965 | 3 | 9 | 07:00 | 0
1965 | 3 | 9 | 08:00 | 9
1965 | 3 | 9 | 09:00 | 293
1965 | 3 | 9 | 10:00 | 521
1965 | 3 | 9 | 11:00 | 776
1965 | 3 | 9 | 12:00 | 998
1965 | 3 | 9 | 13:00 | 951
1965 | 3 | 9 | 14:00 | 868
1965 | 3 | 9 | 15:00 | 653
1965 | 3 | 9 | 16:00 | 559
1965 | 3 | 9 | 17:00 | 63
1965 | 3 | 9 | 18:00 | 0
1965 | 3 | 9 | 19:00 | 0
1965 | 3 | 9 | 20:00 | 0
1965 | 3 | 9 | 21:00 | 0
1965 | 3 | 9 | 22:00 | 0
1965 | 3 | 9 | 23:00 | 0
1965 | 3 | 9 | 24:00 | 0
1965 | 3 | 10 | 01:00 | 0
1965 | 3 | 10 | 02:00 | 0
1965 | 3 | 10 | 03:00 | 0
1965 | 3 | 10 | 04:00 | 0
1965 | 3 | 10 | 05:00 | 0
1965 | 3 | 10 | 06:00 | 0
1965 | 3 | 10 | 07:00 | 0
1965 | 3 | 10 | 08:00 | 241
1965 | 3 | 10 | 09:00 | 669
1965 | 3 | 10 | 10:00 | 1207
1965 | 3 | 10 | 11:00 | 1013
1965 | 3 | 10 | 12:00 | 1236
1965 | 3 | 10 | 13:00 | 767
1965 | 3 | 10 | 14:00 | 563
1965 | 3 | 10 | 15:00 | 841
1965 | 3 | 10 | 16:00 | 519
1965 | 3 | 10 | 17:00 | 262
1965 | 3 | 10 | 18:00 | 0
1965 | 3 | 10 | 19:00 | 0
1965 | 3 | 10 | 20:00 | 0
1965 | 3 | 10 | 21:00 | 0
1965 | 3 | 10 | 22:00 | 0
1965 | 3 | 10 | 23:00 | 0
1965 | 3 | 10 | 24:00 | 0
1965 | 3 | 11 | 01:00 | 0
1965 | 3 | 11 | 02:00 | 0
1965 | 3 | 11 | 03:00 | 0
1965 | 3 | 11 | 04:00 | 0
1965 | 3 | 11 | 05:00 | 0
1965 | 3 | 11 | 06:00 | 0
1965 | 3 | 11 | 07:00 | 4
1965 | 3 | 11 | 08:00 | 729
1965 | 3 | 11 | 09:00 | 1911
1965 | 3 | 11 | 10:00 | 2682
1965 | 3 | 11 | 11:00 | 3174
1965 | 3 | 11 | 12:00 | 3401
1965 | 3 | 11 | 13:00 | 3398
1965 | 3 | 11 | 14:00 | 3159
1965 | 3 | 11 | 15:00 | 2647
1965 | 3 | 11 | 16:00 | 1878
1965 | 3 | 11 | 17:00 | 863
1965 | 3 | 11 | 18:00 | 5
1965 | 3 | 11 | 19:00 | 0
1965 | 3 | 11 | 20:00 | 0
1965 | 3 | 11 | 21:00 | 0
1965 | 3 | 11 | 22:00 | 0
1965 | 3 | 11 | 23:00 | 0
1965 | 3 | 11 | 24:00 | 0
1965 | 3 | 12 | 01:00 | 0
1965 | 3 | 12 | 02:00 | 0
1965 | 3 | 12 | 03:00 | 0
1965 | 3 | 12 | 04:00 | 0
1965 | 3 | 12 | 05:00 | 0
1965 | 3 | 12 | 06:00 | 0
1965 | 3 | 12 | 07:00 | 2
1965 | 3 | 12 | 08:00 | 752
1965 | 3 | 12 | 09:00 | 1710
1965 | 3 | 12 | 10:00 | 2582
1965 | 3 | 12 | 11:00 | 3081
1965 | 3 | 12 | 12:00 | 3339
1965 | 3 | 12 | 13:00 | 3285
1965 | 3 | 12 | 14:00 | 3017
1965 | 3 | 12 | 15:00 | 2488
1965 | 3 | 12 | 16:00 | 1671
1965 | 3 | 12 | 17:00 | 697
1965 | 3 | 12 | 18:00 | 1
1965 | 3 | 12 | 19:00 | 0
1965 | 3 | 12 | 20:00 | 0
1965 | 3 | 12 | 21:00 | 0
1965 | 3 | 12 | 22:00 | 0
1965 | 3 | 12 | 23:00 | 0
1965 | 3 | 12 | 24:00 | 0
1965 | 3 | 13 | 01:00 | 0
1965 | 3 | 13 | 02:00 | 0
1965 | 3 | 13 | 03:00 | 0
1965 | 3 | 13 | 04:00 | 0
1965 | 3 | 13 | 05:00 | 0
1965 | 3 | 13 | 06:00 | 0
1965 | 3 | 13 | 07:00 | 19
1965 | 3 | 13 | 08:00 | 1039
1965 | 3 | 13 | 09:00 | 2018
1965 | 3 | 13 | 10:00 | 2726
1965 | 3 | 13 | 11:00 | 3178
1965 | 3 | 13 | 12:00 | 3394
1965 | 3 | 13 | 13:00 | 3353
1965 | 3 | 13 | 14:00 | 2947
1965 | 3 | 13 | 15:00 | 2570
1965 | 3 | 13 | 16:00 | 1687
1965 | 3 | 13 | 17:00 | 815
1965 | 3 | 13 | 18:00 | 3
1965 | 3 | 13 | 19:00 | 0
1965 | 3 | 13 | 20:00 | 0
1965 | 3 | 13 | 21:00 | 0
1965 | 3 | 13 | 22:00 | 0
1965 | 3 | 13 | 23:00 | 0
1965 | 3 | 13 | 24:00 | 0
1965 | 3 | 14 | 01:00 | 0
1965 | 3 | 14 | 02:00 | 0
1965 | 3 | 14 | 03:00 | 0
1965 | 3 | 14 | 04:00 | 0
1965 | 3 | 14 | 05:00 | 0
1965 | 3 | 14 | 06:00 | 0
1965 | 3 | 14 | 07:00 | 1
1965 | 3 | 14 | 08:00 | 722
1965 | 3 | 14 | 09:00 | 1381
1965 | 3 | 14 | 10:00 | 2383
1965 | 3 | 14 | 11:00 | 2902
1965 | 3 | 14 | 12:00 | 1854
1965 | 3 | 14 | 13:00 | 2852
1965 | 3 | 14 | 14:00 | 1934
1965 | 3 | 14 | 15:00 | 1891
1965 | 3 | 14 | 16:00 | 839
1965 | 3 | 14 | 17:00 | 452
1965 | 3 | 14 | 18:00 | 3
1965 | 3 | 14 | 19:00 | 0
1965 | 3 | 14 | 20:00 | 0
1965 | 3 | 14 | 21:00 | 0
1965 | 3 | 14 | 22:00 | 0
1965 | 3 | 14 | 23:00 | 0
1965 | 3 | 14 | 24:00 | 0
1965 | 3 | 15 | 01:00 | 0
1965 | 3 | 15 | 02:00 | 0
1965 | 3 | 15 | 03:00 | 0
1965 | 3 | 15 | 04:00 | 0
1965 | 3 | 15 | 05:00 | 0
1965 | 3 | 15 | 06:00 | 0
1965 | 3 | 15 | 07:00 | 0
1965 | 3 | 15 | 08:00 | 222
1965 | 3 | 15 | 09:00 | 1278
1965 | 3 | 15 | 10:00 | 2150
1965 | 3 | 15 | 11:00 | 2202
1965 | 3 | 15 | 12:00 | 2571
1965 | 3 | 15 | 13:00 | 1750
1965 | 3 | 15 | 14:00 | 2724
1965 | 3 | 15 | 15:00 | 2228
1965 | 3 | 15 | 16:00 | 1334
1965 | 3 | 15 | 17:00 | 632
1965 | 3 | 15 | 18:00 | 1
1965 | 3 | 15 | 19:00 | 0
1965 | 3 | 15 | 20:00 | 0
1965 | 3 | 15 | 21:00 | 0
1965 | 3 | 15 | 22:00 | 0
1965 | 3 | 15 | 23:00 | 0
1965 | 3 | 15 | 24:00 | 0
1965 | 3 | 16 | 01:00 | 0
1965 | 3 | 16 | 02:00 | 0
1965 | 3 | 16 | 03:00 | 0
1965 | 3 | 16 | 04:00 | 0
1965 | 3 | 16 | 05:00 | 0
1965 | 3 | 16 | 06:00 | 0
1965 | 3 | 16 | 07:00 | 4
1965 | 3 | 16 | 08:00 | 561
1965 | 3 | 16 | 09:00 | 1438
1965 | 3 | 16 | 10:00 | 2240
1965 | 3 | 16 | 11:00 | 2444
1965 | 3 | 16 | 12:00 | 3166
1965 | 3 | 16 | 13:00 | 1848
1965 | 3 | 16 | 14:00 | 2224
1965 | 3 | 16 | 15:00 | 1817
1965 | 3 | 16 | 16:00 | 1383
1965 | 3 | 16 | 17:00 | 598
1965 | 3 | 16 | 18:00 | 1
1965 | 3 | 16 | 19:00 | 0
1965 | 3 | 16 | 20:00 | 0
1965 | 3 | 16 | 21:00 | 0
1965 | 3 | 16 | 22:00 | 0
1965 | 3 | 16 | 23:00 | 0
1965 | 3 | 16 | 24:00 | 0
1965 | 3 | 17 | 01:00 | 0
1965 | 3 | 17 | 02:00 | 0
1965 | 3 | 17 | 03:00 | 0
1965 | 3 | 17 | 04:00 | 0
1965 | 3 | 17 | 05:00 | 0
1965 | 3 | 17 | 06:00 | 0
1965 | 3 | 17 | 07:00 | 14
1965 | 3 | 17 | 08:00 | 996
1965 | 3 | 17 | 09:00 | 1952
1965 | 3 | 17 | 10:00 | 2643
1965 | 3 | 17 | 11:00 | 3100
1965 | 3 | 17 | 12:00 | 3296
1965 | 3 | 17 | 13:00 | 3287
1965 | 3 | 17 | 14:00 | 2736
1965 | 3 | 17 | 15:00 | 2011
1965 | 3 | 17 | 16:00 | 907
1965 | 3 | 17 | 17:00 | 261
1965 | 3 | 17 | 18:00 | 0
1965 | 3 | 17 | 19:00 | 0
1965 | 3 | 17 | 20:00 | 0
1965 | 3 | 17 | 21:00 | 0
1965 | 3 | 17 | 22:00 | 0
1965 | 3 | 17 | 23:00 | 0
1965 | 3 | 17 | 24:00 | 0
1965 | 3 | 18 | 01:00 | 0
1965 | 3 | 18 | 02:00 | 0
1965 | 3 | 18 | 03:00 | 0
1965 | 3 | 18 | 04:00 | 0
1965 | 3 | 18 | 05:00 | 0
1965 | 3 | 18 | 06:00 | 0
1965 | 3 | 18 | 07:00 | 0
1965 | 3 | 18 | 08:00 | 34
1965 | 3 | 18 | 09:00 | 394
1965 | 3 | 18 | 10:00 | 580
1965 | 3 | 18 | 11:00 | 780
1965 | 3 | 18 | 12:00 | 865
1965 | 3 | 18 | 13:00 | 862
1965 | 3 | 18 | 14:00 | 982
1965 | 3 | 18 | 15:00 | 704
1965 | 3 | 18 | 16:00 | 477
1965 | 3 | 18 | 17:00 | 128
1965 | 3 | 18 | 18:00 | 0
1965 | 3 | 18 | 19:00 | 0
1965 | 3 | 18 | 20:00 | 0
1965 | 3 | 18 | 21:00 | 0
1965 | 3 | 18 | 22:00 | 0
1965 | 3 | 18 | 23:00 | 0
1965 | 3 | 18 | 24:00 | 0
1965 | 3 | 19 | 01:00 | 0
1965 | 3 | 19 | 02:00 | 0
1965 | 3 | 19 | 03:00 | 0
1965 | 3 | 19 | 04:00 | 0
1965 | 3 | 19 | 05:00 | 0
1965 | 3 | 19 | 06:00 | 0
1965 | 3 | 19 | 07:00 | 1
1965 | 3 | 19 | 08:00 | 293
1965 | 3 | 19 | 09:00 | 647
1965 | 3 | 19 | 10:00 | 491
1965 | 3 | 19 | 11:00 | 1405
1965 | 3 | 19 | 12:00 | 2208
1965 | 3 | 19 | 13:00 | 2943
1965 | 3 | 19 | 14:00 | 2643
1965 | 3 | 19 | 15:00 | 2345
1965 | 3 | 19 | 16:00 | 1735
1965 | 3 | 19 | 17:00 | 805
1965 | 3 | 19 | 18:00 | 4
1965 | 3 | 19 | 19:00 | 0
1965 | 3 | 19 | 20:00 | 0
1965 | 3 | 19 | 21:00 | 0
1965 | 3 | 19 | 22:00 | 0
1965 | 3 | 19 | 23:00 | 0
1965 | 3 | 19 | 24:00 | 0
1965 | 3 | 20 | 01:00 | 0
1965 | 3 | 20 | 02:00 | 0
1965 | 3 | 20 | 03:00 | 0
1965 | 3 | 20 | 04:00 | 0
1965 | 3 | 20 | 05:00 | 0
1965 | 3 | 20 | 06:00 | 0
1965 | 3 | 20 | 07:00 | 1
1965 | 3 | 20 | 08:00 | 402
1965 | 3 | 20 | 09:00 | 1691
1965 | 3 | 20 | 10:00 | 2552
1965 | 3 | 20 | 11:00 | 2674
1965 | 3 | 20 | 12:00 | 1997
1965 | 3 | 20 | 13:00 | 720
1965 | 3 | 20 | 14:00 | 600
1965 | 3 | 20 | 15:00 | 498
1965 | 3 | 20 | 16:00 | 226
1965 | 3 | 20 | 17:00 | 23
1965 | 3 | 20 | 18:00 | 0
1965 | 3 | 20 | 19:00 | 0
1965 | 3 | 20 | 20:00 | 0
1965 | 3 | 20 | 21:00 | 0
1965 | 3 | 20 | 22:00 | 0
1965 | 3 | 20 | 23:00 | 0
1965 | 3 | 20 | 24:00 | 0
1965 | 3 | 21 | 01:00 | 0
1965 | 3 | 21 | 02:00 | 0
1965 | 3 | 21 | 03:00 | 0
1965 | 3 | 21 | 04:00 | 0
1965 | 3 | 21 | 05:00 | 0
1965 | 3 | 21 | 06:00 | 0
1965 | 3 | 21 | 07:00 | 14
1965 | 3 | 21 | 08:00 | 873
1965 | 3 | 21 | 09:00 | 1620
1965 | 3 | 21 | 10:00 | 1485
1965 | 3 | 21 | 11:00 | 1406
1965 | 3 | 21 | 12:00 | 1759
1965 | 3 | 21 | 13:00 | 811
1965 | 3 | 21 | 14:00 | 642
1965 | 3 | 21 | 15:00 | 1078
1965 | 3 | 21 | 16:00 | 898
1965 | 3 | 21 | 17:00 | 530
1965 | 3 | 21 | 18:00 | 1
1965 | 3 | 21 | 19:00 | 0
1965 | 3 | 21 | 20:00 | 0
1965 | 3 | 21 | 21:00 | 0
1965 | 3 | 21 | 22:00 | 0
1965 | 3 | 21 | 23:00 | 0
1965 | 3 | 21 | 24:00 | 0
1965 | 3 | 22 | 01:00 | 0
1965 | 3 | 22 | 02:00 | 0
1965 | 3 | 22 | 03:00 | 0
1965 | 3 | 22 | 04:00 | 0
1965 | 3 | 22 | 05:00 | 0
1965 | 3 | 22 | 06:00 | 0
1965 | 3 | 22 | 07:00 | 50
1965 | 3 | 22 | 08:00 | 1125
1965 | 3 | 22 | 09:00 | 2084
1965 | 3 | 22 | 10:00 | 2762
1965 | 3 | 22 | 11:00 | 3212
1965 | 3 | 22 | 12:00 | 3425
1965 | 3 | 22 | 13:00 | 3388
1965 | 3 | 22 | 14:00 | 2760
1965 | 3 | 22 | 15:00 | 1947
1965 | 3 | 22 | 16:00 | 918
1965 | 3 | 22 | 17:00 | 689
1965 | 3 | 22 | 18:00 | 3
1965 | 3 | 22 | 19:00 | 0
1965 | 3 | 22 | 20:00 | 0
1965 | 3 | 22 | 21:00 | 0
1965 | 3 | 22 | 22:00 | 0
1965 | 3 | 22 | 23:00 | 0
1965 | 3 | 22 | 24:00 | 0
1965 | 3 | 23 | 01:00 | 0
1965 | 3 | 23 | 02:00 | 0
1965 | 3 | 23 | 03:00 | 0
1965 | 3 | 23 | 04:00 | 0
1965 | 3 | 23 | 05:00 | 0
1965 | 3 | 23 | 06:00 | 0
1965 | 3 | 23 | 07:00 | 1
1965 | 3 | 23 | 08:00 | 138
1965 | 3 | 23 | 09:00 | 523
1965 | 3 | 23 | 10:00 | 707
1965 | 3 | 23 | 11:00 | 796
1965 | 3 | 23 | 12:00 | 946
1965 | 3 | 23 | 13:00 | 938
1965 | 3 | 23 | 14:00 | 838
1965 | 3 | 23 | 15:00 | 789
1965 | 3 | 23 | 16:00 | 605
1965 | 3 | 23 | 17:00 | 173
1965 | 3 | 23 | 18:00 | 1
1965 | 3 | 23 | 19:00 | 0
1965 | 3 | 23 | 20:00 | 0
1965 | 3 | 23 | 21:00 | 0
1965 | 3 | 23 | 22:00 | 0
1965 | 3 | 23 | 23:00 | 0
1965 | 3 | 23 | 24:00 | 0
1965 | 3 | 24 | 01:00 | 0
1965 | 3 | 24 | 02:00 | 0
1965 | 3 | 24 | 03:00 | 0
1965 | 3 | 24 | 04:00 | 0
1965 | 3 | 24 | 05:00 | 0
1965 | 3 | 24 | 06:00 | 0
1965 | 3 | 24 | 07:00 | 14
1965 | 3 | 24 | 08:00 | 657
1965 | 3 | 24 | 09:00 | 2077
1965 | 3 | 24 | 10:00 | 2917
1965 | 3 | 24 | 11:00 | 3356
1965 | 3 | 24 | 12:00 | 3580
1965 | 3 | 24 | 13:00 | 3535
1965 | 3 | 24 | 14:00 | 3271
1965 | 3 | 24 | 15:00 | 2746
1965 | 3 | 24 | 16:00 | 1971
1965 | 3 | 24 | 17:00 | 934
1965 | 3 | 24 | 18:00 | 7
1965 | 3 | 24 | 19:00 | 0
1965 | 3 | 24 | 20:00 | 0
1965 | 3 | 24 | 21:00 | 0
1965 | 3 | 24 | 22:00 | 0
1965 | 3 | 24 | 23:00 | 0
1965 | 3 | 24 | 24:00 | 0
1965 | 3 | 25 | 01:00 | 0
1965 | 3 | 25 | 02:00 | 0
1965 | 3 | 25 | 03:00 | 0
1965 | 3 | 25 | 04:00 | 0
1965 | 3 | 25 | 05:00 | 0
1965 | 3 | 25 | 06:00 | 0
1965 | 3 | 25 | 07:00 | 82
1965 | 3 | 25 | 08:00 | 1162
1965 | 3 | 25 | 09:00 | 2121
1965 | 3 | 25 | 10:00 | 2823
1965 | 3 | 25 | 11:00 | 3228
1965 | 3 | 25 | 12:00 | 3403
1965 | 3 | 25 | 13:00 | 3333
1965 | 3 | 25 | 14:00 | 3058
1965 | 3 | 25 | 15:00 | 2563
1965 | 3 | 25 | 16:00 | 1796
1965 | 3 | 25 | 17:00 | 813
1965 | 3 | 25 | 18:00 | 2
1965 | 3 | 25 | 19:00 | 0
1965 | 3 | 25 | 20:00 | 0
1965 | 3 | 25 | 21:00 | 0
1965 | 3 | 25 | 22:00 | 0
1965 | 3 | 25 | 23:00 | 0
1965 | 3 | 25 | 24:00 | 0
1965 | 3 | 26 | 01:00 | 0
1965 | 3 | 26 | 02:00 | 0
1965 | 3 | 26 | 03:00 | 0
1965 | 3 | 26 | 04:00 | 0
1965 | 3 | 26 | 05:00 | 0
1965 | 3 | 26 | 06:00 | 0
1965 | 3 | 26 | 07:00 | 6
1965 | 3 | 26 | 08:00 | 223
1965 | 3 | 26 | 09:00 | 561
1965 | 3 | 26 | 10:00 | 824
1965 | 3 | 26 | 11:00 | 930
1965 | 3 | 26 | 12:00 | 961
1965 | 3 | 26 | 13:00 | 539
1965 | 3 | 26 | 14:00 | 954
1965 | 3 | 26 | 15:00 | 816
1965 | 3 | 26 | 16:00 | 254
1965 | 3 | 26 | 17:00 | 129
1965 | 3 | 26 | 18:00 | 0
1965 | 3 | 26 | 19:00 | 0
1965 | 3 | 26 | 20:00 | 0
1965 | 3 | 26 | 21:00 | 0
1965 | 3 | 26 | 22:00 | 0
1965 | 3 | 26 | 23:00 | 0
1965 | 3 | 26 | 24:00 | 0
1965 | 3 | 27 | 01:00 | 0
1965 | 3 | 27 | 02:00 | 0
1965 | 3 | 27 | 03:00 | 0
1965 | 3 | 27 | 04:00 | 0
1965 | 3 | 27 | 05:00 | 0
1965 | 3 | 27 | 06:00 | 0
1965 | 3 | 27 | 07:00 | 25
1965 | 3 | 27 | 08:00 | 690
1965 | 3 | 27 | 09:00 | 1452
1965 | 3 | 27 | 10:00 | 1285
1965 | 3 | 27 | 11:00 | 2522
1965 | 3 | 27 | 12:00 | 2575
1965 | 3 | 27 | 13:00 | 3129
1965 | 3 | 27 | 14:00 | 2865
1965 | 3 | 27 | 15:00 | 2301
1965 | 3 | 27 | 16:00 | 1636
1965 | 3 | 27 | 17:00 | 695
1965 | 3 | 27 | 18:00 | 2
1965 | 3 | 27 | 19:00 | 0
1965 | 3 | 27 | 20:00 | 0
1965 | 3 | 27 | 21:00 | 0
1965 | 3 | 27 | 22:00 | 0
1965 | 3 | 27 | 23:00 | 0
1965 | 3 | 27 | 24:00 | 0
1965 | 3 | 28 | 01:00 | 0
1965 | 3 | 28 | 02:00 | 0
1965 | 3 | 28 | 03:00 | 0
1965 | 3 | 28 | 04:00 | 0
1965 | 3 | 28 | 05:00 | 0
1965 | 3 | 28 | 06:00 | 0
1965 | 3 | 28 | 07:00 | 95
1965 | 3 | 28 | 08:00 | 957
1965 | 3 | 28 | 09:00 | 1583
1965 | 3 | 28 | 10:00 | 1475
1965 | 3 | 28 | 11:00 | 2704
1965 | 3 | 28 | 12:00 | 2862
1965 | 3 | 28 | 13:00 | 3063
1965 | 3 | 28 | 14:00 | 2977
1965 | 3 | 28 | 15:00 | 2505
1965 | 3 | 28 | 16:00 | 1764
1965 | 3 | 28 | 17:00 | 819
1965 | 3 | 28 | 18:00 | 4
1965 | 3 | 28 | 19:00 | 0
1965 | 3 | 28 | 20:00 | 0
1965 | 3 | 28 | 21:00 | 0
1965 | 3 | 28 | 22:00 | 0
1965 | 3 | 28 | 23:00 | 0
1965 | 3 | 28 | 24:00 | 0
1965 | 3 | 29 | 01:00 | 0
1965 | 3 | 29 | 02:00 | 0
1965 | 3 | 29 | 03:00 | 0
1965 | 3 | 29 | 04:00 | 0
1965 | 3 | 29 | 05:00 | 0
1965 | 3 | 29 | 06:00 | 0
1965 | 3 | 29 | 07:00 | 5
1965 | 3 | 29 | 08:00 | 197
1965 | 3 | 29 | 09:00 | 512
1965 | 3 | 29 | 10:00 | 935
1965 | 3 | 29 | 11:00 | 1196
1965 | 3 | 29 | 12:00 | 956
1965 | 3 | 29 | 13:00 | 1049
1965 | 3 | 29 | 14:00 | 885
1965 | 3 | 29 | 15:00 | 869
1965 | 3 | 29 | 16:00 | 597
1965 | 3 | 29 | 17:00 | 234
1965 | 3 | 29 | 18:00 | 1
1965 | 3 | 29 | 19:00 | 0
1965 | 3 | 29 | 20:00 | 0
1965 | 3 | 29 | 21:00 | 0
1965 | 3 | 29 | 22:00 | 0
1965 | 3 | 29 | 23:00 | 0
1965 | 3 | 29 | 24:00 | 0
1965 | 3 | 30 | 01:00 | 0
1965 | 3 | 30 | 02:00 | 0
1965 | 3 | 30 | 03:00 | 0
1965 | 3 | 30 | 04:00 | 0
1965 | 3 | 30 | 05:00 | 0
1965 | 3 | 30 | 06:00 | 0
1965 | 3 | 30 | 07:00 | 53
1965 | 3 | 30 | 08:00 | 683
1965 | 3 | 30 | 09:00 | 1730
1965 | 3 | 30 | 10:00 | 1481
1965 | 3 | 30 | 11:00 | 2457
1965 | 3 | 30 | 12:00 | 2764
1965 | 3 | 30 | 13:00 | 2060
1965 | 3 | 30 | 14:00 | 2528
1965 | 3 | 30 | 15:00 | 2074
1965 | 3 | 30 | 16:00 | 1448
1965 | 3 | 30 | 17:00 | 824
1965 | 3 | 30 | 18:00 | 9
1965 | 3 | 30 | 19:00 | 0
1965 | 3 | 30 | 20:00 | 0
1965 | 3 | 30 | 21:00 | 0
1965 | 3 | 30 | 22:00 | 0
1965 | 3 | 30 | 23:00 | 0
1965 | 3 | 30 | 24:00 | 0
1965 | 3 | 31 | 01:00 | 0
1965 | 3 | 31 | 02:00 | 0
1965 | 3 | 31 | 03:00 | 0
1965 | 3 | 31 | 04:00 | 0
1965 | 3 | 31 | 05:00 | 0
1965 | 3 | 31 | 06:00 | 0
1965 | 3 | 31 | 07:00 | 105
1965 | 3 | 31 | 08:00 | 1145
1965 | 3 | 31 | 09:00 | 2158
1965 | 3 | 31 | 10:00 | 2921
1965 | 3 | 31 | 11:00 | 3424
1965 | 3 | 31 | 12:00 | 3646
1965 | 3 | 31 | 13:00 | 3580
1965 | 3 | 31 | 14:00 | 3250
1965 | 3 | 31 | 15:00 | 2664
1965 | 3 | 31 | 16:00 | 1820
1965 | 3 | 31 | 17:00 | 805
1965 | 3 | 31 | 18:00 | 7
1965 | 3 | 31 | 19:00 | 0
1965 | 3 | 31 | 20:00 | 0
1965 | 3 | 31 | 21:00 | 0
1965 | 3 | 31 | 22:00 | 0
1965 | 3 | 31 | 23:00 | 0
1965 | 3 | 31 | 24:00 | 0
1985 | 4 | 1 | 01:00 | 0
1985 | 4 | 1 | 02:00 | 0
1985 | 4 | 1 | 03:00 | 0
1985 | 4 | 1 | 04:00 | 0
1985 | 4 | 1 | 05:00 | 0
1985 | 4 | 1 | 06:00 | 0
1985 | 4 | 1 | 07:00 | 29
1985 | 4 | 1 | 08:00 | 466
1985 | 4 | 1 | 09:00 | 778
1985 | 4 | 1 | 10:00 | 1102
1985 | 4 | 1 | 11:00 | 1140
1985 | 4 | 1 | 12:00 | 744
1985 | 4 | 1 | 13:00 | 723
1985 | 4 | 1 | 14:00 | 647
1985 | 4 | 1 | 15:00 | 1070
1985 | 4 | 1 | 16:00 | 667
1985 | 4 | 1 | 17:00 | 41
1985 | 4 | 1 | 18:00 | 0
1985 | 4 | 1 | 19:00 | 0
1985 | 4 | 1 | 20:00 | 0
1985 | 4 | 1 | 21:00 | 0
1985 | 4 | 1 | 22:00 | 0
1985 | 4 | 1 | 23:00 | 0
1985 | 4 | 1 | 24:00 | 0
1985 | 4 | 2 | 01:00 | 0
1985 | 4 | 2 | 02:00 | 0
1985 | 4 | 2 | 03:00 | 0
1985 | 4 | 2 | 04:00 | 0
1985 | 4 | 2 | 05:00 | 0
1985 | 4 | 2 | 06:00 | 0
1985 | 4 | 2 | 07:00 | 39
1985 | 4 | 2 | 08:00 | 802
1985 | 4 | 2 | 09:00 | 1182
1985 | 4 | 2 | 10:00 | 1723
1985 | 4 | 2 | 11:00 | 2058
1985 | 4 | 2 | 12:00 | 606
1985 | 4 | 2 | 13:00 | 1134
1985 | 4 | 2 | 14:00 | 955
1985 | 4 | 2 | 15:00 | 778
1985 | 4 | 2 | 16:00 | 601
1985 | 4 | 2 | 17:00 | 237
1985 | 4 | 2 | 18:00 | 4
1985 | 4 | 2 | 19:00 | 0
1985 | 4 | 2 | 20:00 | 0
1985 | 4 | 2 | 21:00 | 0
1985 | 4 | 2 | 22:00 | 0
1985 | 4 | 2 | 23:00 | 0
1985 | 4 | 2 | 24:00 | 0
1985 | 4 | 3 | 01:00 | 0
1985 | 4 | 3 | 02:00 | 0
1985 | 4 | 3 | 03:00 | 0
1985 | 4 | 3 | 04:00 | 0
1985 | 4 | 3 | 05:00 | 0
1985 | 4 | 3 | 06:00 | 0
1985 | 4 | 3 | 07:00 | 152
1985 | 4 | 3 | 08:00 | 1137
1985 | 4 | 3 | 09:00 | 1908
1985 | 4 | 3 | 10:00 | 2348
1985 | 4 | 3 | 11:00 | 2542
1985 | 4 | 3 | 12:00 | 1279
1985 | 4 | 3 | 13:00 | 1039
1985 | 4 | 3 | 14:00 | 679
1985 | 4 | 3 | 15:00 | 677
1985 | 4 | 3 | 16:00 | 536
1985 | 4 | 3 | 17:00 | 48
1985 | 4 | 3 | 18:00 | 0
1985 | 4 | 3 | 19:00 | 0
1985 | 4 | 3 | 20:00 | 0
1985 | 4 | 3 | 21:00 | 0
1985 | 4 | 3 | 22:00 | 0
1985 | 4 | 3 | 23:00 | 0
1985 | 4 | 3 | 24:00 | 0
1985 | 4 | 4 | 01:00 | 0
1985 | 4 | 4 | 02:00 | 0
1985 | 4 | 4 | 03:00 | 0
1985 | 4 | 4 | 04:00 | 0
1985 | 4 | 4 | 05:00 | 0
1985 | 4 | 4 | 06:00 | 0
1985 | 4 | 4 | 07:00 | 51
1985 | 4 | 4 | 08:00 | 870
1985 | 4 | 4 | 09:00 | 1197
1985 | 4 | 4 | 10:00 | 1693
1985 | 4 | 4 | 11:00 | 2636
1985 | 4 | 4 | 12:00 | 2175
1985 | 4 | 4 | 13:00 | 1591
1985 | 4 | 4 | 14:00 | 1170
1985 | 4 | 4 | 15:00 | 689
1985 | 4 | 4 | 16:00 | 632
1985 | 4 | 4 | 17:00 | 550
1985 | 4 | 4 | 18:00 | 4
1985 | 4 | 4 | 19:00 | 0
1985 | 4 | 4 | 20:00 | 0
1985 | 4 | 4 | 21:00 | 0
1985 | 4 | 4 | 22:00 | 0
1985 | 4 | 4 | 23:00 | 0
1985 | 4 | 4 | 24:00 | 0
1985 | 4 | 5 | 01:00 | 0
1985 | 4 | 5 | 02:00 | 0
1985 | 4 | 5 | 03:00 | 0
1985 | 4 | 5 | 04:00 | 0
1985 | 4 | 5 | 05:00 | 0
1985 | 4 | 5 | 06:00 | 0
1985 | 4 | 5 | 07:00 | 6
1985 | 4 | 5 | 08:00 | 150
1985 | 4 | 5 | 09:00 | 773
1985 | 4 | 5 | 10:00 | 975
1985 | 4 | 5 | 11:00 | 866
1985 | 4 | 5 | 12:00 | 908
1985 | 4 | 5 | 13:00 | 1217
1985 | 4 | 5 | 14:00 | 888
1985 | 4 | 5 | 15:00 | 781
1985 | 4 | 5 | 16:00 | 585
1985 | 4 | 5 | 17:00 | 292
1985 | 4 | 5 | 18:00 | 4
1985 | 4 | 5 | 19:00 | 0
1985 | 4 | 5 | 20:00 | 0
1985 | 4 | 5 | 21:00 | 0
1985 | 4 | 5 | 22:00 | 0
1985 | 4 | 5 | 23:00 | 0
1985 | 4 | 5 | 24:00 | 0
1985 | 4 | 6 | 01:00 | 0
1985 | 4 | 6 | 02:00 | 0
1985 | 4 | 6 | 03:00 | 0
1985 | 4 | 6 | 04:00 | 0
1985 | 4 | 6 | 05:00 | 0
1985 | 4 | 6 | 06:00 | 0
1985 | 4 | 6 | 07:00 | 4
1985 | 4 | 6 | 08:00 | 83
1985 | 4 | 6 | 09:00 | 745
1985 | 4 | 6 | 10:00 | 501
1985 | 4 | 6 | 11:00 | 1006
1985 | 4 | 6 | 12:00 | 618
1985 | 4 | 6 | 13:00 | 622
1985 | 4 | 6 | 14:00 | 1319
1985 | 4 | 6 | 15:00 | 1412
1985 | 4 | 6 | 16:00 | 1415
1985 | 4 | 6 | 17:00 | 712
1985 | 4 | 6 | 18:00 | 6
1985 | 4 | 6 | 19:00 | 0
1985 | 4 | 6 | 20:00 | 0
1985 | 4 | 6 | 21:00 | 0
1985 | 4 | 6 | 22:00 | 0
1985 | 4 | 6 | 23:00 | 0
1985 | 4 | 6 | 24:00 | 0
1985 | 4 | 7 | 01:00 | 0
1985 | 4 | 7 | 02:00 | 0
1985 | 4 | 7 | 03:00 | 0
1985 | 4 | 7 | 04:00 | 0
1985 | 4 | 7 | 05:00 | 0
1985 | 4 | 7 | 06:00 | 0
1985 | 4 | 7 | 07:00 | 69
1985 | 4 | 7 | 08:00 | 987
1985 | 4 | 7 | 09:00 | 1844
1985 | 4 | 7 | 10:00 | 2492
1985 | 4 | 7 | 11:00 | 2934
1985 | 4 | 7 | 12:00 | 3026
1985 | 4 | 7 | 13:00 | 2880
1985 | 4 | 7 | 14:00 | 2707
1985 | 4 | 7 | 15:00 | 2079
1985 | 4 | 7 | 16:00 | 1577
1985 | 4 | 7 | 17:00 | 661
1985 | 4 | 7 | 18:00 | 10
1985 | 4 | 7 | 19:00 | 0
1985 | 4 | 7 | 20:00 | 0
1985 | 4 | 7 | 21:00 | 0
1985 | 4 | 7 | 22:00 | 0
1985 | 4 | 7 | 23:00 | 0
1985 | 4 | 7 | 24:00 | 0
1985 | 4 | 8 | 01:00 | 0
1985 | 4 | 8 | 02:00 | 0
1985 | 4 | 8 | 03:00 | 0
1985 | 4 | 8 | 04:00 | 0
1985 | 4 | 8 | 05:00 | 0
1985 | 4 | 8 | 06:00 | 0
1985 | 4 | 8 | 07:00 | 21
1985 | 4 | 8 | 08:00 | 1079
1985 | 4 | 8 | 09:00 | 1853
1985 | 4 | 8 | 10:00 | 2519
1985 | 4 | 8 | 11:00 | 2841
1985 | 4 | 8 | 12:00 | 2899
1985 | 4 | 8 | 13:00 | 2344
1985 | 4 | 8 | 14:00 | 2413
1985 | 4 | 8 | 15:00 | 681
1985 | 4 | 8 | 16:00 | 1277
1985 | 4 | 8 | 17:00 | 583
1985 | 4 | 8 | 18:00 | 1
1985 | 4 | 8 | 19:00 | 0
1985 | 4 | 8 | 20:00 | 0
1985 | 4 | 8 | 21:00 | 0
1985 | 4 | 8 | 22:00 | 0
1985 | 4 | 8 | 23:00 | 0
1985 | 4 | 8 | 24:00 | 0
1985 | 4 | 9 | 01:00 | 0
1985 | 4 | 9 | 02:00 | 0
1985 | 4 | 9 | 03:00 | 0
1985 | 4 | 9 | 04:00 | 0
1985 | 4 | 9 | 05:00 | 0
1985 | 4 | 9 | 06:00 | 0
1985 | 4 | 9 | 07:00 | 280
1985 | 4 | 9 | 08:00 | 1292
1985 | 4 | 9 | 09:00 | 2082
1985 | 4 | 9 | 10:00 | 2473
1985 | 4 | 9 | 11:00 | 3049
1985 | 4 | 9 | 12:00 | 3133
1985 | 4 | 9 | 13:00 | 2557
1985 | 4 | 9 | 14:00 | 1962
1985 | 4 | 9 | 15:00 | 1940
1985 | 4 | 9 | 16:00 | 1696
1985 | 4 | 9 | 17:00 | 638
1985 | 4 | 9 | 18:00 | 5
1985 | 4 | 9 | 19:00 | 0
1985 | 4 | 9 | 20:00 | 0
1985 | 4 | 9 | 21:00 | 0
1985 | 4 | 9 | 22:00 | 0
1985 | 4 | 9 | 23:00 | 0
1985 | 4 | 9 | 24:00 | 0
1985 | 4 | 10 | 01:00 | 0
1985 | 4 | 10 | 02:00 | 0
1985 | 4 | 10 | 03:00 | 0
1985 | 4 | 10 | 04:00 | 0
1985 | 4 | 10 | 05:00 | 0
1985 | 4 | 10 | 06:00 | 0
1985 | 4 | 10 | 07:00 | 334
1985 | 4 | 10 | 08:00 | 1334
1985 | 4 | 10 | 09:00 | 2224
1985 | 4 | 10 | 10:00 | 2825
1985 | 4 | 10 | 11:00 | 3190
1985 | 4 | 10 | 12:00 | 3147
1985 | 4 | 10 | 13:00 | 3071
1985 | 4 | 10 | 14:00 | 2940
1985 | 4 | 10 | 15:00 | 2249
1985 | 4 | 10 | 16:00 | 1617
1985 | 4 | 10 | 17:00 | 790
1985 | 4 | 10 | 18:00 | 4
1985 | 4 | 10 | 19:00 | 0
1985 | 4 | 10 | 20:00 | 0
1985 | 4 | 10 | 21:00 | 0
1985 | 4 | 10 | 22:00 | 0
1985 | 4 | 10 | 23:00 | 0
1985 | 4 | 10 | 24:00 | 0
1985 | 4 | 11 | 01:00 | 0
1985 | 4 | 11 | 02:00 | 0
1985 | 4 | 11 | 03:00 | 0
1985 | 4 | 11 | 04:00 | 0
1985 | 4 | 11 | 05:00 | 0
1985 | 4 | 11 | 06:00 | 0
1985 | 4 | 11 | 07:00 | 93
1985 | 4 | 11 | 08:00 | 1201
1985 | 4 | 11 | 09:00 | 1949
1985 | 4 | 11 | 10:00 | 2497
1985 | 4 | 11 | 11:00 | 2524
1985 | 4 | 11 | 12:00 | 2633
1985 | 4 | 11 | 13:00 | 2783
1985 | 4 | 11 | 14:00 | 2063
1985 | 4 | 11 | 15:00 | 1689
1985 | 4 | 11 | 16:00 | 945
1985 | 4 | 11 | 17:00 | 427
1985 | 4 | 11 | 18:00 | 0
1985 | 4 | 11 | 19:00 | 0
1985 | 4 | 11 | 20:00 | 0
1985 | 4 | 11 | 21:00 | 0
1985 | 4 | 11 | 22:00 | 0
1985 | 4 | 11 | 23:00 | 0
1985 | 4 | 11 | 24:00 | 0
1985 | 4 | 12 | 01:00 | 0
1985 | 4 | 12 | 02:00 | 0
1985 | 4 | 12 | 03:00 | 0
1985 | 4 | 12 | 04:00 | 0
1985 | 4 | 12 | 05:00 | 0
1985 | 4 | 12 | 06:00 | 0
1985 | 4 | 12 | 07:00 | 341
1985 | 4 | 12 | 08:00 | 1277
1985 | 4 | 12 | 09:00 | 2134
1985 | 4 | 12 | 10:00 | 2782
1985 | 4 | 12 | 11:00 | 3124
1985 | 4 | 12 | 12:00 | 3308
1985 | 4 | 12 | 13:00 | 3296
1985 | 4 | 12 | 14:00 | 2944
1985 | 4 | 12 | 15:00 | 2473
1985 | 4 | 12 | 16:00 | 1743
1985 | 4 | 12 | 17:00 | 826
1985 | 4 | 12 | 18:00 | 5
1985 | 4 | 12 | 19:00 | 0
1985 | 4 | 12 | 20:00 | 0
1985 | 4 | 12 | 21:00 | 0
1985 | 4 | 12 | 22:00 | 0
1985 | 4 | 12 | 23:00 | 0
1985 | 4 | 12 | 24:00 | 0
1985 | 4 | 13 | 01:00 | 0
1985 | 4 | 13 | 02:00 | 0
1985 | 4 | 13 | 03:00 | 0
1985 | 4 | 13 | 04:00 | 0
1985 | 4 | 13 | 05:00 | 0
1985 | 4 | 13 | 06:00 | 0
1985 | 4 | 13 | 07:00 | 276
1985 | 4 | 13 | 08:00 | 1093
1985 | 4 | 13 | 09:00 | 1976
1985 | 4 | 13 | 10:00 | 2362
1985 | 4 | 13 | 11:00 | 2797
1985 | 4 | 13 | 12:00 | 2522
1985 | 4 | 13 | 13:00 | 2421
1985 | 4 | 13 | 14:00 | 2380
1985 | 4 | 13 | 15:00 | 1771
1985 | 4 | 13 | 16:00 | 1209
1985 | 4 | 13 | 17:00 | 35
1985 | 4 | 13 | 18:00 | 0
1985 | 4 | 13 | 19:00 | 0
1985 | 4 | 13 | 20:00 | 0
1985 | 4 | 13 | 21:00 | 0
1985 | 4 | 13 | 22:00 | 0
1985 | 4 | 13 | 23:00 | 0
1985 | 4 | 13 | 24:00 | 0
1985 | 4 | 14 | 01:00 | 0
1985 | 4 | 14 | 02:00 | 0
1985 | 4 | 14 | 03:00 | 0
1985 | 4 | 14 | 04:00 | 0
1985 | 4 | 14 | 05:00 | 0
1985 | 4 | 14 | 06:00 | 0
1985 | 4 | 14 | 07:00 | 23
1985 | 4 | 14 | 08:00 | 387
1985 | 4 | 14 | 09:00 | 655
1985 | 4 | 14 | 10:00 | 972
1985 | 4 | 14 | 11:00 | 1044
1985 | 4 | 14 | 12:00 | 1111
1985 | 4 | 14 | 13:00 | 1142
1985 | 4 | 14 | 14:00 | 1004
1985 | 4 | 14 | 15:00 | 506
1985 | 4 | 14 | 16:00 | 689
1985 | 4 | 14 | 17:00 | 264
1985 | 4 | 14 | 18:00 | 6
1985 | 4 | 14 | 19:00 | 0
1985 | 4 | 14 | 20:00 | 0
1985 | 4 | 14 | 21:00 | 0
1985 | 4 | 14 | 22:00 | 0
1985 | 4 | 14 | 23:00 | 0
1985 | 4 | 14 | 24:00 | 0
1985 | 4 | 15 | 01:00 | 0
1985 | 4 | 15 | 02:00 | 0
1985 | 4 | 15 | 03:00 | 0
1985 | 4 | 15 | 04:00 | 0
1985 | 4 | 15 | 05:00 | 0
1985 | 4 | 15 | 06:00 | 0
1985 | 4 | 15 | 07:00 | 108
1985 | 4 | 15 | 08:00 | 396
1985 | 4 | 15 | 09:00 | 906
1985 | 4 | 15 | 10:00 | 1644
1985 | 4 | 15 | 11:00 | 1364
1985 | 4 | 15 | 12:00 | 1272
1985 | 4 | 15 | 13:00 | 1771
1985 | 4 | 15 | 14:00 | 1972
1985 | 4 | 15 | 15:00 | 1087
1985 | 4 | 15 | 16:00 | 609
1985 | 4 | 15 | 17:00 | 541
1985 | 4 | 15 | 18:00 | 2
1985 | 4 | 15 | 19:00 | 0
1985 | 4 | 15 | 20:00 | 0
1985 | 4 | 15 | 21:00 | 0
1985 | 4 | 15 | 22:00 | 0
1985 | 4 | 15 | 23:00 | 0
1985 | 4 | 15 | 24:00 | 0
1985 | 4 | 16 | 01:00 | 0
1985 | 4 | 16 | 02:00 | 0
1985 | 4 | 16 | 03:00 | 0
1985 | 4 | 16 | 04:00 | 0
1985 | 4 | 16 | 05:00 | 0
1985 | 4 | 16 | 06:00 | 0
1985 | 4 | 16 | 07:00 | 37
1985 | 4 | 16 | 08:00 | 478
1985 | 4 | 16 | 09:00 | 996
1985 | 4 | 16 | 10:00 | 2039
1985 | 4 | 16 | 11:00 | 1494
1985 | 4 | 16 | 12:00 | 2030
1985 | 4 | 16 | 13:00 | 2079
1985 | 4 | 16 | 14:00 | 1485
1985 | 4 | 16 | 15:00 | 1720
1985 | 4 | 16 | 16:00 | 1235
1985 | 4 | 16 | 17:00 | 279
1985 | 4 | 16 | 18:00 | 3
1985 | 4 | 16 | 19:00 | 0
1985 | 4 | 16 | 20:00 | 0
1985 | 4 | 16 | 21:00 | 0
1985 | 4 | 16 | 22:00 | 0
1985 | 4 | 16 | 23:00 | 0
1985 | 4 | 16 | 24:00 | 0
1985 | 4 | 17 | 01:00 | 0
1985 | 4 | 17 | 02:00 | 0
1985 | 4 | 17 | 03:00 | 0
1985 | 4 | 17 | 04:00 | 0
1985 | 4 | 17 | 05:00 | 0
1985 | 4 | 17 | 06:00 | 0
1985 | 4 | 17 | 07:00 | 367
1985 | 4 | 17 | 08:00 | 1237
1985 | 4 | 17 | 09:00 | 2136
1985 | 4 | 17 | 10:00 | 2749
1985 | 4 | 17 | 11:00 | 3156
1985 | 4 | 17 | 12:00 | 3307
1985 | 4 | 17 | 13:00 | 3236
1985 | 4 | 17 | 14:00 | 2949
1985 | 4 | 17 | 15:00 | 2429
1985 | 4 | 17 | 16:00 | 1658
1985 | 4 | 17 | 17:00 | 764
1985 | 4 | 17 | 18:00 | 12
1985 | 4 | 17 | 19:00 | 0
1985 | 4 | 17 | 20:00 | 0
1985 | 4 | 17 | 21:00 | 0
1985 | 4 | 17 | 22:00 | 0
1985 | 4 | 17 | 23:00 | 0
1985 | 4 | 17 | 24:00 | 0
1985 | 4 | 18 | 01:00 | 0
1985 | 4 | 18 | 02:00 | 0
1985 | 4 | 18 | 03:00 | 0
1985 | 4 | 18 | 04:00 | 0
1985 | 4 | 18 | 05:00 | 0
1985 | 4 | 18 | 06:00 | 0
1985 | 4 | 18 | 07:00 | 16
1985 | 4 | 18 | 08:00 | 232
1985 | 4 | 18 | 09:00 | 542
1985 | 4 | 18 | 10:00 | 979
1985 | 4 | 18 | 11:00 | 977
1985 | 4 | 18 | 12:00 | 1172
1985 | 4 | 18 | 13:00 | 927
1985 | 4 | 18 | 14:00 | 1039
1985 | 4 | 18 | 15:00 | 885
1985 | 4 | 18 | 16:00 | 604
1985 | 4 | 18 | 17:00 | 264
1985 | 4 | 18 | 18:00 | 2
1985 | 4 | 18 | 19:00 | 0
1985 | 4 | 18 | 20:00 | 0
1985 | 4 | 18 | 21:00 | 0
1985 | 4 | 18 | 22:00 | 0
1985 | 4 | 18 | 23:00 | 0
1985 | 4 | 18 | 24:00 | 0
1985 | 4 | 19 | 01:00 | 0
1985 | 4 | 19 | 02:00 | 0
1985 | 4 | 19 | 03:00 | 0
1985 | 4 | 19 | 04:00 | 0
1985 | 4 | 19 | 05:00 | 0
1985 | 4 | 19 | 06:00 | 0
1985 | 4 | 19 | 07:00 | 57
1985 | 4 | 19 | 08:00 | 437
1985 | 4 | 19 | 09:00 | 748
1985 | 4 | 19 | 10:00 | 855
1985 | 4 | 19 | 11:00 | 1485
1985 | 4 | 19 | 12:00 | 1685
1985 | 4 | 19 | 13:00 | 2318
1985 | 4 | 19 | 14:00 | 707
1985 | 4 | 19 | 15:00 | 840
1985 | 4 | 19 | 16:00 | 448
1985 | 4 | 19 | 17:00 | 29
1985 | 4 | 19 | 18:00 | 3
1985 | 4 | 19 | 19:00 | 0
1985 | 4 | 19 | 20:00 | 0
1985 | 4 | 19 | 21:00 | 0
1985 | 4 | 19 | 22:00 | 0
1985 | 4 | 19 | 23:00 | 0
1985 | 4 | 19 | 24:00 | 0
1985 | 4 | 20 | 01:00 | 0
1985 | 4 | 20 | 02:00 | 0
1985 | 4 | 20 | 03:00 | 0
1985 | 4 | 20 | 04:00 | 0
1985 | 4 | 20 | 05:00 | 0
1985 | 4 | 20 | 06:00 | 1
1985 | 4 | 20 | 07:00 | 388
1985 | 4 | 20 | 08:00 | 1111
1985 | 4 | 20 | 09:00 | 1864
1985 | 4 | 20 | 10:00 | 2486
1985 | 4 | 20 | 11:00 | 2570
1985 | 4 | 20 | 12:00 | 2630
1985 | 4 | 20 | 13:00 | 2806
1985 | 4 | 20 | 14:00 | 2593
1985 | 4 | 20 | 15:00 | 2044
1985 | 4 | 20 | 16:00 | 1426
1985 | 4 | 20 | 17:00 | 722
1985 | 4 | 20 | 18:00 | 11
1985 | 4 | 20 | 19:00 | 0
1985 | 4 | 20 | 20:00 | 0
1985 | 4 | 20 | 21:00 | 0
1985 | 4 | 20 | 22:00 | 0
1985 | 4 | 20 | 23:00 | 0
1985 | 4 | 20 | 24:00 | 0
1985 | 4 | 21 | 01:00 | 0
1985 | 4 | 21 | 02:00 | 0
1985 | 4 | 21 | 03:00 | 0
1985 | 4 | 21 | 04:00 | 0
1985 | 4 | 21 | 05:00 | 0
1985 | 4 | 21 | 06:00 | 0
1985 | 4 | 21 | 07:00 | 104
1985 | 4 | 21 | 08:00 | 464
1985 | 4 | 21 | 09:00 | 564
1985 | 4 | 21 | 10:00 | 2136
1985 | 4 | 21 | 11:00 | 2361
1985 | 4 | 21 | 12:00 | 2807
1985 | 4 | 21 | 13:00 | 2661
1985 | 4 | 21 | 14:00 | 2069
1985 | 4 | 21 | 15:00 | 2071
1985 | 4 | 21 | 16:00 | 1354
1985 | 4 | 21 | 17:00 | 664
1985 | 4 | 21 | 18:00 | 10
1985 | 4 | 21 | 19:00 | 0
1985 | 4 | 21 | 20:00 | 0
1985 | 4 | 21 | 21:00 | 0
1985 | 4 | 21 | 22:00 | 0
1985 | 4 | 21 | 23:00 | 0
1985 | 4 | 21 | 24:00 | 0
1985 | 4 | 22 | 01:00 | 0
1985 | 4 | 22 | 02:00 | 0
1985 | 4 | 22 | 03:00 | 0
1985 | 4 | 22 | 04:00 | 0
1985 | 4 | 22 | 05:00 | 0
1985 | 4 | 22 | 06:00 | 0
1985 | 4 | 22 | 07:00 | 99
1985 | 4 | 22 | 08:00 | 731
1985 | 4 | 22 | 09:00 | 917
1985 | 4 | 22 | 10:00 | 683
1985 | 4 | 22 | 11:00 | 502
1985 | 4 | 22 | 12:00 | 1079
1985 | 4 | 22 | 13:00 | 812
1985 | 4 | 22 | 14:00 | 932
1985 | 4 | 22 | 15:00 | 688
1985 | 4 | 22 | 16:00 | 1322
1985 | 4 | 22 | 17:00 | 699
1985 | 4 | 22 | 18:00 | 8
1985 | 4 | 22 | 19:00 | 0
1985 | 4 | 22 | 20:00 | 0
1985 | 4 | 22 | 21:00 | 0
1985 | 4 | 22 | 22:00 | 0
1985 | 4 | 22 | 23:00 | 0
1985 | 4 | 22 | 24:00 | 0
1985 | 4 | 23 | 01:00 | 0
1985 | 4 | 23 | 02:00 | 0
1985 | 4 | 23 | 03:00 | 0
1985 | 4 | 23 | 04:00 | 0
1985 | 4 | 23 | 05:00 | 0
1985 | 4 | 23 | 06:00 | 1
1985 | 4 | 23 | 07:00 | 122
1985 | 4 | 23 | 08:00 | 308
1985 | 4 | 23 | 09:00 | 766
1985 | 4 | 23 | 10:00 | 1173
1985 | 4 | 23 | 11:00 | 1258
1985 | 4 | 23 | 12:00 | 1148
1985 | 4 | 23 | 13:00 | 2442
1985 | 4 | 23 | 14:00 | 2665
1985 | 4 | 23 | 15:00 | 2000
1985 | 4 | 23 | 16:00 | 1434
1985 | 4 | 23 | 17:00 | 735
1985 | 4 | 23 | 18:00 | 13
1985 | 4 | 23 | 19:00 | 0
1985 | 4 | 23 | 20:00 | 0
1985 | 4 | 23 | 21:00 | 0
1985 | 4 | 23 | 22:00 | 0
1985 | 4 | 23 | 23:00 | 0
1985 | 4 | 23 | 24:00 | 0
1985 | 4 | 24 | 01:00 | 0
1985 | 4 | 24 | 02:00 | 0
1985 | 4 | 24 | 03:00 | 0
1985 | 4 | 24 | 04:00 | 0
1985 | 4 | 24 | 05:00 | 0
1985 | 4 | 24 | 06:00 | 0
1985 | 4 | 24 | 07:00 | 13
1985 | 4 | 24 | 08:00 | 555
1985 | 4 | 24 | 09:00 | 709
1985 | 4 | 24 | 10:00 | 876
1985 | 4 | 24 | 11:00 | 1073
1985 | 4 | 24 | 12:00 | 1069
1985 | 4 | 24 | 13:00 | 2580
1985 | 4 | 24 | 14:00 | 2657
1985 | 4 | 24 | 15:00 | 2205
1985 | 4 | 24 | 16:00 | 1500
1985 | 4 | 24 | 17:00 | 695
1985 | 4 | 24 | 18:00 | 16
1985 | 4 | 24 | 19:00 | 0
1985 | 4 | 24 | 20:00 | 0
1985 | 4 | 24 | 21:00 | 0
1985 | 4 | 24 | 22:00 | 0
1985 | 4 | 24 | 23:00 | 0
1985 | 4 | 24 | 24:00 | 0
1985 | 4 | 25 | 01:00 | 0
1985 | 4 | 25 | 02:00 | 0
1985 | 4 | 25 | 03:00 | 0
1985 | 4 | 25 | 04:00 | 0
1985 | 4 | 25 | 05:00 | 0
1985 | 4 | 25 | 06:00 | 1
1985 | 4 | 25 | 07:00 | 423
1985 | 4 | 25 | 08:00 | 1191
1985 | 4 | 25 | 09:00 | 1957
1985 | 4 | 25 | 10:00 | 2465
1985 | 4 | 25 | 11:00 | 2757
1985 | 4 | 25 | 12:00 | 2883
1985 | 4 | 25 | 13:00 | 2480
1985 | 4 | 25 | 14:00 | 2278
1985 | 4 | 25 | 15:00 | 1984
1985 | 4 | 25 | 16:00 | 1332
1985 | 4 | 25 | 17:00 | 575
1985 | 4 | 25 | 18:00 | 22
1985 | 4 | 25 | 19:00 | 0
1985 | 4 | 25 | 20:00 | 0
1985 | 4 | 25 | 21:00 | 0
1985 | 4 | 25 | 22:00 | 0
1985 | 4 | 25 | 23:00 | 0
1985 | 4 | 25 | 24:00 | 0
1985 | 4 | 26 | 01:00 | 0
1985 | 4 | 26 | 02:00 | 0
1985 | 4 | 26 | 03:00 | 0
1985 | 4 | 26 | 04:00 | 0
1985 | 4 | 26 | 05:00 | 0
1985 | 4 | 26 | 06:00 | 1
1985 | 4 | 26 | 07:00 | 370
1985 | 4 | 26 | 08:00 | 1125
1985 | 4 | 26 | 09:00 | 1793
1985 | 4 | 26 | 10:00 | 2398
1985 | 4 | 26 | 11:00 | 2865
1985 | 4 | 26 | 12:00 | 2999
1985 | 4 | 26 | 13:00 | 2823
1985 | 4 | 26 | 14:00 | 2422
1985 | 4 | 26 | 15:00 | 1436
1985 | 4 | 26 | 16:00 | 1038
1985 | 4 | 26 | 17:00 | 607
1985 | 4 | 26 | 18:00 | 9
1985 | 4 | 26 | 19:00 | 0
1985 | 4 | 26 | 20:00 | 0
1985 | 4 | 26 | 21:00 | 0
1985 | 4 | 26 | 22:00 | 0
1985 | 4 | 26 | 23:00 | 0
1985 | 4 | 26 | 24:00 | 0
1985 | 4 | 27 | 01:00 | 0
1985 | 4 | 27 | 02:00 | 0
1985 | 4 | 27 | 03:00 | 0
1985 | 4 | 27 | 04:00 | 0
1985 | 4 | 27 | 05:00 | 0
1985 | 4 | 27 | 06:00 | 0
1985 | 4 | 27 | 07:00 | 249
1985 | 4 | 27 | 08:00 | 731
1985 | 4 | 27 | 09:00 | 1088
1985 | 4 | 27 | 10:00 | 1116
1985 | 4 | 27 | 11:00 | 2056
1985 | 4 | 27 | 12:00 | 2249
1985 | 4 | 27 | 13:00 | 1322
1985 | 4 | 27 | 14:00 | 2602
1985 | 4 | 27 | 15:00 | 2071
1985 | 4 | 27 | 16:00 | 1620
1985 | 4 | 27 | 17:00 | 761
1985 | 4 | 27 | 18:00 | 6
1985 | 4 | 27 | 19:00 | 0
1985 | 4 | 27 | 20:00 | 0
1985 | 4 | 27 | 21:00 | 0
1985 | 4 | 27 | 22:00 | 0
1985 | 4 | 27 | 23:00 | 0
1985 | 4 | 27 | 24:00 | 0
1985 | 4 | 28 | 01:00 | 0
1985 | 4 | 28 | 02:00 | 0
1985 | 4 | 28 | 03:00 | 0
1985 | 4 | 28 | 04:00 | 0
1985 | 4 | 28 | 05:00 | 0
1985 | 4 | 28 | 06:00 | 3
1985 | 4 | 28 | 07:00 | 396
1985 | 4 | 28 | 08:00 | 893
1985 | 4 | 28 | 09:00 | 1266
1985 | 4 | 28 | 10:00 | 1214
1985 | 4 | 28 | 11:00 | 1851
1985 | 4 | 28 | 12:00 | 1857
1985 | 4 | 28 | 13:00 | 774
1985 | 4 | 28 | 14:00 | 760
1985 | 4 | 28 | 15:00 | 400
1985 | 4 | 28 | 16:00 | 132
1985 | 4 | 28 | 17:00 | 29
1985 | 4 | 28 | 18:00 | 2
1985 | 4 | 28 | 19:00 | 0
1985 | 4 | 28 | 20:00 | 0
1985 | 4 | 28 | 21:00 | 0
1985 | 4 | 28 | 22:00 | 0
1985 | 4 | 28 | 23:00 | 0
1985 | 4 | 28 | 24:00 | 0
1985 | 4 | 29 | 01:00 | 0
1985 | 4 | 29 | 02:00 | 0
1985 | 4 | 29 | 03:00 | 0
1985 | 4 | 29 | 04:00 | 0
1985 | 4 | 29 | 05:00 | 0
1985 | 4 | 29 | 06:00 | 1
1985 | 4 | 29 | 07:00 | 287
1985 | 4 | 29 | 08:00 | 1134
1985 | 4 | 29 | 09:00 | 1857
1985 | 4 | 29 | 10:00 | 2495
1985 | 4 | 29 | 11:00 | 2828
1985 | 4 | 29 | 12:00 | 2939
1985 | 4 | 29 | 13:00 | 2858
1985 | 4 | 29 | 14:00 | 2682
1985 | 4 | 29 | 15:00 | 2295
1985 | 4 | 29 | 16:00 | 1567
1985 | 4 | 29 | 17:00 | 735
1985 | 4 | 29 | 18:00 | 8
1985 | 4 | 29 | 19:00 | 0
1985 | 4 | 29 | 20:00 | 0
1985 | 4 | 29 | 21:00 | 0
1985 | 4 | 29 | 22:00 | 0
1985 | 4 | 29 | 23:00 | 0
1985 | 4 | 29 | 24:00 | 0
1985 | 4 | 30 | 01:00 | 0
1985 | 4 | 30 | 02:00 | 0
1985 | 4 | 30 | 03:00 | 0
1985 | 4 | 30 | 04:00 | 0
1985 | 4 | 30 | 05:00 | 0
1985 | 4 | 30 | 06:00 | 1
1985 | 4 | 30 | 07:00 | 420
1985 | 4 | 30 | 08:00 | 1177
1985 | 4 | 30 | 09:00 | 1925
1985 | 4 | 30 | 10:00 | 2147
1985 | 4 | 30 | 11:00 | 2612
1985 | 4 | 30 | 12:00 | 2428
1985 | 4 | 30 | 13:00 | 2009
1985 | 4 | 30 | 14:00 | 2561
1985 | 4 | 30 | 15:00 | 2180
1985 | 4 | 30 | 16:00 | 1495
1985 | 4 | 30 | 17:00 | 700
1985 | 4 | 30 | 18:00 | 32
1985 | 4 | 30 | 19:00 | 0
1985 | 4 | 30 | 20:00 | 0
1985 | 4 | 30 | 21:00 | 0
1985 | 4 | 30 | 22:00 | 0
1985 | 4 | 30 | 23:00 | 0
1985 | 4 | 30 | 24:00 | 0
1987 | 5 | 1 | 01:00 | 0
1987 | 5 | 1 | 02:00 | 0
1987 | 5 | 1 | 03:00 | 0
1987 | 5 | 1 | 04:00 | 0
1987 | 5 | 1 | 05:00 | 0
1987 | 5 | 1 | 06:00 | 2
1987 | 5 | 1 | 07:00 | 417
1987 | 5 | 1 | 08:00 | 974
1987 | 5 | 1 | 09:00 | 1919
1987 | 5 | 1 | 10:00 | 2412
1987 | 5 | 1 | 11:00 | 2504
1987 | 5 | 1 | 12:00 | 2863
1987 | 5 | 1 | 13:00 | 1995
1987 | 5 | 1 | 14:00 | 2250
1987 | 5 | 1 | 15:00 | 1335
1987 | 5 | 1 | 16:00 | 977
1987 | 5 | 1 | 17:00 | 754
1987 | 5 | 1 | 18:00 | 24
1987 | 5 | 1 | 19:00 | 0
1987 | 5 | 1 | 20:00 | 0
1987 | 5 | 1 | 21:00 | 0
1987 | 5 | 1 | 22:00 | 0
1987 | 5 | 1 | 23:00 | 0
1987 | 5 | 1 | 24:00 | 0
1987 | 5 | 2 | 01:00 | 0
1987 | 5 | 2 | 02:00 | 0
1987 | 5 | 2 | 03:00 | 0
1987 | 5 | 2 | 04:00 | 0
1987 | 5 | 2 | 05:00 | 0
1987 | 5 | 2 | 06:00 | 3
1987 | 5 | 2 | 07:00 | 430
1987 | 5 | 2 | 08:00 | 1241
1987 | 5 | 2 | 09:00 | 2029
1987 | 5 | 2 | 10:00 | 2507
1987 | 5 | 2 | 11:00 | 2613
1987 | 5 | 2 | 12:00 | 2997
1987 | 5 | 2 | 13:00 | 2192
1987 | 5 | 2 | 14:00 | 2404
1987 | 5 | 2 | 15:00 | 1464
1987 | 5 | 2 | 16:00 | 1019
1987 | 5 | 2 | 17:00 | 535
1987 | 5 | 2 | 18:00 | 43
1987 | 5 | 2 | 19:00 | 0
1987 | 5 | 2 | 20:00 | 0
1987 | 5 | 2 | 21:00 | 0
1987 | 5 | 2 | 22:00 | 0
1987 | 5 | 2 | 23:00 | 0
1987 | 5 | 2 | 24:00 | 0
1987 | 5 | 3 | 01:00 | 0
1987 | 5 | 3 | 02:00 | 0
1987 | 5 | 3 | 03:00 | 0
1987 | 5 | 3 | 04:00 | 0
1987 | 5 | 3 | 05:00 | 0
1987 | 5 | 3 | 06:00 | 3
1987 | 5 | 3 | 07:00 | 444
1987 | 5 | 3 | 08:00 | 692
1987 | 5 | 3 | 09:00 | 1521
1987 | 5 | 3 | 10:00 | 2184
1987 | 5 | 3 | 11:00 | 2161
1987 | 5 | 3 | 12:00 | 1506
1987 | 5 | 3 | 13:00 | 1182
1987 | 5 | 3 | 14:00 | 1269
1987 | 5 | 3 | 15:00 | 485
1987 | 5 | 3 | 16:00 | 505
1987 | 5 | 3 | 17:00 | 200
1987 | 5 | 3 | 18:00 | 12
1987 | 5 | 3 | 19:00 | 0
1987 | 5 | 3 | 20:00 | 0
1987 | 5 | 3 | 21:00 | 0
1987 | 5 | 3 | 22:00 | 0
1987 | 5 | 3 | 23:00 | 0
1987 | 5 | 3 | 24:00 | 0
1987 | 5 | 4 | 01:00 | 0
1987 | 5 | 4 | 02:00 | 0
1987 | 5 | 4 | 03:00 | 0
1987 | 5 | 4 | 04:00 | 0
1987 | 5 | 4 | 05:00 | 0
1987 | 5 | 4 | 06:00 | 1
1987 | 5 | 4 | 07:00 | 453
1987 | 5 | 4 | 08:00 | 877
1987 | 5 | 4 | 09:00 | 1556
1987 | 5 | 4 | 10:00 | 1787
1987 | 5 | 4 | 11:00 | 1846
1987 | 5 | 4 | 12:00 | 1970
1987 | 5 | 4 | 13:00 | 2307
1987 | 5 | 4 | 14:00 | 1799
1987 | 5 | 4 | 15:00 | 1274
1987 | 5 | 4 | 16:00 | 801
1987 | 5 | 4 | 17:00 | 308
1987 | 5 | 4 | 18:00 | 12
1987 | 5 | 4 | 19:00 | 0
1987 | 5 | 4 | 20:00 | 0
1987 | 5 | 4 | 21:00 | 0
1987 | 5 | 4 | 22:00 | 0
1987 | 5 | 4 | 23:00 | 0
1987 | 5 | 4 | 24:00 | 0
1987 | 5 | 5 | 01:00 | 0
1987 | 5 | 5 | 02:00 | 0
1987 | 5 | 5 | 03:00 | 0
1987 | 5 | 5 | 04:00 | 0
1987 | 5 | 5 | 05:00 | 0
1987 | 5 | 5 | 06:00 | 0
1987 | 5 | 5 | 07:00 | 20
1987 | 5 | 5 | 08:00 | 195
1987 | 5 | 5 | 09:00 | 532
1987 | 5 | 5 | 10:00 | 624
1987 | 5 | 5 | 11:00 | 646
1987 | 5 | 5 | 12:00 | 775
1987 | 5 | 5 | 13:00 | 693
1987 | 5 | 5 | 14:00 | 678
1987 | 5 | 5 | 15:00 | 524
1987 | 5 | 5 | 16:00 | 416
1987 | 5 | 5 | 17:00 | 127
1987 | 5 | 5 | 18:00 | 6
1987 | 5 | 5 | 19:00 | 0
1987 | 5 | 5 | 20:00 | 0
1987 | 5 | 5 | 21:00 | 0
1987 | 5 | 5 | 22:00 | 0
1987 | 5 | 5 | 23:00 | 0
1987 | 5 | 5 | 24:00 | 0
1987 | 5 | 6 | 01:00 | 0
1987 | 5 | 6 | 02:00 | 0
1987 | 5 | 6 | 03:00 | 0
1987 | 5 | 6 | 04:00 | 0
1987 | 5 | 6 | 05:00 | 0
1987 | 5 | 6 | 06:00 | 7
1987 | 5 | 6 | 07:00 | 274
1987 | 5 | 6 | 08:00 | 560
1987 | 5 | 6 | 09:00 | 859
1987 | 5 | 6 | 10:00 | 1070
1987 | 5 | 6 | 11:00 | 1118
1987 | 5 | 6 | 12:00 | 690
1987 | 5 | 6 | 13:00 | 1136
1987 | 5 | 6 | 14:00 | 593
1987 | 5 | 6 | 15:00 | 541
1987 | 5 | 6 | 16:00 | 406
1987 | 5 | 6 | 17:00 | 92
1987 | 5 | 6 | 18:00 | 31
1987 | 5 | 6 | 19:00 | 0
1987 | 5 | 6 | 20:00 | 0
1987 | 5 | 6 | 21:00 | 0
1987 | 5 | 6 | 22:00 | 0
1987 | 5 | 6 | 23:00 | 0
1987 | 5 | 6 | 24:00 | 0
1987 | 5 | 7 | 01:00 | 0
1987 | 5 | 7 | 02:00 | 0
1987 | 5 | 7 | 03:00 | 0
1987 | 5 | 7 | 04:00 | 0
1987 | 5 | 7 | 05:00 | 0
1987 | 5 | 7 | 06:00 | 11
1987 | 5 | 7 | 07:00 | 460
1987 | 5 | 7 | 08:00 | 797
1987 | 5 | 7 | 09:00 | 1719
1987 | 5 | 7 | 10:00 | 2182
1987 | 5 | 7 | 11:00 | 2507
1987 | 5 | 7 | 12:00 | 2386
1987 | 5 | 7 | 13:00 | 2637
1987 | 5 | 7 | 14:00 | 2287
1987 | 5 | 7 | 15:00 | 1900
1987 | 5 | 7 | 16:00 | 1273
1987 | 5 | 7 | 17:00 | 420
1987 | 5 | 7 | 18:00 | 22
1987 | 5 | 7 | 19:00 | 0
1987 | 5 | 7 | 20:00 | 0
1987 | 5 | 7 | 21:00 | 0
1987 | 5 | 7 | 22:00 | 0
1987 | 5 | 7 | 23:00 | 0
1987 | 5 | 7 | 24:00 | 0
1987 | 5 | 8 | 01:00 | 0
1987 | 5 | 8 | 02:00 | 0
1987 | 5 | 8 | 03:00 | 0
1987 | 5 | 8 | 04:00 | 0
1987 | 5 | 8 | 05:00 | 0
1987 | 5 | 8 | 06:00 | 6
1987 | 5 | 8 | 07:00 | 480
1987 | 5 | 8 | 08:00 | 952
1987 | 5 | 8 | 09:00 | 1656
1987 | 5 | 8 | 10:00 | 2371
1987 | 5 | 8 | 11:00 | 2518
1987 | 5 | 8 | 12:00 | 2702
1987 | 5 | 8 | 13:00 | 2597
1987 | 5 | 8 | 14:00 | 2477
1987 | 5 | 8 | 15:00 | 2097
1987 | 5 | 8 | 16:00 | 1436
1987 | 5 | 8 | 17:00 | 571
1987 | 5 | 8 | 18:00 | 9
1987 | 5 | 8 | 19:00 | 0
1987 | 5 | 8 | 20:00 | 0
1987 | 5 | 8 | 21:00 | 0
1987 | 5 | 8 | 22:00 | 0
1987 | 5 | 8 | 23:00 | 0
1987 | 5 | 8 | 24:00 | 0
1987 | 5 | 9 | 01:00 | 0
1987 | 5 | 9 | 02:00 | 0
1987 | 5 | 9 | 03:00 | 0
1987 | 5 | 9 | 04:00 | 0
1987 | 5 | 9 | 05:00 | 0
1987 | 5 | 9 | 06:00 | 1
1987 | 5 | 9 | 07:00 | 452
1987 | 5 | 9 | 08:00 | 1167
1987 | 5 | 9 | 09:00 | 1821
1987 | 5 | 9 | 10:00 | 2408
1987 | 5 | 9 | 11:00 | 1548
1987 | 5 | 9 | 12:00 | 2290
1987 | 5 | 9 | 13:00 | 2365
1987 | 5 | 9 | 14:00 | 1593
1987 | 5 | 9 | 15:00 | 1129
1987 | 5 | 9 | 16:00 | 1467
1987 | 5 | 9 | 17:00 | 726
1987 | 5 | 9 | 18:00 | 10
1987 | 5 | 9 | 19:00 | 0
1987 | 5 | 9 | 20:00 | 0
1987 | 5 | 9 | 21:00 | 0
1987 | 5 | 9 | 22:00 | 0
1987 | 5 | 9 | 23:00 | 0
1987 | 5 | 9 | 24:00 | 0
1987 | 5 | 10 | 01:00 | 0
1987 | 5 | 10 | 02:00 | 0
1987 | 5 | 10 | 03:00 | 0
1987 | 5 | 10 | 04:00 | 0
1987 | 5 | 10 | 05:00 | 0
1987 | 5 | 10 | 06:00 | 8
1987 | 5 | 10 | 07:00 | 476
1987 | 5 | 10 | 08:00 | 1029
1987 | 5 | 10 | 09:00 | 1669
1987 | 5 | 10 | 10:00 | 2206
1987 | 5 | 10 | 11:00 | 2205
1987 | 5 | 10 | 12:00 | 2791
1987 | 5 | 10 | 13:00 | 2540
1987 | 5 | 10 | 14:00 | 2410
1987 | 5 | 10 | 15:00 | 1952
1987 | 5 | 10 | 16:00 | 1358
1987 | 5 | 10 | 17:00 | 644
1987 | 5 | 10 | 18:00 | 30
1987 | 5 | 10 | 19:00 | 0
1987 | 5 | 10 | 20:00 | 0
1987 | 5 | 10 | 21:00 | 0
1987 | 5 | 10 | 22:00 | 0
1987 | 5 | 10 | 23:00 | 0
1987 | 5 | 10 | 24:00 | 0
1987 | 5 | 11 | 01:00 | 0
1987 | 5 | 11 | 02:00 | 0
1987 | 5 | 11 | 03:00 | 0
1987 | 5 | 11 | 04:00 | 0
1987 | 5 | 11 | 05:00 | 0
1987 | 5 | 11 | 06:00 | 3
1987 | 5 | 11 | 07:00 | 448
1987 | 5 | 11 | 08:00 | 1247
1987 | 5 | 11 | 09:00 | 2023
1987 | 5 | 11 | 10:00 | 2335
1987 | 5 | 11 | 11:00 | 2843
1987 | 5 | 11 | 12:00 | 2405
1987 | 5 | 11 | 13:00 | 2212
1987 | 5 | 11 | 14:00 | 2455
1987 | 5 | 11 | 15:00 | 2038
1987 | 5 | 11 | 16:00 | 1434
1987 | 5 | 11 | 17:00 | 666
1987 | 5 | 11 | 18:00 | 46
1987 | 5 | 11 | 19:00 | 0
1987 | 5 | 11 | 20:00 | 0
1987 | 5 | 11 | 21:00 | 0
1987 | 5 | 11 | 22:00 | 0
1987 | 5 | 11 | 23:00 | 0
1987 | 5 | 11 | 24:00 | 0
1987 | 5 | 12 | 01:00 | 0
1987 | 5 | 12 | 02:00 | 0
1987 | 5 | 12 | 03:00 | 0
1987 | 5 | 12 | 04:00 | 0
1987 | 5 | 12 | 05:00 | 0
1987 | 5 | 12 | 06:00 | 5
1987 | 5 | 12 | 07:00 | 481
1987 | 5 | 12 | 08:00 | 97
1987 | 5 | 12 | 09:00 | 399
1987 | 5 | 12 | 10:00 | 568
1987 | 5 | 12 | 11:00 | 441
1987 | 5 | 12 | 12:00 | 1043
1987 | 5 | 12 | 13:00 | 1070
1987 | 5 | 12 | 14:00 | 2416
1987 | 5 | 12 | 15:00 | 1639
1987 | 5 | 12 | 16:00 | 1400
1987 | 5 | 12 | 17:00 | 718
1987 | 5 | 12 | 18:00 | 30
1987 | 5 | 12 | 19:00 | 0
1987 | 5 | 12 | 20:00 | 0
1987 | 5 | 12 | 21:00 | 0
1987 | 5 | 12 | 22:00 | 0
1987 | 5 | 12 | 23:00 | 0
1987 | 5 | 12 | 24:00 | 0
1987 | 5 | 13 | 01:00 | 0
1987 | 5 | 13 | 02:00 | 0
1987 | 5 | 13 | 03:00 | 0
1987 | 5 | 13 | 04:00 | 0
1987 | 5 | 13 | 05:00 | 0
1987 | 5 | 13 | 06:00 | 1
1987 | 5 | 13 | 07:00 | 462
1987 | 5 | 13 | 08:00 | 1288
1987 | 5 | 13 | 09:00 | 2052
1987 | 5 | 13 | 10:00 | 2501
1987 | 5 | 13 | 11:00 | 2841
1987 | 5 | 13 | 12:00 | 2835
1987 | 5 | 13 | 13:00 | 2611
1987 | 5 | 13 | 14:00 | 2499
1987 | 5 | 13 | 15:00 | 2072
1987 | 5 | 13 | 16:00 | 1512
1987 | 5 | 13 | 17:00 | 749
1987 | 5 | 13 | 18:00 | 14
1987 | 5 | 13 | 19:00 | 0
1987 | 5 | 13 | 20:00 | 0
1987 | 5 | 13 | 21:00 | 0
1987 | 5 | 13 | 22:00 | 0
1987 | 5 | 13 | 23:00 | 0
1987 | 5 | 13 | 24:00 | 0
1987 | 5 | 14 | 01:00 | 0
1987 | 5 | 14 | 02:00 | 0
1987 | 5 | 14 | 03:00 | 0
1987 | 5 | 14 | 04:00 | 0
1987 | 5 | 14 | 05:00 | 0
1987 | 5 | 14 | 06:00 | 6
1987 | 5 | 14 | 07:00 | 466
1987 | 5 | 14 | 08:00 | 1218
1987 | 5 | 14 | 09:00 | 1957
1987 | 5 | 14 | 10:00 | 2474
1987 | 5 | 14 | 11:00 | 2827
1987 | 5 | 14 | 12:00 | 2963
1987 | 5 | 14 | 13:00 | 2906
1987 | 5 | 14 | 14:00 | 2612
1987 | 5 | 14 | 15:00 | 2152
1987 | 5 | 14 | 16:00 | 1482
1987 | 5 | 14 | 17:00 | 721
1987 | 5 | 14 | 18:00 | 26
1987 | 5 | 14 | 19:00 | 0
1987 | 5 | 14 | 20:00 | 0
1987 | 5 | 14 | 21:00 | 0
1987 | 5 | 14 | 22:00 | 0
1987 | 5 | 14 | 23:00 | 0
1987 | 5 | 14 | 24:00 | 0
1987 | 5 | 15 | 01:00 | 0
1987 | 5 | 15 | 02:00 | 0
1987 | 5 | 15 | 03:00 | 0
1987 | 5 | 15 | 04:00 | 0
1987 | 5 | 15 | 05:00 | 0
1987 | 5 | 15 | 06:00 | 5
1987 | 5 | 15 | 07:00 | 11
1987 | 5 | 15 | 08:00 | 147
1987 | 5 | 15 | 09:00 | 699
1987 | 5 | 15 | 10:00 | 932
1987 | 5 | 15 | 11:00 | 1020
1987 | 5 | 15 | 12:00 | 1161
1987 | 5 | 15 | 13:00 | 1451
1987 | 5 | 15 | 14:00 | 2621
1987 | 5 | 15 | 15:00 | 2138
1987 | 5 | 15 | 16:00 | 1388
1987 | 5 | 15 | 17:00 | 725
1987 | 5 | 15 | 18:00 | 23
1987 | 5 | 15 | 19:00 | 0
1987 | 5 | 15 | 20:00 | 0
1987 | 5 | 15 | 21:00 | 0
1987 | 5 | 15 | 22:00 | 0
1987 | 5 | 15 | 23:00 | 0
1987 | 5 | 15 | 24:00 | 0
1987 | 5 | 16 | 01:00 | 0
1987 | 5 | 16 | 02:00 | 0
1987 | 5 | 16 | 03:00 | 0
1987 | 5 | 16 | 04:00 | 0
1987 | 5 | 16 | 05:00 | 0
1987 | 5 | 16 | 06:00 | 1
1987 | 5 | 16 | 07:00 | 475
1987 | 5 | 16 | 08:00 | 1344
1987 | 5 | 16 | 09:00 | 2078
1987 | 5 | 16 | 10:00 | 2578
1987 | 5 | 16 | 11:00 | 2907
1987 | 5 | 16 | 12:00 | 3087
1987 | 5 | 16 | 13:00 | 3006
1987 | 5 | 16 | 14:00 | 2721
1987 | 5 | 16 | 15:00 | 2238
1987 | 5 | 16 | 16:00 | 1442
1987 | 5 | 16 | 17:00 | 747
1987 | 5 | 16 | 18:00 | 12
1987 | 5 | 16 | 19:00 | 0
1987 | 5 | 16 | 20:00 | 0
1987 | 5 | 16 | 21:00 | 0
1987 | 5 | 16 | 22:00 | 0
1987 | 5 | 16 | 23:00 | 0
1987 | 5 | 16 | 24:00 | 0
1987 | 5 | 17 | 01:00 | 0
1987 | 5 | 17 | 02:00 | 0
1987 | 5 | 17 | 03:00 | 0
1987 | 5 | 17 | 04:00 | 0
1987 | 5 | 17 | 05:00 | 0
1987 | 5 | 17 | 06:00 | 9
1987 | 5 | 17 | 07:00 | 24
1987 | 5 | 17 | 08:00 | 644
1987 | 5 | 17 | 09:00 | 708
1987 | 5 | 17 | 10:00 | 751
1987 | 5 | 17 | 11:00 | 2270
1987 | 5 | 17 | 12:00 | 2094
1987 | 5 | 17 | 13:00 | 744
1987 | 5 | 17 | 14:00 | 666
1987 | 5 | 17 | 15:00 | 694
1987 | 5 | 17 | 16:00 | 774
1987 | 5 | 17 | 17:00 | 402
1987 | 5 | 17 | 18:00 | 32
1987 | 5 | 17 | 19:00 | 0
1987 | 5 | 17 | 20:00 | 0
1987 | 5 | 17 | 21:00 | 0
1987 | 5 | 17 | 22:00 | 0
1987 | 5 | 17 | 23:00 | 0
1987 | 5 | 17 | 24:00 | 0
1987 | 5 | 18 | 01:00 | 0
1987 | 5 | 18 | 02:00 | 0
1987 | 5 | 18 | 03:00 | 0
1987 | 5 | 18 | 04:00 | 0
1987 | 5 | 18 | 05:00 | 0
1987 | 5 | 18 | 06:00 | 12
1987 | 5 | 18 | 07:00 | 387
1987 | 5 | 18 | 08:00 | 655
1987 | 5 | 18 | 09:00 | 847
1987 | 5 | 18 | 10:00 | 1058
1987 | 5 | 18 | 11:00 | 1141
1987 | 5 | 18 | 12:00 | 1131
1987 | 5 | 18 | 13:00 | 2312
1987 | 5 | 18 | 14:00 | 2157
1987 | 5 | 18 | 15:00 | 757
1987 | 5 | 18 | 16:00 | 615
1987 | 5 | 18 | 17:00 | 364
1987 | 5 | 18 | 18:00 | 39
1987 | 5 | 18 | 19:00 | 0
1987 | 5 | 18 | 20:00 | 0
1987 | 5 | 18 | 21:00 | 0
1987 | 5 | 18 | 22:00 | 0
1987 | 5 | 18 | 23:00 | 0
1987 | 5 | 18 | 24:00 | 0
1987 | 5 | 19 | 01:00 | 0
1987 | 5 | 19 | 02:00 | 0
1987 | 5 | 19 | 03:00 | 0
1987 | 5 | 19 | 04:00 | 0
1987 | 5 | 19 | 05:00 | 0
1987 | 5 | 19 | 06:00 | 6
1987 | 5 | 19 | 07:00 | 465
1987 | 5 | 19 | 08:00 | 1225
1987 | 5 | 19 | 09:00 | 1974
1987 | 5 | 19 | 10:00 | 2335
1987 | 5 | 19 | 11:00 | 2631
1987 | 5 | 19 | 12:00 | 2662
1987 | 5 | 19 | 13:00 | 2366
1987 | 5 | 19 | 14:00 | 2512
1987 | 5 | 19 | 15:00 | 2067
1987 | 5 | 19 | 16:00 | 1460
1987 | 5 | 19 | 17:00 | 754
1987 | 5 | 19 | 18:00 | 47
1987 | 5 | 19 | 19:00 | 0
1987 | 5 | 19 | 20:00 | 0
1987 | 5 | 19 | 21:00 | 0
1987 | 5 | 19 | 22:00 | 0
1987 | 5 | 19 | 23:00 | 0
1987 | 5 | 19 | 24:00 | 0
1987 | 5 | 20 | 01:00 | 0
1987 | 5 | 20 | 02:00 | 0
1987 | 5 | 20 | 03:00 | 0
1987 | 5 | 20 | 04:00 | 0
1987 | 5 | 20 | 05:00 | 0
1987 | 5 | 20 | 06:00 | 9
1987 | 5 | 20 | 07:00 | 451
1987 | 5 | 20 | 08:00 | 1131
1987 | 5 | 20 | 09:00 | 1824
1987 | 5 | 20 | 10:00 | 1723
1987 | 5 | 20 | 11:00 | 2248
1987 | 5 | 20 | 12:00 | 1418
1987 | 5 | 20 | 13:00 | 1677
1987 | 5 | 20 | 14:00 | 2019
1987 | 5 | 20 | 15:00 | 745
1987 | 5 | 20 | 16:00 | 493
1987 | 5 | 20 | 17:00 | 545
1987 | 5 | 20 | 18:00 | 70
1987 | 5 | 20 | 19:00 | 1
1987 | 5 | 20 | 20:00 | 0
1987 | 5 | 20 | 21:00 | 0
1987 | 5 | 20 | 22:00 | 0
1987 | 5 | 20 | 23:00 | 0
1987 | 5 | 20 | 24:00 | 0
1987 | 5 | 21 | 01:00 | 0
1987 | 5 | 21 | 02:00 | 0
1987 | 5 | 21 | 03:00 | 0
1987 | 5 | 21 | 04:00 | 0
1987 | 5 | 21 | 05:00 | 0
1987 | 5 | 21 | 06:00 | 27
1987 | 5 | 21 | 07:00 | 45
1987 | 5 | 21 | 08:00 | 610
1987 | 5 | 21 | 09:00 | 678
1987 | 5 | 21 | 10:00 | 766
1987 | 5 | 21 | 11:00 | 905
1987 | 5 | 21 | 12:00 | 1730
1987 | 5 | 21 | 13:00 | 1210
1987 | 5 | 21 | 14:00 | 921
1987 | 5 | 21 | 15:00 | 683
1987 | 5 | 21 | 16:00 | 618
1987 | 5 | 21 | 17:00 | 404
1987 | 5 | 21 | 18:00 | 24
1987 | 5 | 21 | 19:00 | 0
1987 | 5 | 21 | 20:00 | 0
1987 | 5 | 21 | 21:00 | 0
1987 | 5 | 21 | 22:00 | 0
1987 | 5 | 21 | 23:00 | 0
1987 | 5 | 21 | 24:00 | 0
1987 | 5 | 22 | 01:00 | 0
1987 | 5 | 22 | 02:00 | 0
1987 | 5 | 22 | 03:00 | 0
1987 | 5 | 22 | 04:00 | 0
1987 | 5 | 22 | 05:00 | 0
1987 | 5 | 22 | 06:00 | 22
1987 | 5 | 22 | 07:00 | 457
1987 | 5 | 22 | 08:00 | 1088
1987 | 5 | 22 | 09:00 | 1702
1987 | 5 | 22 | 10:00 | 2020
1987 | 5 | 22 | 11:00 | 2571
1987 | 5 | 22 | 12:00 | 2660
1987 | 5 | 22 | 13:00 | 2179
1987 | 5 | 22 | 14:00 | 2251
1987 | 5 | 22 | 15:00 | 1880
1987 | 5 | 22 | 16:00 | 967
1987 | 5 | 22 | 17:00 | 618
1987 | 5 | 22 | 18:00 | 33
1987 | 5 | 22 | 19:00 | 0
1987 | 5 | 22 | 20:00 | 0
1987 | 5 | 22 | 21:00 | 0
1987 | 5 | 22 | 22:00 | 0
1987 | 5 | 22 | 23:00 | 0
1987 | 5 | 22 | 24:00 | 0
1987 | 5 | 23 | 01:00 | 0
1987 | 5 | 23 | 02:00 | 0
1987 | 5 | 23 | 03:00 | 0
1987 | 5 | 23 | 04:00 | 0
1987 | 5 | 23 | 05:00 | 0
1987 | 5 | 23 | 06:00 | 6
1987 | 5 | 23 | 07:00 | 212
1987 | 5 | 23 | 08:00 | 540
1987 | 5 | 23 | 09:00 | 1020
1987 | 5 | 23 | 10:00 | 624
1987 | 5 | 23 | 11:00 | 849
1987 | 5 | 23 | 12:00 | 1213
1987 | 5 | 23 | 13:00 | 1307
1987 | 5 | 23 | 14:00 | 960
1987 | 5 | 23 | 15:00 | 803
1987 | 5 | 23 | 16:00 | 752
1987 | 5 | 23 | 17:00 | 425
1987 | 5 | 23 | 18:00 | 66
1987 | 5 | 23 | 19:00 | 0
1987 | 5 | 23 | 20:00 | 0
1987 | 5 | 23 | 21:00 | 0
1987 | 5 | 23 | 22:00 | 0
1987 | 5 | 23 | 23:00 | 0
1987 | 5 | 23 | 24:00 | 0
1987 | 5 | 24 | 01:00 | 0
1987 | 5 | 24 | 02:00 | 0
1987 | 5 | 24 | 03:00 | 0
1987 | 5 | 24 | 04:00 | 0
1987 | 5 | 24 | 05:00 | 0
1987 | 5 | 24 | 06:00 | 1
1987 | 5 | 24 | 07:00 | 60
1987 | 5 | 24 | 08:00 | 371
1987 | 5 | 24 | 09:00 | 831
1987 | 5 | 24 | 10:00 | 622
1987 | 5 | 24 | 11:00 | 1519
1987 | 5 | 24 | 12:00 | 1496
1987 | 5 | 24 | 13:00 | 1014
1987 | 5 | 24 | 14:00 | 1040
1987 | 5 | 24 | 15:00 | 820
1987 | 5 | 24 | 16:00 | 611
1987 | 5 | 24 | 17:00 | 467
1987 | 5 | 24 | 18:00 | 42
1987 | 5 | 24 | 19:00 | 0
1987 | 5 | 24 | 20:00 | 0
1987 | 5 | 24 | 21:00 | 0
1987 | 5 | 24 | 22:00 | 0
1987 | 5 | 24 | 23:00 | 0
1987 | 5 | 24 | 24:00 | 0
1987 | 5 | 25 | 01:00 | 0
1987 | 5 | 25 | 02:00 | 0
1987 | 5 | 25 | 03:00 | 0
1987 | 5 | 25 | 04:00 | 0
1987 | 5 | 25 | 05:00 | 0
1987 | 5 | 25 | 06:00 | 18
1987 | 5 | 25 | 07:00 | 380
1987 | 5 | 25 | 08:00 | 589
1987 | 5 | 25 | 09:00 | 904
1987 | 5 | 25 | 10:00 | 1098
1987 | 5 | 25 | 11:00 | 1112
1987 | 5 | 25 | 12:00 | 1086
1987 | 5 | 25 | 13:00 | 1073
1987 | 5 | 25 | 14:00 | 1157
1987 | 5 | 25 | 15:00 | 855
1987 | 5 | 25 | 16:00 | 680
1987 | 5 | 25 | 17:00 | 424
1987 | 5 | 25 | 18:00 | 47
1987 | 5 | 25 | 19:00 | 1
1987 | 5 | 25 | 20:00 | 0
1987 | 5 | 25 | 21:00 | 0
1987 | 5 | 25 | 22:00 | 0
1987 | 5 | 25 | 23:00 | 0
1987 | 5 | 25 | 24:00 | 0
1987 | 5 | 26 | 01:00 | 0
1987 | 5 | 26 | 02:00 | 0
1987 | 5 | 26 | 03:00 | 0
1987 | 5 | 26 | 04:00 | 0
1987 | 5 | 26 | 05:00 | 0
1987 | 5 | 26 | 06:00 | 14
1987 | 5 | 26 | 07:00 | 82
1987 | 5 | 26 | 08:00 | 1200
1987 | 5 | 26 | 09:00 | 1809
1987 | 5 | 26 | 10:00 | 2096
1987 | 5 | 26 | 11:00 | 2395
1987 | 5 | 26 | 12:00 | 2407
1987 | 5 | 26 | 13:00 | 2642
1987 | 5 | 26 | 14:00 | 2388
1987 | 5 | 26 | 15:00 | 2085
1987 | 5 | 26 | 16:00 | 1251
1987 | 5 | 26 | 17:00 | 654
1987 | 5 | 26 | 18:00 | 41
1987 | 5 | 26 | 19:00 | 0
1987 | 5 | 26 | 20:00 | 0
1987 | 5 | 26 | 21:00 | 0
1987 | 5 | 26 | 22:00 | 0
1987 | 5 | 26 | 23:00 | 0
1987 | 5 | 26 | 24:00 | 0
1987 | 5 | 27 | 01:00 | 0
1987 | 5 | 27 | 02:00 | 0
1987 | 5 | 27 | 03:00 | 0
1987 | 5 | 27 | 04:00 | 0
1987 | 5 | 27 | 05:00 | 0
1987 | 5 | 27 | 06:00 | 18
1987 | 5 | 27 | 07:00 | 198
1987 | 5 | 27 | 08:00 | 637
1987 | 5 | 27 | 09:00 | 869
1987 | 5 | 27 | 10:00 | 1216
1987 | 5 | 27 | 11:00 | 1827
1987 | 5 | 27 | 12:00 | 1734
1987 | 5 | 27 | 13:00 | 2266
1987 | 5 | 27 | 14:00 | 873
1987 | 5 | 27 | 15:00 | 719
1987 | 5 | 27 | 16:00 | 634
1987 | 5 | 27 | 17:00 | 389
1987 | 5 | 27 | 18:00 | 16
1987 | 5 | 27 | 19:00 | 1
1987 | 5 | 27 | 20:00 | 0
1987 | 5 | 27 | 21:00 | 0
1987 | 5 | 27 | 22:00 | 0
1987 | 5 | 27 | 23:00 | 0
1987 | 5 | 27 | 24:00 | 0
1987 | 5 | 28 | 01:00 | 0
1987 | 5 | 28 | 02:00 | 0
1987 | 5 | 28 | 03:00 | 0
1987 | 5 | 28 | 04:00 | 0
1987 | 5 | 28 | 05:00 | 0
1987 | 5 | 28 | 06:00 | 40
1987 | 5 | 28 | 07:00 | 429
1987 | 5 | 28 | 08:00 | 1109
1987 | 5 | 28 | 09:00 | 1652
1987 | 5 | 28 | 10:00 | 1832
1987 | 5 | 28 | 11:00 | 1910
1987 | 5 | 28 | 12:00 | 2217
1987 | 5 | 28 | 13:00 | 2293
1987 | 5 | 28 | 14:00 | 2260
1987 | 5 | 28 | 15:00 | 1898
1987 | 5 | 28 | 16:00 | 975
1987 | 5 | 28 | 17:00 | 672
1987 | 5 | 28 | 18:00 | 22
1987 | 5 | 28 | 19:00 | 0
1987 | 5 | 28 | 20:00 | 0
1987 | 5 | 28 | 21:00 | 0
1987 | 5 | 28 | 22:00 | 0
1987 | 5 | 28 | 23:00 | 0
1987 | 5 | 28 | 24:00 | 0
1987 | 5 | 29 | 01:00 | 0
1987 | 5 | 29 | 02:00 | 0
1987 | 5 | 29 | 03:00 | 0
1987 | 5 | 29 | 04:00 | 0
1987 | 5 | 29 | 05:00 | 0
1987 | 5 | 29 | 06:00 | 10
1987 | 5 | 29 | 07:00 | 408
1987 | 5 | 29 | 08:00 | 1100
1987 | 5 | 29 | 09:00 | 1698
1987 | 5 | 29 | 10:00 | 2155
1987 | 5 | 29 | 11:00 | 2004
1987 | 5 | 29 | 12:00 | 2577
1987 | 5 | 29 | 13:00 | 2197
1987 | 5 | 29 | 14:00 | 1963
1987 | 5 | 29 | 15:00 | 1898
1987 | 5 | 29 | 16:00 | 1213
1987 | 5 | 29 | 17:00 | 391
1987 | 5 | 29 | 18:00 | 68
1987 | 5 | 29 | 19:00 | 1
1987 | 5 | 29 | 20:00 | 0
1987 | 5 | 29 | 21:00 | 0
1987 | 5 | 29 | 22:00 | 0
1987 | 5 | 29 | 23:00 | 0
1987 | 5 | 29 | 24:00 | 0
1987 | 5 | 30 | 01:00 | 0
1987 | 5 | 30 | 02:00 | 0
1987 | 5 | 30 | 03:00 | 0
1987 | 5 | 30 | 04:00 | 0
1987 | 5 | 30 | 05:00 | 0
1987 | 5 | 30 | 06:00 | 1
1987 | 5 | 30 | 07:00 | 402
1987 | 5 | 30 | 08:00 | 1136
1987 | 5 | 30 | 09:00 | 1814
1987 | 5 | 30 | 10:00 | 2114
1987 | 5 | 30 | 11:00 | 2420
1987 | 5 | 30 | 12:00 | 2518
1987 | 5 | 30 | 13:00 | 2484
1987 | 5 | 30 | 14:00 | 2255
1987 | 5 | 30 | 15:00 | 1907
1987 | 5 | 30 | 16:00 | 1414
1987 | 5 | 30 | 17:00 | 645
1987 | 5 | 30 | 18:00 | 7
1987 | 5 | 30 | 19:00 | 0
1987 | 5 | 30 | 20:00 | 0
1987 | 5 | 30 | 21:00 | 0
1987 | 5 | 30 | 22:00 | 0
1987 | 5 | 30 | 23:00 | 0
1987 | 5 | 30 | 24:00 | 0
1987 | 5 | 31 | 01:00 | 0
1987 | 5 | 31 | 02:00 | 0
1987 | 5 | 31 | 03:00 | 0
1987 | 5 | 31 | 04:00 | 0
1987 | 5 | 31 | 05:00 | 0
1987 | 5 | 31 | 06:00 | 3
1987 | 5 | 31 | 07:00 | 414
1987 | 5 | 31 | 08:00 | 1102
1987 | 5 | 31 | 09:00 | 1747
1987 | 5 | 31 | 10:00 | 2217
1987 | 5 | 31 | 11:00 | 2484
1987 | 5 | 31 | 12:00 | 2578
1987 | 5 | 31 | 13:00 | 2395
1987 | 5 | 31 | 14:00 | 2317
1987 | 5 | 31 | 15:00 | 1876
1987 | 5 | 31 | 16:00 | 1349
1987 | 5 | 31 | 17:00 | 698
1987 | 5 | 31 | 18:00 | 21
1987 | 5 | 31 | 19:00 | 1
1987 | 5 | 31 | 20:00 | 0
1987 | 5 | 31 | 21:00 | 0
1987 | 5 | 31 | 22:00 | 0
1987 | 5 | 31 | 23:00 | 0
1987 | 5 | 31 | 24:00 | 0
1970 | 6 | 1 | 01:00 | 0
1970 | 6 | 1 | 02:00 | 0
1970 | 6 | 1 | 03:00 | 0
1970 | 6 | 1 | 04:00 | 0
1970 | 6 | 1 | 05:00 | 0
1970 | 6 | 1 | 06:00 | 11
1970 | 6 | 1 | 07:00 | 311
1970 | 6 | 1 | 08:00 | 625
1970 | 6 | 1 | 09:00 | 954
1970 | 6 | 1 | 10:00 | 719
1970 | 6 | 1 | 11:00 | 1742
1970 | 6 | 1 | 12:00 | 1785
1970 | 6 | 1 | 13:00 | 2228
1970 | 6 | 1 | 14:00 | 1745
1970 | 6 | 1 | 15:00 | 1199
1970 | 6 | 1 | 16:00 | 1286
1970 | 6 | 1 | 17:00 | 552
1970 | 6 | 1 | 18:00 | 54
1970 | 6 | 1 | 19:00 | 3
1970 | 6 | 1 | 20:00 | 0
1970 | 6 | 1 | 21:00 | 0
1970 | 6 | 1 | 22:00 | 0
1970 | 6 | 1 | 23:00 | 0
1970 | 6 | 1 | 24:00 | 0
1970 | 6 | 2 | 01:00 | 0
1970 | 6 | 2 | 02:00 | 0
1970 | 6 | 2 | 03:00 | 0
1970 | 6 | 2 | 04:00 | 0
1970 | 6 | 2 | 05:00 | 0
1970 | 6 | 2 | 06:00 | 2
1970 | 6 | 2 | 07:00 | 387
1970 | 6 | 2 | 08:00 | 1130
1970 | 6 | 2 | 09:00 | 1779
1970 | 6 | 2 | 10:00 | 2241
1970 | 6 | 2 | 11:00 | 2400
1970 | 6 | 2 | 12:00 | 2350
1970 | 6 | 2 | 13:00 | 2396
1970 | 6 | 2 | 14:00 | 2361
1970 | 6 | 2 | 15:00 | 1682
1970 | 6 | 2 | 16:00 | 1322
1970 | 6 | 2 | 17:00 | 689
1970 | 6 | 2 | 18:00 | 9
1970 | 6 | 2 | 19:00 | 0
1970 | 6 | 2 | 20:00 | 0
1970 | 6 | 2 | 21:00 | 0
1970 | 6 | 2 | 22:00 | 0
1970 | 6 | 2 | 23:00 | 0
1970 | 6 | 2 | 24:00 | 0
1970 | 6 | 3 | 01:00 | 0
1970 | 6 | 3 | 02:00 | 0
1970 | 6 | 3 | 03:00 | 0
1970 | 6 | 3 | 04:00 | 0
1970 | 6 | 3 | 05:00 | 0
1970 | 6 | 3 | 06:00 | 11
1970 | 6 | 3 | 07:00 | 101
1970 | 6 | 3 | 08:00 | 686
1970 | 6 | 3 | 09:00 | 982
1970 | 6 | 3 | 10:00 | 1232
1970 | 6 | 3 | 11:00 | 1466
1970 | 6 | 3 | 12:00 | 1556
1970 | 6 | 3 | 13:00 | 1765
1970 | 6 | 3 | 14:00 | 1239
1970 | 6 | 3 | 15:00 | 922
1970 | 6 | 3 | 16:00 | 124
1970 | 6 | 3 | 17:00 | 504
1970 | 6 | 3 | 18:00 | 28
1970 | 6 | 3 | 19:00 | 1
1970 | 6 | 3 | 20:00 | 0
1970 | 6 | 3 | 21:00 | 0
1970 | 6 | 3 | 22:00 | 0
1970 | 6 | 3 | 23:00 | 0
1970 | 6 | 3 | 24:00 | 0
1970 | 6 | 4 | 01:00 | 0
1970 | 6 | 4 | 02:00 | 0
1970 | 6 | 4 | 03:00 | 0
1970 | 6 | 4 | 04:00 | 0
1970 | 6 | 4 | 05:00 | 0
1970 | 6 | 4 | 06:00 | 9
1970 | 6 | 4 | 07:00 | 387
1970 | 6 | 4 | 08:00 | 970
1970 | 6 | 4 | 09:00 | 1172
1970 | 6 | 4 | 10:00 | 820
1970 | 6 | 4 | 11:00 | 1954
1970 | 6 | 4 | 12:00 | 2489
1970 | 6 | 4 | 13:00 | 2428
1970 | 6 | 4 | 14:00 | 2379
1970 | 6 | 4 | 15:00 | 1970
1970 | 6 | 4 | 16:00 | 1350
1970 | 6 | 4 | 17:00 | 660
1970 | 6 | 4 | 18:00 | 70
1970 | 6 | 4 | 19:00 | 1
1970 | 6 | 4 | 20:00 | 0
1970 | 6 | 4 | 21:00 | 0
1970 | 6 | 4 | 22:00 | 0
1970 | 6 | 4 | 23:00 | 0
1970 | 6 | 4 | 24:00 | 0
1970 | 6 | 5 | 01:00 | 0
1970 | 6 | 5 | 02:00 | 0
1970 | 6 | 5 | 03:00 | 0
1970 | 6 | 5 | 04:00 | 0
1970 | 6 | 5 | 05:00 | 0
1970 | 6 | 5 | 06:00 | 16
1970 | 6 | 5 | 07:00 | 480
1970 | 6 | 5 | 08:00 | 759
1970 | 6 | 5 | 09:00 | 1000
1970 | 6 | 5 | 10:00 | 2191
1970 | 6 | 5 | 11:00 | 2351
1970 | 6 | 5 | 12:00 | 1226
1970 | 6 | 5 | 13:00 | 613
1970 | 6 | 5 | 14:00 | 748
1970 | 6 | 5 | 15:00 | 968
1970 | 6 | 5 | 16:00 | 631
1970 | 6 | 5 | 17:00 | 495
1970 | 6 | 5 | 18:00 | 153
1970 | 6 | 5 | 19:00 | 1
1970 | 6 | 5 | 20:00 | 0
1970 | 6 | 5 | 21:00 | 0
1970 | 6 | 5 | 22:00 | 0
1970 | 6 | 5 | 23:00 | 0
1970 | 6 | 5 | 24:00 | 0
1970 | 6 | 6 | 01:00 | 0
1970 | 6 | 6 | 02:00 | 0
1970 | 6 | 6 | 03:00 | 0
1970 | 6 | 6 | 04:00 | 0
1970 | 6 | 6 | 05:00 | 0
1970 | 6 | 6 | 06:00 | 15
1970 | 6 | 6 | 07:00 | 15
1970 | 6 | 6 | 08:00 | 524
1970 | 6 | 6 | 09:00 | 723
1970 | 6 | 6 | 10:00 | 1023
1970 | 6 | 6 | 11:00 | 1132
1970 | 6 | 6 | 12:00 | 1129
1970 | 6 | 6 | 13:00 | 1103
1970 | 6 | 6 | 14:00 | 1137
1970 | 6 | 6 | 15:00 | 889
1970 | 6 | 6 | 16:00 | 795
1970 | 6 | 6 | 17:00 | 528
1970 | 6 | 6 | 18:00 | 115
1970 | 6 | 6 | 19:00 | 0
1970 | 6 | 6 | 20:00 | 0
1970 | 6 | 6 | 21:00 | 0
1970 | 6 | 6 | 22:00 | 0
1970 | 6 | 6 | 23:00 | 0
1970 | 6 | 6 | 24:00 | 0
1970 | 6 | 7 | 01:00 | 0
1970 | 6 | 7 | 02:00 | 0
1970 | 6 | 7 | 03:00 | 0
1970 | 6 | 7 | 04:00 | 0
1970 | 6 | 7 | 05:00 | 0
1970 | 6 | 7 | 06:00 | 33
1970 | 6 | 7 | 07:00 | 76
1970 | 6 | 7 | 08:00 | 677
1970 | 6 | 7 | 09:00 | 884
1970 | 6 | 7 | 10:00 | 1067
1970 | 6 | 7 | 11:00 | 1342
1970 | 6 | 7 | 12:00 | 835
1970 | 6 | 7 | 13:00 | 713
1970 | 6 | 7 | 14:00 | 1947
1970 | 6 | 7 | 15:00 | 1905
1970 | 6 | 7 | 16:00 | 1409
1970 | 6 | 7 | 17:00 | 704
1970 | 6 | 7 | 18:00 | 29
1970 | 6 | 7 | 19:00 | 2
1970 | 6 | 7 | 20:00 | 0
1970 | 6 | 7 | 21:00 | 0
1970 | 6 | 7 | 22:00 | 0
1970 | 6 | 7 | 23:00 | 0
1970 | 6 | 7 | 24:00 | 0
1970 | 6 | 8 | 01:00 | 0
1970 | 6 | 8 | 02:00 | 0
1970 | 6 | 8 | 03:00 | 0
1970 | 6 | 8 | 04:00 | 0
1970 | 6 | 8 | 05:00 | 0
1970 | 6 | 8 | 06:00 | 11
1970 | 6 | 8 | 07:00 | 459
1970 | 6 | 8 | 08:00 | 1047
1970 | 6 | 8 | 09:00 | 1633
1970 | 6 | 8 | 10:00 | 2301
1970 | 6 | 8 | 11:00 | 2504
1970 | 6 | 8 | 12:00 | 2612
1970 | 6 | 8 | 13:00 | 2546
1970 | 6 | 8 | 14:00 | 2196
1970 | 6 | 8 | 15:00 | 1807
1970 | 6 | 8 | 16:00 | 1350
1970 | 6 | 8 | 17:00 | 701
1970 | 6 | 8 | 18:00 | 16
1970 | 6 | 8 | 19:00 | 1
1970 | 6 | 8 | 20:00 | 0
1970 | 6 | 8 | 21:00 | 0
1970 | 6 | 8 | 22:00 | 0
1970 | 6 | 8 | 23:00 | 0
1970 | 6 | 8 | 24:00 | 0
1970 | 6 | 9 | 01:00 | 0
1970 | 6 | 9 | 02:00 | 0
1970 | 6 | 9 | 03:00 | 0
1970 | 6 | 9 | 04:00 | 0
1970 | 6 | 9 | 05:00 | 0
1970 | 6 | 9 | 06:00 | 2
1970 | 6 | 9 | 07:00 | 384
1970 | 6 | 9 | 08:00 | 981
1970 | 6 | 9 | 09:00 | 1678
1970 | 6 | 9 | 10:00 | 2138
1970 | 6 | 9 | 11:00 | 2379
1970 | 6 | 9 | 12:00 | 2354
1970 | 6 | 9 | 13:00 | 2471
1970 | 6 | 9 | 14:00 | 2454
1970 | 6 | 9 | 15:00 | 1794
1970 | 6 | 9 | 16:00 | 1328
1970 | 6 | 9 | 17:00 | 701
1970 | 6 | 9 | 18:00 | 14
1970 | 6 | 9 | 19:00 | 1
1970 | 6 | 9 | 20:00 | 0
1970 | 6 | 9 | 21:00 | 0
1970 | 6 | 9 | 22:00 | 0
1970 | 6 | 9 | 23:00 | 0
1970 | 6 | 9 | 24:00 | 0
1970 | 6 | 10 | 01:00 | 0
1970 | 6 | 10 | 02:00 | 0
1970 | 6 | 10 | 03:00 | 0
1970 | 6 | 10 | 04:00 | 0
1970 | 6 | 10 | 05:00 | 0
1970 | 6 | 10 | 06:00 | 3
1970 | 6 | 10 | 07:00 | 437
1970 | 6 | 10 | 08:00 | 1131
1970 | 6 | 10 | 09:00 | 1812
1970 | 6 | 10 | 10:00 | 2276
1970 | 6 | 10 | 11:00 | 2395
1970 | 6 | 10 | 12:00 | 2440
1970 | 6 | 10 | 13:00 | 1977
1970 | 6 | 10 | 14:00 | 1713
1970 | 6 | 10 | 15:00 | 1563
1970 | 6 | 10 | 16:00 | 856
1970 | 6 | 10 | 17:00 | 517
1970 | 6 | 10 | 18:00 | 106
1970 | 6 | 10 | 19:00 | 2
1970 | 6 | 10 | 20:00 | 0
1970 | 6 | 10 | 21:00 | 0
1970 | 6 | 10 | 22:00 | 0
1970 | 6 | 10 | 23:00 | 0
1970 | 6 | 10 | 24:00 | 0
1970 | 6 | 11 | 01:00 | 0
1970 | 6 | 11 | 02:00 | 0
1970 | 6 | 11 | 03:00 | 0
1970 | 6 | 11 | 04:00 | 0
1970 | 6 | 11 | 05:00 | 0
1970 | 6 | 11 | 06:00 | 2
1970 | 6 | 11 | 07:00 | 390
1970 | 6 | 11 | 08:00 | 1094
1970 | 6 | 11 | 09:00 | 1744
1970 | 6 | 11 | 10:00 | 2218
1970 | 6 | 11 | 11:00 | 1786
1970 | 6 | 11 | 12:00 | 2271
1970 | 6 | 11 | 13:00 | 1716
1970 | 6 | 11 | 14:00 | 2213
1970 | 6 | 11 | 15:00 | 2004
1970 | 6 | 11 | 16:00 | 1389
1970 | 6 | 11 | 17:00 | 667
1970 | 6 | 11 | 18:00 | 74
1970 | 6 | 11 | 19:00 | 2
1970 | 6 | 11 | 20:00 | 0
1970 | 6 | 11 | 21:00 | 0
1970 | 6 | 11 | 22:00 | 0
1970 | 6 | 11 | 23:00 | 0
1970 | 6 | 11 | 24:00 | 0
1970 | 6 | 12 | 01:00 | 0
1970 | 6 | 12 | 02:00 | 0
1970 | 6 | 12 | 03:00 | 0
1970 | 6 | 12 | 04:00 | 0
1970 | 6 | 12 | 05:00 | 0
1970 | 6 | 12 | 06:00 | 14
1970 | 6 | 12 | 07:00 | 103
1970 | 6 | 12 | 08:00 | 582
1970 | 6 | 12 | 09:00 | 1159
1970 | 6 | 12 | 10:00 | 1698
1970 | 6 | 12 | 11:00 | 2294
1970 | 6 | 12 | 12:00 | 2473
1970 | 6 | 12 | 13:00 | 2657
1970 | 6 | 12 | 14:00 | 2371
1970 | 6 | 12 | 15:00 | 1853
1970 | 6 | 12 | 16:00 | 1179
1970 | 6 | 12 | 17:00 | 803
1970 | 6 | 12 | 18:00 | 52
1970 | 6 | 12 | 19:00 | 1
1970 | 6 | 12 | 20:00 | 0
1970 | 6 | 12 | 21:00 | 0
1970 | 6 | 12 | 22:00 | 0
1970 | 6 | 12 | 23:00 | 0
1970 | 6 | 12 | 24:00 | 0
1970 | 6 | 13 | 01:00 | 0
1970 | 6 | 13 | 02:00 | 0
1970 | 6 | 13 | 03:00 | 0
1970 | 6 | 13 | 04:00 | 0
1970 | 6 | 13 | 05:00 | 0
1970 | 6 | 13 | 06:00 | 9
1970 | 6 | 13 | 07:00 | 398
1970 | 6 | 13 | 08:00 | 1052
1970 | 6 | 13 | 09:00 | 1536
1970 | 6 | 13 | 10:00 | 2188
1970 | 6 | 13 | 11:00 | 1609
1970 | 6 | 13 | 12:00 | 2328
1970 | 6 | 13 | 13:00 | 2722
1970 | 6 | 13 | 14:00 | 2413
1970 | 6 | 13 | 15:00 | 1579
1970 | 6 | 13 | 16:00 | 1068
1970 | 6 | 13 | 17:00 | 771
1970 | 6 | 13 | 18:00 | 47
1970 | 6 | 13 | 19:00 | 1
1970 | 6 | 13 | 20:00 | 0
1970 | 6 | 13 | 21:00 | 0
1970 | 6 | 13 | 22:00 | 0
1970 | 6 | 13 | 23:00 | 0
1970 | 6 | 13 | 24:00 | 0
1970 | 6 | 14 | 01:00 | 0
1970 | 6 | 14 | 02:00 | 0
1970 | 6 | 14 | 03:00 | 0
1970 | 6 | 14 | 04:00 | 0
1970 | 6 | 14 | 05:00 | 0
1970 | 6 | 14 | 06:00 | 13
1970 | 6 | 14 | 07:00 | 458
1970 | 6 | 14 | 08:00 | 1184
1970 | 6 | 14 | 09:00 | 1777
1970 | 6 | 14 | 10:00 | 2290
1970 | 6 | 14 | 11:00 | 2511
1970 | 6 | 14 | 12:00 | 2594
1970 | 6 | 14 | 13:00 | 2649
1970 | 6 | 14 | 14:00 | 2459
1970 | 6 | 14 | 15:00 | 2107
1970 | 6 | 14 | 16:00 | 1514
1970 | 6 | 14 | 17:00 | 768
1970 | 6 | 14 | 18:00 | 15
1970 | 6 | 14 | 19:00 | 0
1970 | 6 | 14 | 20:00 | 0
1970 | 6 | 14 | 21:00 | 0
1970 | 6 | 14 | 22:00 | 0
1970 | 6 | 14 | 23:00 | 0
1970 | 6 | 14 | 24:00 | 0
1970 | 6 | 15 | 01:00 | 0
1970 | 6 | 15 | 02:00 | 0
1970 | 6 | 15 | 03:00 | 0
1970 | 6 | 15 | 04:00 | 0
1970 | 6 | 15 | 05:00 | 0
1970 | 6 | 15 | 06:00 | 3
1970 | 6 | 15 | 07:00 | 407
1970 | 6 | 15 | 08:00 | 1143
1970 | 6 | 15 | 09:00 | 1814
1970 | 6 | 15 | 10:00 | 2272
1970 | 6 | 15 | 11:00 | 2227
1970 | 6 | 15 | 12:00 | 2342
1970 | 6 | 15 | 13:00 | 2267
1970 | 6 | 15 | 14:00 | 2239
1970 | 6 | 15 | 15:00 | 1947
1970 | 6 | 15 | 16:00 | 1339
1970 | 6 | 15 | 17:00 | 761
1970 | 6 | 15 | 18:00 | 19
1970 | 6 | 15 | 19:00 | 1
1970 | 6 | 15 | 20:00 | 0
1970 | 6 | 15 | 21:00 | 0
1970 | 6 | 15 | 22:00 | 0
1970 | 6 | 15 | 23:00 | 0
1970 | 6 | 15 | 24:00 | 0
1970 | 6 | 16 | 01:00 | 0
1970 | 6 | 16 | 02:00 | 0
1970 | 6 | 16 | 03:00 | 0
1970 | 6 | 16 | 04:00 | 0
1970 | 6 | 16 | 05:00 | 0
1970 | 6 | 16 | 06:00 | 2
1970 | 6 | 16 | 07:00 | 398
1970 | 6 | 16 | 08:00 | 1086
1970 | 6 | 16 | 09:00 | 1270
1970 | 6 | 16 | 10:00 | 1942
1970 | 6 | 16 | 11:00 | 1267
1970 | 6 | 16 | 12:00 | 1197
1970 | 6 | 16 | 13:00 | 871
1970 | 6 | 16 | 14:00 | 943
1970 | 6 | 16 | 15:00 | 654
1970 | 6 | 16 | 16:00 | 599
1970 | 6 | 16 | 17:00 | 506
1970 | 6 | 16 | 18:00 | 213
1970 | 6 | 16 | 19:00 | 1
1970 | 6 | 16 | 20:00 | 0
1970 | 6 | 16 | 21:00 | 0
1970 | 6 | 16 | 22:00 | 0
1970 | 6 | 16 | 23:00 | 0
1970 | 6 | 16 | 24:00 | 0
1970 | 6 | 17 | 01:00 | 0
1970 | 6 | 17 | 02:00 | 0
1970 | 6 | 17 | 03:00 | 0
1970 | 6 | 17 | 04:00 | 0
1970 | 6 | 17 | 05:00 | 0
1970 | 6 | 17 | 06:00 | 11
1970 | 6 | 17 | 07:00 | 380
1970 | 6 | 17 | 08:00 | 452
1970 | 6 | 17 | 09:00 | 703
1970 | 6 | 17 | 10:00 | 1478
1970 | 6 | 17 | 11:00 | 1307
1970 | 6 | 17 | 12:00 | 1265
1970 | 6 | 17 | 13:00 | 1026
1970 | 6 | 17 | 14:00 | 875
1970 | 6 | 17 | 15:00 | 709
1970 | 6 | 17 | 16:00 | 583
1970 | 6 | 17 | 17:00 | 700
1970 | 6 | 17 | 18:00 | 134
1970 | 6 | 17 | 19:00 | 2
1970 | 6 | 17 | 20:00 | 0
1970 | 6 | 17 | 21:00 | 0
1970 | 6 | 17 | 22:00 | 0
1970 | 6 | 17 | 23:00 | 0
1970 | 6 | 17 | 24:00 | 0
1970 | 6 | 18 | 01:00 | 0
1970 | 6 | 18 | 02:00 | 0
1970 | 6 | 18 | 03:00 | 0
1970 | 6 | 18 | 04:00 | 0
1970 | 6 | 18 | 05:00 | 0
1970 | 6 | 18 | 06:00 | 9
1970 | 6 | 18 | 07:00 | 375
1970 | 6 | 18 | 08:00 | 490
1970 | 6 | 18 | 09:00 | 733
1970 | 6 | 18 | 10:00 | 531
1970 | 6 | 18 | 11:00 | 1051
1970 | 6 | 18 | 12:00 | 1177
1970 | 6 | 18 | 13:00 | 691
1970 | 6 | 18 | 14:00 | 1308
1970 | 6 | 18 | 15:00 | 1424
1970 | 6 | 18 | 16:00 | 1138
1970 | 6 | 18 | 17:00 | 609
1970 | 6 | 18 | 18:00 | 159
1970 | 6 | 18 | 19:00 | 3
1970 | 6 | 18 | 20:00 | 0
1970 | 6 | 18 | 21:00 | 0
1970 | 6 | 18 | 22:00 | 0
1970 | 6 | 18 | 23:00 | 0
1970 | 6 | 18 | 24:00 | 0
1970 | 6 | 19 | 01:00 | 0
1970 | 6 | 19 | 02:00 | 0
1970 | 6 | 19 | 03:00 | 0
1970 | 6 | 19 | 04:00 | 0
1970 | 6 | 19 | 05:00 | 0
1970 | 6 | 19 | 06:00 | 7
1970 | 6 | 19 | 07:00 | 409
1970 | 6 | 19 | 08:00 | 1053
1970 | 6 | 19 | 09:00 | 1714
1970 | 6 | 19 | 10:00 | 1814
1970 | 6 | 19 | 11:00 | 2491
1970 | 6 | 19 | 12:00 | 2580
1970 | 6 | 19 | 13:00 | 2307
1970 | 6 | 19 | 14:00 | 2393
1970 | 6 | 19 | 15:00 | 1493
1970 | 6 | 19 | 16:00 | 1215
1970 | 6 | 19 | 17:00 | 607
1970 | 6 | 19 | 18:00 | 33
1970 | 6 | 19 | 19:00 | 1
1970 | 6 | 19 | 20:00 | 0
1970 | 6 | 19 | 21:00 | 0
1970 | 6 | 19 | 22:00 | 0
1970 | 6 | 19 | 23:00 | 0
1970 | 6 | 19 | 24:00 | 0
1970 | 6 | 20 | 01:00 | 0
1970 | 6 | 20 | 02:00 | 0
1970 | 6 | 20 | 03:00 | 0
1970 | 6 | 20 | 04:00 | 0
1970 | 6 | 20 | 05:00 | 0
1970 | 6 | 20 | 06:00 | 2
1970 | 6 | 20 | 07:00 | 383
1970 | 6 | 20 | 08:00 | 1035
1970 | 6 | 20 | 09:00 | 1906
1970 | 6 | 20 | 10:00 | 689
1970 | 6 | 20 | 11:00 | 1839
1970 | 6 | 20 | 12:00 | 1510
1970 | 6 | 20 | 13:00 | 2479
1970 | 6 | 20 | 14:00 | 863
1970 | 6 | 20 | 15:00 | 1324
1970 | 6 | 20 | 16:00 | 445
1970 | 6 | 20 | 17:00 | 496
1970 | 6 | 20 | 18:00 | 167
1970 | 6 | 20 | 19:00 | 5
1970 | 6 | 20 | 20:00 | 0
1970 | 6 | 20 | 21:00 | 0
1970 | 6 | 20 | 22:00 | 0
1970 | 6 | 20 | 23:00 | 0
1970 | 6 | 20 | 24:00 | 0
1970 | 6 | 21 | 01:00 | 0
1970 | 6 | 21 | 02:00 | 0
1970 | 6 | 21 | 03:00 | 0
1970 | 6 | 21 | 04:00 | 0
1970 | 6 | 21 | 05:00 | 0
1970 | 6 | 21 | 06:00 | 23
1970 | 6 | 21 | 07:00 | 470
1970 | 6 | 21 | 08:00 | 1148
1970 | 6 | 21 | 09:00 | 1726
1970 | 6 | 21 | 10:00 | 2205
1970 | 6 | 21 | 11:00 | 2305
1970 | 6 | 21 | 12:00 | 2009
1970 | 6 | 21 | 13:00 | 766
1970 | 6 | 21 | 14:00 | 864
1970 | 6 | 21 | 15:00 | 748
1970 | 6 | 21 | 16:00 | 524
1970 | 6 | 21 | 17:00 | 626
1970 | 6 | 21 | 18:00 | 148
1970 | 6 | 21 | 19:00 | 3
1970 | 6 | 21 | 20:00 | 0
1970 | 6 | 21 | 21:00 | 0
1970 | 6 | 21 | 22:00 | 0
1970 | 6 | 21 | 23:00 | 0
1970 | 6 | 21 | 24:00 | 0
1970 | 6 | 22 | 01:00 | 0
1970 | 6 | 22 | 02:00 | 0
1970 | 6 | 22 | 03:00 | 0
1970 | 6 | 22 | 04:00 | 0
1970 | 6 | 22 | 05:00 | 0
1970 | 6 | 22 | 06:00 | 9
1970 | 6 | 22 | 07:00 | 218
1970 | 6 | 22 | 08:00 | 488
1970 | 6 | 22 | 09:00 | 672
1970 | 6 | 22 | 10:00 | 1026
1970 | 6 | 22 | 11:00 | 1459
1970 | 6 | 22 | 12:00 | 2139
1970 | 6 | 22 | 13:00 | 2735
1970 | 6 | 22 | 14:00 | 2334
1970 | 6 | 22 | 15:00 | 1851
1970 | 6 | 22 | 16:00 | 1463
1970 | 6 | 22 | 17:00 | 760
1970 | 6 | 22 | 18:00 | 31
1970 | 6 | 22 | 19:00 | 2
1970 | 6 | 22 | 20:00 | 0
1970 | 6 | 22 | 21:00 | 0
1970 | 6 | 22 | 22:00 | 0
1970 | 6 | 22 | 23:00 | 0
1970 | 6 | 22 | 24:00 | 0
1970 | 6 | 23 | 01:00 | 0
1970 | 6 | 23 | 02:00 | 0
1970 | 6 | 23 | 03:00 | 0
1970 | 6 | 23 | 04:00 | 0
1970 | 6 | 23 | 05:00 | 0
1970 | 6 | 23 | 06:00 | 3
1970 | 6 | 23 | 07:00 | 392
1970 | 6 | 23 | 08:00 | 1099
1970 | 6 | 23 | 09:00 | 1762
1970 | 6 | 23 | 10:00 | 2239
1970 | 6 | 23 | 11:00 | 2350
1970 | 6 | 23 | 12:00 | 2724
1970 | 6 | 23 | 13:00 | 2571
1970 | 6 | 23 | 14:00 | 2081
1970 | 6 | 23 | 15:00 | 1944
1970 | 6 | 23 | 16:00 | 1491
1970 | 6 | 23 | 17:00 | 788
1970 | 6 | 23 | 18:00 | 20
1970 | 6 | 23 | 19:00 | 1
1970 | 6 | 23 | 20:00 | 0
1970 | 6 | 23 | 21:00 | 0
1970 | 6 | 23 | 22:00 | 0
1970 | 6 | 23 | 23:00 | 0
1970 | 6 | 23 | 24:00 | 0
1970 | 6 | 24 | 01:00 | 0
1970 | 6 | 24 | 02:00 | 0
1970 | 6 | 24 | 03:00 | 0
1970 | 6 | 24 | 04:00 | 0
1970 | 6 | 24 | 05:00 | 0
1970 | 6 | 24 | 06:00 | 1
1970 | 6 | 24 | 07:00 | 399
1970 | 6 | 24 | 08:00 | 1055
1970 | 6 | 24 | 09:00 | 1789
1970 | 6 | 24 | 10:00 | 2232
1970 | 6 | 24 | 11:00 | 2411
1970 | 6 | 24 | 12:00 | 2371
1970 | 6 | 24 | 13:00 | 2258
1970 | 6 | 24 | 14:00 | 2173
1970 | 6 | 24 | 15:00 | 1855
1970 | 6 | 24 | 16:00 | 1284
1970 | 6 | 24 | 17:00 | 735
1970 | 6 | 24 | 18:00 | 12
1970 | 6 | 24 | 19:00 | 0
1970 | 6 | 24 | 20:00 | 0
1970 | 6 | 24 | 21:00 | 0
1970 | 6 | 24 | 22:00 | 0
1970 | 6 | 24 | 23:00 | 0
1970 | 6 | 24 | 24:00 | 0
1970 | 6 | 25 | 01:00 | 0
1970 | 6 | 25 | 02:00 | 0
1970 | 6 | 25 | 03:00 | 0
1970 | 6 | 25 | 04:00 | 0
1970 | 6 | 25 | 05:00 | 0
1970 | 6 | 25 | 06:00 | 23
1970 | 6 | 25 | 07:00 | 32
1970 | 6 | 25 | 08:00 | 595
1970 | 6 | 25 | 09:00 | 974
1970 | 6 | 25 | 10:00 | 1339
1970 | 6 | 25 | 11:00 | 1970
1970 | 6 | 25 | 12:00 | 2577
1970 | 6 | 25 | 13:00 | 2564
1970 | 6 | 25 | 14:00 | 2258
1970 | 6 | 25 | 15:00 | 1991
1970 | 6 | 25 | 16:00 | 1461
1970 | 6 | 25 | 17:00 | 763
1970 | 6 | 25 | 18:00 | 125
1970 | 6 | 25 | 19:00 | 4
1970 | 6 | 25 | 20:00 | 0
1970 | 6 | 25 | 21:00 | 0
1970 | 6 | 25 | 22:00 | 0
1970 | 6 | 25 | 23:00 | 0
1970 | 6 | 25 | 24:00 | 0
1970 | 6 | 26 | 01:00 | 0
1970 | 6 | 26 | 02:00 | 0
1970 | 6 | 26 | 03:00 | 0
1970 | 6 | 26 | 04:00 | 0
1970 | 6 | 26 | 05:00 | 0
1970 | 6 | 26 | 06:00 | 10
1970 | 6 | 26 | 07:00 | 389
1970 | 6 | 26 | 08:00 | 1020
1970 | 6 | 26 | 09:00 | 1134
1970 | 6 | 26 | 10:00 | 851
1970 | 6 | 26 | 11:00 | 1134
1970 | 6 | 26 | 12:00 | 1214
1970 | 6 | 26 | 13:00 | 852
1970 | 6 | 26 | 14:00 | 966
1970 | 6 | 26 | 15:00 | 844
1970 | 6 | 26 | 16:00 | 805
1970 | 6 | 26 | 17:00 | 499
1970 | 6 | 26 | 18:00 | 114
1970 | 6 | 26 | 19:00 | 0
1970 | 6 | 26 | 20:00 | 0
1970 | 6 | 26 | 21:00 | 0
1970 | 6 | 26 | 22:00 | 0
1970 | 6 | 26 | 23:00 | 0
1970 | 6 | 26 | 24:00 | 0
1970 | 6 | 27 | 01:00 | 0
1970 | 6 | 27 | 02:00 | 0
1970 | 6 | 27 | 03:00 | 0
1970 | 6 | 27 | 04:00 | 0
1970 | 6 | 27 | 05:00 | 0
1970 | 6 | 27 | 06:00 | 16
1970 | 6 | 27 | 07:00 | 76
1970 | 6 | 27 | 08:00 | 644
1970 | 6 | 27 | 09:00 | 796
1970 | 6 | 27 | 10:00 | 611
1970 | 6 | 27 | 11:00 | 1254
1970 | 6 | 27 | 12:00 | 1147
1970 | 6 | 27 | 13:00 | 1155
1970 | 6 | 27 | 14:00 | 1059
1970 | 6 | 27 | 15:00 | 993
1970 | 6 | 27 | 16:00 | 765
1970 | 6 | 27 | 17:00 | 546
1970 | 6 | 27 | 18:00 | 103
1970 | 6 | 27 | 19:00 | 0
1970 | 6 | 27 | 20:00 | 0
1970 | 6 | 27 | 21:00 | 0
1970 | 6 | 27 | 22:00 | 0
1970 | 6 | 27 | 23:00 | 0
1970 | 6 | 27 | 24:00 | 0
1970 | 6 | 28 | 01:00 | 0
1970 | 6 | 28 | 02:00 | 0
1970 | 6 | 28 | 03:00 | 0
1970 | 6 | 28 | 04:00 | 0
1970 | 6 | 28 | 05:00 | 0
1970 | 6 | 28 | 06:00 | 8
1970 | 6 | 28 | 07:00 | 418
1970 | 6 | 28 | 08:00 | 1070
1970 | 6 | 28 | 09:00 | 1719
1970 | 6 | 28 | 10:00 | 1871
1970 | 6 | 28 | 11:00 | 2534
1970 | 6 | 28 | 12:00 | 2584
1970 | 6 | 28 | 13:00 | 2439
1970 | 6 | 28 | 14:00 | 2424
1970 | 6 | 28 | 15:00 | 1974
1970 | 6 | 28 | 16:00 | 1477
1970 | 6 | 28 | 17:00 | 805
1970 | 6 | 28 | 18:00 | 69
1970 | 6 | 28 | 19:00 | 3
1970 | 6 | 28 | 20:00 | 0
1970 | 6 | 28 | 21:00 | 0
1970 | 6 | 28 | 22:00 | 0
1970 | 6 | 28 | 23:00 | 0
1970 | 6 | 28 | 24:00 | 0
1970 | 6 | 29 | 01:00 | 0
1970 | 6 | 29 | 02:00 | 0
1970 | 6 | 29 | 03:00 | 0
1970 | 6 | 29 | 04:00 | 0
1970 | 6 | 29 | 05:00 | 0
1970 | 6 | 29 | 06:00 | 1
1970 | 6 | 29 | 07:00 | 340
1970 | 6 | 29 | 08:00 | 1075
1970 | 6 | 29 | 09:00 | 1709
1970 | 6 | 29 | 10:00 | 2200
1970 | 6 | 29 | 11:00 | 2476
1970 | 6 | 29 | 12:00 | 2522
1970 | 6 | 29 | 13:00 | 2592
1970 | 6 | 29 | 14:00 | 2429
1970 | 6 | 29 | 15:00 | 1318
1970 | 6 | 29 | 16:00 | 1165
1970 | 6 | 29 | 17:00 | 546
1970 | 6 | 29 | 18:00 | 79
1970 | 6 | 29 | 19:00 | 3
1970 | 6 | 29 | 20:00 | 0
1970 | 6 | 29 | 21:00 | 0
1970 | 6 | 29 | 22:00 | 0
1970 | 6 | 29 | 23:00 | 0
1970 | 6 | 29 | 24:00 | 0
1970 | 6 | 30 | 01:00 | 0
1970 | 6 | 30 | 02:00 | 0
1970 | 6 | 30 | 03:00 | 0
1970 | 6 | 30 | 04:00 | 0
1970 | 6 | 30 | 05:00 | 0
1970 | 6 | 30 | 06:00 | 11
1970 | 6 | 30 | 07:00 | 227
1970 | 6 | 30 | 08:00 | 463
1970 | 6 | 30 | 09:00 | 694
1970 | 6 | 30 | 10:00 | 889
1970 | 6 | 30 | 11:00 | 962
1970 | 6 | 30 | 12:00 | 1139
1970 | 6 | 30 | 13:00 | 686
1970 | 6 | 30 | 14:00 | 1039
1970 | 6 | 30 | 15:00 | 946
1970 | 6 | 30 | 16:00 | 796
1970 | 6 | 30 | 17:00 | 533
1970 | 6 | 30 | 18:00 | 17
1970 | 6 | 30 | 19:00 | 3
1970 | 6 | 30 | 20:00 | 0
1970 | 6 | 30 | 21:00 | 0
1970 | 6 | 30 | 22:00 | 0
1970 | 6 | 30 | 23:00 | 0
1970 | 6 | 30 | 24:00 | 0
1981 | 7 | 1 | 01:00 | 0
1981 | 7 | 1 | 02:00 | 0
1981 | 7 | 1 | 03:00 | 0
1981 | 7 | 1 | 04:00 | 0
1981 | 7 | 1 | 05:00 | 0
1981 | 7 | 1 | 06:00 | 14
1981 | 7 | 1 | 07:00 | 14
1981 | 7 | 1 | 08:00 | 451
1981 | 7 | 1 | 09:00 | 639
1981 | 7 | 1 | 10:00 | 1178
1981 | 7 | 1 | 11:00 | 2332
1981 | 7 | 1 | 12:00 | 2286
1981 | 7 | 1 | 13:00 | 2458
1981 | 7 | 1 | 14:00 | 2238
1981 | 7 | 1 | 15:00 | 1614
1981 | 7 | 1 | 16:00 | 1352
1981 | 7 | 1 | 17:00 | 768
1981 | 7 | 1 | 18:00 | 145
1981 | 7 | 1 | 19:00 | 5
1981 | 7 | 1 | 20:00 | 0
1981 | 7 | 1 | 21:00 | 0
1981 | 7 | 1 | 22:00 | 0
1981 | 7 | 1 | 23:00 | 0
1981 | 7 | 1 | 24:00 | 0
1981 | 7 | 2 | 01:00 | 0
1981 | 7 | 2 | 02:00 | 0
1981 | 7 | 2 | 03:00 | 0
1981 | 7 | 2 | 04:00 | 0
1981 | 7 | 2 | 05:00 | 0
1981 | 7 | 2 | 06:00 | 4
1981 | 7 | 2 | 07:00 | 164
1981 | 7 | 2 | 08:00 | 464
1981 | 7 | 2 | 09:00 | 707
1981 | 7 | 2 | 10:00 | 988
1981 | 7 | 2 | 11:00 | 1435
1981 | 7 | 2 | 12:00 | 1539
1981 | 7 | 2 | 13:00 | 1925
1981 | 7 | 2 | 14:00 | 1908
1981 | 7 | 2 | 15:00 | 1049
1981 | 7 | 2 | 16:00 | 1265
1981 | 7 | 2 | 17:00 | 566
1981 | 7 | 2 | 18:00 | 71
1981 | 7 | 2 | 19:00 | 4
1981 | 7 | 2 | 20:00 | 0
1981 | 7 | 2 | 21:00 | 0
1981 | 7 | 2 | 22:00 | 0
1981 | 7 | 2 | 23:00 | 0
1981 | 7 | 2 | 24:00 | 0
1981 | 7 | 3 | 01:00 | 0
1981 | 7 | 3 | 02:00 | 0
1981 | 7 | 3 | 03:00 | 0
1981 | 7 | 3 | 04:00 | 0
1981 | 7 | 3 | 05:00 | 0
1981 | 7 | 3 | 06:00 | 5
1981 | 7 | 3 | 07:00 | 15
1981 | 7 | 3 | 08:00 | 459
1981 | 7 | 3 | 09:00 | 576
1981 | 7 | 3 | 10:00 | 964
1981 | 7 | 3 | 11:00 | 1988
1981 | 7 | 3 | 12:00 | 2593
1981 | 7 | 3 | 13:00 | 2425
1981 | 7 | 3 | 14:00 | 1368
1981 | 7 | 3 | 15:00 | 1902
1981 | 7 | 3 | 16:00 | 487
1981 | 7 | 3 | 17:00 | 288
1981 | 7 | 3 | 18:00 | 9
1981 | 7 | 3 | 19:00 | 5
1981 | 7 | 3 | 20:00 | 0
1981 | 7 | 3 | 21:00 | 0
1981 | 7 | 3 | 22:00 | 0
1981 | 7 | 3 | 23:00 | 0
1981 | 7 | 3 | 24:00 | 0
1981 | 7 | 4 | 01:00 | 0
1981 | 7 | 4 | 02:00 | 0
1981 | 7 | 4 | 03:00 | 0
1981 | 7 | 4 | 04:00 | 0
1981 | 7 | 4 | 05:00 | 0
1981 | 7 | 4 | 06:00 | 29
1981 | 7 | 4 | 07:00 | 62
1981 | 7 | 4 | 08:00 | 475
1981 | 7 | 4 | 09:00 | 576
1981 | 7 | 4 | 10:00 | 929
1981 | 7 | 4 | 11:00 | 1052
1981 | 7 | 4 | 12:00 | 969
1981 | 7 | 4 | 13:00 | 1227
1981 | 7 | 4 | 14:00 | 529
1981 | 7 | 4 | 15:00 | 550
1981 | 7 | 4 | 16:00 | 432
1981 | 7 | 4 | 17:00 | 198
1981 | 7 | 4 | 18:00 | 37
1981 | 7 | 4 | 19:00 | 1
1981 | 7 | 4 | 20:00 | 0
1981 | 7 | 4 | 21:00 | 0
1981 | 7 | 4 | 22:00 | 0
1981 | 7 | 4 | 23:00 | 0
1981 | 7 | 4 | 24:00 | 0
1981 | 7 | 5 | 01:00 | 0
1981 | 7 | 5 | 02:00 | 0
1981 | 7 | 5 | 03:00 | 0
1981 | 7 | 5 | 04:00 | 0
1981 | 7 | 5 | 05:00 | 0
1981 | 7 | 5 | 06:00 | 12
1981 | 7 | 5 | 07:00 | 355
1981 | 7 | 5 | 08:00 | 362
1981 | 7 | 5 | 09:00 | 763
1981 | 7 | 5 | 10:00 | 541
1981 | 7 | 5 | 11:00 | 1096
1981 | 7 | 5 | 12:00 | 650
1981 | 7 | 5 | 13:00 | 738
1981 | 7 | 5 | 14:00 | 610
1981 | 7 | 5 | 15:00 | 537
1981 | 7 | 5 | 16:00 | 448
1981 | 7 | 5 | 17:00 | 161
1981 | 7 | 5 | 18:00 | 15
1981 | 7 | 5 | 19:00 | 0
1981 | 7 | 5 | 20:00 | 0
1981 | 7 | 5 | 21:00 | 0
1981 | 7 | 5 | 22:00 | 0
1981 | 7 | 5 | 23:00 | 0
1981 | 7 | 5 | 24:00 | 0
1981 | 7 | 6 | 01:00 | 0
1981 | 7 | 6 | 02:00 | 0
1981 | 7 | 6 | 03:00 | 0
1981 | 7 | 6 | 04:00 | 0
1981 | 7 | 6 | 05:00 | 0
1981 | 7 | 6 | 06:00 | 3
1981 | 7 | 6 | 07:00 | 69
1981 | 7 | 6 | 08:00 | 582
1981 | 7 | 6 | 09:00 | 776
1981 | 7 | 6 | 10:00 | 1648
1981 | 7 | 6 | 11:00 | 2540
1981 | 7 | 6 | 12:00 | 2404
1981 | 7 | 6 | 13:00 | 2320
1981 | 7 | 6 | 14:00 | 2147
1981 | 7 | 6 | 15:00 | 1925
1981 | 7 | 6 | 16:00 | 1153
1981 | 7 | 6 | 17:00 | 731
1981 | 7 | 6 | 18:00 | 23
1981 | 7 | 6 | 19:00 | 0
1981 | 7 | 6 | 20:00 | 0
1981 | 7 | 6 | 21:00 | 0
1981 | 7 | 6 | 22:00 | 0
1981 | 7 | 6 | 23:00 | 0
1981 | 7 | 6 | 24:00 | 0
1981 | 7 | 7 | 01:00 | 0
1981 | 7 | 7 | 02:00 | 0
1981 | 7 | 7 | 03:00 | 0
1981 | 7 | 7 | 04:00 | 0
1981 | 7 | 7 | 05:00 | 0
1981 | 7 | 7 | 06:00 | 7
1981 | 7 | 7 | 07:00 | 378
1981 | 7 | 7 | 08:00 | 811
1981 | 7 | 7 | 09:00 | 1282
1981 | 7 | 7 | 10:00 | 2136
1981 | 7 | 7 | 11:00 | 2363
1981 | 7 | 7 | 12:00 | 1630
1981 | 7 | 7 | 13:00 | 2506
1981 | 7 | 7 | 14:00 | 2342
1981 | 7 | 7 | 15:00 | 1691
1981 | 7 | 7 | 16:00 | 1495
1981 | 7 | 7 | 17:00 | 805
1981 | 7 | 7 | 18:00 | 95
1981 | 7 | 7 | 19:00 | 5
1981 | 7 | 7 | 20:00 | 0
1981 | 7 | 7 | 21:00 | 0
1981 | 7 | 7 | 22:00 | 0
1981 | 7 | 7 | 23:00 | 0
1981 | 7 | 7 | 24:00 | 0
1981 | 7 | 8 | 01:00 | 0
1981 | 7 | 8 | 02:00 | 0
1981 | 7 | 8 | 03:00 | 0
1981 | 7 | 8 | 04:00 | 0
1981 | 7 | 8 | 05:00 | 0
1981 | 7 | 8 | 06:00 | 9
1981 | 7 | 8 | 07:00 | 377
1981 | 7 | 8 | 08:00 | 853
1981 | 7 | 8 | 09:00 | 1339
1981 | 7 | 8 | 10:00 | 1595
1981 | 7 | 8 | 11:00 | 1993
1981 | 7 | 8 | 12:00 | 2494
1981 | 7 | 8 | 13:00 | 2504
1981 | 7 | 8 | 14:00 | 2282
1981 | 7 | 8 | 15:00 | 1845
1981 | 7 | 8 | 16:00 | 1412
1981 | 7 | 8 | 17:00 | 752
1981 | 7 | 8 | 18:00 | 69
1981 | 7 | 8 | 19:00 | 1
1981 | 7 | 8 | 20:00 | 0
1981 | 7 | 8 | 21:00 | 0
1981 | 7 | 8 | 22:00 | 0
1981 | 7 | 8 | 23:00 | 0
1981 | 7 | 8 | 24:00 | 0
1981 | 7 | 9 | 01:00 | 0
1981 | 7 | 9 | 02:00 | 0
1981 | 7 | 9 | 03:00 | 0
1981 | 7 | 9 | 04:00 | 0
1981 | 7 | 9 | 05:00 | 0
1981 | 7 | 9 | 06:00 | 6
1981 | 7 | 9 | 07:00 | 364
1981 | 7 | 9 | 08:00 | 991
1981 | 7 | 9 | 09:00 | 1630
1981 | 7 | 9 | 10:00 | 2119
1981 | 7 | 9 | 11:00 | 2413
1981 | 7 | 9 | 12:00 | 2458
1981 | 7 | 9 | 13:00 | 2376
1981 | 7 | 9 | 14:00 | 1937
1981 | 7 | 9 | 15:00 | 1770
1981 | 7 | 9 | 16:00 | 1160
1981 | 7 | 9 | 17:00 | 765
1981 | 7 | 9 | 18:00 | 103
1981 | 7 | 9 | 19:00 | 0
1981 | 7 | 9 | 20:00 | 0
1981 | 7 | 9 | 21:00 | 0
1981 | 7 | 9 | 22:00 | 0
1981 | 7 | 9 | 23:00 | 0
1981 | 7 | 9 | 24:00 | 0
1981 | 7 | 10 | 01:00 | 0
1981 | 7 | 10 | 02:00 | 0
1981 | 7 | 10 | 03:00 | 0
1981 | 7 | 10 | 04:00 | 0
1981 | 7 | 10 | 05:00 | 0
1981 | 7 | 10 | 06:00 | 2
1981 | 7 | 10 | 07:00 | 301
1981 | 7 | 10 | 08:00 | 1057
1981 | 7 | 10 | 09:00 | 1747
1981 | 7 | 10 | 10:00 | 2244
1981 | 7 | 10 | 11:00 | 2578
1981 | 7 | 10 | 12:00 | 2728
1981 | 7 | 10 | 13:00 | 2715
1981 | 7 | 10 | 14:00 | 2499
1981 | 7 | 10 | 15:00 | 2103
1981 | 7 | 10 | 16:00 | 1529
1981 | 7 | 10 | 17:00 | 801
1981 | 7 | 10 | 18:00 | 36
1981 | 7 | 10 | 19:00 | 1
1981 | 7 | 10 | 20:00 | 0
1981 | 7 | 10 | 21:00 | 0
1981 | 7 | 10 | 22:00 | 0
1981 | 7 | 10 | 23:00 | 0
1981 | 7 | 10 | 24:00 | 0
1981 | 7 | 11 | 01:00 | 0
1981 | 7 | 11 | 02:00 | 0
1981 | 7 | 11 | 03:00 | 0
1981 | 7 | 11 | 04:00 | 0
1981 | 7 | 11 | 05:00 | 0
1981 | 7 | 11 | 06:00 | 2
1981 | 7 | 11 | 07:00 | 306
1981 | 7 | 11 | 08:00 | 959
1981 | 7 | 11 | 09:00 | 1538
1981 | 7 | 11 | 10:00 | 1924
1981 | 7 | 11 | 11:00 | 2361
1981 | 7 | 11 | 12:00 | 2539
1981 | 7 | 11 | 13:00 | 2548
1981 | 7 | 11 | 14:00 | 1868
1981 | 7 | 11 | 15:00 | 1897
1981 | 7 | 11 | 16:00 | 1442
1981 | 7 | 11 | 17:00 | 774
1981 | 7 | 11 | 18:00 | 92
1981 | 7 | 11 | 19:00 | 2
1981 | 7 | 11 | 20:00 | 0
1981 | 7 | 11 | 21:00 | 0
1981 | 7 | 11 | 22:00 | 0
1981 | 7 | 11 | 23:00 | 0
1981 | 7 | 11 | 24:00 | 0
1981 | 7 | 12 | 01:00 | 0
1981 | 7 | 12 | 02:00 | 0
1981 | 7 | 12 | 03:00 | 0
1981 | 7 | 12 | 04:00 | 0
1981 | 7 | 12 | 05:00 | 0
1981 | 7 | 12 | 06:00 | 11
1981 | 7 | 12 | 07:00 | 377
1981 | 7 | 12 | 08:00 | 848
1981 | 7 | 12 | 09:00 | 1421
1981 | 7 | 12 | 10:00 | 1459
1981 | 7 | 12 | 11:00 | 2449
1981 | 7 | 12 | 12:00 | 2541
1981 | 7 | 12 | 13:00 | 2421
1981 | 7 | 12 | 14:00 | 2222
1981 | 7 | 12 | 15:00 | 1867
1981 | 7 | 12 | 16:00 | 854
1981 | 7 | 12 | 17:00 | 561
1981 | 7 | 12 | 18:00 | 206
1981 | 7 | 12 | 19:00 | 3
1981 | 7 | 12 | 20:00 | 0
1981 | 7 | 12 | 21:00 | 0
1981 | 7 | 12 | 22:00 | 0
1981 | 7 | 12 | 23:00 | 0
1981 | 7 | 12 | 24:00 | 0
1981 | 7 | 13 | 01:00 | 0
1981 | 7 | 13 | 02:00 | 0
1981 | 7 | 13 | 03:00 | 0
1981 | 7 | 13 | 04:00 | 0
1981 | 7 | 13 | 05:00 | 0
1981 | 7 | 13 | 06:00 | 2
1981 | 7 | 13 | 07:00 | 154
1981 | 7 | 13 | 08:00 | 684
1981 | 7 | 13 | 09:00 | 689
1981 | 7 | 13 | 10:00 | 749
1981 | 7 | 13 | 11:00 | 936
1981 | 7 | 13 | 12:00 | 544
1981 | 7 | 13 | 13:00 | 514
1981 | 7 | 13 | 14:00 | 1364
1981 | 7 | 13 | 15:00 | 1731
1981 | 7 | 13 | 16:00 | 1447
1981 | 7 | 13 | 17:00 | 796
1981 | 7 | 13 | 18:00 | 89
1981 | 7 | 13 | 19:00 | 2
1981 | 7 | 13 | 20:00 | 0
1981 | 7 | 13 | 21:00 | 0
1981 | 7 | 13 | 22:00 | 0
1981 | 7 | 13 | 23:00 | 0
1981 | 7 | 13 | 24:00 | 0
1981 | 7 | 14 | 01:00 | 0
1981 | 7 | 14 | 02:00 | 0
1981 | 7 | 14 | 03:00 | 0
1981 | 7 | 14 | 04:00 | 0
1981 | 7 | 14 | 05:00 | 0
1981 | 7 | 14 | 06:00 | 11
1981 | 7 | 14 | 07:00 | 16
1981 | 7 | 14 | 08:00 | 1021
1981 | 7 | 14 | 09:00 | 1618
1981 | 7 | 14 | 10:00 | 1444
1981 | 7 | 14 | 11:00 | 957
1981 | 7 | 14 | 12:00 | 1269
1981 | 7 | 14 | 13:00 | 1022
1981 | 7 | 14 | 14:00 | 969
1981 | 7 | 14 | 15:00 | 446
1981 | 7 | 14 | 16:00 | 946
1981 | 7 | 14 | 17:00 | 684
1981 | 7 | 14 | 18:00 | 152
1981 | 7 | 14 | 19:00 | 4
1981 | 7 | 14 | 20:00 | 0
1981 | 7 | 14 | 21:00 | 0
1981 | 7 | 14 | 22:00 | 0
1981 | 7 | 14 | 23:00 | 0
1981 | 7 | 14 | 24:00 | 0
1981 | 7 | 15 | 01:00 | 0
1981 | 7 | 15 | 02:00 | 0
1981 | 7 | 15 | 03:00 | 0
1981 | 7 | 15 | 04:00 | 0
1981 | 7 | 15 | 05:00 | 0
1981 | 7 | 15 | 06:00 | 2
1981 | 7 | 15 | 07:00 | 305
1981 | 7 | 15 | 08:00 | 1079
1981 | 7 | 15 | 09:00 | 1811
1981 | 7 | 15 | 10:00 | 2342
1981 | 7 | 15 | 11:00 | 2569
1981 | 7 | 15 | 12:00 | 1882
1981 | 7 | 15 | 13:00 | 2608
1981 | 7 | 15 | 14:00 | 2236
1981 | 7 | 15 | 15:00 | 1810
1981 | 7 | 15 | 16:00 | 1591
1981 | 7 | 15 | 17:00 | 832
1981 | 7 | 15 | 18:00 | 46
1981 | 7 | 15 | 19:00 | 1
1981 | 7 | 15 | 20:00 | 0
1981 | 7 | 15 | 21:00 | 0
1981 | 7 | 15 | 22:00 | 0
1981 | 7 | 15 | 23:00 | 0
1981 | 7 | 15 | 24:00 | 0
1981 | 7 | 16 | 01:00 | 0
1981 | 7 | 16 | 02:00 | 0
1981 | 7 | 16 | 03:00 | 0
1981 | 7 | 16 | 04:00 | 0
1981 | 7 | 16 | 05:00 | 0
1981 | 7 | 16 | 06:00 | 2
1981 | 7 | 16 | 07:00 | 187
1981 | 7 | 16 | 08:00 | 1066
1981 | 7 | 16 | 09:00 | 1768
1981 | 7 | 16 | 10:00 | 2242
1981 | 7 | 16 | 11:00 | 2445
1981 | 7 | 16 | 12:00 | 2552
1981 | 7 | 16 | 13:00 | 2354
1981 | 7 | 16 | 14:00 | 2088
1981 | 7 | 16 | 15:00 | 2014
1981 | 7 | 16 | 16:00 | 1466
1981 | 7 | 16 | 17:00 | 802
1981 | 7 | 16 | 18:00 | 27
1981 | 7 | 16 | 19:00 | 0
1981 | 7 | 16 | 20:00 | 0
1981 | 7 | 16 | 21:00 | 0
1981 | 7 | 16 | 22:00 | 0
1981 | 7 | 16 | 23:00 | 0
1981 | 7 | 16 | 24:00 | 0
1981 | 7 | 17 | 01:00 | 0
1981 | 7 | 17 | 02:00 | 0
1981 | 7 | 17 | 03:00 | 0
1981 | 7 | 17 | 04:00 | 0
1981 | 7 | 17 | 05:00 | 0
1981 | 7 | 17 | 06:00 | 7
1981 | 7 | 17 | 07:00 | 266
1981 | 7 | 17 | 08:00 | 1018
1981 | 7 | 17 | 09:00 | 1733
1981 | 7 | 17 | 10:00 | 2217
1981 | 7 | 17 | 11:00 | 2357
1981 | 7 | 17 | 12:00 | 2564
1981 | 7 | 17 | 13:00 | 2393
1981 | 7 | 17 | 14:00 | 2092
1981 | 7 | 17 | 15:00 | 1649
1981 | 7 | 17 | 16:00 | 1567
1981 | 7 | 17 | 17:00 | 780
1981 | 7 | 17 | 18:00 | 120
1981 | 7 | 17 | 19:00 | 3
1981 | 7 | 17 | 20:00 | 0
1981 | 7 | 17 | 21:00 | 0
1981 | 7 | 17 | 22:00 | 0
1981 | 7 | 17 | 23:00 | 0
1981 | 7 | 17 | 24:00 | 0
1981 | 7 | 18 | 01:00 | 0
1981 | 7 | 18 | 02:00 | 0
1981 | 7 | 18 | 03:00 | 0
1981 | 7 | 18 | 04:00 | 0
1981 | 7 | 18 | 05:00 | 0
1981 | 7 | 18 | 06:00 | 16
1981 | 7 | 18 | 07:00 | 329
1981 | 7 | 18 | 08:00 | 650
1981 | 7 | 18 | 09:00 | 1615
1981 | 7 | 18 | 10:00 | 1656
1981 | 7 | 18 | 11:00 | 2292
1981 | 7 | 18 | 12:00 | 2088
1981 | 7 | 18 | 13:00 | 1478
1981 | 7 | 18 | 14:00 | 1291
1981 | 7 | 18 | 15:00 | 514
1981 | 7 | 18 | 16:00 | 902
1981 | 7 | 18 | 17:00 | 550
1981 | 7 | 18 | 18:00 | 200
1981 | 7 | 18 | 19:00 | 2
1981 | 7 | 18 | 20:00 | 0
1981 | 7 | 18 | 21:00 | 0
1981 | 7 | 18 | 22:00 | 0
1981 | 7 | 18 | 23:00 | 0
1981 | 7 | 18 | 24:00 | 0
1981 | 7 | 19 | 01:00 | 0
1981 | 7 | 19 | 02:00 | 0
1981 | 7 | 19 | 03:00 | 0
1981 | 7 | 19 | 04:00 | 0
1981 | 7 | 19 | 05:00 | 0
1981 | 7 | 19 | 06:00 | 7
1981 | 7 | 19 | 07:00 | 394
1981 | 7 | 19 | 08:00 | 414
1981 | 7 | 19 | 09:00 | 890
1981 | 7 | 19 | 10:00 | 1270
1981 | 7 | 19 | 11:00 | 1419
1981 | 7 | 19 | 12:00 | 2362
1981 | 7 | 19 | 13:00 | 2426
1981 | 7 | 19 | 14:00 | 2320
1981 | 7 | 19 | 15:00 | 2005
1981 | 7 | 19 | 16:00 | 1406
1981 | 7 | 19 | 17:00 | 754
1981 | 7 | 19 | 18:00 | 45
1981 | 7 | 19 | 19:00 | 1
1981 | 7 | 19 | 20:00 | 0
1981 | 7 | 19 | 21:00 | 0
1981 | 7 | 19 | 22:00 | 0
1981 | 7 | 19 | 23:00 | 0
1981 | 7 | 19 | 24:00 | 0
1981 | 7 | 20 | 01:00 | 0
1981 | 7 | 20 | 02:00 | 0
1981 | 7 | 20 | 03:00 | 0
1981 | 7 | 20 | 04:00 | 0
1981 | 7 | 20 | 05:00 | 0
1981 | 7 | 20 | 06:00 | 11
1981 | 7 | 20 | 07:00 | 117
1981 | 7 | 20 | 08:00 | 471
1981 | 7 | 20 | 09:00 | 466
1981 | 7 | 20 | 10:00 | 925
1981 | 7 | 20 | 11:00 | 1181
1981 | 7 | 20 | 12:00 | 626
1981 | 7 | 20 | 13:00 | 605
1981 | 7 | 20 | 14:00 | 686
1981 | 7 | 20 | 15:00 | 527
1981 | 7 | 20 | 16:00 | 446
1981 | 7 | 20 | 17:00 | 285
1981 | 7 | 20 | 18:00 | 31
1981 | 7 | 20 | 19:00 | 0
1981 | 7 | 20 | 20:00 | 0
1981 | 7 | 20 | 21:00 | 0
1981 | 7 | 20 | 22:00 | 0
1981 | 7 | 20 | 23:00 | 0
1981 | 7 | 20 | 24:00 | 0
1981 | 7 | 21 | 01:00 | 0
1981 | 7 | 21 | 02:00 | 0
1981 | 7 | 21 | 03:00 | 0
1981 | 7 | 21 | 04:00 | 0
1981 | 7 | 21 | 05:00 | 0
1981 | 7 | 21 | 06:00 | 6
1981 | 7 | 21 | 07:00 | 169
1981 | 7 | 21 | 08:00 | 664
1981 | 7 | 21 | 09:00 | 1121
1981 | 7 | 21 | 10:00 | 918
1981 | 7 | 21 | 11:00 | 2434
1981 | 7 | 21 | 12:00 | 2451
1981 | 7 | 21 | 13:00 | 2025
1981 | 7 | 21 | 14:00 | 1783
1981 | 7 | 21 | 15:00 | 1694
1981 | 7 | 21 | 16:00 | 797
1981 | 7 | 21 | 17:00 | 599
1981 | 7 | 21 | 18:00 | 210
1981 | 7 | 21 | 19:00 | 0
1981 | 7 | 21 | 20:00 | 0
1981 | 7 | 21 | 21:00 | 0
1981 | 7 | 21 | 22:00 | 0
1981 | 7 | 21 | 23:00 | 0
1981 | 7 | 21 | 24:00 | 0
1981 | 7 | 22 | 01:00 | 0
1981 | 7 | 22 | 02:00 | 0
1981 | 7 | 22 | 03:00 | 0
1981 | 7 | 22 | 04:00 | 0
1981 | 7 | 22 | 05:00 | 0
1981 | 7 | 22 | 06:00 | 3
1981 | 7 | 22 | 07:00 | 332
1981 | 7 | 22 | 08:00 | 963
1981 | 7 | 22 | 09:00 | 1053
1981 | 7 | 22 | 10:00 | 1910
1981 | 7 | 22 | 11:00 | 2497
1981 | 7 | 22 | 12:00 | 2587
1981 | 7 | 22 | 13:00 | 2628
1981 | 7 | 22 | 14:00 | 2414
1981 | 7 | 22 | 15:00 | 2091
1981 | 7 | 22 | 16:00 | 1475
1981 | 7 | 22 | 17:00 | 835
1981 | 7 | 22 | 18:00 | 63
1981 | 7 | 22 | 19:00 | 1
1981 | 7 | 22 | 20:00 | 0
1981 | 7 | 22 | 21:00 | 0
1981 | 7 | 22 | 22:00 | 0
1981 | 7 | 22 | 23:00 | 0
1981 | 7 | 22 | 24:00 | 0
1981 | 7 | 23 | 01:00 | 0
1981 | 7 | 23 | 02:00 | 0
1981 | 7 | 23 | 03:00 | 0
1981 | 7 | 23 | 04:00 | 0
1981 | 7 | 23 | 05:00 | 0
1981 | 7 | 23 | 06:00 | 1
1981 | 7 | 23 | 07:00 | 266
1981 | 7 | 23 | 08:00 | 1080
1981 | 7 | 23 | 09:00 | 1816
1981 | 7 | 23 | 10:00 | 2378
1981 | 7 | 23 | 11:00 | 2662
1981 | 7 | 23 | 12:00 | 2834
1981 | 7 | 23 | 13:00 | 2625
1981 | 7 | 23 | 14:00 | 2486
1981 | 7 | 23 | 15:00 | 1808
1981 | 7 | 23 | 16:00 | 1217
1981 | 7 | 23 | 17:00 | 844
1981 | 7 | 23 | 18:00 | 32
1981 | 7 | 23 | 19:00 | 0
1981 | 7 | 23 | 20:00 | 0
1981 | 7 | 23 | 21:00 | 0
1981 | 7 | 23 | 22:00 | 0
1981 | 7 | 23 | 23:00 | 0
1981 | 7 | 23 | 24:00 | 0
1981 | 7 | 24 | 01:00 | 0
1981 | 7 | 24 | 02:00 | 0
1981 | 7 | 24 | 03:00 | 0
1981 | 7 | 24 | 04:00 | 0
1981 | 7 | 24 | 05:00 | 0
1981 | 7 | 24 | 06:00 | 2
1981 | 7 | 24 | 07:00 | 331
1981 | 7 | 24 | 08:00 | 1060
1981 | 7 | 24 | 09:00 | 1775
1981 | 7 | 24 | 10:00 | 2274
1981 | 7 | 24 | 11:00 | 2528
1981 | 7 | 24 | 12:00 | 2573
1981 | 7 | 24 | 13:00 | 2386
1981 | 7 | 24 | 14:00 | 2292
1981 | 7 | 24 | 15:00 | 2052
1981 | 7 | 24 | 16:00 | 1456
1981 | 7 | 24 | 17:00 | 740
1981 | 7 | 24 | 18:00 | 108
1981 | 7 | 24 | 19:00 | 2
1981 | 7 | 24 | 20:00 | 0
1981 | 7 | 24 | 21:00 | 0
1981 | 7 | 24 | 22:00 | 0
1981 | 7 | 24 | 23:00 | 0
1981 | 7 | 24 | 24:00 | 0
1981 | 7 | 25 | 01:00 | 0
1981 | 7 | 25 | 02:00 | 0
1981 | 7 | 25 | 03:00 | 0
1981 | 7 | 25 | 04:00 | 0
1981 | 7 | 25 | 05:00 | 0
1981 | 7 | 25 | 06:00 | 2
1981 | 7 | 25 | 07:00 | 362
1981 | 7 | 25 | 08:00 | 1028
1981 | 7 | 25 | 09:00 | 1763
1981 | 7 | 25 | 10:00 | 2229
1981 | 7 | 25 | 11:00 | 2363
1981 | 7 | 25 | 12:00 | 2480
1981 | 7 | 25 | 13:00 | 2445
1981 | 7 | 25 | 14:00 | 2177
1981 | 7 | 25 | 15:00 | 1787
1981 | 7 | 25 | 16:00 | 1524
1981 | 7 | 25 | 17:00 | 582
1981 | 7 | 25 | 18:00 | 100
1981 | 7 | 25 | 19:00 | 1
1981 | 7 | 25 | 20:00 | 0
1981 | 7 | 25 | 21:00 | 0
1981 | 7 | 25 | 22:00 | 0
1981 | 7 | 25 | 23:00 | 0
1981 | 7 | 25 | 24:00 | 0
1981 | 7 | 26 | 01:00 | 0
1981 | 7 | 26 | 02:00 | 0
1981 | 7 | 26 | 03:00 | 0
1981 | 7 | 26 | 04:00 | 0
1981 | 7 | 26 | 05:00 | 0
1981 | 7 | 26 | 06:00 | 10
1981 | 7 | 26 | 07:00 | 34
1981 | 7 | 26 | 08:00 | 484
1981 | 7 | 26 | 09:00 | 882
1981 | 7 | 26 | 10:00 | 764
1981 | 7 | 26 | 11:00 | 1485
1981 | 7 | 26 | 12:00 | 1515
1981 | 7 | 26 | 13:00 | 1023
1981 | 7 | 26 | 14:00 | 1491
1981 | 7 | 26 | 15:00 | 653
1981 | 7 | 26 | 16:00 | 442
1981 | 7 | 26 | 17:00 | 488
1981 | 7 | 26 | 18:00 | 9
1981 | 7 | 26 | 19:00 | 1
1981 | 7 | 26 | 20:00 | 0
1981 | 7 | 26 | 21:00 | 0
1981 | 7 | 26 | 22:00 | 0
1981 | 7 | 26 | 23:00 | 0
1981 | 7 | 26 | 24:00 | 0
1981 | 7 | 27 | 01:00 | 0
1981 | 7 | 27 | 02:00 | 0
1981 | 7 | 27 | 03:00 | 0
1981 | 7 | 27 | 04:00 | 0
1981 | 7 | 27 | 05:00 | 0
1981 | 7 | 27 | 06:00 | 1
1981 | 7 | 27 | 07:00 | 230
1981 | 7 | 27 | 08:00 | 823
1981 | 7 | 27 | 09:00 | 1549
1981 | 7 | 27 | 10:00 | 1909
1981 | 7 | 27 | 11:00 | 2509
1981 | 7 | 27 | 12:00 | 2827
1981 | 7 | 27 | 13:00 | 2687
1981 | 7 | 27 | 14:00 | 2503
1981 | 7 | 27 | 15:00 | 2236
1981 | 7 | 27 | 16:00 | 1393
1981 | 7 | 27 | 17:00 | 661
1981 | 7 | 27 | 18:00 | 74
1981 | 7 | 27 | 19:00 | 2
1981 | 7 | 27 | 20:00 | 0
1981 | 7 | 27 | 21:00 | 0
1981 | 7 | 27 | 22:00 | 0
1981 | 7 | 27 | 23:00 | 0
1981 | 7 | 27 | 24:00 | 0
1981 | 7 | 28 | 01:00 | 0
1981 | 7 | 28 | 02:00 | 0
1981 | 7 | 28 | 03:00 | 0
1981 | 7 | 28 | 04:00 | 0
1981 | 7 | 28 | 05:00 | 0
1981 | 7 | 28 | 06:00 | 8
1981 | 7 | 28 | 07:00 | 273
1981 | 7 | 28 | 08:00 | 797
1981 | 7 | 28 | 09:00 | 1728
1981 | 7 | 28 | 10:00 | 2209
1981 | 7 | 28 | 11:00 | 2450
1981 | 7 | 28 | 12:00 | 2603
1981 | 7 | 28 | 13:00 | 2326
1981 | 7 | 28 | 14:00 | 2022
1981 | 7 | 28 | 15:00 | 836
1981 | 7 | 28 | 16:00 | 145
1981 | 7 | 28 | 17:00 | 173
1981 | 7 | 28 | 18:00 | 30
1981 | 7 | 28 | 19:00 | 0
1981 | 7 | 28 | 20:00 | 0
1981 | 7 | 28 | 21:00 | 0
1981 | 7 | 28 | 22:00 | 0
1981 | 7 | 28 | 23:00 | 0
1981 | 7 | 28 | 24:00 | 0
1981 | 7 | 29 | 01:00 | 0
1981 | 7 | 29 | 02:00 | 0
1981 | 7 | 29 | 03:00 | 0
1981 | 7 | 29 | 04:00 | 0
1981 | 7 | 29 | 05:00 | 0
1981 | 7 | 29 | 06:00 | 0
1981 | 7 | 29 | 07:00 | 21
1981 | 7 | 29 | 08:00 | 580
1981 | 7 | 29 | 09:00 | 889
1981 | 7 | 29 | 10:00 | 1056
1981 | 7 | 29 | 11:00 | 1184
1981 | 7 | 29 | 12:00 | 1127
1981 | 7 | 29 | 13:00 | 1151
1981 | 7 | 29 | 14:00 | 1127
1981 | 7 | 29 | 15:00 | 914
1981 | 7 | 29 | 16:00 | 737
1981 | 7 | 29 | 17:00 | 487
1981 | 7 | 29 | 18:00 | 13
1981 | 7 | 29 | 19:00 | 1
1981 | 7 | 29 | 20:00 | 0
1981 | 7 | 29 | 21:00 | 0
1981 | 7 | 29 | 22:00 | 0
1981 | 7 | 29 | 23:00 | 0
1981 | 7 | 29 | 24:00 | 0
1981 | 7 | 30 | 01:00 | 0
1981 | 7 | 30 | 02:00 | 0
1981 | 7 | 30 | 03:00 | 0
1981 | 7 | 30 | 04:00 | 0
1981 | 7 | 30 | 05:00 | 0
1981 | 7 | 30 | 06:00 | 4
1981 | 7 | 30 | 07:00 | 78
1981 | 7 | 30 | 08:00 | 164
1981 | 7 | 30 | 09:00 | 1279
1981 | 7 | 30 | 10:00 | 1016
1981 | 7 | 30 | 11:00 | 1936
1981 | 7 | 30 | 12:00 | 1422
1981 | 7 | 30 | 13:00 | 2407
1981 | 7 | 30 | 14:00 | 2395
1981 | 7 | 30 | 15:00 | 1821
1981 | 7 | 30 | 16:00 | 1407
1981 | 7 | 30 | 17:00 | 844
1981 | 7 | 30 | 18:00 | 31
1981 | 7 | 30 | 19:00 | 0
1981 | 7 | 30 | 20:00 | 0
1981 | 7 | 30 | 21:00 | 0
1981 | 7 | 30 | 22:00 | 0
1981 | 7 | 30 | 23:00 | 0
1981 | 7 | 30 | 24:00 | 0
1981 | 7 | 31 | 01:00 | 0
1981 | 7 | 31 | 02:00 | 0
1981 | 7 | 31 | 03:00 | 0
1981 | 7 | 31 | 04:00 | 0
1981 | 7 | 31 | 05:00 | 0
1981 | 7 | 31 | 06:00 | 1
1981 | 7 | 31 | 07:00 | 240
1981 | 7 | 31 | 08:00 | 1069
1981 | 7 | 31 | 09:00 | 1791
1981 | 7 | 31 | 10:00 | 2266
1981 | 7 | 31 | 11:00 | 2561
1981 | 7 | 31 | 12:00 | 2688
1981 | 7 | 31 | 13:00 | 2683
1981 | 7 | 31 | 14:00 | 2245
1981 | 7 | 31 | 15:00 | 1829
1981 | 7 | 31 | 16:00 | 1339
1981 | 7 | 31 | 17:00 | 805
1981 | 7 | 31 | 18:00 | 28
1981 | 7 | 31 | 19:00 | 0
1981 | 7 | 31 | 20:00 | 0
1981 | 7 | 31 | 21:00 | 0
1981 | 7 | 31 | 22:00 | 0
1981 | 7 | 31 | 23:00 | 0
1981 | 7 | 31 | 24:00 | 0
1981 | 8 | 1 | 01:00 | 0
1981 | 8 | 1 | 02:00 | 0
1981 | 8 | 1 | 03:00 | 0
1981 | 8 | 1 | 04:00 | 0
1981 | 8 | 1 | 05:00 | 0
1981 | 8 | 1 | 06:00 | 2
1981 | 8 | 1 | 07:00 | 202
1981 | 8 | 1 | 08:00 | 1054
1981 | 8 | 1 | 09:00 | 1673
1981 | 8 | 1 | 10:00 | 2198
1981 | 8 | 1 | 11:00 | 2444
1981 | 8 | 1 | 12:00 | 2565
1981 | 8 | 1 | 13:00 | 2601
1981 | 8 | 1 | 14:00 | 2275
1981 | 8 | 1 | 15:00 | 2047
1981 | 8 | 1 | 16:00 | 1492
1981 | 8 | 1 | 17:00 | 774
1981 | 8 | 1 | 18:00 | 26
1981 | 8 | 1 | 19:00 | 0
1981 | 8 | 1 | 20:00 | 0
1981 | 8 | 1 | 21:00 | 0
1981 | 8 | 1 | 22:00 | 0
1981 | 8 | 1 | 23:00 | 0
1981 | 8 | 1 | 24:00 | 0
1981 | 8 | 2 | 01:00 | 0
1981 | 8 | 2 | 02:00 | 0
1981 | 8 | 2 | 03:00 | 0
1981 | 8 | 2 | 04:00 | 0
1981 | 8 | 2 | 05:00 | 0
1981 | 8 | 2 | 06:00 | 4
1981 | 8 | 2 | 07:00 | 256
1981 | 8 | 2 | 08:00 | 888
1981 | 8 | 2 | 09:00 | 1581
1981 | 8 | 2 | 10:00 | 1812
1981 | 8 | 2 | 11:00 | 1725
1981 | 8 | 2 | 12:00 | 1901
1981 | 8 | 2 | 13:00 | 2429
1981 | 8 | 2 | 14:00 | 1892
1981 | 8 | 2 | 15:00 | 2044
1981 | 8 | 2 | 16:00 | 1449
1981 | 8 | 2 | 17:00 | 788
1981 | 8 | 2 | 18:00 | 22
1981 | 8 | 2 | 19:00 | 0
1981 | 8 | 2 | 20:00 | 0
1981 | 8 | 2 | 21:00 | 0
1981 | 8 | 2 | 22:00 | 0
1981 | 8 | 2 | 23:00 | 0
1981 | 8 | 2 | 24:00 | 0
1981 | 8 | 3 | 01:00 | 0
1981 | 8 | 3 | 02:00 | 0
1981 | 8 | 3 | 03:00 | 0
1981 | 8 | 3 | 04:00 | 0
1981 | 8 | 3 | 05:00 | 0
1981 | 8 | 3 | 06:00 | 3
1981 | 8 | 3 | 07:00 | 269
1981 | 8 | 3 | 08:00 | 929
1981 | 8 | 3 | 09:00 | 1399
1981 | 8 | 3 | 10:00 | 1817
1981 | 8 | 3 | 11:00 | 2083
1981 | 8 | 3 | 12:00 | 2284
1981 | 8 | 3 | 13:00 | 2446
1981 | 8 | 3 | 14:00 | 2260
1981 | 8 | 3 | 15:00 | 1809
1981 | 8 | 3 | 16:00 | 1122
1981 | 8 | 3 | 17:00 | 597
1981 | 8 | 3 | 18:00 | 97
1981 | 8 | 3 | 19:00 | 1
1981 | 8 | 3 | 20:00 | 0
1981 | 8 | 3 | 21:00 | 0
1981 | 8 | 3 | 22:00 | 0
1981 | 8 | 3 | 23:00 | 0
1981 | 8 | 3 | 24:00 | 0
1981 | 8 | 4 | 01:00 | 0
1981 | 8 | 4 | 02:00 | 0
1981 | 8 | 4 | 03:00 | 0
1981 | 8 | 4 | 04:00 | 0
1981 | 8 | 4 | 05:00 | 0
1981 | 8 | 4 | 06:00 | 0
1981 | 8 | 4 | 07:00 | 267
1981 | 8 | 4 | 08:00 | 1016
1981 | 8 | 4 | 09:00 | 1716
1981 | 8 | 4 | 10:00 | 2136
1981 | 8 | 4 | 11:00 | 2370
1981 | 8 | 4 | 12:00 | 2523
1981 | 8 | 4 | 13:00 | 2529
1981 | 8 | 4 | 14:00 | 2131
1981 | 8 | 4 | 15:00 | 1673
1981 | 8 | 4 | 16:00 | 1398
1981 | 8 | 4 | 17:00 | 667
1981 | 8 | 4 | 18:00 | 51
1981 | 8 | 4 | 19:00 | 0
1981 | 8 | 4 | 20:00 | 0
1981 | 8 | 4 | 21:00 | 0
1981 | 8 | 4 | 22:00 | 0
1981 | 8 | 4 | 23:00 | 0
1981 | 8 | 4 | 24:00 | 0
1981 | 8 | 5 | 01:00 | 0
1981 | 8 | 5 | 02:00 | 0
1981 | 8 | 5 | 03:00 | 0
1981 | 8 | 5 | 04:00 | 0
1981 | 8 | 5 | 05:00 | 0
1981 | 8 | 5 | 06:00 | 1
1981 | 8 | 5 | 07:00 | 152
1981 | 8 | 5 | 08:00 | 239
1981 | 8 | 5 | 09:00 | 370
1981 | 8 | 5 | 10:00 | 732
1981 | 8 | 5 | 11:00 | 887
1981 | 8 | 5 | 12:00 | 925
1981 | 8 | 5 | 13:00 | 1033
1981 | 8 | 5 | 14:00 | 1771
1981 | 8 | 5 | 15:00 | 1432
1981 | 8 | 5 | 16:00 | 584
1981 | 8 | 5 | 17:00 | 11
1981 | 8 | 5 | 18:00 | 2
1981 | 8 | 5 | 19:00 | 0
1981 | 8 | 5 | 20:00 | 0
1981 | 8 | 5 | 21:00 | 0
1981 | 8 | 5 | 22:00 | 0
1981 | 8 | 5 | 23:00 | 0
1981 | 8 | 5 | 24:00 | 0
1981 | 8 | 6 | 01:00 | 0
1981 | 8 | 6 | 02:00 | 0
1981 | 8 | 6 | 03:00 | 0
1981 | 8 | 6 | 04:00 | 0
1981 | 8 | 6 | 05:00 | 0
1981 | 8 | 6 | 06:00 | 1
1981 | 8 | 6 | 07:00 | 214
1981 | 8 | 6 | 08:00 | 628
1981 | 8 | 6 | 09:00 | 1102
1981 | 8 | 6 | 10:00 | 1846
1981 | 8 | 6 | 11:00 | 1821
1981 | 8 | 6 | 12:00 | 2769
1981 | 8 | 6 | 13:00 | 2404
1981 | 8 | 6 | 14:00 | 939
1981 | 8 | 6 | 15:00 | 2142
1981 | 8 | 6 | 16:00 | 1334
1981 | 8 | 6 | 17:00 | 438
1981 | 8 | 6 | 18:00 | 80
1981 | 8 | 6 | 19:00 | 0
1981 | 8 | 6 | 20:00 | 0
1981 | 8 | 6 | 21:00 | 0
1981 | 8 | 6 | 22:00 | 0
1981 | 8 | 6 | 23:00 | 0
1981 | 8 | 6 | 24:00 | 0
1981 | 8 | 7 | 01:00 | 0
1981 | 8 | 7 | 02:00 | 0
1981 | 8 | 7 | 03:00 | 0
1981 | 8 | 7 | 04:00 | 0
1981 | 8 | 7 | 05:00 | 0
1981 | 8 | 7 | 06:00 | 2
1981 | 8 | 7 | 07:00 | 249
1981 | 8 | 7 | 08:00 | 842
1981 | 8 | 7 | 09:00 | 946
1981 | 8 | 7 | 10:00 | 702
1981 | 8 | 7 | 11:00 | 1018
1981 | 8 | 7 | 12:00 | 853
1981 | 8 | 7 | 13:00 | 1410
1981 | 8 | 7 | 14:00 | 1672
1981 | 8 | 7 | 15:00 | 958
1981 | 8 | 7 | 16:00 | 620
1981 | 8 | 7 | 17:00 | 590
1981 | 8 | 7 | 18:00 | 56
1981 | 8 | 7 | 19:00 | 0
1981 | 8 | 7 | 20:00 | 0
1981 | 8 | 7 | 21:00 | 0
1981 | 8 | 7 | 22:00 | 0
1981 | 8 | 7 | 23:00 | 0
1981 | 8 | 7 | 24:00 | 0
1981 | 8 | 8 | 01:00 | 0
1981 | 8 | 8 | 02:00 | 0
1981 | 8 | 8 | 03:00 | 0
1981 | 8 | 8 | 04:00 | 0
1981 | 8 | 8 | 05:00 | 0
1981 | 8 | 8 | 06:00 | 1
1981 | 8 | 8 | 07:00 | 60
1981 | 8 | 8 | 08:00 | 395
1981 | 8 | 8 | 09:00 | 648
1981 | 8 | 8 | 10:00 | 448
1981 | 8 | 8 | 11:00 | 546
1981 | 8 | 8 | 12:00 | 882
1981 | 8 | 8 | 13:00 | 978
1981 | 8 | 8 | 14:00 | 1643
1981 | 8 | 8 | 15:00 | 1511
1981 | 8 | 8 | 16:00 | 389
1981 | 8 | 8 | 17:00 | 65
1981 | 8 | 8 | 18:00 | 38
1981 | 8 | 8 | 19:00 | 0
1981 | 8 | 8 | 20:00 | 0
1981 | 8 | 8 | 21:00 | 0
1981 | 8 | 8 | 22:00 | 0
1981 | 8 | 8 | 23:00 | 0
1981 | 8 | 8 | 24:00 | 0
1981 | 8 | 9 | 01:00 | 0
1981 | 8 | 9 | 02:00 | 0
1981 | 8 | 9 | 03:00 | 0
1981 | 8 | 9 | 04:00 | 0
1981 | 8 | 9 | 05:00 | 0
1981 | 8 | 9 | 06:00 | 0
1981 | 8 | 9 | 07:00 | 111
1981 | 8 | 9 | 08:00 | 432
1981 | 8 | 9 | 09:00 | 381
1981 | 8 | 9 | 10:00 | 762
1981 | 8 | 9 | 11:00 | 918
1981 | 8 | 9 | 12:00 | 993
1981 | 8 | 9 | 13:00 | 1039
1981 | 8 | 9 | 14:00 | 2140
1981 | 8 | 9 | 15:00 | 1515
1981 | 8 | 9 | 16:00 | 910
1981 | 8 | 9 | 17:00 | 612
1981 | 8 | 9 | 18:00 | 3
1981 | 8 | 9 | 19:00 | 0
1981 | 8 | 9 | 20:00 | 0
1981 | 8 | 9 | 21:00 | 0
1981 | 8 | 9 | 22:00 | 0
1981 | 8 | 9 | 23:00 | 0
1981 | 8 | 9 | 24:00 | 0
1981 | 8 | 10 | 01:00 | 0
1981 | 8 | 10 | 02:00 | 0
1981 | 8 | 10 | 03:00 | 0
1981 | 8 | 10 | 04:00 | 0
1981 | 8 | 10 | 05:00 | 0
1981 | 8 | 10 | 06:00 | 0
1981 | 8 | 10 | 07:00 | 50
1981 | 8 | 10 | 08:00 | 436
1981 | 8 | 10 | 09:00 | 1625
1981 | 8 | 10 | 10:00 | 2044
1981 | 8 | 10 | 11:00 | 2489
1981 | 8 | 10 | 12:00 | 2007
1981 | 8 | 10 | 13:00 | 2188
1981 | 8 | 10 | 14:00 | 2497
1981 | 8 | 10 | 15:00 | 2020
1981 | 8 | 10 | 16:00 | 1490
1981 | 8 | 10 | 17:00 | 627
1981 | 8 | 10 | 18:00 | 25
1981 | 8 | 10 | 19:00 | 0
1981 | 8 | 10 | 20:00 | 0
1981 | 8 | 10 | 21:00 | 0
1981 | 8 | 10 | 22:00 | 0
1981 | 8 | 10 | 23:00 | 0
1981 | 8 | 10 | 24:00 | 0
1981 | 8 | 11 | 01:00 | 0
1981 | 8 | 11 | 02:00 | 0
1981 | 8 | 11 | 03:00 | 0
1981 | 8 | 11 | 04:00 | 0
1981 | 8 | 11 | 05:00 | 0
1981 | 8 | 11 | 06:00 | 1
1981 | 8 | 11 | 07:00 | 57
1981 | 8 | 11 | 08:00 | 533
1981 | 8 | 11 | 09:00 | 1609
1981 | 8 | 11 | 10:00 | 2157
1981 | 8 | 11 | 11:00 | 2000
1981 | 8 | 11 | 12:00 | 2004
1981 | 8 | 11 | 13:00 | 2222
1981 | 8 | 11 | 14:00 | 1792
1981 | 8 | 11 | 15:00 | 1999
1981 | 8 | 11 | 16:00 | 1434
1981 | 8 | 11 | 17:00 | 789
1981 | 8 | 11 | 18:00 | 45
1981 | 8 | 11 | 19:00 | 0
1981 | 8 | 11 | 20:00 | 0
1981 | 8 | 11 | 21:00 | 0
1981 | 8 | 11 | 22:00 | 0
1981 | 8 | 11 | 23:00 | 0
1981 | 8 | 11 | 24:00 | 0
1981 | 8 | 12 | 01:00 | 0
1981 | 8 | 12 | 02:00 | 0
1981 | 8 | 12 | 03:00 | 0
1981 | 8 | 12 | 04:00 | 0
1981 | 8 | 12 | 05:00 | 0
1981 | 8 | 12 | 06:00 | 0
1981 | 8 | 12 | 07:00 | 68
1981 | 8 | 12 | 08:00 | 847
1981 | 8 | 12 | 09:00 | 1269
1981 | 8 | 12 | 10:00 | 1017
1981 | 8 | 12 | 11:00 | 1982
1981 | 8 | 12 | 12:00 | 1856
1981 | 8 | 12 | 13:00 | 1607
1981 | 8 | 12 | 14:00 | 1895
1981 | 8 | 12 | 15:00 | 1561
1981 | 8 | 12 | 16:00 | 1323
1981 | 8 | 12 | 17:00 | 620
1981 | 8 | 12 | 18:00 | 132
1981 | 8 | 12 | 19:00 | 0
1981 | 8 | 12 | 20:00 | 0
1981 | 8 | 12 | 21:00 | 0
1981 | 8 | 12 | 22:00 | 0
1981 | 8 | 12 | 23:00 | 0
1981 | 8 | 12 | 24:00 | 0
1981 | 8 | 13 | 01:00 | 0
1981 | 8 | 13 | 02:00 | 0
1981 | 8 | 13 | 03:00 | 0
1981 | 8 | 13 | 04:00 | 0
1981 | 8 | 13 | 05:00 | 0
1981 | 8 | 13 | 06:00 | 0
1981 | 8 | 13 | 07:00 | 164
1981 | 8 | 13 | 08:00 | 400
1981 | 8 | 13 | 09:00 | 642
1981 | 8 | 13 | 10:00 | 916
1981 | 8 | 13 | 11:00 | 1523
1981 | 8 | 13 | 12:00 | 2607
1981 | 8 | 13 | 13:00 | 2553
1981 | 8 | 13 | 14:00 | 2051
1981 | 8 | 13 | 15:00 | 1271
1981 | 8 | 13 | 16:00 | 1323
1981 | 8 | 13 | 17:00 | 649
1981 | 8 | 13 | 18:00 | 52
1981 | 8 | 13 | 19:00 | 0
1981 | 8 | 13 | 20:00 | 0
1981 | 8 | 13 | 21:00 | 0
1981 | 8 | 13 | 22:00 | 0
1981 | 8 | 13 | 23:00 | 0
1981 | 8 | 13 | 24:00 | 0
1981 | 8 | 14 | 01:00 | 0
1981 | 8 | 14 | 02:00 | 0
1981 | 8 | 14 | 03:00 | 0
1981 | 8 | 14 | 04:00 | 0
1981 | 8 | 14 | 05:00 | 0
1981 | 8 | 14 | 06:00 | 0
1981 | 8 | 14 | 07:00 | 272
1981 | 8 | 14 | 08:00 | 1109
1981 | 8 | 14 | 09:00 | 1863
1981 | 8 | 14 | 10:00 | 2374
1981 | 8 | 14 | 11:00 | 2517
1981 | 8 | 14 | 12:00 | 2729
1981 | 8 | 14 | 13:00 | 2693
1981 | 8 | 14 | 14:00 | 2490
1981 | 8 | 14 | 15:00 | 2145
1981 | 8 | 14 | 16:00 | 1471
1981 | 8 | 14 | 17:00 | 753
1981 | 8 | 14 | 18:00 | 60
1981 | 8 | 14 | 19:00 | 0
1981 | 8 | 14 | 20:00 | 0
1981 | 8 | 14 | 21:00 | 0
1981 | 8 | 14 | 22:00 | 0
1981 | 8 | 14 | 23:00 | 0
1981 | 8 | 14 | 24:00 | 0
1981 | 8 | 15 | 01:00 | 0
1981 | 8 | 15 | 02:00 | 0
1981 | 8 | 15 | 03:00 | 0
1981 | 8 | 15 | 04:00 | 0
1981 | 8 | 15 | 05:00 | 0
1981 | 8 | 15 | 06:00 | 0
1981 | 8 | 15 | 07:00 | 53
1981 | 8 | 15 | 08:00 | 510
1981 | 8 | 15 | 09:00 | 737
1981 | 8 | 15 | 10:00 | 824
1981 | 8 | 15 | 11:00 | 948
1981 | 8 | 15 | 12:00 | 1016
1981 | 8 | 15 | 13:00 | 1002
1981 | 8 | 15 | 14:00 | 967
1981 | 8 | 15 | 15:00 | 478
1981 | 8 | 15 | 16:00 | 397
1981 | 8 | 15 | 17:00 | 431
1981 | 8 | 15 | 18:00 | 6
1981 | 8 | 15 | 19:00 | 0
1981 | 8 | 15 | 20:00 | 0
1981 | 8 | 15 | 21:00 | 0
1981 | 8 | 15 | 22:00 | 0
1981 | 8 | 15 | 23:00 | 0
1981 | 8 | 15 | 24:00 | 0
1981 | 8 | 16 | 01:00 | 0
1981 | 8 | 16 | 02:00 | 0
1981 | 8 | 16 | 03:00 | 0
1981 | 8 | 16 | 04:00 | 0
1981 | 8 | 16 | 05:00 | 0
1981 | 8 | 16 | 06:00 | 0
1981 | 8 | 16 | 07:00 | 12
1981 | 8 | 16 | 08:00 | 467
1981 | 8 | 16 | 09:00 | 723
1981 | 8 | 16 | 10:00 | 1306
1981 | 8 | 16 | 11:00 | 909
1981 | 8 | 16 | 12:00 | 1398
1981 | 8 | 16 | 13:00 | 853
1981 | 8 | 16 | 14:00 | 1539
1981 | 8 | 16 | 15:00 | 1557
1981 | 8 | 16 | 16:00 | 1331
1981 | 8 | 16 | 17:00 | 509
1981 | 8 | 16 | 18:00 | 42
1981 | 8 | 16 | 19:00 | 0
1981 | 8 | 16 | 20:00 | 0
1981 | 8 | 16 | 21:00 | 0
1981 | 8 | 16 | 22:00 | 0
1981 | 8 | 16 | 23:00 | 0
1981 | 8 | 16 | 24:00 | 0
1981 | 8 | 17 | 01:00 | 0
1981 | 8 | 17 | 02:00 | 0
1981 | 8 | 17 | 03:00 | 0
1981 | 8 | 17 | 04:00 | 0
1981 | 8 | 17 | 05:00 | 0
1981 | 8 | 17 | 06:00 | 0
1981 | 8 | 17 | 07:00 | 177
1981 | 8 | 17 | 08:00 | 1066
1981 | 8 | 17 | 09:00 | 1821
1981 | 8 | 17 | 10:00 | 1048
1981 | 8 | 17 | 11:00 | 2131
1981 | 8 | 17 | 12:00 | 1818
1981 | 8 | 17 | 13:00 | 1778
1981 | 8 | 17 | 14:00 | 1547
1981 | 8 | 17 | 15:00 | 1482
1981 | 8 | 17 | 16:00 | 834
1981 | 8 | 17 | 17:00 | 371
1981 | 8 | 17 | 18:00 | 10
1981 | 8 | 17 | 19:00 | 0
1981 | 8 | 17 | 20:00 | 0
1981 | 8 | 17 | 21:00 | 0
1981 | 8 | 17 | 22:00 | 0
1981 | 8 | 17 | 23:00 | 0
1981 | 8 | 17 | 24:00 | 0
1981 | 8 | 18 | 01:00 | 0
1981 | 8 | 18 | 02:00 | 0
1981 | 8 | 18 | 03:00 | 0
1981 | 8 | 18 | 04:00 | 0
1981 | 8 | 18 | 05:00 | 0
1981 | 8 | 18 | 06:00 | 0
1981 | 8 | 18 | 07:00 | 256
1981 | 8 | 18 | 08:00 | 1124
1981 | 8 | 18 | 09:00 | 1889
1981 | 8 | 18 | 10:00 | 2473
1981 | 8 | 18 | 11:00 | 2848
1981 | 8 | 18 | 12:00 | 2954
1981 | 8 | 18 | 13:00 | 2842
1981 | 8 | 18 | 14:00 | 2669
1981 | 8 | 18 | 15:00 | 2253
1981 | 8 | 18 | 16:00 | 1632
1981 | 8 | 18 | 17:00 | 808
1981 | 8 | 18 | 18:00 | 13
1981 | 8 | 18 | 19:00 | 0
1981 | 8 | 18 | 20:00 | 0
1981 | 8 | 18 | 21:00 | 0
1981 | 8 | 18 | 22:00 | 0
1981 | 8 | 18 | 23:00 | 0
1981 | 8 | 18 | 24:00 | 0
1981 | 8 | 19 | 01:00 | 0
1981 | 8 | 19 | 02:00 | 0
1981 | 8 | 19 | 03:00 | 0
1981 | 8 | 19 | 04:00 | 0
1981 | 8 | 19 | 05:00 | 0
1981 | 8 | 19 | 06:00 | 0
1981 | 8 | 19 | 07:00 | 270
1981 | 8 | 19 | 08:00 | 1125
1981 | 8 | 19 | 09:00 | 1842
1981 | 8 | 19 | 10:00 | 2344
1981 | 8 | 19 | 11:00 | 2631
1981 | 8 | 19 | 12:00 | 2598
1981 | 8 | 19 | 13:00 | 2568
1981 | 8 | 19 | 14:00 | 2185
1981 | 8 | 19 | 15:00 | 1819
1981 | 8 | 19 | 16:00 | 886
1981 | 8 | 19 | 17:00 | 662
1981 | 8 | 19 | 18:00 | 25
1981 | 8 | 19 | 19:00 | 0
1981 | 8 | 19 | 20:00 | 0
1981 | 8 | 19 | 21:00 | 0
1981 | 8 | 19 | 22:00 | 0
1981 | 8 | 19 | 23:00 | 0
1981 | 8 | 19 | 24:00 | 0
1981 | 8 | 20 | 01:00 | 0
1981 | 8 | 20 | 02:00 | 0
1981 | 8 | 20 | 03:00 | 0
1981 | 8 | 20 | 04:00 | 0
1981 | 8 | 20 | 05:00 | 0
1981 | 8 | 20 | 06:00 | 0
1981 | 8 | 20 | 07:00 | 288
1981 | 8 | 20 | 08:00 | 1062
1981 | 8 | 20 | 09:00 | 1827
1981 | 8 | 20 | 10:00 | 2292
1981 | 8 | 20 | 11:00 | 2570
1981 | 8 | 20 | 12:00 | 2777
1981 | 8 | 20 | 13:00 | 2286
1981 | 8 | 20 | 14:00 | 2108
1981 | 8 | 20 | 15:00 | 2004
1981 | 8 | 20 | 16:00 | 1355
1981 | 8 | 20 | 17:00 | 769
1981 | 8 | 20 | 18:00 | 18
1981 | 8 | 20 | 19:00 | 0
1981 | 8 | 20 | 20:00 | 0
1981 | 8 | 20 | 21:00 | 0
1981 | 8 | 20 | 22:00 | 0
1981 | 8 | 20 | 23:00 | 0
1981 | 8 | 20 | 24:00 | 0
1981 | 8 | 21 | 01:00 | 0
1981 | 8 | 21 | 02:00 | 0
1981 | 8 | 21 | 03:00 | 0
1981 | 8 | 21 | 04:00 | 0
1981 | 8 | 21 | 05:00 | 0
1981 | 8 | 21 | 06:00 | 0
1981 | 8 | 21 | 07:00 | 257
1981 | 8 | 21 | 08:00 | 1123
1981 | 8 | 21 | 09:00 | 1852
1981 | 8 | 21 | 10:00 | 2318
1981 | 8 | 21 | 11:00 | 2635
1981 | 8 | 21 | 12:00 | 2604
1981 | 8 | 21 | 13:00 | 2310
1981 | 8 | 21 | 14:00 | 2220
1981 | 8 | 21 | 15:00 | 2000
1981 | 8 | 21 | 16:00 | 1539
1981 | 8 | 21 | 17:00 | 746
1981 | 8 | 21 | 18:00 | 14
1981 | 8 | 21 | 19:00 | 0
1981 | 8 | 21 | 20:00 | 0
1981 | 8 | 21 | 21:00 | 0
1981 | 8 | 21 | 22:00 | 0
1981 | 8 | 21 | 23:00 | 0
1981 | 8 | 21 | 24:00 | 0
1981 | 8 | 22 | 01:00 | 0
1981 | 8 | 22 | 02:00 | 0
1981 | 8 | 22 | 03:00 | 0
1981 | 8 | 22 | 04:00 | 0
1981 | 8 | 22 | 05:00 | 0
1981 | 8 | 22 | 06:00 | 0
1981 | 8 | 22 | 07:00 | 330
1981 | 8 | 22 | 08:00 | 995
1981 | 8 | 22 | 09:00 | 1560
1981 | 8 | 22 | 10:00 | 1890
1981 | 8 | 22 | 11:00 | 2345
1981 | 8 | 22 | 12:00 | 2154
1981 | 8 | 22 | 13:00 | 1972
1981 | 8 | 22 | 14:00 | 1802
1981 | 8 | 22 | 15:00 | 1546
1981 | 8 | 22 | 16:00 | 279
1981 | 8 | 22 | 17:00 | 375
1981 | 8 | 22 | 18:00 | 6
1981 | 8 | 22 | 19:00 | 0
1981 | 8 | 22 | 20:00 | 0
1981 | 8 | 22 | 21:00 | 0
1981 | 8 | 22 | 22:00 | 0
1981 | 8 | 22 | 23:00 | 0
1981 | 8 | 22 | 24:00 | 0
1981 | 8 | 23 | 01:00 | 0
1981 | 8 | 23 | 02:00 | 0
1981 | 8 | 23 | 03:00 | 0
1981 | 8 | 23 | 04:00 | 0
1981 | 8 | 23 | 05:00 | 0
1981 | 8 | 23 | 06:00 | 1
1981 | 8 | 23 | 07:00 | 281
1981 | 8 | 23 | 08:00 | 1114
1981 | 8 | 23 | 09:00 | 1798
1981 | 8 | 23 | 10:00 | 2314
1981 | 8 | 23 | 11:00 | 2489
1981 | 8 | 23 | 12:00 | 2546
1981 | 8 | 23 | 13:00 | 2717
1981 | 8 | 23 | 14:00 | 2377
1981 | 8 | 23 | 15:00 | 2016
1981 | 8 | 23 | 16:00 | 1529
1981 | 8 | 23 | 17:00 | 727
1981 | 8 | 23 | 18:00 | 6
1981 | 8 | 23 | 19:00 | 0
1981 | 8 | 23 | 20:00 | 0
1981 | 8 | 23 | 21:00 | 0
1981 | 8 | 23 | 22:00 | 0
1981 | 8 | 23 | 23:00 | 0
1981 | 8 | 23 | 24:00 | 0
1981 | 8 | 24 | 01:00 | 0
1981 | 8 | 24 | 02:00 | 0
1981 | 8 | 24 | 03:00 | 0
1981 | 8 | 24 | 04:00 | 0
1981 | 8 | 24 | 05:00 | 0
1981 | 8 | 24 | 06:00 | 0
1981 | 8 | 24 | 07:00 | 12
1981 | 8 | 24 | 08:00 | 476
1981 | 8 | 24 | 09:00 | 574
1981 | 8 | 24 | 10:00 | 900
1981 | 8 | 24 | 11:00 | 832
1981 | 8 | 24 | 12:00 | 960
1981 | 8 | 24 | 13:00 | 1068
1981 | 8 | 24 | 14:00 | 520
1981 | 8 | 24 | 15:00 | 487
1981 | 8 | 24 | 16:00 | 365
1981 | 8 | 24 | 17:00 | 61
1981 | 8 | 24 | 18:00 | 4
1981 | 8 | 24 | 19:00 | 0
1981 | 8 | 24 | 20:00 | 0
1981 | 8 | 24 | 21:00 | 0
1981 | 8 | 24 | 22:00 | 0
1981 | 8 | 24 | 23:00 | 0
1981 | 8 | 24 | 24:00 | 0
1981 | 8 | 25 | 01:00 | 0
1981 | 8 | 25 | 02:00 | 0
1981 | 8 | 25 | 03:00 | 0
1981 | 8 | 25 | 04:00 | 0
1981 | 8 | 25 | 05:00 | 0
1981 | 8 | 25 | 06:00 | 0
1981 | 8 | 25 | 07:00 | 48
1981 | 8 | 25 | 08:00 | 426
1981 | 8 | 25 | 09:00 | 755
1981 | 8 | 25 | 10:00 | 1005
1981 | 8 | 25 | 11:00 | 1041
1981 | 8 | 25 | 12:00 | 1132
1981 | 8 | 25 | 13:00 | 1187
1981 | 8 | 25 | 14:00 | 1415
1981 | 8 | 25 | 15:00 | 1417
1981 | 8 | 25 | 16:00 | 933
1981 | 8 | 25 | 17:00 | 573
1981 | 8 | 25 | 18:00 | 4
1981 | 8 | 25 | 19:00 | 0
1981 | 8 | 25 | 20:00 | 0
1981 | 8 | 25 | 21:00 | 0
1981 | 8 | 25 | 22:00 | 0
1981 | 8 | 25 | 23:00 | 0
1981 | 8 | 25 | 24:00 | 0
1981 | 8 | 26 | 01:00 | 0
1981 | 8 | 26 | 02:00 | 0
1981 | 8 | 26 | 03:00 | 0
1981 | 8 | 26 | 04:00 | 0
1981 | 8 | 26 | 05:00 | 0
1981 | 8 | 26 | 06:00 | 0
1981 | 8 | 26 | 07:00 | 95
1981 | 8 | 26 | 08:00 | 398
1981 | 8 | 26 | 09:00 | 647
1981 | 8 | 26 | 10:00 | 2364
1981 | 8 | 26 | 11:00 | 2696
1981 | 8 | 26 | 12:00 | 2872
1981 | 8 | 26 | 13:00 | 2745
1981 | 8 | 26 | 14:00 | 2509
1981 | 8 | 26 | 15:00 | 2143
1981 | 8 | 26 | 16:00 | 1523
1981 | 8 | 26 | 17:00 | 707
1981 | 8 | 26 | 18:00 | 13
1981 | 8 | 26 | 19:00 | 0
1981 | 8 | 26 | 20:00 | 0
1981 | 8 | 26 | 21:00 | 0
1981 | 8 | 26 | 22:00 | 0
1981 | 8 | 26 | 23:00 | 0
1981 | 8 | 26 | 24:00 | 0
1981 | 8 | 27 | 01:00 | 0
1981 | 8 | 27 | 02:00 | 0
1981 | 8 | 27 | 03:00 | 0
1981 | 8 | 27 | 04:00 | 0
1981 | 8 | 27 | 05:00 | 0
1981 | 8 | 27 | 06:00 | 0
1981 | 8 | 27 | 07:00 | 20
1981 | 8 | 27 | 08:00 | 661
1981 | 8 | 27 | 09:00 | 1536
1981 | 8 | 27 | 10:00 | 2241
1981 | 8 | 27 | 11:00 | 2417
1981 | 8 | 27 | 12:00 | 2502
1981 | 8 | 27 | 13:00 | 704
1981 | 8 | 27 | 14:00 | 848
1981 | 8 | 27 | 15:00 | 255
1981 | 8 | 27 | 16:00 | 958
1981 | 8 | 27 | 17:00 | 728
1981 | 8 | 27 | 18:00 | 8
1981 | 8 | 27 | 19:00 | 0
1981 | 8 | 27 | 20:00 | 0
1981 | 8 | 27 | 21:00 | 0
1981 | 8 | 27 | 22:00 | 0
1981 | 8 | 27 | 23:00 | 0
1981 | 8 | 27 | 24:00 | 0
1981 | 8 | 28 | 01:00 | 0
1981 | 8 | 28 | 02:00 | 0
1981 | 8 | 28 | 03:00 | 0
1981 | 8 | 28 | 04:00 | 0
1981 | 8 | 28 | 05:00 | 0
1981 | 8 | 28 | 06:00 | 0
1981 | 8 | 28 | 07:00 | 68
1981 | 8 | 28 | 08:00 | 892
1981 | 8 | 28 | 09:00 | 1924
1981 | 8 | 28 | 10:00 | 2223
1981 | 8 | 28 | 11:00 | 2530
1981 | 8 | 28 | 12:00 | 2644
1981 | 8 | 28 | 13:00 | 2722
1981 | 8 | 28 | 14:00 | 2425
1981 | 8 | 28 | 15:00 | 2063
1981 | 8 | 28 | 16:00 | 1296
1981 | 8 | 28 | 17:00 | 714
1981 | 8 | 28 | 18:00 | 12
1981 | 8 | 28 | 19:00 | 0
1981 | 8 | 28 | 20:00 | 0
1981 | 8 | 28 | 21:00 | 0
1981 | 8 | 28 | 22:00 | 0
1981 | 8 | 28 | 23:00 | 0
1981 | 8 | 28 | 24:00 | 0
1981 | 8 | 29 | 01:00 | 0
1981 | 8 | 29 | 02:00 | 0
1981 | 8 | 29 | 03:00 | 0
1981 | 8 | 29 | 04:00 | 0
1981 | 8 | 29 | 05:00 | 0
1981 | 8 | 29 | 06:00 | 0
1981 | 8 | 29 | 07:00 | 243
1981 | 8 | 29 | 08:00 | 1071
1981 | 8 | 29 | 09:00 | 1722
1981 | 8 | 29 | 10:00 | 2313
1981 | 8 | 29 | 11:00 | 2690
1981 | 8 | 29 | 12:00 | 2803
1981 | 8 | 29 | 13:00 | 2775
1981 | 8 | 29 | 14:00 | 2362
1981 | 8 | 29 | 15:00 | 1842
1981 | 8 | 29 | 16:00 | 1329
1981 | 8 | 29 | 17:00 | 636
1981 | 8 | 29 | 18:00 | 16
1981 | 8 | 29 | 19:00 | 0
1981 | 8 | 29 | 20:00 | 0
1981 | 8 | 29 | 21:00 | 0
1981 | 8 | 29 | 22:00 | 0
1981 | 8 | 29 | 23:00 | 0
1981 | 8 | 29 | 24:00 | 0
1981 | 8 | 30 | 01:00 | 0
1981 | 8 | 30 | 02:00 | 0
1981 | 8 | 30 | 03:00 | 0
1981 | 8 | 30 | 04:00 | 0
1981 | 8 | 30 | 05:00 | 0
1981 | 8 | 30 | 06:00 | 0
1981 | 8 | 30 | 07:00 | 40
1981 | 8 | 30 | 08:00 | 814
1981 | 8 | 30 | 09:00 | 1157
1981 | 8 | 30 | 10:00 | 1986
1981 | 8 | 30 | 11:00 | 2566
1981 | 8 | 30 | 12:00 | 1639
1981 | 8 | 30 | 13:00 | 1807
1981 | 8 | 30 | 14:00 | 1240
1981 | 8 | 30 | 15:00 | 1535
1981 | 8 | 30 | 16:00 | 533
1981 | 8 | 30 | 17:00 | 12
1981 | 8 | 30 | 18:00 | 0
1981 | 8 | 30 | 19:00 | 0
1981 | 8 | 30 | 20:00 | 0
1981 | 8 | 30 | 21:00 | 0
1981 | 8 | 30 | 22:00 | 0
1981 | 8 | 30 | 23:00 | 0
1981 | 8 | 30 | 24:00 | 0
1981 | 8 | 31 | 01:00 | 0
1981 | 8 | 31 | 02:00 | 0
1981 | 8 | 31 | 03:00 | 0
1981 | 8 | 31 | 04:00 | 0
1981 | 8 | 31 | 05:00 | 0
1981 | 8 | 31 | 06:00 | 0
1981 | 8 | 31 | 07:00 | 91
1981 | 8 | 31 | 08:00 | 397
1981 | 8 | 31 | 09:00 | 780
1981 | 8 | 31 | 10:00 | 1766
1981 | 8 | 31 | 11:00 | 2406
1981 | 8 | 31 | 12:00 | 1821
1981 | 8 | 31 | 13:00 | 1631
1981 | 8 | 31 | 14:00 | 1020
1981 | 8 | 31 | 15:00 | 935
1981 | 8 | 31 | 16:00 | 652
1981 | 8 | 31 | 17:00 | 677
1981 | 8 | 31 | 18:00 | 11
1981 | 8 | 31 | 19:00 | 0
1981 | 8 | 31 | 20:00 | 0
1981 | 8 | 31 | 21:00 | 0
1981 | 8 | 31 | 22:00 | 0
1981 | 8 | 31 | 23:00 | 0
1981 | 8 | 31 | 24:00 | 0
1985 | 9 | 1 | 01:00 | 0
1985 | 9 | 1 | 02:00 | 0
1985 | 9 | 1 | 03:00 | 0
1985 | 9 | 1 | 04:00 | 0
1985 | 9 | 1 | 05:00 | 0
1985 | 9 | 1 | 06:00 | 0
1985 | 9 | 1 | 07:00 | 280
1985 | 9 | 1 | 08:00 | 1184
1985 | 9 | 1 | 09:00 | 1951
1985 | 9 | 1 | 10:00 | 2475
1985 | 9 | 1 | 11:00 | 2519
1985 | 9 | 1 | 12:00 | 2706
1985 | 9 | 1 | 13:00 | 2574
1985 | 9 | 1 | 14:00 | 2398
1985 | 9 | 1 | 15:00 | 1840
1985 | 9 | 1 | 16:00 | 1383
1985 | 9 | 1 | 17:00 | 620
1985 | 9 | 1 | 18:00 | 13
1985 | 9 | 1 | 19:00 | 0
1985 | 9 | 1 | 20:00 | 0
1985 | 9 | 1 | 21:00 | 0
1985 | 9 | 1 | 22:00 | 0
1985 | 9 | 1 | 23:00 | 0
1985 | 9 | 1 | 24:00 | 0
1985 | 9 | 2 | 01:00 | 0
1985 | 9 | 2 | 02:00 | 0
1985 | 9 | 2 | 03:00 | 0
1985 | 9 | 2 | 04:00 | 0
1985 | 9 | 2 | 05:00 | 0
1985 | 9 | 2 | 06:00 | 0
1985 | 9 | 2 | 07:00 | 4
1985 | 9 | 2 | 08:00 | 76
1985 | 9 | 2 | 09:00 | 559
1985 | 9 | 2 | 10:00 | 538
1985 | 9 | 2 | 11:00 | 814
1985 | 9 | 2 | 12:00 | 1212
1985 | 9 | 2 | 13:00 | 1062
1985 | 9 | 2 | 14:00 | 863
1985 | 9 | 2 | 15:00 | 1547
1985 | 9 | 2 | 16:00 | 1363
1985 | 9 | 2 | 17:00 | 634
1985 | 9 | 2 | 18:00 | 6
1985 | 9 | 2 | 19:00 | 0
1985 | 9 | 2 | 20:00 | 0
1985 | 9 | 2 | 21:00 | 0
1985 | 9 | 2 | 22:00 | 0
1985 | 9 | 2 | 23:00 | 0
1985 | 9 | 2 | 24:00 | 0
1985 | 9 | 3 | 01:00 | 0
1985 | 9 | 3 | 02:00 | 0
1985 | 9 | 3 | 03:00 | 0
1985 | 9 | 3 | 04:00 | 0
1985 | 9 | 3 | 05:00 | 0
1985 | 9 | 3 | 06:00 | 0
1985 | 9 | 3 | 07:00 | 12
1985 | 9 | 3 | 08:00 | 390
1985 | 9 | 3 | 09:00 | 545
1985 | 9 | 3 | 10:00 | 732
1985 | 9 | 3 | 11:00 | 833
1985 | 9 | 3 | 12:00 | 928
1985 | 9 | 3 | 13:00 | 925
1985 | 9 | 3 | 14:00 | 1032
1985 | 9 | 3 | 15:00 | 1179
1985 | 9 | 3 | 16:00 | 1313
1985 | 9 | 3 | 17:00 | 132
1985 | 9 | 3 | 18:00 | 1
1985 | 9 | 3 | 19:00 | 0
1985 | 9 | 3 | 20:00 | 0
1985 | 9 | 3 | 21:00 | 0
1985 | 9 | 3 | 22:00 | 0
1985 | 9 | 3 | 23:00 | 0
1985 | 9 | 3 | 24:00 | 0
1985 | 9 | 4 | 01:00 | 0
1985 | 9 | 4 | 02:00 | 0
1985 | 9 | 4 | 03:00 | 0
1985 | 9 | 4 | 04:00 | 0
1985 | 9 | 4 | 05:00 | 0
1985 | 9 | 4 | 06:00 | 0
1985 | 9 | 4 | 07:00 | 20
1985 | 9 | 4 | 08:00 | 309
1985 | 9 | 4 | 09:00 | 340
1985 | 9 | 4 | 10:00 | 1415
1985 | 9 | 4 | 11:00 | 1125
1985 | 9 | 4 | 12:00 | 1586
1985 | 9 | 4 | 13:00 | 1884
1985 | 9 | 4 | 14:00 | 2346
1985 | 9 | 4 | 15:00 | 1861
1985 | 9 | 4 | 16:00 | 819
1985 | 9 | 4 | 17:00 | 443
1985 | 9 | 4 | 18:00 | 2
1985 | 9 | 4 | 19:00 | 0
1985 | 9 | 4 | 20:00 | 0
1985 | 9 | 4 | 21:00 | 0
1985 | 9 | 4 | 22:00 | 0
1985 | 9 | 4 | 23:00 | 0
1985 | 9 | 4 | 24:00 | 0
1985 | 9 | 5 | 01:00 | 0
1985 | 9 | 5 | 02:00 | 0
1985 | 9 | 5 | 03:00 | 0
1985 | 9 | 5 | 04:00 | 0
1985 | 9 | 5 | 05:00 | 0
1985 | 9 | 5 | 06:00 | 0
1985 | 9 | 5 | 07:00 | 152
1985 | 9 | 5 | 08:00 | 724
1985 | 9 | 5 | 09:00 | 1007
1985 | 9 | 5 | 10:00 | 1686
1985 | 9 | 5 | 11:00 | 2336
1985 | 9 | 5 | 12:00 | 2350
1985 | 9 | 5 | 13:00 | 1935
1985 | 9 | 5 | 14:00 | 1807
1985 | 9 | 5 | 15:00 | 1198
1985 | 9 | 5 | 16:00 | 689
1985 | 9 | 5 | 17:00 | 336
1985 | 9 | 5 | 18:00 | 0
1985 | 9 | 5 | 19:00 | 0
1985 | 9 | 5 | 20:00 | 0
1985 | 9 | 5 | 21:00 | 0
1985 | 9 | 5 | 22:00 | 0
1985 | 9 | 5 | 23:00 | 0
1985 | 9 | 5 | 24:00 | 0
1985 | 9 | 6 | 01:00 | 0
1985 | 9 | 6 | 02:00 | 0
1985 | 9 | 6 | 03:00 | 0
1985 | 9 | 6 | 04:00 | 0
1985 | 9 | 6 | 05:00 | 0
1985 | 9 | 6 | 06:00 | 0
1985 | 9 | 6 | 07:00 | 1
1985 | 9 | 6 | 08:00 | 28
1985 | 9 | 6 | 09:00 | 136
1985 | 9 | 6 | 10:00 | 390
1985 | 9 | 6 | 11:00 | 460
1985 | 9 | 6 | 12:00 | 578
1985 | 9 | 6 | 13:00 | 599
1985 | 9 | 6 | 14:00 | 499
1985 | 9 | 6 | 15:00 | 462
1985 | 9 | 6 | 16:00 | 137
1985 | 9 | 6 | 17:00 | 29
1985 | 9 | 6 | 18:00 | 0
1985 | 9 | 6 | 19:00 | 0
1985 | 9 | 6 | 20:00 | 0
1985 | 9 | 6 | 21:00 | 0
1985 | 9 | 6 | 22:00 | 0
1985 | 9 | 6 | 23:00 | 0
1985 | 9 | 6 | 24:00 | 0
1985 | 9 | 7 | 01:00 | 0
1985 | 9 | 7 | 02:00 | 0
1985 | 9 | 7 | 03:00 | 0
1985 | 9 | 7 | 04:00 | 0
1985 | 9 | 7 | 05:00 | 0
1985 | 9 | 7 | 06:00 | 0
1985 | 9 | 7 | 07:00 | 32
1985 | 9 | 7 | 08:00 | 380
1985 | 9 | 7 | 09:00 | 636
1985 | 9 | 7 | 10:00 | 926
1985 | 9 | 7 | 11:00 | 912
1985 | 9 | 7 | 12:00 | 1545
1985 | 9 | 7 | 13:00 | 680
1985 | 9 | 7 | 14:00 | 653
1985 | 9 | 7 | 15:00 | 905
1985 | 9 | 7 | 16:00 | 389
1985 | 9 | 7 | 17:00 | 247
1985 | 9 | 7 | 18:00 | 1
1985 | 9 | 7 | 19:00 | 0
1985 | 9 | 7 | 20:00 | 0
1985 | 9 | 7 | 21:00 | 0
1985 | 9 | 7 | 22:00 | 0
1985 | 9 | 7 | 23:00 | 0
1985 | 9 | 7 | 24:00 | 0
1985 | 9 | 8 | 01:00 | 0
1985 | 9 | 8 | 02:00 | 0
1985 | 9 | 8 | 03:00 | 0
1985 | 9 | 8 | 04:00 | 0
1985 | 9 | 8 | 05:00 | 0
1985 | 9 | 8 | 06:00 | 0
1985 | 9 | 8 | 07:00 | 46
1985 | 9 | 8 | 08:00 | 847
1985 | 9 | 8 | 09:00 | 1821
1985 | 9 | 8 | 10:00 | 1902
1985 | 9 | 8 | 11:00 | 2393
1985 | 9 | 8 | 12:00 | 2401
1985 | 9 | 8 | 13:00 | 2212
1985 | 9 | 8 | 14:00 | 2239
1985 | 9 | 8 | 15:00 | 1732
1985 | 9 | 8 | 16:00 | 1015
1985 | 9 | 8 | 17:00 | 623
1985 | 9 | 8 | 18:00 | 1
1985 | 9 | 8 | 19:00 | 0
1985 | 9 | 8 | 20:00 | 0
1985 | 9 | 8 | 21:00 | 0
1985 | 9 | 8 | 22:00 | 0
1985 | 9 | 8 | 23:00 | 0
1985 | 9 | 8 | 24:00 | 0
1985 | 9 | 9 | 01:00 | 0
1985 | 9 | 9 | 02:00 | 0
1985 | 9 | 9 | 03:00 | 0
1985 | 9 | 9 | 04:00 | 0
1985 | 9 | 9 | 05:00 | 0
1985 | 9 | 9 | 06:00 | 0
1985 | 9 | 9 | 07:00 | 75
1985 | 9 | 9 | 08:00 | 497
1985 | 9 | 9 | 09:00 | 439
1985 | 9 | 9 | 10:00 | 1299
1985 | 9 | 9 | 11:00 | 768
1985 | 9 | 9 | 12:00 | 817
1985 | 9 | 9 | 13:00 | 896
1985 | 9 | 9 | 14:00 | 936
1985 | 9 | 9 | 15:00 | 377
1985 | 9 | 9 | 16:00 | 173
1985 | 9 | 9 | 17:00 | 9
1985 | 9 | 9 | 18:00 | 0
1985 | 9 | 9 | 19:00 | 0
1985 | 9 | 9 | 20:00 | 0
1985 | 9 | 9 | 21:00 | 0
1985 | 9 | 9 | 22:00 | 0
1985 | 9 | 9 | 23:00 | 0
1985 | 9 | 9 | 24:00 | 0
1985 | 9 | 10 | 01:00 | 0
1985 | 9 | 10 | 02:00 | 0
1985 | 9 | 10 | 03:00 | 0
1985 | 9 | 10 | 04:00 | 0
1985 | 9 | 10 | 05:00 | 0
1985 | 9 | 10 | 06:00 | 0
1985 | 9 | 10 | 07:00 | 3
1985 | 9 | 10 | 08:00 | 86
1985 | 9 | 10 | 09:00 | 400
1985 | 9 | 10 | 10:00 | 845
1985 | 9 | 10 | 11:00 | 952
1985 | 9 | 10 | 12:00 | 1147
1985 | 9 | 10 | 13:00 | 1140
1985 | 9 | 10 | 14:00 | 998
1985 | 9 | 10 | 15:00 | 769
1985 | 9 | 10 | 16:00 | 174
1985 | 9 | 10 | 17:00 | 30
1985 | 9 | 10 | 18:00 | 1
1985 | 9 | 10 | 19:00 | 0
1985 | 9 | 10 | 20:00 | 0
1985 | 9 | 10 | 21:00 | 0
1985 | 9 | 10 | 22:00 | 0
1985 | 9 | 10 | 23:00 | 0
1985 | 9 | 10 | 24:00 | 0
1985 | 9 | 11 | 01:00 | 0
1985 | 9 | 11 | 02:00 | 0
1985 | 9 | 11 | 03:00 | 0
1985 | 9 | 11 | 04:00 | 0
1985 | 9 | 11 | 05:00 | 0
1985 | 9 | 11 | 06:00 | 0
1985 | 9 | 11 | 07:00 | 110
1985 | 9 | 11 | 08:00 | 1025
1985 | 9 | 11 | 09:00 | 1863
1985 | 9 | 11 | 10:00 | 2519
1985 | 9 | 11 | 11:00 | 2870
1985 | 9 | 11 | 12:00 | 2927
1985 | 9 | 11 | 13:00 | 2845
1985 | 9 | 11 | 14:00 | 2411
1985 | 9 | 11 | 15:00 | 2150
1985 | 9 | 11 | 16:00 | 1463
1985 | 9 | 11 | 17:00 | 661
1985 | 9 | 11 | 18:00 | 1
1985 | 9 | 11 | 19:00 | 0
1985 | 9 | 11 | 20:00 | 0
1985 | 9 | 11 | 21:00 | 0
1985 | 9 | 11 | 22:00 | 0
1985 | 9 | 11 | 23:00 | 0
1985 | 9 | 11 | 24:00 | 0
1985 | 9 | 12 | 01:00 | 0
1985 | 9 | 12 | 02:00 | 0
1985 | 9 | 12 | 03:00 | 0
1985 | 9 | 12 | 04:00 | 0
1985 | 9 | 12 | 05:00 | 0
1985 | 9 | 12 | 06:00 | 0
1985 | 9 | 12 | 07:00 | 310
1985 | 9 | 12 | 08:00 | 1170
1985 | 9 | 12 | 09:00 | 1880
1985 | 9 | 12 | 10:00 | 2083
1985 | 9 | 12 | 11:00 | 1942
1985 | 9 | 12 | 12:00 | 2364
1985 | 9 | 12 | 13:00 | 1658
1985 | 9 | 12 | 14:00 | 1893
1985 | 9 | 12 | 15:00 | 1915
1985 | 9 | 12 | 16:00 | 893
1985 | 9 | 12 | 17:00 | 378
1985 | 9 | 12 | 18:00 | 0
1985 | 9 | 12 | 19:00 | 0
1985 | 9 | 12 | 20:00 | 0
1985 | 9 | 12 | 21:00 | 0
1985 | 9 | 12 | 22:00 | 0
1985 | 9 | 12 | 23:00 | 0
1985 | 9 | 12 | 24:00 | 0
1985 | 9 | 13 | 01:00 | 0
1985 | 9 | 13 | 02:00 | 0
1985 | 9 | 13 | 03:00 | 0
1985 | 9 | 13 | 04:00 | 0
1985 | 9 | 13 | 05:00 | 0
1985 | 9 | 13 | 06:00 | 0
1985 | 9 | 13 | 07:00 | 323
1985 | 9 | 13 | 08:00 | 1208
1985 | 9 | 13 | 09:00 | 2029
1985 | 9 | 13 | 10:00 | 2516
1985 | 9 | 13 | 11:00 | 2170
1985 | 9 | 13 | 12:00 | 2908
1985 | 9 | 13 | 13:00 | 2137
1985 | 9 | 13 | 14:00 | 2323
1985 | 9 | 13 | 15:00 | 1665
1985 | 9 | 13 | 16:00 | 1340
1985 | 9 | 13 | 17:00 | 646
1985 | 9 | 13 | 18:00 | 1
1985 | 9 | 13 | 19:00 | 0
1985 | 9 | 13 | 20:00 | 0
1985 | 9 | 13 | 21:00 | 0
1985 | 9 | 13 | 22:00 | 0
1985 | 9 | 13 | 23:00 | 0
1985 | 9 | 13 | 24:00 | 0
1985 | 9 | 14 | 01:00 | 0
1985 | 9 | 14 | 02:00 | 0
1985 | 9 | 14 | 03:00 | 0
1985 | 9 | 14 | 04:00 | 0
1985 | 9 | 14 | 05:00 | 0
1985 | 9 | 14 | 06:00 | 0
1985 | 9 | 14 | 07:00 | 282
1985 | 9 | 14 | 08:00 | 1126
1985 | 9 | 14 | 09:00 | 1950
1985 | 9 | 14 | 10:00 | 2406
1985 | 9 | 14 | 11:00 | 2756
1985 | 9 | 14 | 12:00 | 3024
1985 | 9 | 14 | 13:00 | 2956
1985 | 9 | 14 | 14:00 | 2661
1985 | 9 | 14 | 15:00 | 2182
1985 | 9 | 14 | 16:00 | 1337
1985 | 9 | 14 | 17:00 | 585
1985 | 9 | 14 | 18:00 | 0
1985 | 9 | 14 | 19:00 | 0
1985 | 9 | 14 | 20:00 | 0
1985 | 9 | 14 | 21:00 | 0
1985 | 9 | 14 | 22:00 | 0
1985 | 9 | 14 | 23:00 | 0
1985 | 9 | 14 | 24:00 | 0
1985 | 9 | 15 | 01:00 | 0
1985 | 9 | 15 | 02:00 | 0
1985 | 9 | 15 | 03:00 | 0
1985 | 9 | 15 | 04:00 | 0
1985 | 9 | 15 | 05:00 | 0
1985 | 9 | 15 | 06:00 | 0
1985 | 9 | 15 | 07:00 | 171
1985 | 9 | 15 | 08:00 | 832
1985 | 9 | 15 | 09:00 | 1571
1985 | 9 | 15 | 10:00 | 2184
1985 | 9 | 15 | 11:00 | 2413
1985 | 9 | 15 | 12:00 | 2703
1985 | 9 | 15 | 13:00 | 2654
1985 | 9 | 15 | 14:00 | 2072
1985 | 9 | 15 | 15:00 | 2060
1985 | 9 | 15 | 16:00 | 1339
1985 | 9 | 15 | 17:00 | 548
1985 | 9 | 15 | 18:00 | 0
1985 | 9 | 15 | 19:00 | 0
1985 | 9 | 15 | 20:00 | 0
1985 | 9 | 15 | 21:00 | 0
1985 | 9 | 15 | 22:00 | 0
1985 | 9 | 15 | 23:00 | 0
1985 | 9 | 15 | 24:00 | 0
1985 | 9 | 16 | 01:00 | 0
1985 | 9 | 16 | 02:00 | 0
1985 | 9 | 16 | 03:00 | 0
1985 | 9 | 16 | 04:00 | 0
1985 | 9 | 16 | 05:00 | 0
1985 | 9 | 16 | 06:00 | 0
1985 | 9 | 16 | 07:00 | 164
1985 | 9 | 16 | 08:00 | 1024
1985 | 9 | 16 | 09:00 | 1874
1985 | 9 | 16 | 10:00 | 2386
1985 | 9 | 16 | 11:00 | 2602
1985 | 9 | 16 | 12:00 | 2721
1985 | 9 | 16 | 13:00 | 2645
1985 | 9 | 16 | 14:00 | 2266
1985 | 9 | 16 | 15:00 | 1877
1985 | 9 | 16 | 16:00 | 1188
1985 | 9 | 16 | 17:00 | 446
1985 | 9 | 16 | 18:00 | 1
1985 | 9 | 16 | 19:00 | 0
1985 | 9 | 16 | 20:00 | 0
1985 | 9 | 16 | 21:00 | 0
1985 | 9 | 16 | 22:00 | 0
1985 | 9 | 16 | 23:00 | 0
1985 | 9 | 16 | 24:00 | 0
1985 | 9 | 17 | 01:00 | 0
1985 | 9 | 17 | 02:00 | 0
1985 | 9 | 17 | 03:00 | 0
1985 | 9 | 17 | 04:00 | 0
1985 | 9 | 17 | 05:00 | 0
1985 | 9 | 17 | 06:00 | 0
1985 | 9 | 17 | 07:00 | 2
1985 | 9 | 17 | 08:00 | 116
1985 | 9 | 17 | 09:00 | 1923
1985 | 9 | 17 | 10:00 | 2191
1985 | 9 | 17 | 11:00 | 2512
1985 | 9 | 17 | 12:00 | 2630
1985 | 9 | 17 | 13:00 | 2734
1985 | 9 | 17 | 14:00 | 2395
1985 | 9 | 17 | 15:00 | 1823
1985 | 9 | 17 | 16:00 | 1231
1985 | 9 | 17 | 17:00 | 484
1985 | 9 | 17 | 18:00 | 1
1985 | 9 | 17 | 19:00 | 0
1985 | 9 | 17 | 20:00 | 0
1985 | 9 | 17 | 21:00 | 0
1985 | 9 | 17 | 22:00 | 0
1985 | 9 | 17 | 23:00 | 0
1985 | 9 | 17 | 24:00 | 0
1985 | 9 | 18 | 01:00 | 0
1985 | 9 | 18 | 02:00 | 0
1985 | 9 | 18 | 03:00 | 0
1985 | 9 | 18 | 04:00 | 0
1985 | 9 | 18 | 05:00 | 0
1985 | 9 | 18 | 06:00 | 0
1985 | 9 | 18 | 07:00 | 24
1985 | 9 | 18 | 08:00 | 113
1985 | 9 | 18 | 09:00 | 1280
1985 | 9 | 18 | 10:00 | 1945
1985 | 9 | 18 | 11:00 | 2256
1985 | 9 | 18 | 12:00 | 1833
1985 | 9 | 18 | 13:00 | 2152
1985 | 9 | 18 | 14:00 | 2130
1985 | 9 | 18 | 15:00 | 1157
1985 | 9 | 18 | 16:00 | 1253
1985 | 9 | 18 | 17:00 | 491
1985 | 9 | 18 | 18:00 | 0
1985 | 9 | 18 | 19:00 | 0
1985 | 9 | 18 | 20:00 | 0
1985 | 9 | 18 | 21:00 | 0
1985 | 9 | 18 | 22:00 | 0
1985 | 9 | 18 | 23:00 | 0
1985 | 9 | 18 | 24:00 | 0
1985 | 9 | 19 | 01:00 | 0
1985 | 9 | 19 | 02:00 | 0
1985 | 9 | 19 | 03:00 | 0
1985 | 9 | 19 | 04:00 | 0
1985 | 9 | 19 | 05:00 | 0
1985 | 9 | 19 | 06:00 | 0
1985 | 9 | 19 | 07:00 | 212
1985 | 9 | 19 | 08:00 | 1115
1985 | 9 | 19 | 09:00 | 1903
1985 | 9 | 19 | 10:00 | 2397
1985 | 9 | 19 | 11:00 | 2668
1985 | 9 | 19 | 12:00 | 2718
1985 | 9 | 19 | 13:00 | 2686
1985 | 9 | 19 | 14:00 | 2398
1985 | 9 | 19 | 15:00 | 2004
1985 | 9 | 19 | 16:00 | 1325
1985 | 9 | 19 | 17:00 | 530
1985 | 9 | 19 | 18:00 | 0
1985 | 9 | 19 | 19:00 | 0
1985 | 9 | 19 | 20:00 | 0
1985 | 9 | 19 | 21:00 | 0
1985 | 9 | 19 | 22:00 | 0
1985 | 9 | 19 | 23:00 | 0
1985 | 9 | 19 | 24:00 | 0
1985 | 9 | 20 | 01:00 | 0
1985 | 9 | 20 | 02:00 | 0
1985 | 9 | 20 | 03:00 | 0
1985 | 9 | 20 | 04:00 | 0
1985 | 9 | 20 | 05:00 | 0
1985 | 9 | 20 | 06:00 | 0
1985 | 9 | 20 | 07:00 | 145
1985 | 9 | 20 | 08:00 | 847
1985 | 9 | 20 | 09:00 | 1607
1985 | 9 | 20 | 10:00 | 2333
1985 | 9 | 20 | 11:00 | 2641
1985 | 9 | 20 | 12:00 | 2723
1985 | 9 | 20 | 13:00 | 2668
1985 | 9 | 20 | 14:00 | 2422
1985 | 9 | 20 | 15:00 | 1987
1985 | 9 | 20 | 16:00 | 1324
1985 | 9 | 20 | 17:00 | 531
1985 | 9 | 20 | 18:00 | 0
1985 | 9 | 20 | 19:00 | 0
1985 | 9 | 20 | 20:00 | 0
1985 | 9 | 20 | 21:00 | 0
1985 | 9 | 20 | 22:00 | 0
1985 | 9 | 20 | 23:00 | 0
1985 | 9 | 20 | 24:00 | 0
1985 | 9 | 21 | 01:00 | 0
1985 | 9 | 21 | 02:00 | 0
1985 | 9 | 21 | 03:00 | 0
1985 | 9 | 21 | 04:00 | 0
1985 | 9 | 21 | 05:00 | 0
1985 | 9 | 21 | 06:00 | 0
1985 | 9 | 21 | 07:00 | 294
1985 | 9 | 21 | 08:00 | 1133
1985 | 9 | 21 | 09:00 | 1848
1985 | 9 | 21 | 10:00 | 2365
1985 | 9 | 21 | 11:00 | 2623
1985 | 9 | 21 | 12:00 | 2791
1985 | 9 | 21 | 13:00 | 2572
1985 | 9 | 21 | 14:00 | 1262
1985 | 9 | 21 | 15:00 | 931
1985 | 9 | 21 | 16:00 | 150
1985 | 9 | 21 | 17:00 | 68
1985 | 9 | 21 | 18:00 | 0
1985 | 9 | 21 | 19:00 | 0
1985 | 9 | 21 | 20:00 | 0
1985 | 9 | 21 | 21:00 | 0
1985 | 9 | 21 | 22:00 | 0
1985 | 9 | 21 | 23:00 | 0
1985 | 9 | 21 | 24:00 | 0
1985 | 9 | 22 | 01:00 | 0
1985 | 9 | 22 | 02:00 | 0
1985 | 9 | 22 | 03:00 | 0
1985 | 9 | 22 | 04:00 | 0
1985 | 9 | 22 | 05:00 | 0
1985 | 9 | 22 | 06:00 | 0
1985 | 9 | 22 | 07:00 | 13
1985 | 9 | 22 | 08:00 | 881
1985 | 9 | 22 | 09:00 | 1193
1985 | 9 | 22 | 10:00 | 1356
1985 | 9 | 22 | 11:00 | 1015
1985 | 9 | 22 | 12:00 | 2295
1985 | 9 | 22 | 13:00 | 2731
1985 | 9 | 22 | 14:00 | 2036
1985 | 9 | 22 | 15:00 | 1661
1985 | 9 | 22 | 16:00 | 699
1985 | 9 | 22 | 17:00 | 369
1985 | 9 | 22 | 18:00 | 0
1985 | 9 | 22 | 19:00 | 0
1985 | 9 | 22 | 20:00 | 0
1985 | 9 | 22 | 21:00 | 0
1985 | 9 | 22 | 22:00 | 0
1985 | 9 | 22 | 23:00 | 0
1985 | 9 | 22 | 24:00 | 0
1985 | 9 | 23 | 01:00 | 0
1985 | 9 | 23 | 02:00 | 0
1985 | 9 | 23 | 03:00 | 0
1985 | 9 | 23 | 04:00 | 0
1985 | 9 | 23 | 05:00 | 0
1985 | 9 | 23 | 06:00 | 0
1985 | 9 | 23 | 07:00 | 1
1985 | 9 | 23 | 08:00 | 265
1985 | 9 | 23 | 09:00 | 631
1985 | 9 | 23 | 10:00 | 785
1985 | 9 | 23 | 11:00 | 885
1985 | 9 | 23 | 12:00 | 971
1985 | 9 | 23 | 13:00 | 881
1985 | 9 | 23 | 14:00 | 755
1985 | 9 | 23 | 15:00 | 680
1985 | 9 | 23 | 16:00 | 476
1985 | 9 | 23 | 17:00 | 67
1985 | 9 | 23 | 18:00 | 0
1985 | 9 | 23 | 19:00 | 0
1985 | 9 | 23 | 20:00 | 0
1985 | 9 | 23 | 21:00 | 0
1985 | 9 | 23 | 22:00 | 0
1985 | 9 | 23 | 23:00 | 0
1985 | 9 | 23 | 24:00 | 0
1985 | 9 | 24 | 01:00 | 0
1985 | 9 | 24 | 02:00 | 0
1985 | 9 | 24 | 03:00 | 0
1985 | 9 | 24 | 04:00 | 0
1985 | 9 | 24 | 05:00 | 0
1985 | 9 | 24 | 06:00 | 0
1985 | 9 | 24 | 07:00 | 11
1985 | 9 | 24 | 08:00 | 317
1985 | 9 | 24 | 09:00 | 335
1985 | 9 | 24 | 10:00 | 818
1985 | 9 | 24 | 11:00 | 567
1985 | 9 | 24 | 12:00 | 566
1985 | 9 | 24 | 13:00 | 498
1985 | 9 | 24 | 14:00 | 483
1985 | 9 | 24 | 15:00 | 368
1985 | 9 | 24 | 16:00 | 426
1985 | 9 | 24 | 17:00 | 26
1985 | 9 | 24 | 18:00 | 0
1985 | 9 | 24 | 19:00 | 0
1985 | 9 | 24 | 20:00 | 0
1985 | 9 | 24 | 21:00 | 0
1985 | 9 | 24 | 22:00 | 0
1985 | 9 | 24 | 23:00 | 0
1985 | 9 | 24 | 24:00 | 0
1985 | 9 | 25 | 01:00 | 0
1985 | 9 | 25 | 02:00 | 0
1985 | 9 | 25 | 03:00 | 0
1985 | 9 | 25 | 04:00 | 0
1985 | 9 | 25 | 05:00 | 0
1985 | 9 | 25 | 06:00 | 0
1985 | 9 | 25 | 07:00 | 219
1985 | 9 | 25 | 08:00 | 1158
1985 | 9 | 25 | 09:00 | 1856
1985 | 9 | 25 | 10:00 | 2231
1985 | 9 | 25 | 11:00 | 2750
1985 | 9 | 25 | 12:00 | 2667
1985 | 9 | 25 | 13:00 | 2695
1985 | 9 | 25 | 14:00 | 2503
1985 | 9 | 25 | 15:00 | 1554
1985 | 9 | 25 | 16:00 | 867
1985 | 9 | 25 | 17:00 | 205
1985 | 9 | 25 | 18:00 | 0
1985 | 9 | 25 | 19:00 | 0
1985 | 9 | 25 | 20:00 | 0
1985 | 9 | 25 | 21:00 | 0
1985 | 9 | 25 | 22:00 | 0
1985 | 9 | 25 | 23:00 | 0
1985 | 9 | 25 | 24:00 | 0
1985 | 9 | 26 | 01:00 | 0
1985 | 9 | 26 | 02:00 | 0
1985 | 9 | 26 | 03:00 | 0
1985 | 9 | 26 | 04:00 | 0
1985 | 9 | 26 | 05:00 | 0
1985 | 9 | 26 | 06:00 | 0
1985 | 9 | 26 | 07:00 | 26
1985 | 9 | 26 | 08:00 | 433
1985 | 9 | 26 | 09:00 | 1593
1985 | 9 | 26 | 10:00 | 2127
1985 | 9 | 26 | 11:00 | 2436
1985 | 9 | 26 | 12:00 | 2677
1985 | 9 | 26 | 13:00 | 1405
1985 | 9 | 26 | 14:00 | 878
1985 | 9 | 26 | 15:00 | 985
1985 | 9 | 26 | 16:00 | 217
1985 | 9 | 26 | 17:00 | 2
1985 | 9 | 26 | 18:00 | 0
1985 | 9 | 26 | 19:00 | 0
1985 | 9 | 26 | 20:00 | 0
1985 | 9 | 26 | 21:00 | 0
1985 | 9 | 26 | 22:00 | 0
1985 | 9 | 26 | 23:00 | 0
1985 | 9 | 26 | 24:00 | 0
1985 | 9 | 27 | 01:00 | 0
1985 | 9 | 27 | 02:00 | 0
1985 | 9 | 27 | 03:00 | 0
1985 | 9 | 27 | 04:00 | 0
1985 | 9 | 27 | 05:00 | 0
1985 | 9 | 27 | 06:00 | 0
1985 | 9 | 27 | 07:00 | 6
1985 | 9 | 27 | 08:00 | 238
1985 | 9 | 27 | 09:00 | 383
1985 | 9 | 27 | 10:00 | 403
1985 | 9 | 27 | 11:00 | 480
1985 | 9 | 27 | 12:00 | 595
1985 | 9 | 27 | 13:00 | 501
1985 | 9 | 27 | 14:00 | 498
1985 | 9 | 27 | 15:00 | 367
1985 | 9 | 27 | 16:00 | 59
1985 | 9 | 27 | 17:00 | 37
1985 | 9 | 27 | 18:00 | 0
1985 | 9 | 27 | 19:00 | 0
1985 | 9 | 27 | 20:00 | 0
1985 | 9 | 27 | 21:00 | 0
1985 | 9 | 27 | 22:00 | 0
1985 | 9 | 27 | 23:00 | 0
1985 | 9 | 27 | 24:00 | 0
1985 | 9 | 28 | 01:00 | 0
1985 | 9 | 28 | 02:00 | 0
1985 | 9 | 28 | 03:00 | 0
1985 | 9 | 28 | 04:00 | 0
1985 | 9 | 28 | 05:00 | 0
1985 | 9 | 28 | 06:00 | 0
1985 | 9 | 28 | 07:00 | 66
1985 | 9 | 28 | 08:00 | 121
1985 | 9 | 28 | 09:00 | 919
1985 | 9 | 28 | 10:00 | 1570
1985 | 9 | 28 | 11:00 | 1605
1985 | 9 | 28 | 12:00 | 2136
1985 | 9 | 28 | 13:00 | 2103
1985 | 9 | 28 | 14:00 | 2391
1985 | 9 | 28 | 15:00 | 2031
1985 | 9 | 28 | 16:00 | 1282
1985 | 9 | 28 | 17:00 | 442
1985 | 9 | 28 | 18:00 | 0
1985 | 9 | 28 | 19:00 | 0
1985 | 9 | 28 | 20:00 | 0
1985 | 9 | 28 | 21:00 | 0
1985 | 9 | 28 | 22:00 | 0
1985 | 9 | 28 | 23:00 | 0
1985 | 9 | 28 | 24:00 | 0
1985 | 9 | 29 | 01:00 | 0
1985 | 9 | 29 | 02:00 | 0
1985 | 9 | 29 | 03:00 | 0
1985 | 9 | 29 | 04:00 | 0
1985 | 9 | 29 | 05:00 | 0
1985 | 9 | 29 | 06:00 | 0
1985 | 9 | 29 | 07:00 | 217
1985 | 9 | 29 | 08:00 | 1132
1985 | 9 | 29 | 09:00 | 1789
1985 | 9 | 29 | 10:00 | 2220
1985 | 9 | 29 | 11:00 | 2318
1985 | 9 | 29 | 12:00 | 2641
1985 | 9 | 29 | 13:00 | 1875
1985 | 9 | 29 | 14:00 | 2175
1985 | 9 | 29 | 15:00 | 1667
1985 | 9 | 29 | 16:00 | 1140
1985 | 9 | 29 | 17:00 | 388
1985 | 9 | 29 | 18:00 | 0
1985 | 9 | 29 | 19:00 | 0
1985 | 9 | 29 | 20:00 | 0
1985 | 9 | 29 | 21:00 | 0
1985 | 9 | 29 | 22:00 | 0
1985 | 9 | 29 | 23:00 | 0
1985 | 9 | 29 | 24:00 | 0
1985 | 9 | 30 | 01:00 | 0
1985 | 9 | 30 | 02:00 | 0
1985 | 9 | 30 | 03:00 | 0
1985 | 9 | 30 | 04:00 | 0
1985 | 9 | 30 | 05:00 | 0
1985 | 9 | 30 | 06:00 | 0
1985 | 9 | 30 | 07:00 | 1
1985 | 9 | 30 | 08:00 | 300
1985 | 9 | 30 | 09:00 | 843
1985 | 9 | 30 | 10:00 | 2415
1985 | 9 | 30 | 11:00 | 2526
1985 | 9 | 30 | 12:00 | 2357
1985 | 9 | 30 | 13:00 | 2573
1985 | 9 | 30 | 14:00 | 2237
1985 | 9 | 30 | 15:00 | 1852
1985 | 9 | 30 | 16:00 | 1118
1985 | 9 | 30 | 17:00 | 430
1985 | 9 | 30 | 18:00 | 0
1985 | 9 | 30 | 19:00 | 0
1985 | 9 | 30 | 20:00 | 0
1985 | 9 | 30 | 21:00 | 0
1985 | 9 | 30 | 22:00 | 0
1985 | 9 | 30 | 23:00 | 0
1985 | 9 | 30 | 24:00 | 0
1986 | 10 | 1 | 01:00 | 0
1986 | 10 | 1 | 02:00 | 0
1986 | 10 | 1 | 03:00 | 0
1986 | 10 | 1 | 04:00 | 0
1986 | 10 | 1 | 05:00 | 0
1986 | 10 | 1 | 06:00 | 0
1986 | 10 | 1 | 07:00 | 39
1986 | 10 | 1 | 08:00 | 842
1986 | 10 | 1 | 09:00 | 1145
1986 | 10 | 1 | 10:00 | 1745
1986 | 10 | 1 | 11:00 | 1784
1986 | 10 | 1 | 12:00 | 2717
1986 | 10 | 1 | 13:00 | 1708
1986 | 10 | 1 | 14:00 | 1005
1986 | 10 | 1 | 15:00 | 1179
1986 | 10 | 1 | 16:00 | 1202
1986 | 10 | 1 | 17:00 | 461
1986 | 10 | 1 | 18:00 | 0
1986 | 10 | 1 | 19:00 | 0
1986 | 10 | 1 | 20:00 | 0
1986 | 10 | 1 | 21:00 | 0
1986 | 10 | 1 | 22:00 | 0
1986 | 10 | 1 | 23:00 | 0
1986 | 10 | 1 | 24:00 | 0
1986 | 10 | 2 | 01:00 | 0
1986 | 10 | 2 | 02:00 | 0
1986 | 10 | 2 | 03:00 | 0
1986 | 10 | 2 | 04:00 | 0
1986 | 10 | 2 | 05:00 | 0
1986 | 10 | 2 | 06:00 | 0
1986 | 10 | 2 | 07:00 | 8
1986 | 10 | 2 | 08:00 | 409
1986 | 10 | 2 | 09:00 | 715
1986 | 10 | 2 | 10:00 | 750
1986 | 10 | 2 | 11:00 | 643
1986 | 10 | 2 | 12:00 | 390
1986 | 10 | 2 | 13:00 | 669
1986 | 10 | 2 | 14:00 | 306
1986 | 10 | 2 | 15:00 | 200
1986 | 10 | 2 | 16:00 | 372
1986 | 10 | 2 | 17:00 | 1
1986 | 10 | 2 | 18:00 | 0
1986 | 10 | 2 | 19:00 | 0
1986 | 10 | 2 | 20:00 | 0
1986 | 10 | 2 | 21:00 | 0
1986 | 10 | 2 | 22:00 | 0
1986 | 10 | 2 | 23:00 | 0
1986 | 10 | 2 | 24:00 | 0
1986 | 10 | 3 | 01:00 | 0
1986 | 10 | 3 | 02:00 | 0
1986 | 10 | 3 | 03:00 | 0
1986 | 10 | 3 | 04:00 | 0
1986 | 10 | 3 | 05:00 | 0
1986 | 10 | 3 | 06:00 | 0
1986 | 10 | 3 | 07:00 | 18
1986 | 10 | 3 | 08:00 | 634
1986 | 10 | 3 | 09:00 | 1241
1986 | 10 | 3 | 10:00 | 1050
1986 | 10 | 3 | 11:00 | 442
1986 | 10 | 3 | 12:00 | 627
1986 | 10 | 3 | 13:00 | 686
1986 | 10 | 3 | 14:00 | 530
1986 | 10 | 3 | 15:00 | 512
1986 | 10 | 3 | 16:00 | 7
1986 | 10 | 3 | 17:00 | 0
1986 | 10 | 3 | 18:00 | 0
1986 | 10 | 3 | 19:00 | 0
1986 | 10 | 3 | 20:00 | 0
1986 | 10 | 3 | 21:00 | 0
1986 | 10 | 3 | 22:00 | 0
1986 | 10 | 3 | 23:00 | 0
1986 | 10 | 3 | 24:00 | 0
1986 | 10 | 4 | 01:00 | 0
1986 | 10 | 4 | 02:00 | 0
1986 | 10 | 4 | 03:00 | 0
1986 | 10 | 4 | 04:00 | 0
1986 | 10 | 4 | 05:00 | 0
1986 | 10 | 4 | 06:00 | 0
1986 | 10 | 4 | 07:00 | 4
1986 | 10 | 4 | 08:00 | 376
1986 | 10 | 4 | 09:00 | 1459
1986 | 10 | 4 | 10:00 | 2204
1986 | 10 | 4 | 11:00 | 1891
1986 | 10 | 4 | 12:00 | 1488
1986 | 10 | 4 | 13:00 | 1920
1986 | 10 | 4 | 14:00 | 1565
1986 | 10 | 4 | 15:00 | 736
1986 | 10 | 4 | 16:00 | 6
1986 | 10 | 4 | 17:00 | 1
1986 | 10 | 4 | 18:00 | 0
1986 | 10 | 4 | 19:00 | 0
1986 | 10 | 4 | 20:00 | 0
1986 | 10 | 4 | 21:00 | 0
1986 | 10 | 4 | 22:00 | 0
1986 | 10 | 4 | 23:00 | 0
1986 | 10 | 4 | 24:00 | 0
1986 | 10 | 5 | 01:00 | 0
1986 | 10 | 5 | 02:00 | 0
1986 | 10 | 5 | 03:00 | 0
1986 | 10 | 5 | 04:00 | 0
1986 | 10 | 5 | 05:00 | 0
1986 | 10 | 5 | 06:00 | 0
1986 | 10 | 5 | 07:00 | 18
1986 | 10 | 5 | 08:00 | 652
1986 | 10 | 5 | 09:00 | 875
1986 | 10 | 5 | 10:00 | 1700
1986 | 10 | 5 | 11:00 | 2964
1986 | 10 | 5 | 12:00 | 2300
1986 | 10 | 5 | 13:00 | 2128
1986 | 10 | 5 | 14:00 | 2011
1986 | 10 | 5 | 15:00 | 1495
1986 | 10 | 5 | 16:00 | 655
1986 | 10 | 5 | 17:00 | 82
1986 | 10 | 5 | 18:00 | 0
1986 | 10 | 5 | 19:00 | 0
1986 | 10 | 5 | 20:00 | 0
1986 | 10 | 5 | 21:00 | 0
1986 | 10 | 5 | 22:00 | 0
1986 | 10 | 5 | 23:00 | 0
1986 | 10 | 5 | 24:00 | 0
1986 | 10 | 6 | 01:00 | 0
1986 | 10 | 6 | 02:00 | 0
1986 | 10 | 6 | 03:00 | 0
1986 | 10 | 6 | 04:00 | 0
1986 | 10 | 6 | 05:00 | 0
1986 | 10 | 6 | 06:00 | 0
1986 | 10 | 6 | 07:00 | 45
1986 | 10 | 6 | 08:00 | 1102
1986 | 10 | 6 | 09:00 | 1805
1986 | 10 | 6 | 10:00 | 1864
1986 | 10 | 6 | 11:00 | 1857
1986 | 10 | 6 | 12:00 | 2055
1986 | 10 | 6 | 13:00 | 2327
1986 | 10 | 6 | 14:00 | 710
1986 | 10 | 6 | 15:00 | 421
1986 | 10 | 6 | 16:00 | 577
1986 | 10 | 6 | 17:00 | 23
1986 | 10 | 6 | 18:00 | 0
1986 | 10 | 6 | 19:00 | 0
1986 | 10 | 6 | 20:00 | 0
1986 | 10 | 6 | 21:00 | 0
1986 | 10 | 6 | 22:00 | 0
1986 | 10 | 6 | 23:00 | 0
1986 | 10 | 6 | 24:00 | 0
1986 | 10 | 7 | 01:00 | 0
1986 | 10 | 7 | 02:00 | 0
1986 | 10 | 7 | 03:00 | 0
1986 | 10 | 7 | 04:00 | 0
1986 | 10 | 7 | 05:00 | 0
1986 | 10 | 7 | 06:00 | 0
1986 | 10 | 7 | 07:00 | 17
1986 | 10 | 7 | 08:00 | 503
1986 | 10 | 7 | 09:00 | 1637
1986 | 10 | 7 | 10:00 | 1616
1986 | 10 | 7 | 11:00 | 2969
1986 | 10 | 7 | 12:00 | 3047
1986 | 10 | 7 | 13:00 | 2963
1986 | 10 | 7 | 14:00 | 2637
1986 | 10 | 7 | 15:00 | 2056
1986 | 10 | 7 | 16:00 | 1224
1986 | 10 | 7 | 17:00 | 324
1986 | 10 | 7 | 18:00 | 0
1986 | 10 | 7 | 19:00 | 0
1986 | 10 | 7 | 20:00 | 0
1986 | 10 | 7 | 21:00 | 0
1986 | 10 | 7 | 22:00 | 0
1986 | 10 | 7 | 23:00 | 0
1986 | 10 | 7 | 24:00 | 0
1986 | 10 | 8 | 01:00 | 0
1986 | 10 | 8 | 02:00 | 0
1986 | 10 | 8 | 03:00 | 0
1986 | 10 | 8 | 04:00 | 0
1986 | 10 | 8 | 05:00 | 0
1986 | 10 | 8 | 06:00 | 0
1986 | 10 | 8 | 07:00 | 274
1986 | 10 | 8 | 08:00 | 1256
1986 | 10 | 8 | 09:00 | 2061
1986 | 10 | 8 | 10:00 | 2505
1986 | 10 | 8 | 11:00 | 2916
1986 | 10 | 8 | 12:00 | 2872
1986 | 10 | 8 | 13:00 | 2758
1986 | 10 | 8 | 14:00 | 2106
1986 | 10 | 8 | 15:00 | 1605
1986 | 10 | 8 | 16:00 | 836
1986 | 10 | 8 | 17:00 | 291
1986 | 10 | 8 | 18:00 | 0
1986 | 10 | 8 | 19:00 | 0
1986 | 10 | 8 | 20:00 | 0
1986 | 10 | 8 | 21:00 | 0
1986 | 10 | 8 | 22:00 | 0
1986 | 10 | 8 | 23:00 | 0
1986 | 10 | 8 | 24:00 | 0
1986 | 10 | 9 | 01:00 | 0
1986 | 10 | 9 | 02:00 | 0
1986 | 10 | 9 | 03:00 | 0
1986 | 10 | 9 | 04:00 | 0
1986 | 10 | 9 | 05:00 | 0
1986 | 10 | 9 | 06:00 | 0
1986 | 10 | 9 | 07:00 | 102
1986 | 10 | 9 | 08:00 | 1083
1986 | 10 | 9 | 09:00 | 1511
1986 | 10 | 9 | 10:00 | 1475
1986 | 10 | 9 | 11:00 | 1461
1986 | 10 | 9 | 12:00 | 702
1986 | 10 | 9 | 13:00 | 559
1986 | 10 | 9 | 14:00 | 641
1986 | 10 | 9 | 15:00 | 446
1986 | 10 | 9 | 16:00 | 168
1986 | 10 | 9 | 17:00 | 0
1986 | 10 | 9 | 18:00 | 0
1986 | 10 | 9 | 19:00 | 0
1986 | 10 | 9 | 20:00 | 0
1986 | 10 | 9 | 21:00 | 0
1986 | 10 | 9 | 22:00 | 0
1986 | 10 | 9 | 23:00 | 0
1986 | 10 | 9 | 24:00 | 0
1986 | 10 | 10 | 01:00 | 0
1986 | 10 | 10 | 02:00 | 0
1986 | 10 | 10 | 03:00 | 0
1986 | 10 | 10 | 04:00 | 0
1986 | 10 | 10 | 05:00 | 0
1986 | 10 | 10 | 06:00 | 0
1986 | 10 | 10 | 07:00 | 109
1986 | 10 | 10 | 08:00 | 1214
1986 | 10 | 10 | 09:00 | 2102
1986 | 10 | 10 | 10:00 | 2672
1986 | 10 | 10 | 11:00 | 3033
1986 | 10 | 10 | 12:00 | 3056
1986 | 10 | 10 | 13:00 | 2934
1986 | 10 | 10 | 14:00 | 2717
1986 | 10 | 10 | 15:00 | 2107
1986 | 10 | 10 | 16:00 | 1272
1986 | 10 | 10 | 17:00 | 345
1986 | 10 | 10 | 18:00 | 0
1986 | 10 | 10 | 19:00 | 0
1986 | 10 | 10 | 20:00 | 0
1986 | 10 | 10 | 21:00 | 0
1986 | 10 | 10 | 22:00 | 0
1986 | 10 | 10 | 23:00 | 0
1986 | 10 | 10 | 24:00 | 0
1986 | 10 | 11 | 01:00 | 0
1986 | 10 | 11 | 02:00 | 0
1986 | 10 | 11 | 03:00 | 0
1986 | 10 | 11 | 04:00 | 0
1986 | 10 | 11 | 05:00 | 0
1986 | 10 | 11 | 06:00 | 0
1986 | 10 | 11 | 07:00 | 58
1986 | 10 | 11 | 08:00 | 1079
1986 | 10 | 11 | 09:00 | 1901
1986 | 10 | 11 | 10:00 | 2458
1986 | 10 | 11 | 11:00 | 2070
1986 | 10 | 11 | 12:00 | 2304
1986 | 10 | 11 | 13:00 | 2787
1986 | 10 | 11 | 14:00 | 1995
1986 | 10 | 11 | 15:00 | 1689
1986 | 10 | 11 | 16:00 | 1075
1986 | 10 | 11 | 17:00 | 113
1986 | 10 | 11 | 18:00 | 0
1986 | 10 | 11 | 19:00 | 0
1986 | 10 | 11 | 20:00 | 0
1986 | 10 | 11 | 21:00 | 0
1986 | 10 | 11 | 22:00 | 0
1986 | 10 | 11 | 23:00 | 0
1986 | 10 | 11 | 24:00 | 0
1986 | 10 | 12 | 01:00 | 0
1986 | 10 | 12 | 02:00 | 0
1986 | 10 | 12 | 03:00 | 0
1986 | 10 | 12 | 04:00 | 0
1986 | 10 | 12 | 05:00 | 0
1986 | 10 | 12 | 06:00 | 0
1986 | 10 | 12 | 07:00 | 0
1986 | 10 | 12 | 08:00 | 263
1986 | 10 | 12 | 09:00 | 1055
1986 | 10 | 12 | 10:00 | 2085
1986 | 10 | 12 | 11:00 | 2041
1986 | 10 | 12 | 12:00 | 2519
1986 | 10 | 12 | 13:00 | 2487
1986 | 10 | 12 | 14:00 | 2023
1986 | 10 | 12 | 15:00 | 1661
1986 | 10 | 12 | 16:00 | 807
1986 | 10 | 12 | 17:00 | 0
1986 | 10 | 12 | 18:00 | 0
1986 | 10 | 12 | 19:00 | 0
1986 | 10 | 12 | 20:00 | 0
1986 | 10 | 12 | 21:00 | 0
1986 | 10 | 12 | 22:00 | 0
1986 | 10 | 12 | 23:00 | 0
1986 | 10 | 12 | 24:00 | 0
1986 | 10 | 13 | 01:00 | 0
1986 | 10 | 13 | 02:00 | 0
1986 | 10 | 13 | 03:00 | 0
1986 | 10 | 13 | 04:00 | 0
1986 | 10 | 13 | 05:00 | 0
1986 | 10 | 13 | 06:00 | 0
1986 | 10 | 13 | 07:00 | 0
1986 | 10 | 13 | 08:00 | 68
1986 | 10 | 13 | 09:00 | 427
1986 | 10 | 13 | 10:00 | 502
1986 | 10 | 13 | 11:00 | 673
1986 | 10 | 13 | 12:00 | 402
1986 | 10 | 13 | 13:00 | 446
1986 | 10 | 13 | 14:00 | 652
1986 | 10 | 13 | 15:00 | 479
1986 | 10 | 13 | 16:00 | 352
1986 | 10 | 13 | 17:00 | 0
1986 | 10 | 13 | 18:00 | 0
1986 | 10 | 13 | 19:00 | 0
1986 | 10 | 13 | 20:00 | 0
1986 | 10 | 13 | 21:00 | 0
1986 | 10 | 13 | 22:00 | 0
1986 | 10 | 13 | 23:00 | 0
1986 | 10 | 13 | 24:00 | 0
1986 | 10 | 14 | 01:00 | 0
1986 | 10 | 14 | 02:00 | 0
1986 | 10 | 14 | 03:00 | 0
1986 | 10 | 14 | 04:00 | 0
1986 | 10 | 14 | 05:00 | 0
1986 | 10 | 14 | 06:00 | 0
1986 | 10 | 14 | 07:00 | 0
1986 | 10 | 14 | 08:00 | 19
1986 | 10 | 14 | 09:00 | 142
1986 | 10 | 14 | 10:00 | 447
1986 | 10 | 14 | 11:00 | 456
1986 | 10 | 14 | 12:00 | 491
1986 | 10 | 14 | 13:00 | 485
1986 | 10 | 14 | 14:00 | 686
1986 | 10 | 14 | 15:00 | 602
1986 | 10 | 14 | 16:00 | 283
1986 | 10 | 14 | 17:00 | 4
1986 | 10 | 14 | 18:00 | 0
1986 | 10 | 14 | 19:00 | 0
1986 | 10 | 14 | 20:00 | 0
1986 | 10 | 14 | 21:00 | 0
1986 | 10 | 14 | 22:00 | 0
1986 | 10 | 14 | 23:00 | 0
1986 | 10 | 14 | 24:00 | 0
1986 | 10 | 15 | 01:00 | 0
1986 | 10 | 15 | 02:00 | 0
1986 | 10 | 15 | 03:00 | 0
1986 | 10 | 15 | 04:00 | 0
1986 | 10 | 15 | 05:00 | 0
1986 | 10 | 15 | 06:00 | 0
1986 | 10 | 15 | 07:00 | 61
1986 | 10 | 15 | 08:00 | 1104
1986 | 10 | 15 | 09:00 | 1968
1986 | 10 | 15 | 10:00 | 2459
1986 | 10 | 15 | 11:00 | 1492
1986 | 10 | 15 | 12:00 | 1188
1986 | 10 | 15 | 13:00 | 2128
1986 | 10 | 15 | 14:00 | 1455
1986 | 10 | 15 | 15:00 | 1902
1986 | 10 | 15 | 16:00 | 1015
1986 | 10 | 15 | 17:00 | 97
1986 | 10 | 15 | 18:00 | 0
1986 | 10 | 15 | 19:00 | 0
1986 | 10 | 15 | 20:00 | 0
1986 | 10 | 15 | 21:00 | 0
1986 | 10 | 15 | 22:00 | 0
1986 | 10 | 15 | 23:00 | 0
1986 | 10 | 15 | 24:00 | 0
1986 | 10 | 16 | 01:00 | 0
1986 | 10 | 16 | 02:00 | 0
1986 | 10 | 16 | 03:00 | 0
1986 | 10 | 16 | 04:00 | 0
1986 | 10 | 16 | 05:00 | 0
1986 | 10 | 16 | 06:00 | 0
1986 | 10 | 16 | 07:00 | 7
1986 | 10 | 16 | 08:00 | 600
1986 | 10 | 16 | 09:00 | 820
1986 | 10 | 16 | 10:00 | 1193
1986 | 10 | 16 | 11:00 | 1500
1986 | 10 | 16 | 12:00 | 839
1986 | 10 | 16 | 13:00 | 705
1986 | 10 | 16 | 14:00 | 643
1986 | 10 | 16 | 15:00 | 238
1986 | 10 | 16 | 16:00 | 15
1986 | 10 | 16 | 17:00 | 0
1986 | 10 | 16 | 18:00 | 0
1986 | 10 | 16 | 19:00 | 0
1986 | 10 | 16 | 20:00 | 0
1986 | 10 | 16 | 21:00 | 0
1986 | 10 | 16 | 22:00 | 0
1986 | 10 | 16 | 23:00 | 0
1986 | 10 | 16 | 24:00 | 0
1986 | 10 | 17 | 01:00 | 0
1986 | 10 | 17 | 02:00 | 0
1986 | 10 | 17 | 03:00 | 0
1986 | 10 | 17 | 04:00 | 0
1986 | 10 | 17 | 05:00 | 0
1986 | 10 | 17 | 06:00 | 0
1986 | 10 | 17 | 07:00 | 0
1986 | 10 | 17 | 08:00 | 39
1986 | 10 | 17 | 09:00 | 213
1986 | 10 | 17 | 10:00 | 544
1986 | 10 | 17 | 11:00 | 582
1986 | 10 | 17 | 12:00 | 693
1986 | 10 | 17 | 13:00 | 801
1986 | 10 | 17 | 14:00 | 657
1986 | 10 | 17 | 15:00 | 460
1986 | 10 | 17 | 16:00 | 196
1986 | 10 | 17 | 17:00 | 1
1986 | 10 | 17 | 18:00 | 0
1986 | 10 | 17 | 19:00 | 0
1986 | 10 | 17 | 20:00 | 0
1986 | 10 | 17 | 21:00 | 0
1986 | 10 | 17 | 22:00 | 0
1986 | 10 | 17 | 23:00 | 0
1986 | 10 | 17 | 24:00 | 0
1986 | 10 | 18 | 01:00 | 0
1986 | 10 | 18 | 02:00 | 0
1986 | 10 | 18 | 03:00 | 0
1986 | 10 | 18 | 04:00 | 0
1986 | 10 | 18 | 05:00 | 0
1986 | 10 | 18 | 06:00 | 0
1986 | 10 | 18 | 07:00 | 3
1986 | 10 | 18 | 08:00 | 280
1986 | 10 | 18 | 09:00 | 1515
1986 | 10 | 18 | 10:00 | 2340
1986 | 10 | 18 | 11:00 | 980
1986 | 10 | 18 | 12:00 | 985
1986 | 10 | 18 | 13:00 | 902
1986 | 10 | 18 | 14:00 | 1969
1986 | 10 | 18 | 15:00 | 1869
1986 | 10 | 18 | 16:00 | 1119
1986 | 10 | 18 | 17:00 | 99
1986 | 10 | 18 | 18:00 | 0
1986 | 10 | 18 | 19:00 | 0
1986 | 10 | 18 | 20:00 | 0
1986 | 10 | 18 | 21:00 | 0
1986 | 10 | 18 | 22:00 | 0
1986 | 10 | 18 | 23:00 | 0
1986 | 10 | 18 | 24:00 | 0
1986 | 10 | 19 | 01:00 | 0
1986 | 10 | 19 | 02:00 | 0
1986 | 10 | 19 | 03:00 | 0
1986 | 10 | 19 | 04:00 | 0
1986 | 10 | 19 | 05:00 | 0
1986 | 10 | 19 | 06:00 | 0
1986 | 10 | 19 | 07:00 | 24
1986 | 10 | 19 | 08:00 | 1004
1986 | 10 | 19 | 09:00 | 1784
1986 | 10 | 19 | 10:00 | 1554
1986 | 10 | 19 | 11:00 | 1945
1986 | 10 | 19 | 12:00 | 2176
1986 | 10 | 19 | 13:00 | 2451
1986 | 10 | 19 | 14:00 | 2305
1986 | 10 | 19 | 15:00 | 1838
1986 | 10 | 19 | 16:00 | 1059
1986 | 10 | 19 | 17:00 | 62
1986 | 10 | 19 | 18:00 | 0
1986 | 10 | 19 | 19:00 | 0
1986 | 10 | 19 | 20:00 | 0
1986 | 10 | 19 | 21:00 | 0
1986 | 10 | 19 | 22:00 | 0
1986 | 10 | 19 | 23:00 | 0
1986 | 10 | 19 | 24:00 | 0
1986 | 10 | 20 | 01:00 | 0
1986 | 10 | 20 | 02:00 | 0
1986 | 10 | 20 | 03:00 | 0
1986 | 10 | 20 | 04:00 | 0
1986 | 10 | 20 | 05:00 | 0
1986 | 10 | 20 | 06:00 | 0
1986 | 10 | 20 | 07:00 | 2
1986 | 10 | 20 | 08:00 | 134
1986 | 10 | 20 | 09:00 | 759
1986 | 10 | 20 | 10:00 | 487
1986 | 10 | 20 | 11:00 | 603
1986 | 10 | 20 | 12:00 | 2339
1986 | 10 | 20 | 13:00 | 2519
1986 | 10 | 20 | 14:00 | 2089
1986 | 10 | 20 | 15:00 | 1531
1986 | 10 | 20 | 16:00 | 1039
1986 | 10 | 20 | 17:00 | 60
1986 | 10 | 20 | 18:00 | 0
1986 | 10 | 20 | 19:00 | 0
1986 | 10 | 20 | 20:00 | 0
1986 | 10 | 20 | 21:00 | 0
1986 | 10 | 20 | 22:00 | 0
1986 | 10 | 20 | 23:00 | 0
1986 | 10 | 20 | 24:00 | 0
1986 | 10 | 21 | 01:00 | 0
1986 | 10 | 21 | 02:00 | 0
1986 | 10 | 21 | 03:00 | 0
1986 | 10 | 21 | 04:00 | 0
1986 | 10 | 21 | 05:00 | 0
1986 | 10 | 21 | 06:00 | 0
1986 | 10 | 21 | 07:00 | 0
1986 | 10 | 21 | 08:00 | 5
1986 | 10 | 21 | 09:00 | 344
1986 | 10 | 21 | 10:00 | 2260
1986 | 10 | 21 | 11:00 | 2614
1986 | 10 | 21 | 12:00 | 2498
1986 | 10 | 21 | 13:00 | 2079
1986 | 10 | 21 | 14:00 | 774
1986 | 10 | 21 | 15:00 | 155
1986 | 10 | 21 | 16:00 | 1
1986 | 10 | 21 | 17:00 | 0
1986 | 10 | 21 | 18:00 | 0
1986 | 10 | 21 | 19:00 | 0
1986 | 10 | 21 | 20:00 | 0
1986 | 10 | 21 | 21:00 | 0
1986 | 10 | 21 | 22:00 | 0
1986 | 10 | 21 | 23:00 | 0
1986 | 10 | 21 | 24:00 | 0
1986 | 10 | 22 | 01:00 | 0
1986 | 10 | 22 | 02:00 | 0
1986 | 10 | 22 | 03:00 | 0
1986 | 10 | 22 | 04:00 | 0
1986 | 10 | 22 | 05:00 | 0
1986 | 10 | 22 | 06:00 | 0
1986 | 10 | 22 | 07:00 | 0
1986 | 10 | 22 | 08:00 | 1016
1986 | 10 | 22 | 09:00 | 1686
1986 | 10 | 22 | 10:00 | 2192
1986 | 10 | 22 | 11:00 | 2379
1986 | 10 | 22 | 12:00 | 2583
1986 | 10 | 22 | 13:00 | 2506
1986 | 10 | 22 | 14:00 | 2248
1986 | 10 | 22 | 15:00 | 1857
1986 | 10 | 22 | 16:00 | 978
1986 | 10 | 22 | 17:00 | 48
1986 | 10 | 22 | 18:00 | 0
1986 | 10 | 22 | 19:00 | 0
1986 | 10 | 22 | 20:00 | 0
1986 | 10 | 22 | 21:00 | 0
1986 | 10 | 22 | 22:00 | 0
1986 | 10 | 22 | 23:00 | 0
1986 | 10 | 22 | 24:00 | 0
1986 | 10 | 23 | 01:00 | 0
1986 | 10 | 23 | 02:00 | 0
1986 | 10 | 23 | 03:00 | 0
1986 | 10 | 23 | 04:00 | 0
1986 | 10 | 23 | 05:00 | 0
1986 | 10 | 23 | 06:00 | 0
1986 | 10 | 23 | 07:00 | 4
1986 | 10 | 23 | 08:00 | 487
1986 | 10 | 23 | 09:00 | 835
1986 | 10 | 23 | 10:00 | 2034
1986 | 10 | 23 | 11:00 | 832
1986 | 10 | 23 | 12:00 | 1826
1986 | 10 | 23 | 13:00 | 1652
1986 | 10 | 23 | 14:00 | 86
1986 | 10 | 23 | 15:00 | 455
1986 | 10 | 23 | 16:00 | 780
1986 | 10 | 23 | 17:00 | 6
1986 | 10 | 23 | 18:00 | 0
1986 | 10 | 23 | 19:00 | 0
1986 | 10 | 23 | 20:00 | 0
1986 | 10 | 23 | 21:00 | 0
1986 | 10 | 23 | 22:00 | 0
1986 | 10 | 23 | 23:00 | 0
1986 | 10 | 23 | 24:00 | 0
1986 | 10 | 24 | 01:00 | 0
1986 | 10 | 24 | 02:00 | 0
1986 | 10 | 24 | 03:00 | 0
1986 | 10 | 24 | 04:00 | 0
1986 | 10 | 24 | 05:00 | 0
1986 | 10 | 24 | 06:00 | 0
1986 | 10 | 24 | 07:00 | 11
1986 | 10 | 24 | 08:00 | 942
1986 | 10 | 24 | 09:00 | 1834
1986 | 10 | 24 | 10:00 | 2440
1986 | 10 | 24 | 11:00 | 2692
1986 | 10 | 24 | 12:00 | 2791
1986 | 10 | 24 | 13:00 | 2666
1986 | 10 | 24 | 14:00 | 2438
1986 | 10 | 24 | 15:00 | 1814
1986 | 10 | 24 | 16:00 | 938
1986 | 10 | 24 | 17:00 | 11
1986 | 10 | 24 | 18:00 | 0
1986 | 10 | 24 | 19:00 | 0
1986 | 10 | 24 | 20:00 | 0
1986 | 10 | 24 | 21:00 | 0
1986 | 10 | 24 | 22:00 | 0
1986 | 10 | 24 | 23:00 | 0
1986 | 10 | 24 | 24:00 | 0
1986 | 10 | 25 | 01:00 | 0
1986 | 10 | 25 | 02:00 | 0
1986 | 10 | 25 | 03:00 | 0
1986 | 10 | 25 | 04:00 | 0
1986 | 10 | 25 | 05:00 | 0
1986 | 10 | 25 | 06:00 | 0
1986 | 10 | 25 | 07:00 | 5
1986 | 10 | 25 | 08:00 | 865
1986 | 10 | 25 | 09:00 | 1678
1986 | 10 | 25 | 10:00 | 2294
1986 | 10 | 25 | 11:00 | 2606
1986 | 10 | 25 | 12:00 | 2724
1986 | 10 | 25 | 13:00 | 2575
1986 | 10 | 25 | 14:00 | 1747
1986 | 10 | 25 | 15:00 | 1483
1986 | 10 | 25 | 16:00 | 742
1986 | 10 | 25 | 17:00 | 1
1986 | 10 | 25 | 18:00 | 0
1986 | 10 | 25 | 19:00 | 0
1986 | 10 | 25 | 20:00 | 0
1986 | 10 | 25 | 21:00 | 0
1986 | 10 | 25 | 22:00 | 0
1986 | 10 | 25 | 23:00 | 0
1986 | 10 | 25 | 24:00 | 0
1986 | 10 | 26 | 01:00 | 0
1986 | 10 | 26 | 02:00 | 0
1986 | 10 | 26 | 03:00 | 0
1986 | 10 | 26 | 04:00 | 0
1986 | 10 | 26 | 05:00 | 0
1986 | 10 | 26 | 06:00 | 0
1986 | 10 | 26 | 07:00 | 0
1986 | 10 | 26 | 08:00 | 23
1986 | 10 | 26 | 09:00 | 230
1986 | 10 | 26 | 10:00 | 435
1986 | 10 | 26 | 11:00 | 558
1986 | 10 | 26 | 12:00 | 602
1986 | 10 | 26 | 13:00 | 837
1986 | 10 | 26 | 14:00 | 449
1986 | 10 | 26 | 15:00 | 24
1986 | 10 | 26 | 16:00 | 4
1986 | 10 | 26 | 17:00 | 0
1986 | 10 | 26 | 18:00 | 0
1986 | 10 | 26 | 19:00 | 0
1986 | 10 | 26 | 20:00 | 0
1986 | 10 | 26 | 21:00 | 0
1986 | 10 | 26 | 22:00 | 0
1986 | 10 | 26 | 23:00 | 0
1986 | 10 | 26 | 24:00 | 0
1986 | 10 | 27 | 01:00 | 0
1986 | 10 | 27 | 02:00 | 0
1986 | 10 | 27 | 03:00 | 0
1986 | 10 | 27 | 04:00 | 0
1986 | 10 | 27 | 05:00 | 0
1986 | 10 | 27 | 06:00 | 0
1986 | 10 | 27 | 07:00 | 0
1986 | 10 | 27 | 08:00 | 2
1986 | 10 | 27 | 09:00 | 66
1986 | 10 | 27 | 10:00 | 291
1986 | 10 | 27 | 11:00 | 424
1986 | 10 | 27 | 12:00 | 503
1986 | 10 | 27 | 13:00 | 473
1986 | 10 | 27 | 14:00 | 309
1986 | 10 | 27 | 15:00 | 100
1986 | 10 | 27 | 16:00 | 6
1986 | 10 | 27 | 17:00 | 0
1986 | 10 | 27 | 18:00 | 0
1986 | 10 | 27 | 19:00 | 0
1986 | 10 | 27 | 20:00 | 0
1986 | 10 | 27 | 21:00 | 0
1986 | 10 | 27 | 22:00 | 0
1986 | 10 | 27 | 23:00 | 0
1986 | 10 | 27 | 24:00 | 0
1986 | 10 | 28 | 01:00 | 0
1986 | 10 | 28 | 02:00 | 0
1986 | 10 | 28 | 03:00 | 0
1986 | 10 | 28 | 04:00 | 0
1986 | 10 | 28 | 05:00 | 0
1986 | 10 | 28 | 06:00 | 0
1986 | 10 | 28 | 07:00 | 0
1986 | 10 | 28 | 08:00 | 75
1986 | 10 | 28 | 09:00 | 498
1986 | 10 | 28 | 10:00 | 768
1986 | 10 | 28 | 11:00 | 997
1986 | 10 | 28 | 12:00 | 987
1986 | 10 | 28 | 13:00 | 1601
1986 | 10 | 28 | 14:00 | 568
1986 | 10 | 28 | 15:00 | 261
1986 | 10 | 28 | 16:00 | 120
1986 | 10 | 28 | 17:00 | 7
1986 | 10 | 28 | 18:00 | 0
1986 | 10 | 28 | 19:00 | 0
1986 | 10 | 28 | 20:00 | 0
1986 | 10 | 28 | 21:00 | 0
1986 | 10 | 28 | 22:00 | 0
1986 | 10 | 28 | 23:00 | 0
1986 | 10 | 28 | 24:00 | 0
1986 | 10 | 29 | 01:00 | 0
1986 | 10 | 29 | 02:00 | 0
1986 | 10 | 29 | 03:00 | 0
1986 | 10 | 29 | 04:00 | 0
1986 | 10 | 29 | 05:00 | 0
1986 | 10 | 29 | 06:00 | 0
1986 | 10 | 29 | 07:00 | 0
1986 | 10 | 29 | 08:00 | 422
1986 | 10 | 29 | 09:00 | 1192
1986 | 10 | 29 | 10:00 | 2067
1986 | 10 | 29 | 11:00 | 2393
1986 | 10 | 29 | 12:00 | 2501
1986 | 10 | 29 | 13:00 | 2561
1986 | 10 | 29 | 14:00 | 1588
1986 | 10 | 29 | 15:00 | 1383
1986 | 10 | 29 | 16:00 | 698
1986 | 10 | 29 | 17:00 | 1
1986 | 10 | 29 | 18:00 | 0
1986 | 10 | 29 | 19:00 | 0
1986 | 10 | 29 | 20:00 | 0
1986 | 10 | 29 | 21:00 | 0
1986 | 10 | 29 | 22:00 | 0
1986 | 10 | 29 | 23:00 | 0
1986 | 10 | 29 | 24:00 | 0
1986 | 10 | 30 | 01:00 | 0
1986 | 10 | 30 | 02:00 | 0
1986 | 10 | 30 | 03:00 | 0
1986 | 10 | 30 | 04:00 | 0
1986 | 10 | 30 | 05:00 | 0
1986 | 10 | 30 | 06:00 | 0
1986 | 10 | 30 | 07:00 | 2
1986 | 10 | 30 | 08:00 | 632
1986 | 10 | 30 | 09:00 | 738
1986 | 10 | 30 | 10:00 | 2268
1986 | 10 | 30 | 11:00 | 1744
1986 | 10 | 30 | 12:00 | 1027
1986 | 10 | 30 | 13:00 | 2612
1986 | 10 | 30 | 14:00 | 2204
1986 | 10 | 30 | 15:00 | 1355
1986 | 10 | 30 | 16:00 | 667
1986 | 10 | 30 | 17:00 | 28
1986 | 10 | 30 | 18:00 | 0
1986 | 10 | 30 | 19:00 | 0
1986 | 10 | 30 | 20:00 | 0
1986 | 10 | 30 | 21:00 | 0
1986 | 10 | 30 | 22:00 | 0
1986 | 10 | 30 | 23:00 | 0
1986 | 10 | 30 | 24:00 | 0
1986 | 10 | 31 | 01:00 | 0
1986 | 10 | 31 | 02:00 | 0
1986 | 10 | 31 | 03:00 | 0
1986 | 10 | 31 | 04:00 | 0
1986 | 10 | 31 | 05:00 | 0
1986 | 10 | 31 | 06:00 | 0
1986 | 10 | 31 | 07:00 | 1
1986 | 10 | 31 | 08:00 | 770
1986 | 10 | 31 | 09:00 | 1610
1986 | 10 | 31 | 10:00 | 2289
1986 | 10 | 31 | 11:00 | 2611
1986 | 10 | 31 | 12:00 | 2742
1986 | 10 | 31 | 13:00 | 2612
1986 | 10 | 31 | 14:00 | 2252
1986 | 10 | 31 | 15:00 | 1630
1986 | 10 | 31 | 16:00 | 745
1986 | 10 | 31 | 17:00 | 1
1986 | 10 | 31 | 18:00 | 0
1986 | 10 | 31 | 19:00 | 0
1986 | 10 | 31 | 20:00 | 0
1986 | 10 | 31 | 21:00 | 0
1986 | 10 | 31 | 22:00 | 0
1986 | 10 | 31 | 23:00 | 0
1986 | 10 | 31 | 24:00 | 0
1974 | 11 | 1 | 01:00 | 0
1974 | 11 | 1 | 02:00 | 0
1974 | 11 | 1 | 03:00 | 0
1974 | 11 | 1 | 04:00 | 0
1974 | 11 | 1 | 05:00 | 0
1974 | 11 | 1 | 06:00 | 0
1974 | 11 | 1 | 07:00 | 0
1974 | 11 | 1 | 08:00 | 255
1974 | 11 | 1 | 09:00 | 732
1974 | 11 | 1 | 10:00 | 414
1974 | 11 | 1 | 11:00 | 1183
1974 | 11 | 1 | 12:00 | 720
1974 | 11 | 1 | 13:00 | 1113
1974 | 11 | 1 | 14:00 | 919
1974 | 11 | 1 | 15:00 | 136
1974 | 11 | 1 | 16:00 | 14
1974 | 11 | 1 | 17:00 | 0
1974 | 11 | 1 | 18:00 | 0
1974 | 11 | 1 | 19:00 | 0
1974 | 11 | 1 | 20:00 | 0
1974 | 11 | 1 | 21:00 | 0
1974 | 11 | 1 | 22:00 | 0
1974 | 11 | 1 | 23:00 | 0
1974 | 11 | 1 | 24:00 | 0
1974 | 11 | 2 | 01:00 | 0
1974 | 11 | 2 | 02:00 | 0
1974 | 11 | 2 | 03:00 | 0
1974 | 11 | 2 | 04:00 | 0
1974 | 11 | 2 | 05:00 | 0
1974 | 11 | 2 | 06:00 | 0
1974 | 11 | 2 | 07:00 | 10
1974 | 11 | 2 | 08:00 | 949
1974 | 11 | 2 | 09:00 | 1892
1974 | 11 | 2 | 10:00 | 2512
1974 | 11 | 2 | 11:00 | 2682
1974 | 11 | 2 | 12:00 | 2747
1974 | 11 | 2 | 13:00 | 2197
1974 | 11 | 2 | 14:00 | 1818
1974 | 11 | 2 | 15:00 | 1061
1974 | 11 | 2 | 16:00 | 677
1974 | 11 | 2 | 17:00 | 4
1974 | 11 | 2 | 18:00 | 0
1974 | 11 | 2 | 19:00 | 0
1974 | 11 | 2 | 20:00 | 0
1974 | 11 | 2 | 21:00 | 0
1974 | 11 | 2 | 22:00 | 0
1974 | 11 | 2 | 23:00 | 0
1974 | 11 | 2 | 24:00 | 0
1974 | 11 | 3 | 01:00 | 0
1974 | 11 | 3 | 02:00 | 0
1974 | 11 | 3 | 03:00 | 0
1974 | 11 | 3 | 04:00 | 0
1974 | 11 | 3 | 05:00 | 0
1974 | 11 | 3 | 06:00 | 0
1974 | 11 | 3 | 07:00 | 0
1974 | 11 | 3 | 08:00 | 740
1974 | 11 | 3 | 09:00 | 1522
1974 | 11 | 3 | 10:00 | 2067
1974 | 11 | 3 | 11:00 | 2078
1974 | 11 | 3 | 12:00 | 2437
1974 | 11 | 3 | 13:00 | 2190
1974 | 11 | 3 | 14:00 | 1773
1974 | 11 | 3 | 15:00 | 1188
1974 | 11 | 3 | 16:00 | 454
1974 | 11 | 3 | 17:00 | 0
1974 | 11 | 3 | 18:00 | 0
1974 | 11 | 3 | 19:00 | 0
1974 | 11 | 3 | 20:00 | 0
1974 | 11 | 3 | 21:00 | 0
1974 | 11 | 3 | 22:00 | 0
1974 | 11 | 3 | 23:00 | 0
1974 | 11 | 3 | 24:00 | 0
1974 | 11 | 4 | 01:00 | 0
1974 | 11 | 4 | 02:00 | 0
1974 | 11 | 4 | 03:00 | 0
1974 | 11 | 4 | 04:00 | 0
1974 | 11 | 4 | 05:00 | 0
1974 | 11 | 4 | 06:00 | 0
1974 | 11 | 4 | 07:00 | 0
1974 | 11 | 4 | 08:00 | 5
1974 | 11 | 4 | 09:00 | 163
1974 | 11 | 4 | 10:00 | 562
1974 | 11 | 4 | 11:00 | 627
1974 | 11 | 4 | 12:00 | 603
1974 | 11 | 4 | 13:00 | 812
1974 | 11 | 4 | 14:00 | 499
1974 | 11 | 4 | 15:00 | 396
1974 | 11 | 4 | 16:00 | 28
1974 | 11 | 4 | 17:00 | 0
1974 | 11 | 4 | 18:00 | 0
1974 | 11 | 4 | 19:00 | 0
1974 | 11 | 4 | 20:00 | 0
1974 | 11 | 4 | 21:00 | 0
1974 | 11 | 4 | 22:00 | 0
1974 | 11 | 4 | 23:00 | 0
1974 | 11 | 4 | 24:00 | 0
1974 | 11 | 5 | 01:00 | 0
1974 | 11 | 5 | 02:00 | 0
1974 | 11 | 5 | 03:00 | 0
1974 | 11 | 5 | 04:00 | 0
1974 | 11 | 5 | 05:00 | 0
1974 | 11 | 5 | 06:00 | 0
1974 | 11 | 5 | 07:00 | 0
1974 | 11 | 5 | 08:00 | 28
1974 | 11 | 5 | 09:00 | 382
1974 | 11 | 5 | 10:00 | 144
1974 | 11 | 5 | 11:00 | 732
1974 | 11 | 5 | 12:00 | 692
1974 | 11 | 5 | 13:00 | 388
1974 | 11 | 5 | 14:00 | 558
1974 | 11 | 5 | 15:00 | 428
1974 | 11 | 5 | 16:00 | 2
1974 | 11 | 5 | 17:00 | 0
1974 | 11 | 5 | 18:00 | 0
1974 | 11 | 5 | 19:00 | 0
1974 | 11 | 5 | 20:00 | 0
1974 | 11 | 5 | 21:00 | 0
1974 | 11 | 5 | 22:00 | 0
1974 | 11 | 5 | 23:00 | 0
1974 | 11 | 5 | 24:00 | 0
1974 | 11 | 6 | 01:00 | 0
1974 | 11 | 6 | 02:00 | 0
1974 | 11 | 6 | 03:00 | 0
1974 | 11 | 6 | 04:00 | 0
1974 | 11 | 6 | 05:00 | 0
1974 | 11 | 6 | 06:00 | 0
1974 | 11 | 6 | 07:00 | 0
1974 | 11 | 6 | 08:00 | 27
1974 | 11 | 6 | 09:00 | 377
1974 | 11 | 6 | 10:00 | 557
1974 | 11 | 6 | 11:00 | 635
1974 | 11 | 6 | 12:00 | 668
1974 | 11 | 6 | 13:00 | 639
1974 | 11 | 6 | 14:00 | 544
1974 | 11 | 6 | 15:00 | 371
1974 | 11 | 6 | 16:00 | 18
1974 | 11 | 6 | 17:00 | 0
1974 | 11 | 6 | 18:00 | 0
1974 | 11 | 6 | 19:00 | 0
1974 | 11 | 6 | 20:00 | 0
1974 | 11 | 6 | 21:00 | 0
1974 | 11 | 6 | 22:00 | 0
1974 | 11 | 6 | 23:00 | 0
1974 | 11 | 6 | 24:00 | 0
1974 | 11 | 7 | 01:00 | 0
1974 | 11 | 7 | 02:00 | 0
1974 | 11 | 7 | 03:00 | 0
1974 | 11 | 7 | 04:00 | 0
1974 | 11 | 7 | 05:00 | 0
1974 | 11 | 7 | 06:00 | 0
1974 | 11 | 7 | 07:00 | 0
1974 | 11 | 7 | 08:00 | 186
1974 | 11 | 7 | 09:00 | 103
1974 | 11 | 7 | 10:00 | 488
1974 | 11 | 7 | 11:00 | 651
1974 | 11 | 7 | 12:00 | 629
1974 | 11 | 7 | 13:00 | 654
1974 | 11 | 7 | 14:00 | 1258
1974 | 11 | 7 | 15:00 | 645
1974 | 11 | 7 | 16:00 | 146
1974 | 11 | 7 | 17:00 | 0
1974 | 11 | 7 | 18:00 | 0
1974 | 11 | 7 | 19:00 | 0
1974 | 11 | 7 | 20:00 | 0
1974 | 11 | 7 | 21:00 | 0
1974 | 11 | 7 | 22:00 | 0
1974 | 11 | 7 | 23:00 | 0
1974 | 11 | 7 | 24:00 | 0
1974 | 11 | 8 | 01:00 | 0
1974 | 11 | 8 | 02:00 | 0
1974 | 11 | 8 | 03:00 | 0
1974 | 11 | 8 | 04:00 | 0
1974 | 11 | 8 | 05:00 | 0
1974 | 11 | 8 | 06:00 | 0
1974 | 11 | 8 | 07:00 | 0
1974 | 11 | 8 | 08:00 | 113
1974 | 11 | 8 | 09:00 | 604
1974 | 11 | 8 | 10:00 | 1460
1974 | 11 | 8 | 11:00 | 2236
1974 | 11 | 8 | 12:00 | 2259
1974 | 11 | 8 | 13:00 | 1522
1974 | 11 | 8 | 14:00 | 1628
1974 | 11 | 8 | 15:00 | 947
1974 | 11 | 8 | 16:00 | 403
1974 | 11 | 8 | 17:00 | 0
1974 | 11 | 8 | 18:00 | 0
1974 | 11 | 8 | 19:00 | 0
1974 | 11 | 8 | 20:00 | 0
1974 | 11 | 8 | 21:00 | 0
1974 | 11 | 8 | 22:00 | 0
1974 | 11 | 8 | 23:00 | 0
1974 | 11 | 8 | 24:00 | 0
1974 | 11 | 9 | 01:00 | 0
1974 | 11 | 9 | 02:00 | 0
1974 | 11 | 9 | 03:00 | 0
1974 | 11 | 9 | 04:00 | 0
1974 | 11 | 9 | 05:00 | 0
1974 | 11 | 9 | 06:00 | 0
1974 | 11 | 9 | 07:00 | 0
1974 | 11 | 9 | 08:00 | 655
1974 | 11 | 9 | 09:00 | 1600
1974 | 11 | 9 | 10:00 | 2294
1974 | 11 | 9 | 11:00 | 2647
1974 | 11 | 9 | 12:00 | 2728
1974 | 11 | 9 | 13:00 | 2588
1974 | 11 | 9 | 14:00 | 2215
1974 | 11 | 9 | 15:00 | 1579
1974 | 11 | 9 | 16:00 | 701
1974 | 11 | 9 | 17:00 | 0
1974 | 11 | 9 | 18:00 | 0
1974 | 11 | 9 | 19:00 | 0
1974 | 11 | 9 | 20:00 | 0
1974 | 11 | 9 | 21:00 | 0
1974 | 11 | 9 | 22:00 | 0
1974 | 11 | 9 | 23:00 | 0
1974 | 11 | 9 | 24:00 | 0
1974 | 11 | 10 | 01:00 | 0
1974 | 11 | 10 | 02:00 | 0
1974 | 11 | 10 | 03:00 | 0
1974 | 11 | 10 | 04:00 | 0
1974 | 11 | 10 | 05:00 | 0
1974 | 11 | 10 | 06:00 | 0
1974 | 11 | 10 | 07:00 | 0
1974 | 11 | 10 | 08:00 | 676
1974 | 11 | 10 | 09:00 | 1418
1974 | 11 | 10 | 10:00 | 2042
1974 | 11 | 10 | 11:00 | 2369
1974 | 11 | 10 | 12:00 | 2471
1974 | 11 | 10 | 13:00 | 2358
1974 | 11 | 10 | 14:00 | 1937
1974 | 11 | 10 | 15:00 | 1423
1974 | 11 | 10 | 16:00 | 619
1974 | 11 | 10 | 17:00 | 0
1974 | 11 | 10 | 18:00 | 0
1974 | 11 | 10 | 19:00 | 0
1974 | 11 | 10 | 20:00 | 0
1974 | 11 | 10 | 21:00 | 0
1974 | 11 | 10 | 22:00 | 0
1974 | 11 | 10 | 23:00 | 0
1974 | 11 | 10 | 24:00 | 0
1974 | 11 | 11 | 01:00 | 0
1974 | 11 | 11 | 02:00 | 0
1974 | 11 | 11 | 03:00 | 0
1974 | 11 | 11 | 04:00 | 0
1974 | 11 | 11 | 05:00 | 0
1974 | 11 | 11 | 06:00 | 0
1974 | 11 | 11 | 07:00 | 0
1974 | 11 | 11 | 08:00 | 616
1974 | 11 | 11 | 09:00 | 1501
1974 | 11 | 11 | 10:00 | 2117
1974 | 11 | 11 | 11:00 | 2467
1974 | 11 | 11 | 12:00 | 2558
1974 | 11 | 11 | 13:00 | 2409
1974 | 11 | 11 | 14:00 | 1915
1974 | 11 | 11 | 15:00 | 1320
1974 | 11 | 11 | 16:00 | 389
1974 | 11 | 11 | 17:00 | 0
1974 | 11 | 11 | 18:00 | 0
1974 | 11 | 11 | 19:00 | 0
1974 | 11 | 11 | 20:00 | 0
1974 | 11 | 11 | 21:00 | 0
1974 | 11 | 11 | 22:00 | 0
1974 | 11 | 11 | 23:00 | 0
1974 | 11 | 11 | 24:00 | 0
1974 | 11 | 12 | 01:00 | 0
1974 | 11 | 12 | 02:00 | 0
1974 | 11 | 12 | 03:00 | 0
1974 | 11 | 12 | 04:00 | 0
1974 | 11 | 12 | 05:00 | 0
1974 | 11 | 12 | 06:00 | 0
1974 | 11 | 12 | 07:00 | 0
1974 | 11 | 12 | 08:00 | 0
1974 | 11 | 12 | 09:00 | 25
1974 | 11 | 12 | 10:00 | 18
1974 | 11 | 12 | 11:00 | 626
1974 | 11 | 12 | 12:00 | 552
1974 | 11 | 12 | 13:00 | 155
1974 | 11 | 12 | 14:00 | 502
1974 | 11 | 12 | 15:00 | 190
1974 | 11 | 12 | 16:00 | 0
1974 | 11 | 12 | 17:00 | 0
1974 | 11 | 12 | 18:00 | 0
1974 | 11 | 12 | 19:00 | 0
1974 | 11 | 12 | 20:00 | 0
1974 | 11 | 12 | 21:00 | 0
1974 | 11 | 12 | 22:00 | 0
1974 | 11 | 12 | 23:00 | 0
1974 | 11 | 12 | 24:00 | 0
1974 | 11 | 13 | 01:00 | 0
1974 | 11 | 13 | 02:00 | 0
1974 | 11 | 13 | 03:00 | 0
1974 | 11 | 13 | 04:00 | 0
1974 | 11 | 13 | 05:00 | 0
1974 | 11 | 13 | 06:00 | 0
1974 | 11 | 13 | 07:00 | 0
1974 | 11 | 13 | 08:00 | 5
1974 | 11 | 13 | 09:00 | 403
1974 | 11 | 13 | 10:00 | 495
1974 | 11 | 13 | 11:00 | 1146
1974 | 11 | 13 | 12:00 | 1521
1974 | 11 | 13 | 13:00 | 529
1974 | 11 | 13 | 14:00 | 1359
1974 | 11 | 13 | 15:00 | 890
1974 | 11 | 13 | 16:00 | 487
1974 | 11 | 13 | 17:00 | 0
1974 | 11 | 13 | 18:00 | 0
1974 | 11 | 13 | 19:00 | 0
1974 | 11 | 13 | 20:00 | 0
1974 | 11 | 13 | 21:00 | 0
1974 | 11 | 13 | 22:00 | 0
1974 | 11 | 13 | 23:00 | 0
1974 | 11 | 13 | 24:00 | 0
1974 | 11 | 14 | 01:00 | 0
1974 | 11 | 14 | 02:00 | 0
1974 | 11 | 14 | 03:00 | 0
1974 | 11 | 14 | 04:00 | 0
1974 | 11 | 14 | 05:00 | 0
1974 | 11 | 14 | 06:00 | 0
1974 | 11 | 14 | 07:00 | 0
1974 | 11 | 14 | 08:00 | 19
1974 | 11 | 14 | 09:00 | 1182
1974 | 11 | 14 | 10:00 | 1175
1974 | 11 | 14 | 11:00 | 1315
1974 | 11 | 14 | 12:00 | 1264
1974 | 11 | 14 | 13:00 | 828
1974 | 11 | 14 | 14:00 | 594
1974 | 11 | 14 | 15:00 | 455
1974 | 11 | 14 | 16:00 | 1
1974 | 11 | 14 | 17:00 | 0
1974 | 11 | 14 | 18:00 | 0
1974 | 11 | 14 | 19:00 | 0
1974 | 11 | 14 | 20:00 | 0
1974 | 11 | 14 | 21:00 | 0
1974 | 11 | 14 | 22:00 | 0
1974 | 11 | 14 | 23:00 | 0
1974 | 11 | 14 | 24:00 | 0
1974 | 11 | 15 | 01:00 | 0
1974 | 11 | 15 | 02:00 | 0
1974 | 11 | 15 | 03:00 | 0
1974 | 11 | 15 | 04:00 | 0
1974 | 11 | 15 | 05:00 | 0
1974 | 11 | 15 | 06:00 | 0
1974 | 11 | 15 | 07:00 | 0
1974 | 11 | 15 | 08:00 | 3
1974 | 11 | 15 | 09:00 | 639
1974 | 11 | 15 | 10:00 | 945
1974 | 11 | 15 | 11:00 | 1690
1974 | 11 | 15 | 12:00 | 2310
1974 | 11 | 15 | 13:00 | 878
1974 | 11 | 15 | 14:00 | 1180
1974 | 11 | 15 | 15:00 | 751
1974 | 11 | 15 | 16:00 | 577
1974 | 11 | 15 | 17:00 | 0
1974 | 11 | 15 | 18:00 | 0
1974 | 11 | 15 | 19:00 | 0
1974 | 11 | 15 | 20:00 | 0
1974 | 11 | 15 | 21:00 | 0
1974 | 11 | 15 | 22:00 | 0
1974 | 11 | 15 | 23:00 | 0
1974 | 11 | 15 | 24:00 | 0
1974 | 11 | 16 | 01:00 | 0
1974 | 11 | 16 | 02:00 | 0
1974 | 11 | 16 | 03:00 | 0
1974 | 11 | 16 | 04:00 | 0
1974 | 11 | 16 | 05:00 | 0
1974 | 11 | 16 | 06:00 | 0
1974 | 11 | 16 | 07:00 | 0
1974 | 11 | 16 | 08:00 | 55
1974 | 11 | 16 | 09:00 | 1612
1974 | 11 | 16 | 10:00 | 2294
1974 | 11 | 16 | 11:00 | 2600
1974 | 11 | 16 | 12:00 | 2834
1974 | 11 | 16 | 13:00 | 2086
1974 | 11 | 16 | 14:00 | 952
1974 | 11 | 16 | 15:00 | 315
1974 | 11 | 16 | 16:00 | 11
1974 | 11 | 16 | 17:00 | 0
1974 | 11 | 16 | 18:00 | 0
1974 | 11 | 16 | 19:00 | 0
1974 | 11 | 16 | 20:00 | 0
1974 | 11 | 16 | 21:00 | 0
1974 | 11 | 16 | 22:00 | 0
1974 | 11 | 16 | 23:00 | 0
1974 | 11 | 16 | 24:00 | 0
1974 | 11 | 17 | 01:00 | 0
1974 | 11 | 17 | 02:00 | 0
1974 | 11 | 17 | 03:00 | 0
1974 | 11 | 17 | 04:00 | 0
1974 | 11 | 17 | 05:00 | 0
1974 | 11 | 17 | 06:00 | 0
1974 | 11 | 17 | 07:00 | 0
1974 | 11 | 17 | 08:00 | 129
1974 | 11 | 17 | 09:00 | 594
1974 | 11 | 17 | 10:00 | 417
1974 | 11 | 17 | 11:00 | 636
1974 | 11 | 17 | 12:00 | 477
1974 | 11 | 17 | 13:00 | 623
1974 | 11 | 17 | 14:00 | 919
1974 | 11 | 17 | 15:00 | 997
1974 | 11 | 17 | 16:00 | 387
1974 | 11 | 17 | 17:00 | 0
1974 | 11 | 17 | 18:00 | 0
1974 | 11 | 17 | 19:00 | 0
1974 | 11 | 17 | 20:00 | 0
1974 | 11 | 17 | 21:00 | 0
1974 | 11 | 17 | 22:00 | 0
1974 | 11 | 17 | 23:00 | 0
1974 | 11 | 17 | 24:00 | 0
1974 | 11 | 18 | 01:00 | 0
1974 | 11 | 18 | 02:00 | 0
1974 | 11 | 18 | 03:00 | 0
1974 | 11 | 18 | 04:00 | 0
1974 | 11 | 18 | 05:00 | 0
1974 | 11 | 18 | 06:00 | 0
1974 | 11 | 18 | 07:00 | 0
1974 | 11 | 18 | 08:00 | 631
1974 | 11 | 18 | 09:00 | 1472
1974 | 11 | 18 | 10:00 | 2191
1974 | 11 | 18 | 11:00 | 2435
1974 | 11 | 18 | 12:00 | 2635
1974 | 11 | 18 | 13:00 | 2328
1974 | 11 | 18 | 14:00 | 1924
1974 | 11 | 18 | 15:00 | 1499
1974 | 11 | 18 | 16:00 | 541
1974 | 11 | 18 | 17:00 | 0
1974 | 11 | 18 | 18:00 | 0
1974 | 11 | 18 | 19:00 | 0
1974 | 11 | 18 | 20:00 | 0
1974 | 11 | 18 | 21:00 | 0
1974 | 11 | 18 | 22:00 | 0
1974 | 11 | 18 | 23:00 | 0
1974 | 11 | 18 | 24:00 | 0
1974 | 11 | 19 | 01:00 | 0
1974 | 11 | 19 | 02:00 | 0
1974 | 11 | 19 | 03:00 | 0
1974 | 11 | 19 | 04:00 | 0
1974 | 11 | 19 | 05:00 | 0
1974 | 11 | 19 | 06:00 | 0
1974 | 11 | 19 | 07:00 | 0
1974 | 11 | 19 | 08:00 | 695
1974 | 11 | 19 | 09:00 | 1445
1974 | 11 | 19 | 10:00 | 1951
1974 | 11 | 19 | 11:00 | 2240
1974 | 11 | 19 | 12:00 | 2488
1974 | 11 | 19 | 13:00 | 2384
1974 | 11 | 19 | 14:00 | 1811
1974 | 11 | 19 | 15:00 | 706
1974 | 11 | 19 | 16:00 | 142
1974 | 11 | 19 | 17:00 | 0
1974 | 11 | 19 | 18:00 | 0
1974 | 11 | 19 | 19:00 | 0
1974 | 11 | 19 | 20:00 | 0
1974 | 11 | 19 | 21:00 | 0
1974 | 11 | 19 | 22:00 | 0
1974 | 11 | 19 | 23:00 | 0
1974 | 11 | 19 | 24:00 | 0
1974 | 11 | 20 | 01:00 | 0
1974 | 11 | 20 | 02:00 | 0
1974 | 11 | 20 | 03:00 | 0
1974 | 11 | 20 | 04:00 | 0
1974 | 11 | 20 | 05:00 | 0
1974 | 11 | 20 | 06:00 | 0
1974 | 11 | 20 | 07:00 | 0
1974 | 11 | 20 | 08:00 | 4
1974 | 11 | 20 | 09:00 | 196
1974 | 11 | 20 | 10:00 | 86
1974 | 11 | 20 | 11:00 | 539
1974 | 11 | 20 | 12:00 | 547
1974 | 11 | 20 | 13:00 | 196
1974 | 11 | 20 | 14:00 | 448
1974 | 11 | 20 | 15:00 | 302
1974 | 11 | 20 | 16:00 | 1
1974 | 11 | 20 | 17:00 | 0
1974 | 11 | 20 | 18:00 | 0
1974 | 11 | 20 | 19:00 | 0
1974 | 11 | 20 | 20:00 | 0
1974 | 11 | 20 | 21:00 | 0
1974 | 11 | 20 | 22:00 | 0
1974 | 11 | 20 | 23:00 | 0
1974 | 11 | 20 | 24:00 | 0
1974 | 11 | 21 | 01:00 | 0
1974 | 11 | 21 | 02:00 | 0
1974 | 11 | 21 | 03:00 | 0
1974 | 11 | 21 | 04:00 | 0
1974 | 11 | 21 | 05:00 | 0
1974 | 11 | 21 | 06:00 | 0
1974 | 11 | 21 | 07:00 | 0
1974 | 11 | 21 | 08:00 | 17
1974 | 11 | 21 | 09:00 | 407
1974 | 11 | 21 | 10:00 | 200
1974 | 11 | 21 | 11:00 | 656
1974 | 11 | 21 | 12:00 | 774
1974 | 11 | 21 | 13:00 | 312
1974 | 11 | 21 | 14:00 | 573
1974 | 11 | 21 | 15:00 | 368
1974 | 11 | 21 | 16:00 | 1
1974 | 11 | 21 | 17:00 | 0
1974 | 11 | 21 | 18:00 | 0
1974 | 11 | 21 | 19:00 | 0
1974 | 11 | 21 | 20:00 | 0
1974 | 11 | 21 | 21:00 | 0
1974 | 11 | 21 | 22:00 | 0
1974 | 11 | 21 | 23:00 | 0
1974 | 11 | 21 | 24:00 | 0
1974 | 11 | 22 | 01:00 | 0
1974 | 11 | 22 | 02:00 | 0
1974 | 11 | 22 | 03:00 | 0
1974 | 11 | 22 | 04:00 | 0
1974 | 11 | 22 | 05:00 | 0
1974 | 11 | 22 | 06:00 | 0
1974 | 11 | 22 | 07:00 | 0
1974 | 11 | 22 | 08:00 | 32
1974 | 11 | 22 | 09:00 | 717
1974 | 11 | 22 | 10:00 | 830
1974 | 11 | 22 | 11:00 | 2610
1974 | 11 | 22 | 12:00 | 2759
1974 | 11 | 22 | 13:00 | 1650
1974 | 11 | 22 | 14:00 | 2438
1974 | 11 | 22 | 15:00 | 1743
1974 | 11 | 22 | 16:00 | 945
1974 | 11 | 22 | 17:00 | 0
1974 | 11 | 22 | 18:00 | 0
1974 | 11 | 22 | 19:00 | 0
1974 | 11 | 22 | 20:00 | 0
1974 | 11 | 22 | 21:00 | 0
1974 | 11 | 22 | 22:00 | 0
1974 | 11 | 22 | 23:00 | 0
1974 | 11 | 22 | 24:00 | 0
1974 | 11 | 23 | 01:00 | 0
1974 | 11 | 23 | 02:00 | 0
1974 | 11 | 23 | 03:00 | 0
1974 | 11 | 23 | 04:00 | 0
1974 | 11 | 23 | 05:00 | 0
1974 | 11 | 23 | 06:00 | 0
1974 | 11 | 23 | 07:00 | 0
1974 | 11 | 23 | 08:00 | 371
1974 | 11 | 23 | 09:00 | 1335
1974 | 11 | 23 | 10:00 | 1976
1974 | 11 | 23 | 11:00 | 2344
1974 | 11 | 23 | 12:00 | 2384
1974 | 11 | 23 | 13:00 | 2253
1974 | 11 | 23 | 14:00 | 1890
1974 | 11 | 23 | 15:00 | 945
1974 | 11 | 23 | 16:00 | 353
1974 | 11 | 23 | 17:00 | 0
1974 | 11 | 23 | 18:00 | 0
1974 | 11 | 23 | 19:00 | 0
1974 | 11 | 23 | 20:00 | 0
1974 | 11 | 23 | 21:00 | 0
1974 | 11 | 23 | 22:00 | 0
1974 | 11 | 23 | 23:00 | 0
1974 | 11 | 23 | 24:00 | 0
1974 | 11 | 24 | 01:00 | 0
1974 | 11 | 24 | 02:00 | 0
1974 | 11 | 24 | 03:00 | 0
1974 | 11 | 24 | 04:00 | 0
1974 | 11 | 24 | 05:00 | 0
1974 | 11 | 24 | 06:00 | 0
1974 | 11 | 24 | 07:00 | 0
1974 | 11 | 24 | 08:00 | 5
1974 | 11 | 24 | 09:00 | 123
1974 | 11 | 24 | 10:00 | 68
1974 | 11 | 24 | 11:00 | 511
1974 | 11 | 24 | 12:00 | 578
1974 | 11 | 24 | 13:00 | 749
1974 | 11 | 24 | 14:00 | 471
1974 | 11 | 24 | 15:00 | 217
1974 | 11 | 24 | 16:00 | 10
1974 | 11 | 24 | 17:00 | 0
1974 | 11 | 24 | 18:00 | 0
1974 | 11 | 24 | 19:00 | 0
1974 | 11 | 24 | 20:00 | 0
1974 | 11 | 24 | 21:00 | 0
1974 | 11 | 24 | 22:00 | 0
1974 | 11 | 24 | 23:00 | 0
1974 | 11 | 24 | 24:00 | 0
1974 | 11 | 25 | 01:00 | 0
1974 | 11 | 25 | 02:00 | 0
1974 | 11 | 25 | 03:00 | 0
1974 | 11 | 25 | 04:00 | 0
1974 | 11 | 25 | 05:00 | 0
1974 | 11 | 25 | 06:00 | 0
1974 | 11 | 25 | 07:00 | 0
1974 | 11 | 25 | 08:00 | 9
1974 | 11 | 25 | 09:00 | 230
1974 | 11 | 25 | 10:00 | 498
1974 | 11 | 25 | 11:00 | 651
1974 | 11 | 25 | 12:00 | 677
1974 | 11 | 25 | 13:00 | 734
1974 | 11 | 25 | 14:00 | 544
1974 | 11 | 25 | 15:00 | 356
1974 | 11 | 25 | 16:00 | 1
1974 | 11 | 25 | 17:00 | 0
1974 | 11 | 25 | 18:00 | 0
1974 | 11 | 25 | 19:00 | 0
1974 | 11 | 25 | 20:00 | 0
1974 | 11 | 25 | 21:00 | 0
1974 | 11 | 25 | 22:00 | 0
1974 | 11 | 25 | 23:00 | 0
1974 | 11 | 25 | 24:00 | 0
1974 | 11 | 26 | 01:00 | 0
1974 | 11 | 26 | 02:00 | 0
1974 | 11 | 26 | 03:00 | 0
1974 | 11 | 26 | 04:00 | 0
1974 | 11 | 26 | 05:00 | 0
1974 | 11 | 26 | 06:00 | 0
1974 | 11 | 26 | 07:00 | 0
1974 | 11 | 26 | 08:00 | 2
1974 | 11 | 26 | 09:00 | 505
1974 | 11 | 26 | 10:00 | 1420
1974 | 11 | 26 | 11:00 | 894
1974 | 11 | 26 | 12:00 | 1239
1974 | 11 | 26 | 13:00 | 1158
1974 | 11 | 26 | 14:00 | 1346
1974 | 11 | 26 | 15:00 | 1148
1974 | 11 | 26 | 16:00 | 225
1974 | 11 | 26 | 17:00 | 0
1974 | 11 | 26 | 18:00 | 0
1974 | 11 | 26 | 19:00 | 0
1974 | 11 | 26 | 20:00 | 0
1974 | 11 | 26 | 21:00 | 0
1974 | 11 | 26 | 22:00 | 0
1974 | 11 | 26 | 23:00 | 0
1974 | 11 | 26 | 24:00 | 0
1974 | 11 | 27 | 01:00 | 0
1974 | 11 | 27 | 02:00 | 0
1974 | 11 | 27 | 03:00 | 0
1974 | 11 | 27 | 04:00 | 0
1974 | 11 | 27 | 05:00 | 0
1974 | 11 | 27 | 06:00 | 0
1974 | 11 | 27 | 07:00 | 0
1974 | 11 | 27 | 08:00 | 395
1974 | 11 | 27 | 09:00 | 1370
1974 | 11 | 27 | 10:00 | 2211
1974 | 11 | 27 | 11:00 | 2487
1974 | 11 | 27 | 12:00 | 2673
1974 | 11 | 27 | 13:00 | 2680
1974 | 11 | 27 | 14:00 | 2151
1974 | 11 | 27 | 15:00 | 1565
1974 | 11 | 27 | 16:00 | 543
1974 | 11 | 27 | 17:00 | 0
1974 | 11 | 27 | 18:00 | 0
1974 | 11 | 27 | 19:00 | 0
1974 | 11 | 27 | 20:00 | 0
1974 | 11 | 27 | 21:00 | 0
1974 | 11 | 27 | 22:00 | 0
1974 | 11 | 27 | 23:00 | 0
1974 | 11 | 27 | 24:00 | 0
1974 | 11 | 28 | 01:00 | 0
1974 | 11 | 28 | 02:00 | 0
1974 | 11 | 28 | 03:00 | 0
1974 | 11 | 28 | 04:00 | 0
1974 | 11 | 28 | 05:00 | 0
1974 | 11 | 28 | 06:00 | 0
1974 | 11 | 28 | 07:00 | 0
1974 | 11 | 28 | 08:00 | 0
1974 | 11 | 28 | 09:00 | 112
1974 | 11 | 28 | 10:00 | 468
1974 | 11 | 28 | 11:00 | 709
1974 | 11 | 28 | 12:00 | 1156
1974 | 11 | 28 | 13:00 | 1060
1974 | 11 | 28 | 14:00 | 1129
1974 | 11 | 28 | 15:00 | 1150
1974 | 11 | 28 | 16:00 | 514
1974 | 11 | 28 | 17:00 | 0
1974 | 11 | 28 | 18:00 | 0
1974 | 11 | 28 | 19:00 | 0
1974 | 11 | 28 | 20:00 | 0
1974 | 11 | 28 | 21:00 | 0
1974 | 11 | 28 | 22:00 | 0
1974 | 11 | 28 | 23:00 | 0
1974 | 11 | 28 | 24:00 | 0
1974 | 11 | 29 | 01:00 | 0
1974 | 11 | 29 | 02:00 | 0
1974 | 11 | 29 | 03:00 | 0
1974 | 11 | 29 | 04:00 | 0
1974 | 11 | 29 | 05:00 | 0
1974 | 11 | 29 | 06:00 | 0
1974 | 11 | 29 | 07:00 | 0
1974 | 11 | 29 | 08:00 | 32
1974 | 11 | 29 | 09:00 | 1493
1974 | 11 | 29 | 10:00 | 2352
1974 | 11 | 29 | 11:00 | 2716
1974 | 11 | 29 | 12:00 | 2889
1974 | 11 | 29 | 13:00 | 2792
1974 | 11 | 29 | 14:00 | 2427
1974 | 11 | 29 | 15:00 | 1810
1974 | 11 | 29 | 16:00 | 857
1974 | 11 | 29 | 17:00 | 0
1974 | 11 | 29 | 18:00 | 0
1974 | 11 | 29 | 19:00 | 0
1974 | 11 | 29 | 20:00 | 0
1974 | 11 | 29 | 21:00 | 0
1974 | 11 | 29 | 22:00 | 0
1974 | 11 | 29 | 23:00 | 0
1974 | 11 | 29 | 24:00 | 0
1974 | 11 | 30 | 01:00 | 0
1974 | 11 | 30 | 02:00 | 0
1974 | 11 | 30 | 03:00 | 0
1974 | 11 | 30 | 04:00 | 0
1974 | 11 | 30 | 05:00 | 0
1974 | 11 | 30 | 06:00 | 0
1974 | 11 | 30 | 07:00 | 0
1974 | 11 | 30 | 08:00 | 619
1974 | 11 | 30 | 09:00 | 1669
1974 | 11 | 30 | 10:00 | 2312
1974 | 11 | 30 | 11:00 | 2684
1974 | 11 | 30 | 12:00 | 2806
1974 | 11 | 30 | 13:00 | 2675
1974 | 11 | 30 | 14:00 | 2295
1974 | 11 | 30 | 15:00 | 1680
1974 | 11 | 30 | 16:00 | 736
1974 | 11 | 30 | 17:00 | 0
1974 | 11 | 30 | 18:00 | 0
1974 | 11 | 30 | 19:00 | 0
1974 | 11 | 30 | 20:00 | 0
1974 | 11 | 30 | 21:00 | 0
1974 | 11 | 30 | 22:00 | 0
1974 | 11 | 30 | 23:00 | 0
1974 | 11 | 30 | 24:00 | 0
1985 | 12 | 1 | 01:00 | 0
1985 | 12 | 1 | 02:00 | 0
1985 | 12 | 1 | 03:00 | 0
1985 | 12 | 1 | 04:00 | 0
1985 | 12 | 1 | 05:00 | 0
1985 | 12 | 1 | 06:00 | 0
1985 | 12 | 1 | 07:00 | 0
1985 | 12 | 1 | 08:00 | 0
1985 | 12 | 1 | 09:00 | 132
1985 | 12 | 1 | 10:00 | 399
1985 | 12 | 1 | 11:00 | 849
1985 | 12 | 1 | 12:00 | 966
1985 | 12 | 1 | 13:00 | 503
1985 | 12 | 1 | 14:00 | 434
1985 | 12 | 1 | 15:00 | 245
1985 | 12 | 1 | 16:00 | 2
1985 | 12 | 1 | 17:00 | 0
1985 | 12 | 1 | 18:00 | 0
1985 | 12 | 1 | 19:00 | 0
1985 | 12 | 1 | 20:00 | 0
1985 | 12 | 1 | 21:00 | 0
1985 | 12 | 1 | 22:00 | 0
1985 | 12 | 1 | 23:00 | 0
1985 | 12 | 1 | 24:00 | 0
1985 | 12 | 2 | 01:00 | 0
1985 | 12 | 2 | 02:00 | 0
1985 | 12 | 2 | 03:00 | 0
1985 | 12 | 2 | 04:00 | 0
1985 | 12 | 2 | 05:00 | 0
1985 | 12 | 2 | 06:00 | 0
1985 | 12 | 2 | 07:00 | 0
1985 | 12 | 2 | 08:00 | 2
1985 | 12 | 2 | 09:00 | 416
1985 | 12 | 2 | 10:00 | 606
1985 | 12 | 2 | 11:00 | 2411
1985 | 12 | 2 | 12:00 | 385
1985 | 12 | 2 | 13:00 | 175
1985 | 12 | 2 | 14:00 | 524
1985 | 12 | 2 | 15:00 | 690
1985 | 12 | 2 | 16:00 | 420
1985 | 12 | 2 | 17:00 | 0
1985 | 12 | 2 | 18:00 | 0
1985 | 12 | 2 | 19:00 | 0
1985 | 12 | 2 | 20:00 | 0
1985 | 12 | 2 | 21:00 | 0
1985 | 12 | 2 | 22:00 | 0
1985 | 12 | 2 | 23:00 | 0
1985 | 12 | 2 | 24:00 | 0
1985 | 12 | 3 | 01:00 | 0
1985 | 12 | 3 | 02:00 | 0
1985 | 12 | 3 | 03:00 | 0
1985 | 12 | 3 | 04:00 | 0
1985 | 12 | 3 | 05:00 | 0
1985 | 12 | 3 | 06:00 | 0
1985 | 12 | 3 | 07:00 | 0
1985 | 12 | 3 | 08:00 | 564
1985 | 12 | 3 | 09:00 | 1459
1985 | 12 | 3 | 10:00 | 2182
1985 | 12 | 3 | 11:00 | 2821
1985 | 12 | 3 | 12:00 | 3015
1985 | 12 | 3 | 13:00 | 2911
1985 | 12 | 3 | 14:00 | 2527
1985 | 12 | 3 | 15:00 | 1864
1985 | 12 | 3 | 16:00 | 835
1985 | 12 | 3 | 17:00 | 0
1985 | 12 | 3 | 18:00 | 0
1985 | 12 | 3 | 19:00 | 0
1985 | 12 | 3 | 20:00 | 0
1985 | 12 | 3 | 21:00 | 0
1985 | 12 | 3 | 22:00 | 0
1985 | 12 | 3 | 23:00 | 0
1985 | 12 | 3 | 24:00 | 0
1985 | 12 | 4 | 01:00 | 0
1985 | 12 | 4 | 02:00 | 0
1985 | 12 | 4 | 03:00 | 0
1985 | 12 | 4 | 04:00 | 0
1985 | 12 | 4 | 05:00 | 0
1985 | 12 | 4 | 06:00 | 0
1985 | 12 | 4 | 07:00 | 0
1985 | 12 | 4 | 08:00 | 14
1985 | 12 | 4 | 09:00 | 520
1985 | 12 | 4 | 10:00 | 570
1985 | 12 | 4 | 11:00 | 308
1985 | 12 | 4 | 12:00 | 478
1985 | 12 | 4 | 13:00 | 753
1985 | 12 | 4 | 14:00 | 617
1985 | 12 | 4 | 15:00 | 406
1985 | 12 | 4 | 16:00 | 193
1985 | 12 | 4 | 17:00 | 0
1985 | 12 | 4 | 18:00 | 0
1985 | 12 | 4 | 19:00 | 0
1985 | 12 | 4 | 20:00 | 0
1985 | 12 | 4 | 21:00 | 0
1985 | 12 | 4 | 22:00 | 0
1985 | 12 | 4 | 23:00 | 0
1985 | 12 | 4 | 24:00 | 0
1985 | 12 | 5 | 01:00 | 0
1985 | 12 | 5 | 02:00 | 0
1985 | 12 | 5 | 03:00 | 0
1985 | 12 | 5 | 04:00 | 0
1985 | 12 | 5 | 05:00 | 0
1985 | 12 | 5 | 06:00 | 0
1985 | 12 | 5 | 07:00 | 0
1985 | 12 | 5 | 08:00 | 3
1985 | 12 | 5 | 09:00 | 446
1985 | 12 | 5 | 10:00 | 1065
1985 | 12 | 5 | 11:00 | 823
1985 | 12 | 5 | 12:00 | 486
1985 | 12 | 5 | 13:00 | 447
1985 | 12 | 5 | 14:00 | 427
1985 | 12 | 5 | 15:00 | 27
1985 | 12 | 5 | 16:00 | 44
1985 | 12 | 5 | 17:00 | 0
1985 | 12 | 5 | 18:00 | 0
1985 | 12 | 5 | 19:00 | 0
1985 | 12 | 5 | 20:00 | 0
1985 | 12 | 5 | 21:00 | 0
1985 | 12 | 5 | 22:00 | 0
1985 | 12 | 5 | 23:00 | 0
1985 | 12 | 5 | 24:00 | 0
1985 | 12 | 6 | 01:00 | 0
1985 | 12 | 6 | 02:00 | 0
1985 | 12 | 6 | 03:00 | 0
1985 | 12 | 6 | 04:00 | 0
1985 | 12 | 6 | 05:00 | 0
1985 | 12 | 6 | 06:00 | 0
1985 | 12 | 6 | 07:00 | 0
1985 | 12 | 6 | 08:00 | 0
1985 | 12 | 6 | 09:00 | 16
1985 | 12 | 6 | 10:00 | 357
1985 | 12 | 6 | 11:00 | 457
1985 | 12 | 6 | 12:00 | 475
1985 | 12 | 6 | 13:00 | 534
1985 | 12 | 6 | 14:00 | 477
1985 | 12 | 6 | 15:00 | 142
1985 | 12 | 6 | 16:00 | 4
1985 | 12 | 6 | 17:00 | 0
1985 | 12 | 6 | 18:00 | 0
1985 | 12 | 6 | 19:00 | 0
1985 | 12 | 6 | 20:00 | 0
1985 | 12 | 6 | 21:00 | 0
1985 | 12 | 6 | 22:00 | 0
1985 | 12 | 6 | 23:00 | 0
1985 | 12 | 6 | 24:00 | 0
1985 | 12 | 7 | 01:00 | 0
1985 | 12 | 7 | 02:00 | 0
1985 | 12 | 7 | 03:00 | 0
1985 | 12 | 7 | 04:00 | 0
1985 | 12 | 7 | 05:00 | 0
1985 | 12 | 7 | 06:00 | 0
1985 | 12 | 7 | 07:00 | 0
1985 | 12 | 7 | 08:00 | 160
1985 | 12 | 7 | 09:00 | 1299
1985 | 12 | 7 | 10:00 | 2000
1985 | 12 | 7 | 11:00 | 878
1985 | 12 | 7 | 12:00 | 1057
1985 | 12 | 7 | 13:00 | 765
1985 | 12 | 7 | 14:00 | 1108
1985 | 12 | 7 | 15:00 | 1241
1985 | 12 | 7 | 16:00 | 274
1985 | 12 | 7 | 17:00 | 0
1985 | 12 | 7 | 18:00 | 0
1985 | 12 | 7 | 19:00 | 0
1985 | 12 | 7 | 20:00 | 0
1985 | 12 | 7 | 21:00 | 0
1985 | 12 | 7 | 22:00 | 0
1985 | 12 | 7 | 23:00 | 0
1985 | 12 | 7 | 24:00 | 0
1985 | 12 | 8 | 01:00 | 0
1985 | 12 | 8 | 02:00 | 0
1985 | 12 | 8 | 03:00 | 0
1985 | 12 | 8 | 04:00 | 0
1985 | 12 | 8 | 05:00 | 0
1985 | 12 | 8 | 06:00 | 0
1985 | 12 | 8 | 07:00 | 0
1985 | 12 | 8 | 08:00 | 1
1985 | 12 | 8 | 09:00 | 58
1985 | 12 | 8 | 10:00 | 1011
1985 | 12 | 8 | 11:00 | 1025
1985 | 12 | 8 | 12:00 | 173
1985 | 12 | 8 | 13:00 | 710
1985 | 12 | 8 | 14:00 | 185
1985 | 12 | 8 | 15:00 | 35
1985 | 12 | 8 | 16:00 | 0
1985 | 12 | 8 | 17:00 | 0
1985 | 12 | 8 | 18:00 | 0
1985 | 12 | 8 | 19:00 | 0
1985 | 12 | 8 | 20:00 | 0
1985 | 12 | 8 | 21:00 | 0
1985 | 12 | 8 | 22:00 | 0
1985 | 12 | 8 | 23:00 | 0
1985 | 12 | 8 | 24:00 | 0
1985 | 12 | 9 | 01:00 | 0
1985 | 12 | 9 | 02:00 | 0
1985 | 12 | 9 | 03:00 | 0
1985 | 12 | 9 | 04:00 | 0
1985 | 12 | 9 | 05:00 | 0
1985 | 12 | 9 | 06:00 | 0
1985 | 12 | 9 | 07:00 | 0
1985 | 12 | 9 | 08:00 | 43
1985 | 12 | 9 | 09:00 | 472
1985 | 12 | 9 | 10:00 | 565
1985 | 12 | 9 | 11:00 | 1256
1985 | 12 | 9 | 12:00 | 1113
1985 | 12 | 9 | 13:00 | 1180
1985 | 12 | 9 | 14:00 | 1655
1985 | 12 | 9 | 15:00 | 1539
1985 | 12 | 9 | 16:00 | 603
1985 | 12 | 9 | 17:00 | 0
1985 | 12 | 9 | 18:00 | 0
1985 | 12 | 9 | 19:00 | 0
1985 | 12 | 9 | 20:00 | 0
1985 | 12 | 9 | 21:00 | 0
1985 | 12 | 9 | 22:00 | 0
1985 | 12 | 9 | 23:00 | 0
1985 | 12 | 9 | 24:00 | 0
1985 | 12 | 10 | 01:00 | 0
1985 | 12 | 10 | 02:00 | 0
1985 | 12 | 10 | 03:00 | 0
1985 | 12 | 10 | 04:00 | 0
1985 | 12 | 10 | 05:00 | 0
1985 | 12 | 10 | 06:00 | 0
1985 | 12 | 10 | 07:00 | 0
1985 | 12 | 10 | 08:00 | 412
1985 | 12 | 10 | 09:00 | 1436
1985 | 12 | 10 | 10:00 | 2214
1985 | 12 | 10 | 11:00 | 2348
1985 | 12 | 10 | 12:00 | 2180
1985 | 12 | 10 | 13:00 | 777
1985 | 12 | 10 | 14:00 | 815
1985 | 12 | 10 | 15:00 | 156
1985 | 12 | 10 | 16:00 | 0
1985 | 12 | 10 | 17:00 | 0
1985 | 12 | 10 | 18:00 | 0
1985 | 12 | 10 | 19:00 | 0
1985 | 12 | 10 | 20:00 | 0
1985 | 12 | 10 | 21:00 | 0
1985 | 12 | 10 | 22:00 | 0
1985 | 12 | 10 | 23:00 | 0
1985 | 12 | 10 | 24:00 | 0
1985 | 12 | 11 | 01:00 | 0
1985 | 12 | 11 | 02:00 | 0
1985 | 12 | 11 | 03:00 | 0
1985 | 12 | 11 | 04:00 | 0
1985 | 12 | 11 | 05:00 | 0
1985 | 12 | 11 | 06:00 | 0
1985 | 12 | 11 | 07:00 | 0
1985 | 12 | 11 | 08:00 | 0
1985 | 12 | 11 | 09:00 | 36
1985 | 12 | 11 | 10:00 | 209
1985 | 12 | 11 | 11:00 | 476
1985 | 12 | 11 | 12:00 | 660
1985 | 12 | 11 | 13:00 | 591
1985 | 12 | 11 | 14:00 | 533
1985 | 12 | 11 | 15:00 | 301
1985 | 12 | 11 | 16:00 | 0
1985 | 12 | 11 | 17:00 | 0
1985 | 12 | 11 | 18:00 | 0
1985 | 12 | 11 | 19:00 | 0
1985 | 12 | 11 | 20:00 | 0
1985 | 12 | 11 | 21:00 | 0
1985 | 12 | 11 | 22:00 | 0
1985 | 12 | 11 | 23:00 | 0
1985 | 12 | 11 | 24:00 | 0
1985 | 12 | 12 | 01:00 | 0
1985 | 12 | 12 | 02:00 | 0
1985 | 12 | 12 | 03:00 | 0
1985 | 12 | 12 | 04:00 | 0
1985 | 12 | 12 | 05:00 | 0
1985 | 12 | 12 | 06:00 | 0
1985 | 12 | 12 | 07:00 | 0
1985 | 12 | 12 | 08:00 | 0
1985 | 12 | 12 | 09:00 | 5
1985 | 12 | 12 | 10:00 | 94
1985 | 12 | 12 | 11:00 | 669
1985 | 12 | 12 | 12:00 | 761
1985 | 12 | 12 | 13:00 | 614
1985 | 12 | 12 | 14:00 | 1647
1985 | 12 | 12 | 15:00 | 890
1985 | 12 | 12 | 16:00 | 589
1985 | 12 | 12 | 17:00 | 0
1985 | 12 | 12 | 18:00 | 0
1985 | 12 | 12 | 19:00 | 0
1985 | 12 | 12 | 20:00 | 0
1985 | 12 | 12 | 21:00 | 0
1985 | 12 | 12 | 22:00 | 0
1985 | 12 | 12 | 23:00 | 0
1985 | 12 | 12 | 24:00 | 0
1985 | 12 | 13 | 01:00 | 0
1985 | 12 | 13 | 02:00 | 0
1985 | 12 | 13 | 03:00 | 0
1985 | 12 | 13 | 04:00 | 0
1985 | 12 | 13 | 05:00 | 0
1985 | 12 | 13 | 06:00 | 0
1985 | 12 | 13 | 07:00 | 0
1985 | 12 | 13 | 08:00 | 0
1985 | 12 | 13 | 09:00 | 529
1985 | 12 | 13 | 10:00 | 1122
1985 | 12 | 13 | 11:00 | 660
1985 | 12 | 13 | 12:00 | 693
1985 | 12 | 13 | 13:00 | 599
1985 | 12 | 13 | 14:00 | 460
1985 | 12 | 13 | 15:00 | 94
1985 | 12 | 13 | 16:00 | 0
1985 | 12 | 13 | 17:00 | 0
1985 | 12 | 13 | 18:00 | 0
1985 | 12 | 13 | 19:00 | 0
1985 | 12 | 13 | 20:00 | 0
1985 | 12 | 13 | 21:00 | 0
1985 | 12 | 13 | 22:00 | 0
1985 | 12 | 13 | 23:00 | 0
1985 | 12 | 13 | 24:00 | 0
1985 | 12 | 14 | 01:00 | 0
1985 | 12 | 14 | 02:00 | 0
1985 | 12 | 14 | 03:00 | 0
1985 | 12 | 14 | 04:00 | 0
1985 | 12 | 14 | 05:00 | 0
1985 | 12 | 14 | 06:00 | 0
1985 | 12 | 14 | 07:00 | 0
1985 | 12 | 14 | 08:00 | 1
1985 | 12 | 14 | 09:00 | 241
1985 | 12 | 14 | 10:00 | 1835
1985 | 12 | 14 | 11:00 | 2319
1985 | 12 | 14 | 12:00 | 997
1985 | 12 | 14 | 13:00 | 2611
1985 | 12 | 14 | 14:00 | 2004
1985 | 12 | 14 | 15:00 | 1557
1985 | 12 | 14 | 16:00 | 635
1985 | 12 | 14 | 17:00 | 0
1985 | 12 | 14 | 18:00 | 0
1985 | 12 | 14 | 19:00 | 0
1985 | 12 | 14 | 20:00 | 0
1985 | 12 | 14 | 21:00 | 0
1985 | 12 | 14 | 22:00 | 0
1985 | 12 | 14 | 23:00 | 0
1985 | 12 | 14 | 24:00 | 0
1985 | 12 | 15 | 01:00 | 0
1985 | 12 | 15 | 02:00 | 0
1985 | 12 | 15 | 03:00 | 0
1985 | 12 | 15 | 04:00 | 0
1985 | 12 | 15 | 05:00 | 0
1985 | 12 | 15 | 06:00 | 0
1985 | 12 | 15 | 07:00 | 0
1985 | 12 | 15 | 08:00 | 130
1985 | 12 | 15 | 09:00 | 1341
1985 | 12 | 15 | 10:00 | 1916
1985 | 12 | 15 | 11:00 | 2374
1985 | 12 | 15 | 12:00 | 2545
1985 | 12 | 15 | 13:00 | 2661
1985 | 12 | 15 | 14:00 | 1415
1985 | 12 | 15 | 15:00 | 491
1985 | 12 | 15 | 16:00 | 235
1985 | 12 | 15 | 17:00 | 0
1985 | 12 | 15 | 18:00 | 0
1985 | 12 | 15 | 19:00 | 0
1985 | 12 | 15 | 20:00 | 0
1985 | 12 | 15 | 21:00 | 0
1985 | 12 | 15 | 22:00 | 0
1985 | 12 | 15 | 23:00 | 0
1985 | 12 | 15 | 24:00 | 0
1985 | 12 | 16 | 01:00 | 0
1985 | 12 | 16 | 02:00 | 0
1985 | 12 | 16 | 03:00 | 0
1985 | 12 | 16 | 04:00 | 0
1985 | 12 | 16 | 05:00 | 0
1985 | 12 | 16 | 06:00 | 0
1985 | 12 | 16 | 07:00 | 0
1985 | 12 | 16 | 08:00 | 187
1985 | 12 | 16 | 09:00 | 1263
1985 | 12 | 16 | 10:00 | 1379
1985 | 12 | 16 | 11:00 | 1137
1985 | 12 | 16 | 12:00 | 2145
1985 | 12 | 16 | 13:00 | 1630
1985 | 12 | 16 | 14:00 | 1407
1985 | 12 | 16 | 15:00 | 1625
1985 | 12 | 16 | 16:00 | 437
1985 | 12 | 16 | 17:00 | 0
1985 | 12 | 16 | 18:00 | 0
1985 | 12 | 16 | 19:00 | 0
1985 | 12 | 16 | 20:00 | 0
1985 | 12 | 16 | 21:00 | 0
1985 | 12 | 16 | 22:00 | 0
1985 | 12 | 16 | 23:00 | 0
1985 | 12 | 16 | 24:00 | 0
1985 | 12 | 17 | 01:00 | 0
1985 | 12 | 17 | 02:00 | 0
1985 | 12 | 17 | 03:00 | 0
1985 | 12 | 17 | 04:00 | 0
1985 | 12 | 17 | 05:00 | 0
1985 | 12 | 17 | 06:00 | 0
1985 | 12 | 17 | 07:00 | 0
1985 | 12 | 17 | 08:00 | 15
1985 | 12 | 17 | 09:00 | 1113
1985 | 12 | 17 | 10:00 | 1851
1985 | 12 | 17 | 11:00 | 2355
1985 | 12 | 17 | 12:00 | 2571
1985 | 12 | 17 | 13:00 | 2184
1985 | 12 | 17 | 14:00 | 1300
1985 | 12 | 17 | 15:00 | 826
1985 | 12 | 17 | 16:00 | 444
1985 | 12 | 17 | 17:00 | 0
1985 | 12 | 17 | 18:00 | 0
1985 | 12 | 17 | 19:00 | 0
1985 | 12 | 17 | 20:00 | 0
1985 | 12 | 17 | 21:00 | 0
1985 | 12 | 17 | 22:00 | 0
1985 | 12 | 17 | 23:00 | 0
1985 | 12 | 17 | 24:00 | 0
1985 | 12 | 18 | 01:00 | 0
1985 | 12 | 18 | 02:00 | 0
1985 | 12 | 18 | 03:00 | 0
1985 | 12 | 18 | 04:00 | 0
1985 | 12 | 18 | 05:00 | 0
1985 | 12 | 18 | 06:00 | 0
1985 | 12 | 18 | 07:00 | 0
1985 | 12 | 18 | 08:00 | 230
1985 | 12 | 18 | 09:00 | 953
1985 | 12 | 18 | 10:00 | 1667
1985 | 12 | 18 | 11:00 | 2882
1985 | 12 | 18 | 12:00 | 1968
1985 | 12 | 18 | 13:00 | 2654
1985 | 12 | 18 | 14:00 | 1705
1985 | 12 | 18 | 15:00 | 997
1985 | 12 | 18 | 16:00 | 705
1985 | 12 | 18 | 17:00 | 0
1985 | 12 | 18 | 18:00 | 0
1985 | 12 | 18 | 19:00 | 0
1985 | 12 | 18 | 20:00 | 0
1985 | 12 | 18 | 21:00 | 0
1985 | 12 | 18 | 22:00 | 0
1985 | 12 | 18 | 23:00 | 0
1985 | 12 | 18 | 24:00 | 0
1985 | 12 | 19 | 01:00 | 0
1985 | 12 | 19 | 02:00 | 0
1985 | 12 | 19 | 03:00 | 0
1985 | 12 | 19 | 04:00 | 0
1985 | 12 | 19 | 05:00 | 0
1985 | 12 | 19 | 06:00 | 0
1985 | 12 | 19 | 07:00 | 0
1985 | 12 | 19 | 08:00 | 22
1985 | 12 | 19 | 09:00 | 1189
1985 | 12 | 19 | 10:00 | 2132
1985 | 12 | 19 | 11:00 | 2650
1985 | 12 | 19 | 12:00 | 2630
1985 | 12 | 19 | 13:00 | 2649
1985 | 12 | 19 | 14:00 | 2160
1985 | 12 | 19 | 15:00 | 773
1985 | 12 | 19 | 16:00 | 533
1985 | 12 | 19 | 17:00 | 0
1985 | 12 | 19 | 18:00 | 0
1985 | 12 | 19 | 19:00 | 0
1985 | 12 | 19 | 20:00 | 0
1985 | 12 | 19 | 21:00 | 0
1985 | 12 | 19 | 22:00 | 0
1985 | 12 | 19 | 23:00 | 0
1985 | 12 | 19 | 24:00 | 0
1985 | 12 | 20 | 01:00 | 0
1985 | 12 | 20 | 02:00 | 0
1985 | 12 | 20 | 03:00 | 0
1985 | 12 | 20 | 04:00 | 0
1985 | 12 | 20 | 05:00 | 0
1985 | 12 | 20 | 06:00 | 0
1985 | 12 | 20 | 07:00 | 0
1985 | 12 | 20 | 08:00 | 433
1985 | 12 | 20 | 09:00 | 1601
1985 | 12 | 20 | 10:00 | 2237
1985 | 12 | 20 | 11:00 | 2620
1985 | 12 | 20 | 12:00 | 2749
1985 | 12 | 20 | 13:00 | 2553
1985 | 12 | 20 | 14:00 | 1684
1985 | 12 | 20 | 15:00 | 844
1985 | 12 | 20 | 16:00 | 4
1985 | 12 | 20 | 17:00 | 0
1985 | 12 | 20 | 18:00 | 0
1985 | 12 | 20 | 19:00 | 0
1985 | 12 | 20 | 20:00 | 0
1985 | 12 | 20 | 21:00 | 0
1985 | 12 | 20 | 22:00 | 0
1985 | 12 | 20 | 23:00 | 0
1985 | 12 | 20 | 24:00 | 0
1985 | 12 | 21 | 01:00 | 0
1985 | 12 | 21 | 02:00 | 0
1985 | 12 | 21 | 03:00 | 0
1985 | 12 | 21 | 04:00 | 0
1985 | 12 | 21 | 05:00 | 0
1985 | 12 | 21 | 06:00 | 0
1985 | 12 | 21 | 07:00 | 0
1985 | 12 | 21 | 08:00 | 59
1985 | 12 | 21 | 09:00 | 1184
1985 | 12 | 21 | 10:00 | 1551
1985 | 12 | 21 | 11:00 | 2060
1985 | 12 | 21 | 12:00 | 2134
1985 | 12 | 21 | 13:00 | 2313
1985 | 12 | 21 | 14:00 | 1780
1985 | 12 | 21 | 15:00 | 647
1985 | 12 | 21 | 16:00 | 141
1985 | 12 | 21 | 17:00 | 0
1985 | 12 | 21 | 18:00 | 0
1985 | 12 | 21 | 19:00 | 0
1985 | 12 | 21 | 20:00 | 0
1985 | 12 | 21 | 21:00 | 0
1985 | 12 | 21 | 22:00 | 0
1985 | 12 | 21 | 23:00 | 0
1985 | 12 | 21 | 24:00 | 0
1985 | 12 | 22 | 01:00 | 0
1985 | 12 | 22 | 02:00 | 0
1985 | 12 | 22 | 03:00 | 0
1985 | 12 | 22 | 04:00 | 0
1985 | 12 | 22 | 05:00 | 0
1985 | 12 | 22 | 06:00 | 0
1985 | 12 | 22 | 07:00 | 0
1985 | 12 | 22 | 08:00 | 18
1985 | 12 | 22 | 09:00 | 1174
1985 | 12 | 22 | 10:00 | 1880
1985 | 12 | 22 | 11:00 | 2319
1985 | 12 | 22 | 12:00 | 2484
1985 | 12 | 22 | 13:00 | 2203
1985 | 12 | 22 | 14:00 | 1976
1985 | 12 | 22 | 15:00 | 1234
1985 | 12 | 22 | 16:00 | 136
1985 | 12 | 22 | 17:00 | 0
1985 | 12 | 22 | 18:00 | 0
1985 | 12 | 22 | 19:00 | 0
1985 | 12 | 22 | 20:00 | 0
1985 | 12 | 22 | 21:00 | 0
1985 | 12 | 22 | 22:00 | 0
1985 | 12 | 22 | 23:00 | 0
1985 | 12 | 22 | 24:00 | 0
1985 | 12 | 23 | 01:00 | 0
1985 | 12 | 23 | 02:00 | 0
1985 | 12 | 23 | 03:00 | 0
1985 | 12 | 23 | 04:00 | 0
1985 | 12 | 23 | 05:00 | 0
1985 | 12 | 23 | 06:00 | 0
1985 | 12 | 23 | 07:00 | 0
1985 | 12 | 23 | 08:00 | 0
1985 | 12 | 23 | 09:00 | 26
1985 | 12 | 23 | 10:00 | 506
1985 | 12 | 23 | 11:00 | 700
1985 | 12 | 23 | 12:00 | 633
1985 | 12 | 23 | 13:00 | 467
1985 | 12 | 23 | 14:00 | 1080
1985 | 12 | 23 | 15:00 | 161
1985 | 12 | 23 | 16:00 | 2
1985 | 12 | 23 | 17:00 | 0
1985 | 12 | 23 | 18:00 | 0
1985 | 12 | 23 | 19:00 | 0
1985 | 12 | 23 | 20:00 | 0
1985 | 12 | 23 | 21:00 | 0
1985 | 12 | 23 | 22:00 | 0
1985 | 12 | 23 | 23:00 | 0
1985 | 12 | 23 | 24:00 | 0
1985 | 12 | 24 | 01:00 | 0
1985 | 12 | 24 | 02:00 | 0
1985 | 12 | 24 | 03:00 | 0
1985 | 12 | 24 | 04:00 | 0
1985 | 12 | 24 | 05:00 | 0
1985 | 12 | 24 | 06:00 | 0
1985 | 12 | 24 | 07:00 | 0
1985 | 12 | 24 | 08:00 | 0
1985 | 12 | 24 | 09:00 | 96
1985 | 12 | 24 | 10:00 | 76
1985 | 12 | 24 | 11:00 | 165
1985 | 12 | 24 | 12:00 | 384
1985 | 12 | 24 | 13:00 | 473
1985 | 12 | 24 | 14:00 | 732
1985 | 12 | 24 | 15:00 | 446
1985 | 12 | 24 | 16:00 | 52
1985 | 12 | 24 | 17:00 | 0
1985 | 12 | 24 | 18:00 | 0
1985 | 12 | 24 | 19:00 | 0
1985 | 12 | 24 | 20:00 | 0
1985 | 12 | 24 | 21:00 | 0
1985 | 12 | 24 | 22:00 | 0
1985 | 12 | 24 | 23:00 | 0
1985 | 12 | 24 | 24:00 | 0
1985 | 12 | 25 | 01:00 | 0
1985 | 12 | 25 | 02:00 | 0
1985 | 12 | 25 | 03:00 | 0
1985 | 12 | 25 | 04:00 | 0
1985 | 12 | 25 | 05:00 | 0
1985 | 12 | 25 | 06:00 | 0
1985 | 12 | 25 | 07:00 | 0
1985 | 12 | 25 | 08:00 | 0
1985 | 12 | 25 | 09:00 | 10
1985 | 12 | 25 | 10:00 | 527
1985 | 12 | 25 | 11:00 | 768
1985 | 12 | 25 | 12:00 | 1738
1985 | 12 | 25 | 13:00 | 1386
1985 | 12 | 25 | 14:00 | 1224
1985 | 12 | 25 | 15:00 | 557
1985 | 12 | 25 | 16:00 | 8
1985 | 12 | 25 | 17:00 | 0
1985 | 12 | 25 | 18:00 | 0
1985 | 12 | 25 | 19:00 | 0
1985 | 12 | 25 | 20:00 | 0
1985 | 12 | 25 | 21:00 | 0
1985 | 12 | 25 | 22:00 | 0
1985 | 12 | 25 | 23:00 | 0
1985 | 12 | 25 | 24:00 | 0
1985 | 12 | 26 | 01:00 | 0
1985 | 12 | 26 | 02:00 | 0
1985 | 12 | 26 | 03:00 | 0
1985 | 12 | 26 | 04:00 | 0
1985 | 12 | 26 | 05:00 | 0
1985 | 12 | 26 | 06:00 | 0
1985 | 12 | 26 | 07:00 | 0
1985 | 12 | 26 | 08:00 | 61
1985 | 12 | 26 | 09:00 | 1277
1985 | 12 | 26 | 10:00 | 2205
1985 | 12 | 26 | 11:00 | 2743
1985 | 12 | 26 | 12:00 | 2877
1985 | 12 | 26 | 13:00 | 2728
1985 | 12 | 26 | 14:00 | 2398
1985 | 12 | 26 | 15:00 | 1794
1985 | 12 | 26 | 16:00 | 747
1985 | 12 | 26 | 17:00 | 0
1985 | 12 | 26 | 18:00 | 0
1985 | 12 | 26 | 19:00 | 0
1985 | 12 | 26 | 20:00 | 0
1985 | 12 | 26 | 21:00 | 0
1985 | 12 | 26 | 22:00 | 0
1985 | 12 | 26 | 23:00 | 0
1985 | 12 | 26 | 24:00 | 0
1985 | 12 | 27 | 01:00 | 0
1985 | 12 | 27 | 02:00 | 0
1985 | 12 | 27 | 03:00 | 0
1985 | 12 | 27 | 04:00 | 0
1985 | 12 | 27 | 05:00 | 0
1985 | 12 | 27 | 06:00 | 0
1985 | 12 | 27 | 07:00 | 0
1985 | 12 | 27 | 08:00 | 0
1985 | 12 | 27 | 09:00 | 15
1985 | 12 | 27 | 10:00 | 762
1985 | 12 | 27 | 11:00 | 1211
1985 | 12 | 27 | 12:00 | 2007
1985 | 12 | 27 | 13:00 | 991
1985 | 12 | 27 | 14:00 | 910
1985 | 12 | 27 | 15:00 | 569
1985 | 12 | 27 | 16:00 | 4
1985 | 12 | 27 | 17:00 | 0
1985 | 12 | 27 | 18:00 | 0
1985 | 12 | 27 | 19:00 | 0
1985 | 12 | 27 | 20:00 | 0
1985 | 12 | 27 | 21:00 | 0
1985 | 12 | 27 | 22:00 | 0
1985 | 12 | 27 | 23:00 | 0
1985 | 12 | 27 | 24:00 | 0
1985 | 12 | 28 | 01:00 | 0
1985 | 12 | 28 | 02:00 | 0
1985 | 12 | 28 | 03:00 | 0
1985 | 12 | 28 | 04:00 | 0
1985 | 12 | 28 | 05:00 | 0
1985 | 12 | 28 | 06:00 | 0
1985 | 12 | 28 | 07:00 | 0
1985 | 12 | 28 | 08:00 | 2
1985 | 12 | 28 | 09:00 | 1202
1985 | 12 | 28 | 10:00 | 2009
1985 | 12 | 28 | 11:00 | 2703
1985 | 12 | 28 | 12:00 | 2959
1985 | 12 | 28 | 13:00 | 2851
1985 | 12 | 28 | 14:00 | 2515
1985 | 12 | 28 | 15:00 | 1837
1985 | 12 | 28 | 16:00 | 848
1985 | 12 | 28 | 17:00 | 0
1985 | 12 | 28 | 18:00 | 0
1985 | 12 | 28 | 19:00 | 0
1985 | 12 | 28 | 20:00 | 0
1985 | 12 | 28 | 21:00 | 0
1985 | 12 | 28 | 22:00 | 0
1985 | 12 | 28 | 23:00 | 0
1985 | 12 | 28 | 24:00 | 0
1985 | 12 | 29 | 01:00 | 0
1985 | 12 | 29 | 02:00 | 0
1985 | 12 | 29 | 03:00 | 0
1985 | 12 | 29 | 04:00 | 0
1985 | 12 | 29 | 05:00 | 0
1985 | 12 | 29 | 06:00 | 0
1985 | 12 | 29 | 07:00 | 0
1985 | 12 | 29 | 08:00 | 2
1985 | 12 | 29 | 09:00 | 177
1985 | 12 | 29 | 10:00 | 1092
1985 | 12 | 29 | 11:00 | 821
1985 | 12 | 29 | 12:00 | 2402
1985 | 12 | 29 | 13:00 | 2584
1985 | 12 | 29 | 14:00 | 1717
1985 | 12 | 29 | 15:00 | 1682
1985 | 12 | 29 | 16:00 | 362
1985 | 12 | 29 | 17:00 | 0
1985 | 12 | 29 | 18:00 | 0
1985 | 12 | 29 | 19:00 | 0
1985 | 12 | 29 | 20:00 | 0
1985 | 12 | 29 | 21:00 | 0
1985 | 12 | 29 | 22:00 | 0
1985 | 12 | 29 | 23:00 | 0
1985 | 12 | 29 | 24:00 | 0
1985 | 12 | 30 | 01:00 | 0
1985 | 12 | 30 | 02:00 | 0
1985 | 12 | 30 | 03:00 | 0
1985 | 12 | 30 | 04:00 | 0
1985 | 12 | 30 | 05:00 | 0
1985 | 12 | 30 | 06:00 | 0
1985 | 12 | 30 | 07:00 | 0
1985 | 12 | 30 | 08:00 | 115
1985 | 12 | 30 | 09:00 | 1428
1985 | 12 | 30 | 10:00 | 2079
1985 | 12 | 30 | 11:00 | 2758
1985 | 12 | 30 | 12:00 | 2789
1985 | 12 | 30 | 13:00 | 2834
1985 | 12 | 30 | 14:00 | 1699
1985 | 12 | 30 | 15:00 | 1047
1985 | 12 | 30 | 16:00 | 566
1985 | 12 | 30 | 17:00 | 0
1985 | 12 | 30 | 18:00 | 0
1985 | 12 | 30 | 19:00 | 0
1985 | 12 | 30 | 20:00 | 0
1985 | 12 | 30 | 21:00 | 0
1985 | 12 | 30 | 22:00 | 0
1985 | 12 | 30 | 23:00 | 0
1985 | 12 | 30 | 24:00 | 0
1985 | 12 | 31 | 01:00 | 0
1985 | 12 | 31 | 02:00 | 0
1985 | 12 | 31 | 03:00 | 0
1985 | 12 | 31 | 04:00 | 0
1985 | 12 | 31 | 05:00 | 0
1985 | 12 | 31 | 06:00 | 0
1985 | 12 | 31 | 07:00 | 0
1985 | 12 | 31 | 08:00 | 0
1985 | 12 | 31 | 09:00 | 242
1985 | 12 | 31 | 10:00 | 973
1985 | 12 | 31 | 11:00 | 1400
1985 | 12 | 31 | 12:00 | 2064
1985 | 12 | 31 | 13:00 | 1309
1985 | 12 | 31 | 14:00 | 397
1985 | 12 | 31 | 15:00 | 97
1985 | 12 | 31 | 16:00 | 13
1985 | 12 | 31 | 17:00 | 0
1985 | 12 | 31 | 18:00 | 0
1985 | 12 | 31 | 19:00 | 0
1985 | 12 | 31 | 20:00 | 0
1985 | 12 | 31 | 21:00 | 0
1985 | 12 | 31 | 22:00 | 0
1985 | 12 | 31 | 23:00 | 0
1985 | 12 | 31 | 24:00 | 0

## Losses
System Losses by Company (from FERC Form 1, page 401a)
|  | Total | Total
|  | MWh | Energy | Loss
|  | Acquired | Losses | Percentage
GSEC |  | 600607 | 47611 | 7.927% | 2013
PSNH |  | 8898885 | 302990 | 3.405% | 2014
UES |  | 808977 | 22943 | 2.836% | 2014
Totals |  | 10308469 | 373544 | 3.624% |  | Multiplier | 1.0362
Notes: | a) NHEC does not file a FERC Form 1, so percentage used is a weighted average of the other three utilities.
b) 2014 data not available for all companies as of the posting date of this calculation.